## ENWL - Total
Total Secondary deliverables RIIO-ED1 - Asset replacement, Refurbishment and HVP | [50 empty] | Criticality weightings C1 to C4 | Criticality Rating Boundaries
ENWL | [49 empty] | C1 | 0.7 | Below 75% of average
[50 empty] | C2 | 1 | 75%-125%
[50 empty] | C3 | 1.5 | 125%-200%
[50 empty] | C4 | 2.5 | Over 200% of average
Price base (2012/13)
| ASSET CATEGORIES |  | ASSET REGISTER |  |  | End of DPCR5 (31 March 2015) with investment | [5 empty] | End of DPCR5 (31 March 2015) without investment | [5 empty] | Mid-Period Review (31 March 2019) planned investment | [5 empty] | Mid-Period Review (31 March 2019) without investment | [5 empty] | End of RIIO-ED1 (31 March 2023) planned investment | [5 empty] | End of RIIO-ED1 (31 March 2023) without investment | [8 empty] | Probability of failure | [5 empty] | Criticality/consequence of failure | [5 empty] | Probability of failure x Consequence of failure
Is it your current intention to have a health index for this asset category in the RIIO-ED1 control period.
|  |  | as at 31st March 2015 | as at 31st March 2023 |  | HI 1 | HI 2 | HI 3 | HI 4 | HI 5 |  | HI 1 | HI 2 | HI 3 | HI 4 | HI 5 |  | HI 1 | HI 2 | HI 3 | HI 4 | HI 5 |  | HI 1 | HI 2 | HI 3 | HI 4 | HI 5 |  | HI 1 | HI 2 | HI 3 | HI 4 | HI 5 |  | HI 1 | HI 2 | HI 3 | HI 4 | HI 5 |  |  |  |  | HI 1 | HI 2 | HI 3 | HI 4 | HI 5 |  | HI 1 | HI 2 | HI 3 | HI 4 | HI 5 |  | HI 1 | HI 2 | HI 3 | HI 4 | HI 5 |  | End of DPCR5 (without investment) | [6 empty] | Position at Beginning of RIIO-ED1 | [6 empty] | Mid Period (Without Investment) | [6 empty] | Mid Period (With Investment) | [6 empty] | End of RIIO-ED1 (Without Investment) | [6 empty] | End of RIIO-ED1 (With Investment)
| LV Network | [61 empty] | 1 | 2 | 3 | 4 | 5 | Total |  | 1 | 2 | 3 | 4 | 5 | Total |  | 1 | 2 | 3 | 4 | 5 | Total |  | 1 | 2 | 3 | 4 | 5 | Total |  | 1 | 2 | 3 | 4 | 5 | Total |  | 1 | 2 | 3 | 4 | 5 | Total
| LV Switchgear and Other |  | 0 | 0 | C1 | 0 | 0 | 0 | 0 | 0 | 0 | 0 | 0 | 0 | 0 | 0 | 0 | 0 | 0 | 0 | 0 | 0 | 0 | 0 | 0 | 0 | 0 | 0 | 0 | 0 | 0 | 0 | 0 | 0 | 0 | 0 | 0 | 0 | 0 | 0 | 0 | Yes |  | C1 | 0.0016359 | 0.0024356 | 0.0043064 | 0.0069743 | 0.016359 | C1 | 15951.523 | 15951.523 | 15951.523 | 15951.523 | 15951.523 | C1 | 26.0946 | 38.852 | 68.6939 | 111.2506 | 260.9501 | C1 | 0 | 0 | 0 | 0 | 0 | 0 |  | 0 | 0 | 0 | 0 | 0 | 0 |  | 0 | 0 | 0 | 0 | 0 | 0 |  | 0 | 0 | 0 | 0 | 0 | 0 |  | 0 | 0 | 0 | 0 | 0 | 0 |  | 0 | 0 | 0 | 0 | 0 | 0
|  |  | 17354 | 17354 | C2 | 14577 | 2062 | 357 | 297 | 61 | 17354 | 14577 | 2062 | 357 | 297 | 61 | 17354 | 928 | 0 | -677.5 | -213 | -37.5 | 0 | 13494 | 2421 | 949 | 379 | 111 | 17354 | 1856 | 0 | -1355 | -426 | -75 | 0 | 11512 | 3696 | 1355 | 426 | 365 | 17354 | No |  | C2 | 0.0016359 | 0.0024356 | 0.0043064 | 0.0069743 | 0.016359 | C2 | 22787.89 | 22787.89 | 22787.89 | 22787.89 | 22787.89 | C2 | 37.2779 | 55.5029 | 98.1341 | 158.9295 | 372.7858 | C2 | 543400.6391 | 114446.9648 | 35033.8912 | 47202.0484 | 22739.9357 | 762823.4791 |  | 543400.6391 | 114446.9648 | 35033.8912 | 47202.0484 | 22739.9357 | 762823.4791 |  | 503028.6221 | 134372.5032 | 93129.3074 | 60234.2638 | 41379.2272 | 832143.9237 |  | 537622.5572 | 134372.5032 | 26643.4214 | 26382.2897 | 27399.7586 | 752420.5302 |  | 429143.7303 | 205138.6914 | 132971.7718 | 67703.9482 | 136066.8283 | 971024.9701 |  | 498331.6007 | 205138.6914 | 0 | 0 | 108107.891 | 811578.1831
|  |  | 0 | 0 | C3 | 0 | 0 | 0 | 0 | 0 | 0 | 0 | 0 | 0 | 0 | 0 | 0 | 0 | 0 | 0 | 0 | 0 | 0 | 0 | 0 | 0 | 0 | 0 | 0 | 0 | 0 | 0 | 0 | 0 | 0 | 0 | 0 | 0 | 0 | 0 | 0 |  |  | C3 | 0.0016359 | 0.0024356 | 0.0043064 | 0.0069743 | 0.016359 | C3 | 34181.835 | 34181.835 | 34181.835 | 34181.835 | 34181.835 | C3 | 55.9169 | 83.2543 | 147.2012 | 238.3942 | 559.1787 | C3 | 0 | 0 | 0 | 0 | 0 | 0 |  | 0 | 0 | 0 | 0 | 0 | 0 |  | 0 | 0 | 0 | 0 | 0 | 0 |  | 0 | 0 | 0 | 0 | 0 | 0 |  | 0 | 0 | 0 | 0 | 0 | 0 |  | 0 | 0 | 0 | 0 | 0 | 0
|  |  | 0 | 0 | C4 | 0 | 0 | 0 | 0 | 0 | 0 | 0 | 0 | 0 | 0 | 0 | 0 | 0 | 0 | 0 | 0 | 0 | 0 | 0 | 0 | 0 | 0 | 0 | 0 | 0 | 0 | 0 | 0 | 0 | 0 | 0 | 0 | 0 | 0 | 0 | 0 |  |  | C4 | 0.0016359 | 0.0024356 | 0.0043064 | 0.0069743 | 0.016359 | C4 | 56969.725 | 56969.725 | 56969.725 | 56969.725 | 56969.725 | C4 | 93.1949 | 138.7572 | 245.3354 | 397.3236 | 931.9646 | C4 | 0 | 0 | 0 | 0 | 0 | 0 |  | 0 | 0 | 0 | 0 | 0 | 0 |  | 0 | 0 | 0 | 0 | 0 | 0 |  | 0 | 0 | 0 | 0 | 0 | 0 |  | 0 | 0 | 0 | 0 | 0 | 0 |  | 0 | 0 | 0 | 0 | 0 | 0
|  | Yes | 17354 | 17354 |  | 14577 | 2062 | 357 | 297 | 61 |  | 14577 | 2062 | 357 | 297 | 61 |  | 928 | 0 | -677.5 | -213 | -37.5 |  | 13494 | 2421 | 949 | 379 | 111 |  | 1856 | 0 | -1355 | -426 | -75 |  | 11512 | 3696 | 1355 | 426 | 365 | [22 empty] | 543400.6391 | 114446.9648 | 35033.8912 | 47202.0484 | 22739.9357 | 762823.4791 |  | 543400.6391 | 114446.9648 | 35033.8912 | 47202.0484 | 22739.9357 | 762823.4791 |  | 503028.6221 | 134372.5032 | 93129.3074 | 60234.2638 | 41379.2272 | 832143.9237 |  | 537622.5572 | 134372.5032 | 26643.4214 | 26382.2897 | 27399.7586 | 752420.5302 |  | 429143.7303 | 205138.6914 | 132971.7718 | 67703.9482 | 136066.8283 | 971024.9701 |  | 498331.6007 | 205138.6914 | 0 | 0 | 108107.891 | 811578.1831
| LV UGB |  | 0 | 0 | C1 | 0 | 0 | 0 | 0 | 0 | 0 | 0 | 0 | 0 | 0 | 0 | 0 | 0 | 0 | 0 | 0 | 0 | 0 | 0 | 0 | 0 | 0 | 0 | 0 | 0 | 0 | 0 | 0 | 0 | 0 | 0 | 0 | 0 | 0 | 0 | 0 |  |  | C1 | 0.0021945 | 0.0032674 | 0.0057771 | 0.0093561 | 0.021946 | C1 | 10589.341 | 10589.341 | 10589.341 | 10589.341 | 10589.341 | C1 | 23.2387 | 34.5999 | 61.1758 | 99.0749 | 232.3907 | C1 | 0 | 0 | 0 | 0 | 0 | 0 |  | 0 | 0 | 0 | 0 | 0 | 0 |  | 0 | 0 | 0 | 0 | 0 | 0 |  | 0 | 0 | 0 | 0 | 0 | 0 |  | 0 | 0 | 0 | 0 | 0 | 0 |  | 0 | 0 | 0 | 0 | 0 | 0
|  |  | 19200 | 19200 | C2 | 8155 | 6251 | 3929 | 359 | 506 | 19200 | 8155 | 6251 | 3929 | 359 | 506 | 19200 | 876 | 0 | -225 | -388.5 | -262.5 | 0 | 7189 | 4069 | 3992 | 3359 | 591 | 19200 | 1752 | 0 | -450 | -777 | -525 | 0 | 6679 | 2018 | 4151 | 5564 | 788 | 19200 |  |  | C2 | 0.0021945 | 0.0032674 | 0.0057771 | 0.0093561 | 0.021946 | C2 | 15127.63 | 15127.63 | 15127.63 | 15127.63 | 15127.63 | C2 | 33.1981 | 49.4284 | 87.394 | 141.5356 | 331.9868 | C2 | 270730.5791 | 308977.2283 | 343370.946 | 50811.2877 | 167985.2963 | 1141875.3373 |  | 270730.5791 | 308977.2283 | 343370.946 | 50811.2877 | 167985.2963 | 1141875.3373 |  | 238661.2058 | 201124.3548 | 348876.7668 | 475418.1484 | 196204.1701 | 1460284.6458 |  | 267742.7493 | 201124.3548 | 329213.1213 | 420431.5599 | 109057.6479 | 1327569.4332 |  | 221730.1702 | 99746.608 | 362772.4095 | 787504.191 | 261605.5602 | 1733358.9388 |  | 279893.2572 | 99746.608 | 323445.1187 | 677531.0141 | 87312.5156 | 1467928.5136
|  |  | 0 | 0 | C3 | 0 | 0 | 0 | 0 | 0 | 0 | 0 | 0 | 0 | 0 | 0 | 0 | 0 | 0 | 0 | 0 | 0 | 0 | 0 | 0 | 0 | 0 | 0 | 0 | 0 | 0 | 0 | 0 | 0 | 0 | 0 | 0 | 0 | 0 | 0 | 0 |  |  | C3 | 0.0021945 | 0.0032674 | 0.0057771 | 0.0093561 | 0.021946 | C3 | 22691.445 | 22691.445 | 22691.445 | 22691.445 | 22691.445 | C3 | 49.7972 | 74.1427 | 131.091 | 212.3034 | 497.9801 | C3 | 0 | 0 | 0 | 0 | 0 | 0 |  | 0 | 0 | 0 | 0 | 0 | 0 |  | 0 | 0 | 0 | 0 | 0 | 0 |  | 0 | 0 | 0 | 0 | 0 | 0 |  | 0 | 0 | 0 | 0 | 0 | 0 |  | 0 | 0 | 0 | 0 | 0 | 0
|  |  | 0 | 0 | C4 | 0 | 0 | 0 | 0 | 0 | 0 | 0 | 0 | 0 | 0 | 0 | 0 | 0 | 0 | 0 | 0 | 0 | 0 | 0 | 0 | 0 | 0 | 0 | 0 | 0 | 0 | 0 | 0 | 0 | 0 | 0 | 0 | 0 | 0 | 0 | 0 |  |  | C4 | 0.0021945 | 0.0032674 | 0.0057771 | 0.0093561 | 0.021946 | C4 | 37819.075 | 37819.075 | 37819.075 | 37819.075 | 37819.075 | C4 | 82.9953 | 123.5711 | 218.4849 | 353.8391 | 829.9669 | C4 | 0 | 0 | 0 | 0 | 0 | 0 |  | 0 | 0 | 0 | 0 | 0 | 0 |  | 0 | 0 | 0 | 0 | 0 | 0 |  | 0 | 0 | 0 | 0 | 0 | 0 |  | 0 | 0 | 0 | 0 | 0 | 0 |  | 0 | 0 | 0 | 0 | 0 | 0
|  | Yes | 19200 | 19200 |  | 8155 | 6251 | 3929 | 359 | 506 |  | 8155 | 6251 | 3929 | 359 | 506 |  | 876 | 0 | -225 | -388.5 | -262.5 |  | 7189 | 4069 | 3992 | 3359 | 591 |  | 1752 | 0 | -450 | -777 | -525 |  | 6679 | 2018 | 4151 | 5564 | 788 | [22 empty] | 270730.5791 | 308977.2283 | 343370.946 | 50811.2877 | 167985.2963 | 1141875.3373 |  | 270730.5791 | 308977.2283 | 343370.946 | 50811.2877 | 167985.2963 | 1141875.3373 |  | 238661.2058 | 201124.3548 | 348876.7668 | 475418.1484 | 196204.1701 | 1460284.6458 |  | 267742.7493 | 201124.3548 | 329213.1213 | 420431.5599 | 109057.6479 | 1327569.4332 |  | 221730.1702 | 99746.608 | 362772.4095 | 787504.191 | 261605.5602 | 1733358.9388 |  | 279893.2572 | 99746.608 | 323445.1187 | 677531.0141 | 87312.5156 | 1467928.5136
| LV OHL Support |  | 0 | 0 | C1 | 0 | 0 | 0 | 0 | 0 | 0 | 0 | 0 | 0 | 0 | 0 | 0 | 0 | 0 | 0 | 0 | 0 | 0 | 0 | 0 | 0 | 0 | 0 | 0 | 0 | 0 | 0 | 0 | 0 | 0 | 0 | 0 | 0 | 0 | 0 | 0 |  |  | C1 | 0.0081226 | 0.012094 | 0.021383 | 0.03463 | 0.081228 | C1 | 2065.581 | 2065.581 | 2065.581 | 2065.581 | 2065.581 | C1 | 16.7779 | 24.9806 | 44.1679 | 71.5305 | 167.7823 | C1 | 0 | 0 | 0 | 0 | 0 | 0 |  | 0 | 0 | 0 | 0 | 0 | 0 |  | 0 | 0 | 0 | 0 | 0 | 0 |  | 0 | 0 | 0 | 0 | 0 | 0 |  | 0 | 0 | 0 | 0 | 0 | 0 |  | 0 | 0 | 0 | 0 | 0 | 0
|  |  | 57935 | 57935 | C2 | 20947 | 13746 | 18110 | 1074 | 4058 | 57935 | 20947 | 13746 | 18110 | 1074 | 4058 | 57935 | 2081 | 0 | 0 | -1306 | -775 | 0 | 20122 | 12613 | 13073 | 7551 | 4576 | 57935 | 4162 | 0 | 0 | -2612 | -1550 | 0 | 18362 | 4446 | 12038 | 18302 | 4787 | 57935 |  |  | C2 | 0.0081226 | 0.012094 | 0.021383 | 0.03463 | 0.081228 | C2 | 2950.83 | 2950.83 | 2950.83 | 2950.83 | 2950.83 | C2 | 23.9685 | 35.6865 | 63.097 | 102.1864 | 239.689 | C2 | 502068.0796 | 490547.1364 | 1142687.2925 | 109748.2149 | 972658.1422 | 3217708.8656 |  | 502068.0796 | 490547.1364 | 1142687.2925 | 109748.2149 | 972658.1422 | 3217708.8656 |  | 482294.0706 | 450114.2901 | 824867.5303 | 771609.6561 | 1096817.0672 | 3625702.6144 |  | 532172.5102 | 450114.2901 | 824867.5303 | 638154.1918 | 911058.0578 | 3356366.5802 |  | 440109.5182 | 158662.3431 | 759562.0998 | 1870215.8557 | 1147391.4556 | 4375941.2723 |  | 539866.3973 | 158662.3431 | 759562.0998 | 1603304.9271 | 775873.4368 | 3837269.204
|  |  | 0 | 0 | C3 | 0 | 0 | 0 | 0 | 0 | 0 | 0 | 0 | 0 | 0 | 0 | 0 | 0 | 0 | 0 | 0 | 0 | 0 | 0 | 0 | 0 | 0 | 0 | 0 | 0 | 0 | 0 | 0 | 0 | 0 | 0 | 0 | 0 | 0 | 0 | 0 |  |  | C3 | 0.0081226 | 0.012094 | 0.021383 | 0.03463 | 0.081228 | C3 | 4426.245 | 4426.245 | 4426.245 | 4426.245 | 4426.245 | C3 | 35.9527 | 53.5298 | 94.6456 | 153.2796 | 359.5336 | C3 | 0 | 0 | 0 | 0 | 0 | 0 |  | 0 | 0 | 0 | 0 | 0 | 0 |  | 0 | 0 | 0 | 0 | 0 | 0 |  | 0 | 0 | 0 | 0 | 0 | 0 |  | 0 | 0 | 0 | 0 | 0 | 0 |  | 0 | 0 | 0 | 0 | 0 | 0
|  |  | 0 | 0 | C4 | 0 | 0 | 0 | 0 | 0 | 0 | 0 | 0 | 0 | 0 | 0 | 0 | 0 | 0 | 0 | 0 | 0 | 0 | 0 | 0 | 0 | 0 | 0 | 0 | 0 | 0 | 0 | 0 | 0 | 0 | 0 | 0 | 0 | 0 | 0 | 0 |  |  | C4 | 0.0081226 | 0.012094 | 0.021383 | 0.03463 | 0.081228 | C4 | 7377.075 | 7377.075 | 7377.075 | 7377.075 | 7377.075 | C4 | 59.9212 | 89.2163 | 157.7426 | 255.466 | 599.2226 | C4 | 0 | 0 | 0 | 0 | 0 | 0 |  | 0 | 0 | 0 | 0 | 0 | 0 |  | 0 | 0 | 0 | 0 | 0 | 0 |  | 0 | 0 | 0 | 0 | 0 | 0 |  | 0 | 0 | 0 | 0 | 0 | 0 |  | 0 | 0 | 0 | 0 | 0 | 0
|  | Yes | 57935 | 57935 |  | 20947 | 13746 | 18110 | 1074 | 4058 |  | 20947 | 13746 | 18110 | 1074 | 4058 |  | 2081 | 0 | 0 | -1306 | -775 |  | 20122 | 12613 | 13073 | 7551 | 4576 |  | 4162 | 0 | 0 | -2612 | -1550 |  | 18362 | 4446 | 12038 | 18302 | 4787 | [22 empty] | 502068.0796 | 490547.1364 | 1142687.2925 | 109748.2149 | 972658.1422 | 3217708.8656 |  | 502068.0796 | 490547.1364 | 1142687.2925 | 109748.2149 | 972658.1422 | 3217708.8656 |  | 482294.0706 | 450114.2901 | 824867.5303 | 771609.6561 | 1096817.0672 | 3625702.6144 |  | 532172.5102 | 450114.2901 | 824867.5303 | 638154.1918 | 911058.0578 | 3356366.5802 |  | 440109.5182 | 158662.3431 | 759562.0998 | 1870215.8557 | 1147391.4556 | 4375941.2723 |  | 539866.3973 | 158662.3431 | 759562.0998 | 1603304.9271 | 775873.4368 | 3837269.204
| [Please insert new asset category as required] |  | 0 | 0 | C1 | 0 | 0 | 0 | 0 | 0 | 0 | 0 | 0 | 0 | 0 | 0 | 0 | 0 | 0 | 0 | 0 | 0 | 0 | 0 | 0 | 0 | 0 | 0 | 0 | 0 | 0 | 0 | 0 | 0 | 0 | 0 | 0 | 0 | 0 | 0 | 0 |  |  | C1 | 0 | 0 | 0 | 0 | 0 | C1 | 0 | 0 | 0 | 0 | 0 | C1 | [5 empty] | C1 | [5 empty] | 0 | [6 empty] | 0 | [6 empty] | 0 | [6 empty] | 0 | [6 empty] | 0 | [6 empty] | 0
|  |  | 0 | 0 | C2 | 0 | 0 | 0 | 0 | 0 | 0 | 0 | 0 | 0 | 0 | 0 | 0 | 0 | 0 | 0 | 0 | 0 | 0 | 0 | 0 | 0 | 0 | 0 | 0 | 0 | 0 | 0 | 0 | 0 | 0 | 0 | 0 | 0 | 0 | 0 | 0 |  |  | C2 | 0 | 0 | 0 | 0 | 0 | C2 | 0 | 0 | 0 | 0 | 0 | C2 | [5 empty] | C2 | [5 empty] | 0 | [6 empty] | 0 | [6 empty] | 0 | [6 empty] | 0 | [6 empty] | 0 | [6 empty] | 0
|  |  | 0 | 0 | C3 | 0 | 0 | 0 | 0 | 0 | 0 | 0 | 0 | 0 | 0 | 0 | 0 | 0 | 0 | 0 | 0 | 0 | 0 | 0 | 0 | 0 | 0 | 0 | 0 | 0 | 0 | 0 | 0 | 0 | 0 | 0 | 0 | 0 | 0 | 0 | 0 |  |  | C3 | 0 | 0 | 0 | 0 | 0 | C3 | 0 | 0 | 0 | 0 | 0 | C3 | [5 empty] | C3 | [5 empty] | 0 | [6 empty] | 0 | [6 empty] | 0 | [6 empty] | 0 | [6 empty] | 0 | [6 empty] | 0
|  |  | 0 | 0 | C4 | 0 | 0 | 0 | 0 | 0 | 0 | 0 | 0 | 0 | 0 | 0 | 0 | 0 | 0 | 0 | 0 | 0 | 0 | 0 | 0 | 0 | 0 | 0 | 0 | 0 | 0 | 0 | 0 | 0 | 0 | 0 | 0 | 0 | 0 | 0 | 0 |  |  | C4 | 0 | 0 | 0 | 0 | 0 | C4 | 0 | 0 | 0 | 0 | 0 | C4 | [5 empty] | C4 | [5 empty] | 0 | [6 empty] | 0 | [6 empty] | 0 | [6 empty] | 0 | [6 empty] | 0 | [6 empty] | 0
|  |  | 0 | 0 |  | 0 | 0 | 0 | 0 | 0 |  | 0 | 0 | 0 | 0 | 0 |  | 0 | 0 | 0 | 0 | 0 |  | 0 | 0 | 0 | 0 | 0 |  | 0 | 0 | 0 | 0 | 0 |  | 0 | 0 | 0 | 0 | 0 | [22 empty] | 0 | 0 | 0 | 0 | 0 | 0 |  | 0 | 0 | 0 | 0 | 0 | 0 |  | 0 | 0 | 0 | 0 | 0 | 0 |  | 0 | 0 | 0 | 0 | 0 | 0 |  | 0 | 0 | 0 | 0 | 0 | 0 |  | 0 | 0 | 0 | 0 | 0 | 0
| [Please insert new asset category as required] |  | 0 | 0 | C1 | 0 | 0 | 0 | 0 | 0 | 0 | 0 | 0 | 0 | 0 | 0 | 0 | 0 | 0 | 0 | 0 | 0 | 0 | 0 | 0 | 0 | 0 | 0 | 0 | 0 | 0 | 0 | 0 | 0 | 0 | 0 | 0 | 0 | 0 | 0 | 0 |  |  | C1 | 0 | 0 | 0 | 0 | 0 | C1 | 0 | 0 | 0 | 0 | 0 | C1 | [5 empty] | C1 | [5 empty] | 0 | [6 empty] | 0 | [6 empty] | 0 | [6 empty] | 0 | [6 empty] | 0 | [6 empty] | 0
|  |  | 0 | 0 | C2 | 0 | 0 | 0 | 0 | 0 | 0 | 0 | 0 | 0 | 0 | 0 | 0 | 0 | 0 | 0 | 0 | 0 | 0 | 0 | 0 | 0 | 0 | 0 | 0 | 0 | 0 | 0 | 0 | 0 | 0 | 0 | 0 | 0 | 0 | 0 | 0 |  |  | C2 | 0 | 0 | 0 | 0 | 0 | C2 | 0 | 0 | 0 | 0 | 0 | C2 | [5 empty] | C2 | [5 empty] | 0 | [6 empty] | 0 | [6 empty] | 0 | [6 empty] | 0 | [6 empty] | 0 | [6 empty] | 0
|  |  | 0 | 0 | C3 | 0 | 0 | 0 | 0 | 0 | 0 | 0 | 0 | 0 | 0 | 0 | 0 | 0 | 0 | 0 | 0 | 0 | 0 | 0 | 0 | 0 | 0 | 0 | 0 | 0 | 0 | 0 | 0 | 0 | 0 | 0 | 0 | 0 | 0 | 0 | 0 |  |  | C3 | 0 | 0 | 0 | 0 | 0 | C3 | 0 | 0 | 0 | 0 | 0 | C3 | [5 empty] | C3 | [5 empty] | 0 | [6 empty] | 0 | [6 empty] | 0 | [6 empty] | 0 | [6 empty] | 0 | [6 empty] | 0
|  |  | 0 | 0 | C4 | 0 | 0 | 0 | 0 | 0 | 0 | 0 | 0 | 0 | 0 | 0 | 0 | 0 | 0 | 0 | 0 | 0 | 0 | 0 | 0 | 0 | 0 | 0 | 0 | 0 | 0 | 0 | 0 | 0 | 0 | 0 | 0 | 0 | 0 | 0 | 0 |  |  | C4 | 0 | 0 | 0 | 0 | 0 | C4 | 0 | 0 | 0 | 0 | 0 | C4 | [5 empty] | C4 | [5 empty] | 0 | [6 empty] | 0 | [6 empty] | 0 | [6 empty] | 0 | [6 empty] | 0 | [6 empty] | 0
|  |  | 0 | 0 |  | 0 | 0 | 0 | 0 | 0 |  | 0 | 0 | 0 | 0 | 0 |  | 0 | 0 | 0 | 0 | 0 |  | 0 | 0 | 0 | 0 | 0 |  | 0 | 0 | 0 | 0 | 0 |  | 0 | 0 | 0 | 0 | 0 | [22 empty] | 0 | 0 | 0 | 0 | 0 | 0 |  | 0 | 0 | 0 | 0 | 0 | 0 |  | 0 | 0 | 0 | 0 | 0 | 0 |  | 0 | 0 | 0 | 0 | 0 | 0 |  | 0 | 0 | 0 | 0 | 0 | 0 |  | 0 | 0 | 0 | 0 | 0 | 0
| [Please insert new asset category as required] |  | 0 | 0 | C1 | 0 | 0 | 0 | 0 | 0 | 0 | 0 | 0 | 0 | 0 | 0 | 0 | 0 | 0 | 0 | 0 | 0 | 0 | 0 | 0 | 0 | 0 | 0 | 0 | 0 | 0 | 0 | 0 | 0 | 0 | 0 | 0 | 0 | 0 | 0 | 0 |  |  | C1 | 0 | 0 | 0 | 0 | 0 | C1 | 0 | 0 | 0 | 0 | 0 | C1 | [5 empty] | C1 | [5 empty] | 0 | [6 empty] | 0 | [6 empty] | 0 | [6 empty] | 0 | [6 empty] | 0 | [6 empty] | 0
|  |  | 0 | 0 | C2 | 0 | 0 | 0 | 0 | 0 | 0 | 0 | 0 | 0 | 0 | 0 | 0 | 0 | 0 | 0 | 0 | 0 | 0 | 0 | 0 | 0 | 0 | 0 | 0 | 0 | 0 | 0 | 0 | 0 | 0 | 0 | 0 | 0 | 0 | 0 | 0 |  |  | C2 | 0 | 0 | 0 | 0 | 0 | C2 | 0 | 0 | 0 | 0 | 0 | C2 | [5 empty] | C2 | [5 empty] | 0 | [6 empty] | 0 | [6 empty] | 0 | [6 empty] | 0 | [6 empty] | 0 | [6 empty] | 0
|  |  | 0 | 0 | C3 | 0 | 0 | 0 | 0 | 0 | 0 | 0 | 0 | 0 | 0 | 0 | 0 | 0 | 0 | 0 | 0 | 0 | 0 | 0 | 0 | 0 | 0 | 0 | 0 | 0 | 0 | 0 | 0 | 0 | 0 | 0 | 0 | 0 | 0 | 0 | 0 |  |  | C3 | 0 | 0 | 0 | 0 | 0 | C3 | 0 | 0 | 0 | 0 | 0 | C3 | [5 empty] | C3 | [5 empty] | 0 | [6 empty] | 0 | [6 empty] | 0 | [6 empty] | 0 | [6 empty] | 0 | [6 empty] | 0
|  |  | 0 | 0 | C4 | 0 | 0 | 0 | 0 | 0 | 0 | 0 | 0 | 0 | 0 | 0 | 0 | 0 | 0 | 0 | 0 | 0 | 0 | 0 | 0 | 0 | 0 | 0 | 0 | 0 | 0 | 0 | 0 | 0 | 0 | 0 | 0 | 0 | 0 | 0 | 0 |  |  | C4 | 0 | 0 | 0 | 0 | 0 | C4 | 0 | 0 | 0 | 0 | 0 | C4 | [5 empty] | C4 | [5 empty] | 0 | [6 empty] | 0 | [6 empty] | 0 | [6 empty] | 0 | [6 empty] | 0 | [6 empty] | 0
|  |  | 0 | 0 |  | 0 | 0 | 0 | 0 | 0 |  | 0 | 0 | 0 | 0 | 0 |  | 0 | 0 | 0 | 0 | 0 |  | 0 | 0 | 0 | 0 | 0 |  | 0 | 0 | 0 | 0 | 0 |  | 0 | 0 | 0 | 0 | 0 | [22 empty] | 0 | 0 | 0 | 0 | 0 | 0 |  | 0 | 0 | 0 | 0 | 0 | 0 |  | 0 | 0 | 0 | 0 | 0 | 0 |  | 0 | 0 | 0 | 0 | 0 | 0 |  | 0 | 0 | 0 | 0 | 0 | 0 |  | 0 | 0 | 0 | 0 | 0 | 0
| [Please insert new asset category as required] |  | 0 | 0 | C1 | 0 | 0 | 0 | 0 | 0 | 0 | 0 | 0 | 0 | 0 | 0 | 0 | 0 | 0 | 0 | 0 | 0 | 0 | 0 | 0 | 0 | 0 | 0 | 0 | 0 | 0 | 0 | 0 | 0 | 0 | 0 | 0 | 0 | 0 | 0 | 0 |  |  | C1 | 0 | 0 | 0 | 0 | 0 | C1 | 0 | 0 | 0 | 0 | 0 | C1 | [5 empty] | C1 | [5 empty] | 0 | [6 empty] | 0 | [6 empty] | 0 | [6 empty] | 0 | [6 empty] | 0 | [6 empty] | 0
|  |  | 0 | 0 | C2 | 0 | 0 | 0 | 0 | 0 | 0 | 0 | 0 | 0 | 0 | 0 | 0 | 0 | 0 | 0 | 0 | 0 | 0 | 0 | 0 | 0 | 0 | 0 | 0 | 0 | 0 | 0 | 0 | 0 | 0 | 0 | 0 | 0 | 0 | 0 | 0 |  |  | C2 | 0 | 0 | 0 | 0 | 0 | C2 | 0 | 0 | 0 | 0 | 0 | C2 | [5 empty] | C2 | [5 empty] | 0 | [6 empty] | 0 | [6 empty] | 0 | [6 empty] | 0 | [6 empty] | 0 | [6 empty] | 0
|  |  | 0 | 0 | C3 | 0 | 0 | 0 | 0 | 0 | 0 | 0 | 0 | 0 | 0 | 0 | 0 | 0 | 0 | 0 | 0 | 0 | 0 | 0 | 0 | 0 | 0 | 0 | 0 | 0 | 0 | 0 | 0 | 0 | 0 | 0 | 0 | 0 | 0 | 0 | 0 |  |  | C3 | 0 | 0 | 0 | 0 | 0 | C3 | 0 | 0 | 0 | 0 | 0 | C3 | [5 empty] | C3 | [5 empty] | 0 | [6 empty] | 0 | [6 empty] | 0 | [6 empty] | 0 | [6 empty] | 0 | [6 empty] | 0
|  |  | 0 | 0 | C4 | 0 | 0 | 0 | 0 | 0 | 0 | 0 | 0 | 0 | 0 | 0 | 0 | 0 | 0 | 0 | 0 | 0 | 0 | 0 | 0 | 0 | 0 | 0 | 0 | 0 | 0 | 0 | 0 | 0 | 0 | 0 | 0 | 0 | 0 | 0 | 0 |  |  | C4 | 0 | 0 | 0 | 0 | 0 | C4 | 0 | 0 | 0 | 0 | 0 | C4 | [5 empty] | C4 | [5 empty] | 0 | [6 empty] | 0 | [6 empty] | 0 | [6 empty] | 0 | [6 empty] | 0 | [6 empty] | 0
|  |  | 0 | 0 |  | 0 | 0 | 0 | 0 | 0 |  | 0 | 0 | 0 | 0 | 0 |  | 0 | 0 | 0 | 0 | 0 |  | 0 | 0 | 0 | 0 | 0 |  | 0 | 0 | 0 | 0 | 0 |  | 0 | 0 | 0 | 0 | 0 | [22 empty] | 0 | 0 | 0 | 0 | 0 | 0 |  | 0 | 0 | 0 | 0 | 0 | 0 |  | 0 | 0 | 0 | 0 | 0 | 0 |  | 0 | 0 | 0 | 0 | 0 | 0 |  | 0 | 0 | 0 | 0 | 0 | 0 |  | 0 | 0 | 0 | 0 | 0 | 0
| [Please insert new asset category as required] |  | 0 | 0 | C1 | 0 | 0 | 0 | 0 | 0 | 0 | 0 | 0 | 0 | 0 | 0 | 0 | 0 | 0 | 0 | 0 | 0 | 0 | 0 | 0 | 0 | 0 | 0 | 0 | 0 | 0 | 0 | 0 | 0 | 0 | 0 | 0 | 0 | 0 | 0 | 0 |  |  | C1 | 0 | 0 | 0 | 0 | 0 | C1 | 0 | 0 | 0 | 0 | 0 | C1 | [5 empty] | C1 | [5 empty] | 0 | [6 empty] | 0 | [6 empty] | 0 | [6 empty] | 0 | [6 empty] | 0 | [6 empty] | 0
|  |  | 0 | 0 | C2 | 0 | 0 | 0 | 0 | 0 | 0 | 0 | 0 | 0 | 0 | 0 | 0 | 0 | 0 | 0 | 0 | 0 | 0 | 0 | 0 | 0 | 0 | 0 | 0 | 0 | 0 | 0 | 0 | 0 | 0 | 0 | 0 | 0 | 0 | 0 | 0 |  |  | C2 | 0 | 0 | 0 | 0 | 0 | C2 | 0 | 0 | 0 | 0 | 0 | C2 | [5 empty] | C2 | [5 empty] | 0 | [6 empty] | 0 | [6 empty] | 0 | [6 empty] | 0 | [6 empty] | 0 | [6 empty] | 0
|  |  | 0 | 0 | C3 | 0 | 0 | 0 | 0 | 0 | 0 | 0 | 0 | 0 | 0 | 0 | 0 | 0 | 0 | 0 | 0 | 0 | 0 | 0 | 0 | 0 | 0 | 0 | 0 | 0 | 0 | 0 | 0 | 0 | 0 | 0 | 0 | 0 | 0 | 0 | 0 |  |  | C3 | 0 | 0 | 0 | 0 | 0 | C3 | 0 | 0 | 0 | 0 | 0 | C3 | [5 empty] | C3 | [5 empty] | 0 | [6 empty] | 0 | [6 empty] | 0 | [6 empty] | 0 | [6 empty] | 0 | [6 empty] | 0
|  |  | 0 | 0 | C4 | 0 | 0 | 0 | 0 | 0 | 0 | 0 | 0 | 0 | 0 | 0 | 0 | 0 | 0 | 0 | 0 | 0 | 0 | 0 | 0 | 0 | 0 | 0 | 0 | 0 | 0 | 0 | 0 | 0 | 0 | 0 | 0 | 0 | 0 | 0 | 0 |  |  | C4 | 0 | 0 | 0 | 0 | 0 | C4 | 0 | 0 | 0 | 0 | 0 | C4 | [5 empty] | C4 | [5 empty] | 0 | [6 empty] | 0 | [6 empty] | 0 | [6 empty] | 0 | [6 empty] | 0 | [6 empty] | 0
|  |  | 0 | 0 |  | 0 | 0 | 0 | 0 | 0 |  | 0 | 0 | 0 | 0 | 0 |  | 0 | 0 | 0 | 0 | 0 |  | 0 | 0 | 0 | 0 | 0 |  | 0 | 0 | 0 | 0 | 0 |  | 0 | 0 | 0 | 0 | 0 | [22 empty] | 0 | 0 | 0 | 0 | 0 | 0 |  | 0 | 0 | 0 | 0 | 0 | 0 |  | 0 | 0 | 0 | 0 | 0 | 0 |  | 0 | 0 | 0 | 0 | 0 | 0 |  | 0 | 0 | 0 | 0 | 0 | 0 |  | 0 | 0 | 0 | 0 | 0 | 0
[63 empty] | 1316199.2977 | 913971.3294 | 1521092.1297 | 207761.551 | 1163383.3742 | 5122407.682 |  | 1316199.2977 | 913971.3294 | 1521092.1297 | 207761.551 | 1163383.3742 | 5122407.682 |  | 1223983.8984 | 785611.1481 | 1266873.6045 | 1307262.0683 | 1334400.4646 | 5918131.1839 |  | 1337537.8167 | 785611.1481 | 1180724.0731 | 1084968.0414 | 1047515.4642 | 5436356.5436 |  | 1090983.4187 | 463547.6426 | 1255306.2811 | 2725423.9949 | 1545063.844 | 7080325.1813 |  | 1318091.2551 | 463547.6426 | 1083007.2185 | 2280835.9412 | 971293.8434 | 6116775.9007
| HV Network | [73 empty] | 0 | [6 empty] | 0 | [6 empty] | 0 | [6 empty] | 0 | [6 empty] | 0
| HV Switchgear (GM) - Primary |  | 0 | 0 | C1 | 0 | 0 | 0 | 0 | 0 | 0 | 0 | 0 | 0 | 0 | 0 | 0 | 0 | 0 | 0 | 0 | 0 | 0 | 0 | 0 | 0 | 0 | 0 | 0 | 0 | 0 | 0 | 0 | 0 | 0 | 0 | 0 | 0 | 0 | 0 | 0 |  |  | C1 | 0.001482 | 0.0022066 | 0.0039014 | 0.0063184 | 0.01482 | C1 | 26629.134 | 26629.134 | 26629.134 | 26629.134 | 26629.134 | C1 | 39.465 | 58.7592 | 103.8916 | 168.2537 | 394.6567 | C1 | 0 | 0 | 0 | 0 | 0 | 0 |  | 0 | 0 | 0 | 0 | 0 | 0 |  | 0 | 0 | 0 | 0 | 0 | 0 |  | 0 | 0 | 0 | 0 | 0 | 0 |  | 0 | 0 | 0 | 0 | 0 | 0 |  | 0 | 0 | 0 | 0 | 0 | 0
|  |  | 4451 | 4451 | C2 | 1943 | 500 | 788 | 755 | 465 | 4451 | 1943 | 500 | 788 | 755 | 465 | 4451 | 564 | 0 | 0 | -270.5 | -293.5 | 0 | 1710 | 462 | 306 | 1107 | 866 | 4451 | 1128 | 0 | 0 | -541 | -587 | 0 | 1547 | 352 | 305 | 750 | 1497 | 4451 |  |  | C2 | 0.001482 | 0.0022066 | 0.0039014 | 0.0063184 | 0.01482 | C2 | 38041.62 | 38041.62 | 38041.62 | 38041.62 | 38041.62 | C2 | 56.3786 | 83.9417 | 148.4165 | 240.3624 | 563.7953 | C2 | 109543.5662 | 41970.8443 | 116952.2177 | 181473.5904 | 262164.8323 | 712105.0509 |  | 109543.5662 | 41970.8443 | 116952.2177 | 181473.5904 | 262164.8323 | 712105.0509 |  | 96407.3588 | 38781.0602 | 45415.4551 | 266081.1452 | 488246.7629 | 934931.7821 |  | 128204.8736 | 38781.0602 | 45415.4551 | 201063.1237 | 322772.8311 | 736237.3437 |  | 87217.6515 | 29547.4744 | 45267.0386 | 180271.7786 | 844001.6213 | 1186305.5644 |  | 150812.6812 | 29547.4744 | 45267.0386 | 50235.7356 | 513053.7578 | 788916.6875
|  |  | 1 | 1 | C3 | 1 | 0 | 0 | 0 | 0 | 1 | 1 | 0 | 0 | 0 | 0 | 1 | 0 | 0 | 0 | 0 | 0 | 0 | 1 | 0 | 0 | 0 | 0 | 1 | 0 | 0 | 0 | 0 | 0 | 0 | 1 | 0 | 0 | 0 | 0 | 1 |  |  | C3 | 0.001482 | 0.0022066 | 0.0039014 | 0.0063184 | 0.01482 | C3 | 57062.43 | 57062.43 | 57062.43 | 57062.43 | 57062.43 | C3 | 84.5679 | 125.9125 | 222.6248 | 360.5436 | 845.693 | C3 | 84.5679 | 0 | 0 | 0 | 0 | 84.5679 |  | 84.5679 | 0 | 0 | 0 | 0 | 84.5679 |  | 84.5679 | 0 | 0 | 0 | 0 | 84.5679 |  | 84.5679 | 0 | 0 | 0 | 0 | 84.5679 |  | 84.5679 | 0 | 0 | 0 | 0 | 84.5679 |  | 84.5679 | 0 | 0 | 0 | 0 | 84.5679
|  |  | 0 | 0 | C4 | 0 | 0 | 0 | 0 | 0 | 0 | 0 | 0 | 0 | 0 | 0 | 0 | 0 | 0 | 0 | 0 | 0 | 0 | 0 | 0 | 0 | 0 | 0 | 0 | 0 | 0 | 0 | 0 | 0 | 0 | 0 | 0 | 0 | 0 | 0 | 0 |  |  | C4 | 0.001482 | 0.0022066 | 0.0039014 | 0.0063184 | 0.01482 | C4 | 95104.05 | 95104.05 | 95104.05 | 95104.05 | 95104.05 | C4 | 140.9464 | 209.8542 | 371.0413 | 600.9059 | 1409.4883 | C4 | 0 | 0 | 0 | 0 | 0 | 0 |  | 0 | 0 | 0 | 0 | 0 | 0 |  | 0 | 0 | 0 | 0 | 0 | 0 |  | 0 | 0 | 0 | 0 | 0 | 0 |  | 0 | 0 | 0 | 0 | 0 | 0 |  | 0 | 0 | 0 | 0 | 0 | 0
|  | Yes | 4452 | 4452 |  | 1944 | 500 | 788 | 755 | 465 |  | 1944 | 500 | 788 | 755 | 465 |  | 564 | 0 | 0 | -270.5 | -293.5 |  | 1711 | 462 | 306 | 1107 | 866 |  | 1128 | 0 | 0 | -541 | -587 |  | 1548 | 352 | 305 | 750 | 1497 | [22 empty] | 109628.134 | 41970.8443 | 116952.2177 | 181473.5904 | 262164.8323 | 712189.6188 |  | 109628.134 | 41970.8443 | 116952.2177 | 181473.5904 | 262164.8323 | 712189.6188 |  | 96491.9267 | 38781.0602 | 45415.4551 | 266081.1452 | 488246.7629 | 935016.35 |  | 128289.4415 | 38781.0602 | 45415.4551 | 201063.1237 | 322772.8311 | 736321.9116 |  | 87302.2194 | 29547.4744 | 45267.0386 | 180271.7786 | 844001.6213 | 1186390.1322 |  | 150897.249 | 29547.4744 | 45267.0386 | 50235.7356 | 513053.7578 | 789001.2554
| HV Switchgear (GM) - Distribution |  | 7237 | 6078 | C1 | 2730 | 2147 | 581 | 1455 | 324 | 7237 | 2730 | 2147 | 581 | 1455 | 324 | 7237 | 1 | 0 | -25 | -250 | -305.5 | -579.5 | 2306 | 1733 | 928 | 937 | 1333 | 7237 | 2 | 0 | -50 | -500 | -611 | -1159 | 1883 | 1004 | 1330 | 997 | 2023 | 7237 |  |  | C1 | 0.0019095 | 0.0028431 | 0.0050268 | 0.008141 | 0.019096 | C1 | 12099.157 | 12099.157 | 12099.157 | 12099.157 | 12099.157 | C1 | 23.1037 | 34.399 | 60.8205 | 98.4995 | 231.041 | C1 | 63073.1164 | 73854.5599 | 35336.6963 | 143316.7799 | 74857.2828 | 390438.4354 |  | 63073.1164 | 73854.5599 | 35336.6963 | 143316.7799 | 74857.2828 | 390438.4354 |  | 53277.1452 | 59613.3918 | 56441.4014 | 92294.0363 | 307977.6481 | 569603.6229 |  | 53300.2489 | 59613.3918 | 54920.8895 | 67669.16 | 237394.6237 | 472898.314 |  | 43504.2777 | 34536.5525 | 80891.2326 | 98204.0066 | 467395.9356 | 724532.005 |  | 43550.4851 | 34536.5525 | 77850.2088 | 48954.254 | 326229.8868 | 531121.3873
|  |  | 20054 | 19821 | C2 | 10262 | 3513 | 796 | 4399 | 1084 | 20054 | 10262 | 3513 | 796 | 4399 | 1084 | 20054 | 3003 | 0 | -170 | -486.5 | -2463 | -116.5 | 9116 | 3519 | 1308 | 1512 | 4599 | 20054 | 6006 | 0 | -340 | -973 | -4926 | -233 | 7817 | 2751 | 2409 | 1341 | 5736 | 20054 |  |  | C2 | 0.0019095 | 0.0028431 | 0.0050268 | 0.008141 | 0.019096 | C2 | 17284.51 | 17284.51 | 17284.51 | 17284.51 | 17284.51 | C2 | 33.0053 | 49.1414 | 86.8864 | 140.7136 | 330.0586 | C2 | 338700.3248 | 172633.6209 | 69161.5694 | 618999.0327 | 357783.4858 | 1557278.0337 |  | 338700.3248 | 172633.6209 | 69161.5694 | 618999.0327 | 357783.4858 | 1557278.0337 |  | 300876.2581 | 172928.4691 | 113647.4031 | 212758.931 | 1517939.346 | 2318150.4073 |  | 399991.1553 | 172928.4691 | 98876.7161 | 144301.775 | 705005.0974 | 1521103.213 |  | 258002.3815 | 135187.8996 | 209309.3226 | 188696.909 | 1893215.9358 | 2684412.4485 |  | 456232.1759 | 135187.8996 | 179767.9487 | 51782.597 | 267347.4386 | 1090318.0598
|  |  | 2351 | 2012 | C3 | 1059 | 500 | 108 | 560 | 124 | 2351 | 1059 | 500 | 108 | 560 | 124 | 2351 | 156 | 0 | -100 | -25 | -200.5 | -169.5 | 932 | 469 | 168 | 221 | 561 | 2351 | 312 | 0 | -200 | -50 | -401 | -339 | 768 | 338 | 348 | 168 | 729 | 2351 |  |  | C3 | 0.0019095 | 0.0028431 | 0.0050268 | 0.008141 | 0.019096 | C3 | 25926.765 | 25926.765 | 25926.765 | 25926.765 | 25926.765 | C3 | 49.5079 | 73.712 | 130.3296 | 211.0704 | 495.0878 | C3 | 52428.9092 | 36856.025 | 14075.5958 | 118199.4061 | 61390.8933 | 282950.8294 |  | 52428.9092 | 36856.025 | 14075.5958 | 118199.4061 | 61390.8933 | 282950.8294 |  | 46141.4007 | 34570.9514 | 21895.3712 | 46646.5513 | 277744.2835 | 426998.5582 |  | 53864.6395 | 34570.9514 | 8862.4122 | 41369.7921 | 178479.1697 | 317146.9649 |  | 38022.0984 | 24914.6729 | 45354.6976 | 35459.8218 | 360919.0422 | 504670.3329 |  | 53468.5759 | 24914.6729 | 19288.7794 | 24906.3034 | 162388.8146 | 284967.1462
|  |  | 554 | 492 | C4 | 291 | 77 | 24 | 140 | 22 | 554 | 291 | 77 | 24 | 140 | 22 | 554 | 3.5 | 0 | -20 | -10 | -4.5 | -31 | 252 | 92 | 23 | 41 | 146 | 554 | 7 | 0 | -40 | -20 | -9 | -62 | 222 | 69 | 62 | 27 | 174 | 554 |  |  | C4 | 0.0019095 | 0.0028431 | 0.0050268 | 0.008141 | 0.019096 | C4 | 43211.275 | 43211.275 | 43211.275 | 43211.275 | 43211.275 | C4 | 82.5132 | 122.8534 | 217.216 | 351.7839 | 825.1464 | C4 | 24011.3512 | 9459.7131 | 5213.1836 | 49249.7525 | 18153.2211 | 106087.2216 |  | 24011.3512 | 9459.7131 | 5213.1836 | 49249.7525 | 18153.2211 | 106087.2216 |  | 20793.3351 | 11302.5143 | 4995.9676 | 14423.1418 | 120471.3767 | 171986.3355 |  | 21082.1314 | 11302.5143 | 651.648 | 10905.3023 | 116758.2178 | 160699.8138 |  | 18317.938 | 8476.8857 | 13467.391 | 9498.1666 | 143575.4763 | 193335.8577 |  | 18895.5307 | 8476.8857 | 4778.7517 | 2462.4876 | 136149.1586 | 170762.8143
|  | Yes | 30196 | 28403 |  | 14342 | 6237 | 1509 | 6554 | 1554 |  | 14342 | 6237 | 1509 | 6554 | 1554 |  | 3163.5 | 0 | -315 | -771.5 | -2973.5 |  | 12606 | 5813 | 2427 | 2711 | 6639 |  | 6327 | 0 | -630 | -1543 | -5947 |  | 10690 | 4162 | 4149 | 2533 | 8662 | [22 empty] | 478213.7016 | 292803.9189 | 123787.0452 | 929764.9713 | 512184.883 | 2336754.52 |  | 478213.7016 | 292803.9189 | 123787.0452 | 929764.9713 | 512184.883 | 2336754.52 |  | 421088.1391 | 278415.3267 | 196980.1433 | 366122.6604 | 2224132.6543 | 3486738.9239 |  | 528238.1751 | 278415.3267 | 163311.6657 | 264246.0294 | 1237637.1087 | 2471848.3057 |  | 357846.6957 | 203116.0107 | 349022.6438 | 331858.904 | 2865106.3899 | 4106950.644 |  | 572146.7677 | 203116.0107 | 281685.6886 | 128105.642 | 892115.2986 | 2077169.4077
| HV Transformer (GM) |  | 1580 | 1580 | C1 | 952 | 150 | 89 | 353 | 36 | 1580 | 952 | 150 | 89 | 353 | 36 | 1580 | 0 | 0 | 0 | 0 | 0 | 0 | 883 | 143 | 76 | 365 | 113 | 1580 | 0 | 0 | 0 | 0 | 0 | 0 | 780 | 162 | 89 | 143 | 406 | 1580 |  |  | C1 | 0.002223 | 0.0033099 | 0.0058521 | 0.0094776 | 0.022231 | C1 | 13316.478 | 13316.478 | 13316.478 | 13316.478 | 13316.478 | C1 | 29.603 | 44.0757 | 77.9299 | 126.2084 | 296.035 | C1 | 28182.0548 | 6611.3568 | 6935.7572 | 44551.5499 | 10657.2613 | 96937.98 |  | 28182.0548 | 6611.3568 | 6935.7572 | 44551.5499 | 10657.2613 | 96937.98 |  | 26139.4479 | 6302.8268 | 5922.6691 | 46066.0502 | 33451.959 | 117882.9529 |  | 26139.4479 | 6302.8268 | 5922.6691 | 46066.0502 | 33451.959 | 117882.9529 |  | 23090.339 | 7140.2653 | 6935.7572 | 18047.795 | 120190.2244 | 175404.3809 |  | 23090.339 | 7140.2653 | 6935.7572 | 18047.795 | 120190.2244 | 175404.3809
|  |  | 13497 | 13493 | C2 | 6515 | 742 | 646 | 5320 | 274 | 13497 | 6515 | 742 | 646 | 5320 | 274 | 13497 | 275.5 | 0 | -56.5 | -113.5 | -107.5 | -2 | 6208 | 630 | 451 | 5416 | 792 | 13497 | 551 | 0 | -113 | -227 | -215 | -4 | 5685 | 816 | 355 | 913 | 5728 | 13497 |  |  | C2 | 0.002223 | 0.0033099 | 0.0058521 | 0.0094776 | 0.022231 | C2 | 19023.54 | 19023.54 | 19023.54 | 19023.54 | 19023.54 | C2 | 42.29 | 62.9653 | 111.3284 | 180.2977 | 422.9072 | C2 | 275519.3382 | 46720.2544 | 71918.1246 | 959183.5111 | 115876.571 | 1469217.7993 |  | 275519.3382 | 46720.2544 | 71918.1246 | 959183.5111 | 115876.571 | 1469217.7993 |  | 262536.3087 | 39668.1405 | 50209.0932 | 976492.0857 | 334942.4973 | 1663848.1254 |  | 274187.2032 | 39668.1405 | 43919.0405 | 956028.3022 | 289479.974 | 1603282.6604 |  | 240418.6397 | 51379.6868 | 39521.57 | 164611.7567 | 2422412.4046 | 2918344.0578 |  | 263720.4287 | 51379.6868 | 26941.4646 | 123684.1896 | 2331487.358 | 2797213.1277
|  |  | 1530 | 1530 | C3 | 629 | 51 | 50 | 787 | 13 | 1530 | 629 | 51 | 50 | 787 | 13 | 1530 | 420.5 | -21.5 | 0 | -27.5 | -371.5 | 0 | 611 | 43 | 24 | 779 | 73 | 1530 | 841 | -43 | 0 | -55 | -743 | 0 | 574 | 54 | 26 | 55 | 821 | 1530 |  |  | C3 | 0.002223 | 0.0033099 | 0.0058521 | 0.0094776 | 0.022231 | C3 | 28535.31 | 28535.31 | 28535.31 | 28535.31 | 28535.31 | C3 | 63.435 | 94.448 | 166.9925 | 270.4465 | 634.3608 | C3 | 39900.6133 | 4816.8456 | 8349.6275 | 212841.3787 | 8246.6903 | 274155.1554 |  | 39900.6133 | 4816.8456 | 8349.6275 | 212841.3787 | 8246.6903 | 274155.1554 |  | 38758.7833 | 4061.262 | 4007.8212 | 210677.8069 | 46308.3377 | 303814.0111 |  | 65433.1997 | 2030.631 | 4007.8212 | 203240.5287 | -189356.6959 | 85355.4847 |  | 36411.6884 | 5100.1895 | 4341.8063 | 14874.5563 | 520810.2088 | 581538.4494 |  | 89760.5211 | 1038.9275 | 4341.8063 | 0 | 49480.1416 | 144621.3966
|  |  | 26 | 26 | C4 | 8 | 3 | 3 | 12 | 0 | 26 | 8 | 3 | 3 | 12 | 0 | 26 | 8 | 0 | 0 | -2.5 | -5.5 | 0 | 7 | 3 | 3 | 12 | 1 | 26 | 16 | 0 | 0 | -5 | -11 | 0 | 5 | 4 | 1 | 5 | 11 | 26 |  |  | C4 | 0.002223 | 0.0033099 | 0.0058521 | 0.0094776 | 0.022231 | C4 | 47558.85 | 47558.85 | 47558.85 | 47558.85 | 47558.85 | C4 | 105.725 | 157.4133 | 278.3209 | 450.7441 | 1057.268 | C4 | 845.8 | 472.2398 | 834.9627 | 5408.9296 | 0 | 7561.9321 |  | 845.8 | 472.2398 | 834.9627 | 5408.9296 | 0 | 7561.9321 |  | 740.075 | 472.2398 | 834.9627 | 5408.9296 | 1057.268 | 8513.475 |  | 1585.8749 | 472.2398 | 834.9627 | 4282.0692 | -4757.7059 | 2417.4408 |  | 528.625 | 629.653 | 278.3209 | 2253.7207 | 11629.9478 | 15320.2674 |  | 2220.2249 | 629.653 | 278.3209 | 0 | 0 | 3128.1988
|  | Yes | 16633 | 16629 |  | 8104 | 946 | 788 | 6472 | 323 |  | 8104 | 946 | 788 | 6472 | 323 |  | 704 | -21.5 | -56.5 | -143.5 | -484.5 |  | 7709 | 819 | 554 | 6572 | 979 |  | 1408 | -43 | -113 | -287 | -969 |  | 7044 | 1036 | 471 | 1116 | 6966 | [22 empty] | 344447.8062 | 58620.6966 | 88038.472 | 1221985.3693 | 134780.5226 | 1847872.8667 |  | 344447.8062 | 58620.6966 | 88038.472 | 1221985.3693 | 134780.5226 | 1847872.8667 |  | 328174.6149 | 50504.4691 | 60974.5462 | 1238644.8724 | 415760.062 | 2094058.5645 |  | 367345.7257 | 48473.8381 | 54684.4935 | 1209616.9503 | 128817.5312 | 1808938.5388 |  | 300449.2921 | 64249.7946 | 51077.4544 | 199787.8287 | 3075042.7857 | 3690607.1555 |  | 378791.5137 | 60188.5326 | 38497.3491 | 141731.9846 | 2501157.724 | 3120367.104
| HV UG Cable |  | 0 | 0 | C1 | 0 | 0 | 0 | 0 | 0 | 0 | 0 | 0 | 0 | 0 | 0 | 0 | 0 | 0 | 0 | 0 | 0 | 0 | 0 | 0 | 0 | 0 | 0 | 0 | 0 | 0 | 0 | 0 | 0 | 0 | 0 | 0 | 0 | 0 | 0 | 0 |  |  | C1 | 0 | 0 | 0 | 0 | 0 | C1 | 0 | 0 | 0 | 0 | 0 | C1 | [5 empty] | C1 | [5 empty] | 0 | [6 empty] | 0 | [6 empty] | 0 | [6 empty] | 0 | [6 empty] | 0 | [6 empty] | 0
|  |  | 0 | 0 | C2 | 0 | 0 | 0 | 0 | 0 | 0 | 0 | 0 | 0 | 0 | 0 | 0 | 0 | 0 | 0 | 0 | 0 | 0 | 0 | 0 | 0 | 0 | 0 | 0 | 0 | 0 | 0 | 0 | 0 | 0 | 0 | 0 | 0 | 0 | 0 | 0 |  |  | C2 | 0 | 0 | 0 | 0 | 0 | C2 | 0 | 0 | 0 | 0 | 0 | C2 | [5 empty] | C2 | [5 empty] | 0 | [6 empty] | 0 | [6 empty] | 0 | [6 empty] | 0 | [6 empty] | 0 | [6 empty] | 0
|  |  | 0 | 0 | C3 | 0 | 0 | 0 | 0 | 0 | 0 | 0 | 0 | 0 | 0 | 0 | 0 | 0 | 0 | 0 | 0 | 0 | 0 | 0 | 0 | 0 | 0 | 0 | 0 | 0 | 0 | 0 | 0 | 0 | 0 | 0 | 0 | 0 | 0 | 0 | 0 |  |  | C3 | 0 | 0 | 0 | 0 | 0 | C3 | 0 | 0 | 0 | 0 | 0 | C3 | [5 empty] | C3 | [5 empty] | 0 | [6 empty] | 0 | [6 empty] | 0 | [6 empty] | 0 | [6 empty] | 0 | [6 empty] | 0
|  |  | 0 | 0 | C4 | 0 | 0 | 0 | 0 | 0 | 0 | 0 | 0 | 0 | 0 | 0 | 0 | 0 | 0 | 0 | 0 | 0 | 0 | 0 | 0 | 0 | 0 | 0 | 0 | 0 | 0 | 0 | 0 | 0 | 0 | 0 | 0 | 0 | 0 | 0 | 0 |  |  | C4 | 0 | 0 | 0 | 0 | 0 | C4 | 0 | 0 | 0 | 0 | 0 | C4 | [5 empty] | C4 | [5 empty] | 0 | [6 empty] | 0 | [6 empty] | 0 | [6 empty] | 0 | [6 empty] | 0 | [6 empty] | 0
|  |  | 0 | 0 |  | 0 | 0 | 0 | 0 | 0 |  | 0 | 0 | 0 | 0 | 0 |  | 0 | 0 | 0 | 0 | 0 |  | 0 | 0 | 0 | 0 | 0 |  | 0 | 0 | 0 | 0 | 0 |  | 0 | 0 | 0 | 0 | 0 | [22 empty] | 0 | 0 | 0 | 0 | 0 | 0 |  | 0 | 0 | 0 | 0 | 0 | 0 |  | 0 | 0 | 0 | 0 | 0 | 0 |  | 0 | 0 | 0 | 0 | 0 | 0 |  | 0 | 0 | 0 | 0 | 0 | 0 |  | 0 | 0 | 0 | 0 | 0 | 0
| HV OHL Support - Poles |  | 0 | 0 | C1 | 0 | 0 | 0 | 0 | 0 | 0 | 0 | 0 | 0 | 0 | 0 | 0 | 0 | 0 | 0 | 0 | 0 | 0 | 0 | 0 | 0 | 0 | 0 | 0 | 0 | 0 | 0 | 0 | 0 | 0 | 0 | 0 | 0 | 0 | 0 | 0 |  |  | C1 | 0.0081226 | 0.012094 | 0.021383 | 0.03463 | 0.081228 | C1 | 2202.144 | 2202.144 | 2202.144 | 2202.144 | 2202.144 | C1 | 17.8872 | 26.6321 | 47.088 | 76.2596 | 178.875 | C1 | 0 | 0 | 0 | 0 | 0 | 0 |  | 0 | 0 | 0 | 0 | 0 | 0 |  | 0 | 0 | 0 | 0 | 0 | 0 |  | 0 | 0 | 0 | 0 | 0 | 0 |  | 0 | 0 | 0 | 0 | 0 | 0 |  | 0 | 0 | 0 | 0 | 0 | 0
|  |  | 98472 | 98472 | C2 | 28943 | 9149 | 55649 | 850 | 3881 | 98472 | 28943 | 9149 | 55649 | 850 | 3881 | 98472 | 636 | 0 | -50 | -206 | -380 | 0 | 26040 | 6136 | 21645 | 40376 | 4275 | 98472 | 1272 | 0 | -100 | -412 | -760 | 0 | 21098 | 7504 | 5702 | 59531 | 4637 | 98472 |  |  | C2 | 0.0081226 | 0.012094 | 0.021383 | 0.03463 | 0.081228 | C2 | 3145.92 | 3145.92 | 3145.92 | 3145.92 | 3145.92 | C2 | 25.5531 | 38.0459 | 67.2686 | 108.9423 | 255.5358 | C2 | 739584.5105 | 348081.9611 | 3743430.6879 | 92600.9823 | 991734.2476 | 5915432.3894 |  | 739584.5105 | 348081.9611 | 3743430.6879 | 92600.9823 | 991734.2476 | 5915432.3894 |  | 665403.7471 | 233449.6572 | 1456028.9896 | 4398655.6013 | 1092415.3333 | 7845953.3285 |  | 681655.5437 | 233449.6572 | 1452665.5592 | 4376213.4809 | 995311.7481 | 7739295.9891 |  | 539120.1328 | 285496.4517 | 383565.5948 | 6485445.9729 | 1184919.275 | 8878547.4271 |  | 571623.7259 | 285496.4517 | 376838.7341 | 6440561.7321 | 990712.1046 | 8665232.7484
|  |  | 0 | 0 | C3 | 0 | 0 | 0 | 0 | 0 | 0 | 0 | 0 | 0 | 0 | 0 | 0 | 0 | 0 | 0 | 0 | 0 | 0 | 0 | 0 | 0 | 0 | 0 | 0 | 0 | 0 | 0 | 0 | 0 | 0 | 0 | 0 | 0 | 0 | 0 | 0 |  |  | C3 | 0.0081226 | 0.012094 | 0.021383 | 0.03463 | 0.081228 | C3 | 4718.88 | 4718.88 | 4718.88 | 4718.88 | 4718.88 | C3 | 38.3297 | 57.0689 | 100.9029 | 163.4135 | 383.3036 | C3 | 0 | 0 | 0 | 0 | 0 | 0 |  | 0 | 0 | 0 | 0 | 0 | 0 |  | 0 | 0 | 0 | 0 | 0 | 0 |  | 0 | 0 | 0 | 0 | 0 | 0 |  | 0 | 0 | 0 | 0 | 0 | 0 |  | 0 | 0 | 0 | 0 | 0 | 0
|  |  | 0 | 0 | C4 | 0 | 0 | 0 | 0 | 0 | 0 | 0 | 0 | 0 | 0 | 0 | 0 | 0 | 0 | 0 | 0 | 0 | 0 | 0 | 0 | 0 | 0 | 0 | 0 | 0 | 0 | 0 | 0 | 0 | 0 | 0 | 0 | 0 | 0 | 0 | 0 |  |  | C4 | 0.0081226 | 0.012094 | 0.021383 | 0.03463 | 0.081228 | C4 | 7864.8 | 7864.8 | 7864.8 | 7864.8 | 7864.8 | C4 | 63.8828 | 95.1148 | 168.1715 | 272.3558 | 638.8394 | C4 | 0 | 0 | 0 | 0 | 0 | 0 |  | 0 | 0 | 0 | 0 | 0 | 0 |  | 0 | 0 | 0 | 0 | 0 | 0 |  | 0 | 0 | 0 | 0 | 0 | 0 |  | 0 | 0 | 0 | 0 | 0 | 0 |  | 0 | 0 | 0 | 0 | 0 | 0
|  | Yes | 98472 | 98472 |  | 28943 | 9149 | 55649 | 850 | 3881 |  | 28943 | 9149 | 55649 | 850 | 3881 |  | 636 | 0 | -50 | -206 | -380 |  | 26040 | 6136 | 21645 | 40376 | 4275 |  | 1272 | 0 | -100 | -412 | -760 |  | 21098 | 7504 | 5702 | 59531 | 4637 | [22 empty] | 739584.5105 | 348081.9611 | 3743430.6879 | 92600.9823 | 991734.2476 | 5915432.3894 |  | 739584.5105 | 348081.9611 | 3743430.6879 | 92600.9823 | 991734.2476 | 5915432.3894 |  | 665403.7471 | 233449.6572 | 1456028.9896 | 4398655.6013 | 1092415.3333 | 7845953.3285 |  | 681655.5437 | 233449.6572 | 1452665.5592 | 4376213.4809 | 995311.7481 | 7739295.9891 |  | 539120.1328 | 285496.4517 | 383565.5948 | 6485445.9729 | 1184919.275 | 8878547.4271 |  | 571623.7259 | 285496.4517 | 376838.7341 | 6440561.7321 | 990712.1046 | 8665232.7484
| [Please insert new asset category as required] |  | 0 | 0 | C1 | 0 | 0 | 0 | 0 | 0 | 0 | 0 | 0 | 0 | 0 | 0 | 0 | 0 | 0 | 0 | 0 | 0 | 0 | 0 | 0 | 0 | 0 | 0 | 0 | 0 | 0 | 0 | 0 | 0 | 0 | 0 | 0 | 0 | 0 | 0 | 0 |  |  | C1 | 0 | 0 | 0 | 0 | 0 | C1 | 0 | 0 | 0 | 0 | 0 | C1 | [5 empty] | C1 | [5 empty] | 0 | [6 empty] | 0 | [6 empty] | 0 | [6 empty] | 0 | [6 empty] | 0 | [6 empty] | 0
|  |  | 0 | 0 | C2 | 0 | 0 | 0 | 0 | 0 | 0 | 0 | 0 | 0 | 0 | 0 | 0 | 0 | 0 | 0 | 0 | 0 | 0 | 0 | 0 | 0 | 0 | 0 | 0 | 0 | 0 | 0 | 0 | 0 | 0 | 0 | 0 | 0 | 0 | 0 | 0 |  |  | C2 | 0 | 0 | 0 | 0 | 0 | C2 | 0 | 0 | 0 | 0 | 0 | C2 | [5 empty] | C2 | [5 empty] | 0 | [6 empty] | 0 | [6 empty] | 0 | [6 empty] | 0 | [6 empty] | 0 | [6 empty] | 0
|  |  | 0 | 0 | C3 | 0 | 0 | 0 | 0 | 0 | 0 | 0 | 0 | 0 | 0 | 0 | 0 | 0 | 0 | 0 | 0 | 0 | 0 | 0 | 0 | 0 | 0 | 0 | 0 | 0 | 0 | 0 | 0 | 0 | 0 | 0 | 0 | 0 | 0 | 0 | 0 |  |  | C3 | 0 | 0 | 0 | 0 | 0 | C3 | 0 | 0 | 0 | 0 | 0 | C3 | [5 empty] | C3 | [5 empty] | 0 | [6 empty] | 0 | [6 empty] | 0 | [6 empty] | 0 | [6 empty] | 0 | [6 empty] | 0
|  |  | 0 | 0 | C4 | 0 | 0 | 0 | 0 | 0 | 0 | 0 | 0 | 0 | 0 | 0 | 0 | 0 | 0 | 0 | 0 | 0 | 0 | 0 | 0 | 0 | 0 | 0 | 0 | 0 | 0 | 0 | 0 | 0 | 0 | 0 | 0 | 0 | 0 | 0 | 0 |  |  | C4 | 0 | 0 | 0 | 0 | 0 | C4 | 0 | 0 | 0 | 0 | 0 | C4 | [5 empty] | C4 | [5 empty] | 0 | [6 empty] | 0 | [6 empty] | 0 | [6 empty] | 0 | [6 empty] | 0 | [6 empty] | 0
|  |  | 0 | 0 |  | 0 | 0 | 0 | 0 | 0 |  | 0 | 0 | 0 | 0 | 0 |  | 0 | 0 | 0 | 0 | 0 |  | 0 | 0 | 0 | 0 | 0 |  | 0 | 0 | 0 | 0 | 0 |  | 0 | 0 | 0 | 0 | 0 | [22 empty] | 0 | 0 | 0 | 0 | 0 | 0 |  | 0 | 0 | 0 | 0 | 0 | 0 |  | 0 | 0 | 0 | 0 | 0 | 0 |  | 0 | 0 | 0 | 0 | 0 | 0 |  | 0 | 0 | 0 | 0 | 0 | 0 |  | 0 | 0 | 0 | 0 | 0 | 0
| [Please insert new asset category as required] |  | 0 | 0 | C1 | 0 | 0 | 0 | 0 | 0 | 0 | 0 | 0 | 0 | 0 | 0 | 0 | 0 | 0 | 0 | 0 | 0 | 0 | 0 | 0 | 0 | 0 | 0 | 0 | 0 | 0 | 0 | 0 | 0 | 0 | 0 | 0 | 0 | 0 | 0 | 0 |  |  | C1 | 0 | 0 | 0 | 0 | 0 | C1 | 0 | 0 | 0 | 0 | 0 | C1 | [5 empty] | C1 | [5 empty] | 0 | [6 empty] | 0 | [6 empty] | 0 | [6 empty] | 0 | [6 empty] | 0 | [6 empty] | 0
|  |  | 0 | 0 | C2 | 0 | 0 | 0 | 0 | 0 | 0 | 0 | 0 | 0 | 0 | 0 | 0 | 0 | 0 | 0 | 0 | 0 | 0 | 0 | 0 | 0 | 0 | 0 | 0 | 0 | 0 | 0 | 0 | 0 | 0 | 0 | 0 | 0 | 0 | 0 | 0 |  |  | C2 | 0 | 0 | 0 | 0 | 0 | C2 | 0 | 0 | 0 | 0 | 0 | C2 | [5 empty] | C2 | [5 empty] | 0 | [6 empty] | 0 | [6 empty] | 0 | [6 empty] | 0 | [6 empty] | 0 | [6 empty] | 0
|  |  | 0 | 0 | C3 | 0 | 0 | 0 | 0 | 0 | 0 | 0 | 0 | 0 | 0 | 0 | 0 | 0 | 0 | 0 | 0 | 0 | 0 | 0 | 0 | 0 | 0 | 0 | 0 | 0 | 0 | 0 | 0 | 0 | 0 | 0 | 0 | 0 | 0 | 0 | 0 |  |  | C3 | 0 | 0 | 0 | 0 | 0 | C3 | 0 | 0 | 0 | 0 | 0 | C3 | [5 empty] | C3 | [5 empty] | 0 | [6 empty] | 0 | [6 empty] | 0 | [6 empty] | 0 | [6 empty] | 0 | [6 empty] | 0
|  |  | 0 | 0 | C4 | 0 | 0 | 0 | 0 | 0 | 0 | 0 | 0 | 0 | 0 | 0 | 0 | 0 | 0 | 0 | 0 | 0 | 0 | 0 | 0 | 0 | 0 | 0 | 0 | 0 | 0 | 0 | 0 | 0 | 0 | 0 | 0 | 0 | 0 | 0 | 0 |  |  | C4 | 0 | 0 | 0 | 0 | 0 | C4 | 0 | 0 | 0 | 0 | 0 | C4 | [5 empty] | C4 | [5 empty] | 0 | [6 empty] | 0 | [6 empty] | 0 | [6 empty] | 0 | [6 empty] | 0 | [6 empty] | 0
|  |  | 0 | 0 |  | 0 | 0 | 0 | 0 | 0 |  | 0 | 0 | 0 | 0 | 0 |  | 0 | 0 | 0 | 0 | 0 |  | 0 | 0 | 0 | 0 | 0 |  | 0 | 0 | 0 | 0 | 0 |  | 0 | 0 | 0 | 0 | 0 | [22 empty] | 0 | 0 | 0 | 0 | 0 | 0 |  | 0 | 0 | 0 | 0 | 0 | 0 |  | 0 | 0 | 0 | 0 | 0 | 0 |  | 0 | 0 | 0 | 0 | 0 | 0 |  | 0 | 0 | 0 | 0 | 0 | 0 |  | 0 | 0 | 0 | 0 | 0 | 0
| [Please insert new asset category as required] |  | 0 | 0 | C1 | 0 | 0 | 0 | 0 | 0 | 0 | 0 | 0 | 0 | 0 | 0 | 0 | 0 | 0 | 0 | 0 | 0 | 0 | 0 | 0 | 0 | 0 | 0 | 0 | 0 | 0 | 0 | 0 | 0 | 0 | 0 | 0 | 0 | 0 | 0 | 0 |  |  | C1 | 0 | 0 | 0 | 0 | 0 | C1 | 0 | 0 | 0 | 0 | 0 | C1 | [5 empty] | C1 | [5 empty] | 0 | [6 empty] | 0 | [6 empty] | 0 | [6 empty] | 0 | [6 empty] | 0 | [6 empty] | 0
|  |  | 0 | 0 | C2 | 0 | 0 | 0 | 0 | 0 | 0 | 0 | 0 | 0 | 0 | 0 | 0 | 0 | 0 | 0 | 0 | 0 | 0 | 0 | 0 | 0 | 0 | 0 | 0 | 0 | 0 | 0 | 0 | 0 | 0 | 0 | 0 | 0 | 0 | 0 | 0 |  |  | C2 | 0 | 0 | 0 | 0 | 0 | C2 | 0 | 0 | 0 | 0 | 0 | C2 | [5 empty] | C2 | [5 empty] | 0 | [6 empty] | 0 | [6 empty] | 0 | [6 empty] | 0 | [6 empty] | 0 | [6 empty] | 0
|  |  | 0 | 0 | C3 | 0 | 0 | 0 | 0 | 0 | 0 | 0 | 0 | 0 | 0 | 0 | 0 | 0 | 0 | 0 | 0 | 0 | 0 | 0 | 0 | 0 | 0 | 0 | 0 | 0 | 0 | 0 | 0 | 0 | 0 | 0 | 0 | 0 | 0 | 0 | 0 |  |  | C3 | 0 | 0 | 0 | 0 | 0 | C3 | 0 | 0 | 0 | 0 | 0 | C3 | [5 empty] | C3 | [5 empty] | 0 | [6 empty] | 0 | [6 empty] | 0 | [6 empty] | 0 | [6 empty] | 0 | [6 empty] | 0
|  |  | 0 | 0 | C4 | 0 | 0 | 0 | 0 | 0 | 0 | 0 | 0 | 0 | 0 | 0 | 0 | 0 | 0 | 0 | 0 | 0 | 0 | 0 | 0 | 0 | 0 | 0 | 0 | 0 | 0 | 0 | 0 | 0 | 0 | 0 | 0 | 0 | 0 | 0 | 0 |  |  | C4 | 0 | 0 | 0 | 0 | 0 | C4 | 0 | 0 | 0 | 0 | 0 | C4 | [5 empty] | C4 | [5 empty] | 0 | [6 empty] | 0 | [6 empty] | 0 | [6 empty] | 0 | [6 empty] | 0 | [6 empty] | 0
|  |  | 0 | 0 |  | 0 | 0 | 0 | 0 | 0 |  | 0 | 0 | 0 | 0 | 0 |  | 0 | 0 | 0 | 0 | 0 |  | 0 | 0 | 0 | 0 | 0 |  | 0 | 0 | 0 | 0 | 0 |  | 0 | 0 | 0 | 0 | 0 | [22 empty] | 0 | 0 | 0 | 0 | 0 | 0 |  | 0 | 0 | 0 | 0 | 0 | 0 |  | 0 | 0 | 0 | 0 | 0 | 0 |  | 0 | 0 | 0 | 0 | 0 | 0 |  | 0 | 0 | 0 | 0 | 0 | 0 |  | 0 | 0 | 0 | 0 | 0 | 0
| [Please insert new asset category as required] |  | 0 | 0 | C1 | 0 | 0 | 0 | 0 | 0 | 0 | 0 | 0 | 0 | 0 | 0 | 0 | 0 | 0 | 0 | 0 | 0 | 0 | 0 | 0 | 0 | 0 | 0 | 0 | 0 | 0 | 0 | 0 | 0 | 0 | 0 | 0 | 0 | 0 | 0 | 0 |  |  | C1 | 0 | 0 | 0 | 0 | 0 | C1 | 0 | 0 | 0 | 0 | 0 | C1 | [5 empty] | C1 | [5 empty] | 0 | [6 empty] | 0 | [6 empty] | 0 | [6 empty] | 0 | [6 empty] | 0 | [6 empty] | 0
|  |  | 0 | 0 | C2 | 0 | 0 | 0 | 0 | 0 | 0 | 0 | 0 | 0 | 0 | 0 | 0 | 0 | 0 | 0 | 0 | 0 | 0 | 0 | 0 | 0 | 0 | 0 | 0 | 0 | 0 | 0 | 0 | 0 | 0 | 0 | 0 | 0 | 0 | 0 | 0 |  |  | C2 | 0 | 0 | 0 | 0 | 0 | C2 | 0 | 0 | 0 | 0 | 0 | C2 | [5 empty] | C2 | [5 empty] | 0 | [6 empty] | 0 | [6 empty] | 0 | [6 empty] | 0 | [6 empty] | 0 | [6 empty] | 0
|  |  | 0 | 0 | C3 | 0 | 0 | 0 | 0 | 0 | 0 | 0 | 0 | 0 | 0 | 0 | 0 | 0 | 0 | 0 | 0 | 0 | 0 | 0 | 0 | 0 | 0 | 0 | 0 | 0 | 0 | 0 | 0 | 0 | 0 | 0 | 0 | 0 | 0 | 0 | 0 |  |  | C3 | 0 | 0 | 0 | 0 | 0 | C3 | 0 | 0 | 0 | 0 | 0 | C3 | [5 empty] | C3 | [5 empty] | 0 | [6 empty] | 0 | [6 empty] | 0 | [6 empty] | 0 | [6 empty] | 0 | [6 empty] | 0
|  |  | 0 | 0 | C4 | 0 | 0 | 0 | 0 | 0 | 0 | 0 | 0 | 0 | 0 | 0 | 0 | 0 | 0 | 0 | 0 | 0 | 0 | 0 | 0 | 0 | 0 | 0 | 0 | 0 | 0 | 0 | 0 | 0 | 0 | 0 | 0 | 0 | 0 | 0 | 0 |  |  | C4 | 0 | 0 | 0 | 0 | 0 | C4 | 0 | 0 | 0 | 0 | 0 | C4 | [5 empty] | C4 | [5 empty] | 0 | [6 empty] | 0 | [6 empty] | 0 | [6 empty] | 0 | [6 empty] | 0 | [6 empty] | 0
|  |  | 0 | 0 |  | 0 | 0 | 0 | 0 | 0 |  | 0 | 0 | 0 | 0 | 0 |  | 0 | 0 | 0 | 0 | 0 |  | 0 | 0 | 0 | 0 | 0 |  | 0 | 0 | 0 | 0 | 0 |  | 0 | 0 | 0 | 0 | 0 | [22 empty] | 0 | 0 | 0 | 0 | 0 | 0 |  | 0 | 0 | 0 | 0 | 0 | 0 |  | 0 | 0 | 0 | 0 | 0 | 0 |  | 0 | 0 | 0 | 0 | 0 | 0 |  | 0 | 0 | 0 | 0 | 0 | 0 |  | 0 | 0 | 0 | 0 | 0 | 0
| [Please insert new asset category as required] |  | 0 | 0 | C1 | 0 | 0 | 0 | 0 | 0 | 0 | 0 | 0 | 0 | 0 | 0 | 0 | 0 | 0 | 0 | 0 | 0 | 0 | 0 | 0 | 0 | 0 | 0 | 0 | 0 | 0 | 0 | 0 | 0 | 0 | 0 | 0 | 0 | 0 | 0 | 0 |  |  | C1 | 0 | 0 | 0 | 0 | 0 | C1 | 0 | 0 | 0 | 0 | 0 | C1 | [5 empty] | C1 | [5 empty] | 0 | [6 empty] | 0 | [6 empty] | 0 | [6 empty] | 0 | [6 empty] | 0 | [6 empty] | 0
|  |  | 0 | 0 | C2 | 0 | 0 | 0 | 0 | 0 | 0 | 0 | 0 | 0 | 0 | 0 | 0 | 0 | 0 | 0 | 0 | 0 | 0 | 0 | 0 | 0 | 0 | 0 | 0 | 0 | 0 | 0 | 0 | 0 | 0 | 0 | 0 | 0 | 0 | 0 | 0 |  |  | C2 | 0 | 0 | 0 | 0 | 0 | C2 | 0 | 0 | 0 | 0 | 0 | C2 | [5 empty] | C2 | [5 empty] | 0 | [6 empty] | 0 | [6 empty] | 0 | [6 empty] | 0 | [6 empty] | 0 | [6 empty] | 0
|  |  | 0 | 0 | C3 | 0 | 0 | 0 | 0 | 0 | 0 | 0 | 0 | 0 | 0 | 0 | 0 | 0 | 0 | 0 | 0 | 0 | 0 | 0 | 0 | 0 | 0 | 0 | 0 | 0 | 0 | 0 | 0 | 0 | 0 | 0 | 0 | 0 | 0 | 0 | 0 |  |  | C3 | 0 | 0 | 0 | 0 | 0 | C3 | 0 | 0 | 0 | 0 | 0 | C3 | [5 empty] | C3 | [5 empty] | 0 | [6 empty] | 0 | [6 empty] | 0 | [6 empty] | 0 | [6 empty] | 0 | [6 empty] | 0
|  |  | 0 | 0 | C4 | 0 | 0 | 0 | 0 | 0 | 0 | 0 | 0 | 0 | 0 | 0 | 0 | 0 | 0 | 0 | 0 | 0 | 0 | 0 | 0 | 0 | 0 | 0 | 0 | 0 | 0 | 0 | 0 | 0 | 0 | 0 | 0 | 0 | 0 | 0 | 0 |  |  | C4 | 0 | 0 | 0 | 0 | 0 | C4 | 0 | 0 | 0 | 0 | 0 | C4 | [5 empty] | C4 | [5 empty] | 0 | [6 empty] | 0 | [6 empty] | 0 | [6 empty] | 0 | [6 empty] | 0 | [6 empty] | 0
|  |  | 0 | 0 |  | 0 | 0 | 0 | 0 | 0 |  | 0 | 0 | 0 | 0 | 0 |  | 0 | 0 | 0 | 0 | 0 |  | 0 | 0 | 0 | 0 | 0 |  | 0 | 0 | 0 | 0 | 0 |  | 0 | 0 | 0 | 0 | 0 | [22 empty] | 0 | 0 | 0 | 0 | 0 | 0 |  | 0 | 0 | 0 | 0 | 0 | 0 |  | 0 | 0 | 0 | 0 | 0 | 0 |  | 0 | 0 | 0 | 0 | 0 | 0 |  | 0 | 0 | 0 | 0 | 0 | 0 |  | 0 | 0 | 0 | 0 | 0 | 0
[63 empty] | 1671874.1523 | 741477.4209 | 4072208.4229 | 2425824.9133 | 1900864.4855 | 10812249.3949 |  | 1671874.1523 | 741477.4209 | 4072208.4229 | 2425824.9133 | 1900864.4855 | 10812249.3949 |  | 1511158.4278 | 601150.5132 | 1759399.1342 | 6269504.2793 | 4220554.8124 | 14361767.1669 |  | 1705528.8861 | 599119.8822 | 1716077.1736 | 6051139.5844 | 2684539.219 | 12756404.7452 |  | 1284718.3399 | 582409.7313 | 828932.7316 | 7197364.4842 | 7969070.0718 | 17862495.3588 |  | 1673459.2564 | 578348.4693 | 742288.8104 | 6760635.0944 | 4897038.885 | 14651770.5155
| EHV Network | [66 empty] | 0 | [6 empty] | 0 | [6 empty] | 0 | [6 empty] | 0 | [6 empty] | 0 | [6 empty] | 0
| EHV Switchgear (GM) |  | 0 | 0 | C1 | 0 | 0 | 0 | 0 | 0 | 0 | 0 | 0 | 0 | 0 | 0 | 0 | 0 | 0 | 0 | 0 | 0 | 0 | 0 | 0 | 0 | 0 | 0 | 0 | 0 | 0 | 0 | 0 | 0 | 0 | 0 | 0 | 0 | 0 | 0 | 0 |  |  | C1 | 0.0063556 | 0.0094628 | 0.016731 | 0.027096 | 0.063557 | C1 | 38588.7833 | 38588.7833 | 38588.7833 | 38588.7833 | 38588.7833 | C1 | 245.2549 | 365.1584 | 645.6332 | 1045.6109 | 2452.5907 | C1 | 0 | 0 | 0 | 0 | 0 | 0 |  | 0 | 0 | 0 | 0 | 0 | 0 |  | 0 | 0 | 0 | 0 | 0 | 0 |  | 0 | 0 | 0 | 0 | 0 | 0 |  | 0 | 0 | 0 | 0 | 0 | 0 |  | 0 | 0 | 0 | 0 | 0 | 0
|  |  | 1711 | 1711 | C2 | 848 | 492 | 245 | 85 | 41 | 1711 | 848 | 492 | 245 | 85 | 41 | 1711 | 63 | 0 | 0 | -39.5 | -24 | -0.5 | 781 | 273 | 407 | 176 | 74 | 1711 | 126 | 0 | 0 | -78 | -48 | 0 | 710 | 153 | 289 | 423 | 136 | 1711 |  |  | C2 | 0.0063556 | 0.0094628 | 0.016731 | 0.027096 | 0.063557 | C2 | 55126.8333 | 55126.8333 | 55126.8333 | 55126.8333 | 55126.8333 | C2 | 350.3641 | 521.6549 | 922.3331 | 1493.7298 | 3503.701 | C2 | 297108.7821 | 256654.1948 | 225971.6156 | 126967.0322 | 143651.7429 | 1050353.3675 |  | 297108.7821 | 256654.1948 | 225971.6156 | 126967.0322 | 143651.7429 | 1050353.3675 |  | 273634.3854 | 142411.7788 | 375389.5818 | 262896.4431 | 259273.8774 | 1313606.0665 |  | 295707.3256 | 142411.7788 | 375389.5818 | 203894.1164 | 175185.0523 | 1192587.8548 |  | 248758.5322 | 79813.1947 | 266554.2731 | 631847.7012 | 476503.3422 | 1703477.0434 |  | 292904.4125 | 79813.1947 | 266554.2731 | 515336.7776 | 308325.692 | 1462934.3499
|  |  | 3 | 3 | C3 | 2 | 0 | 1 | 0 | 0 | 3 | 2 | 0 | 1 | 0 | 0 | 3 | 0.5 | 0 | 0 | 0 | -0.5 | 0 | 2 | 0 | 0 | 1 | 0 | 3 | 1 | 0 | 0 | 0 | -1 | 0 | 2 | 0 | 0 | 0 | 1 | 3 |  |  | C3 | 0.0063556 | 0.0094628 | 0.016731 | 0.027096 | 0.063557 | C3 | 82690.25 | 82690.25 | 82690.25 | 82690.25 | 82690.25 | C3 | 525.5462 | 782.4823 | 1383.4997 | 2240.5947 | 5255.5516 | C3 | 1051.0924 | 0 | 1383.4997 | 0 | 0 | 2434.5921 |  | 1051.0924 | 0 | 1383.4997 | 0 | 0 | 2434.5921 |  | 1051.0924 | 0 | 0 | 2240.5947 | 0 | 3291.6871 |  | 1313.8655 | 0 | 0 | 2240.5947 | -2627.7758 | 926.6844 |  | 1051.0924 | 0 | 0 | 0 | 5255.5516 | 6306.644 |  | 1576.6386 | 0 | 0 | 0 | 0 | 1576.6386
|  |  | 82 | 82 | C4 | 37 | 27 | 14 | 3 | 1 | 82 | 37 | 27 | 14 | 3 | 1 | 82 | 15 | 0 | -2 | -10 | -3 | 0 | 32 | 14 | 25 | 8 | 3 | 82 | 30 | 0 | -4 | -20 | -6 | 0 | 31 | 6 | 14 | 25 | 6 | 82 |  |  | C4 | 0.0063556 | 0.0094628 | 0.016731 | 0.027096 | 0.063557 | C4 | 137817.0833 | 137817.0833 | 137817.0833 | 137817.0833 | 137817.0833 | C4 | 875.9103 | 1304.1372 | 2305.8328 | 3734.3245 | 8759.2526 | C4 | 32408.682 | 35211.7036 | 32281.6594 | 11202.9734 | 8759.2526 | 119864.271 |  | 32408.682 | 35211.7036 | 32281.6594 | 11202.9734 | 8759.2526 | 119864.271 |  | 28029.1304 | 18257.9204 | 57645.8203 | 29874.5958 | 26277.7578 | 160085.2247 |  | 41167.7853 | 18257.9204 | 53034.1547 | -7468.649 | 0 | 104991.2113 |  | 27153.2201 | 7824.823 | 32281.6594 | 93358.1119 | 52555.5157 | 213173.33 |  | 53430.5298 | 7824.823 | 23058.3281 | 18671.6224 | 0 | 102985.3033
|  | Yes | 1796 | 1796 |  | 887 | 519 | 260 | 88 | 42 |  | 887 | 519 | 260 | 88 | 42 |  | 78.5 | 0 | -2 | -49.5 | -27.5 |  | 815 | 287 | 432 | 185 | 77 |  | 157 | 0 | -4 | -98 | -55 |  | 743 | 159 | 303 | 448 | 143 | [22 empty] | 330568.5565 | 291865.8984 | 259636.7746 | 138170.0056 | 152410.9955 | 1172652.2305 |  | 330568.5565 | 291865.8984 | 259636.7746 | 138170.0056 | 152410.9955 | 1172652.2305 |  | 302714.6082 | 160669.6992 | 433035.4021 | 295011.6336 | 285551.6352 | 1476982.9782 |  | 338188.9763 | 160669.6992 | 428423.7365 | 198666.0621 | 172557.2765 | 1298505.7506 |  | 276962.8446 | 87638.0177 | 298835.9324 | 725205.8131 | 534314.4095 | 1922957.0174 |  | 347911.5809 | 87638.0177 | 289612.6012 | 534008.4 | 308325.692 | 1567496.2918
| EHV Transformer |  | 0 | 0 | C1 | 0 | 0 | 0 | 0 | 0 | 0 | 0 | 0 | 0 | 0 | 0 | 0 | 0 | 0 | 0 | 0 | 0 | 0 | 0 | 0 | 0 | 0 | 0 | 0 | 0 | 0 | 0 | 0 | 0 | 0 | 0 | 0 | 0 | 0 | 0 | 0 |  |  | C1 | 0.012939 | 0.019265 | 0.034062 | 0.055165 | 0.12939 | C1 | 105898.793 | 105898.793 | 105898.793 | 105898.793 | 105898.793 | C1 | 1370.2462 | 2040.1506 | 3607.1712 | 5841.858 | 13702.6952 | C1 | 0 | 0 | 0 | 0 | 0 | 0 |  | 0 | 0 | 0 | 0 | 0 | 0 |  | 0 | 0 | 0 | 0 | 0 | 0 |  | 0 | 0 | 0 | 0 | 0 | 0 |  | 0 | 0 | 0 | 0 | 0 | 0 |  | 0 | 0 | 0 | 0 | 0 | 0
|  |  | 713 | 713 | C2 | 314 | 172 | 109 | 61 | 57 | 713 | 314 | 172 | 109 | 61 | 57 | 713 | 98 | 0 | -3.5 | -53.5 | -41 | 0 | 269 | 151 | 102 | 109 | 82 | 713 | 196 | 0 | -7 | -107 | -82 | 0 | 231 | 93 | 109 | 138 | 142 | 713 |  |  | C2 | 0.012939 | 0.019265 | 0.034062 | 0.055165 | 0.12939 | C2 | 151283.99 | 151283.99 | 151283.99 | 151283.99 | 151283.99 | C2 | 1957.4945 | 2914.5008 | 5153.1018 | 8345.5114 | 19575.2788 | C2 | 614653.2736 | 501294.1368 | 561688.0939 | 509076.1975 | 1115790.8933 | 3302502.5952 |  | 614653.2736 | 501294.1368 | 561688.0939 | 509076.1975 | 1115790.8933 | 3302502.5952 |  | 526566.021 | 440089.6201 | 525616.3815 | 909660.7463 | 1605172.8641 | 4007105.633 |  | 718400.4822 | 440089.6201 | 507580.5253 | 463175.8846 | 802586.4321 | 2931832.9442 |  | 452181.2299 | 271048.574 | 561688.0939 | 1151680.5779 | 2779689.5939 | 5216288.0697 |  | 835850.1523 | 271048.574 | 525616.3815 | 258710.8545 | 1174516.7298 | 3065742.6921
|  |  | 0 | 0 | C3 | 0 | 0 | 0 | 0 | 0 | 0 | 0 | 0 | 0 | 0 | 0 | 0 | 0 | 0 | 0 | 0 | 0 | 0 | 0 | 0 | 0 | 0 | 0 | 0 | 0 | 0 | 0 | 0 | 0 | 0 | 0 | 0 | 0 | 0 | 0 | 0 |  |  | C3 | 0.012939 | 0.019265 | 0.034062 | 0.055165 | 0.12939 | C3 | 226925.985 | 226925.985 | 226925.985 | 226925.985 | 226925.985 | C3 | 2936.2418 | 4371.7512 | 7729.6527 | 12518.2672 | 29362.9182 | C3 | 0 | 0 | 0 | 0 | 0 | 0 |  | 0 | 0 | 0 | 0 | 0 | 0 |  | 0 | 0 | 0 | 0 | 0 | 0 |  | 0 | 0 | 0 | 0 | 0 | 0 |  | 0 | 0 | 0 | 0 | 0 | 0 |  | 0 | 0 | 0 | 0 | 0 | 0
|  |  | 0 | 0 | C4 | 0 | 0 | 0 | 0 | 0 | 0 | 0 | 0 | 0 | 0 | 0 | 0 | 0 | 0 | 0 | 0 | 0 | 0 | 0 | 0 | 0 | 0 | 0 | 0 | 0 | 0 | 0 | 0 | 0 | 0 | 0 | 0 | 0 | 0 | 0 | 0 |  |  | C4 | 0.012939 | 0.019265 | 0.034062 | 0.055165 | 0.12939 | C4 | 378209.975 | 378209.975 | 378209.975 | 378209.975 | 378209.975 | C4 | 4893.7363 | 7286.252 | 12882.7544 | 20863.7786 | 48938.1971 | C4 | 0 | 0 | 0 | 0 | 0 | 0 |  | 0 | 0 | 0 | 0 | 0 | 0 |  | 0 | 0 | 0 | 0 | 0 | 0 |  | 0 | 0 | 0 | 0 | 0 | 0 |  | 0 | 0 | 0 | 0 | 0 | 0 |  | 0 | 0 | 0 | 0 | 0 | 0
|  | Yes | 713 | 713 |  | 314 | 172 | 109 | 61 | 57 |  | 314 | 172 | 109 | 61 | 57 |  | 98 | 0 | -3.5 | -53.5 | -41 |  | 269 | 151 | 102 | 109 | 82 |  | 196 | 0 | -7 | -107 | -82 |  | 231 | 93 | 109 | 138 | 142 | [22 empty] | 614653.2736 | 501294.1368 | 561688.0939 | 509076.1975 | 1115790.8933 | 3302502.5952 |  | 614653.2736 | 501294.1368 | 561688.0939 | 509076.1975 | 1115790.8933 | 3302502.5952 |  | 526566.021 | 440089.6201 | 525616.3815 | 909660.7463 | 1605172.8641 | 4007105.633 |  | 718400.4822 | 440089.6201 | 507580.5253 | 463175.8846 | 802586.4321 | 2931832.9442 |  | 452181.2299 | 271048.574 | 561688.0939 | 1151680.5779 | 2779689.5939 | 5216288.0697 |  | 835850.1523 | 271048.574 | 525616.3815 | 258710.8545 | 1174516.7298 | 3065742.6921
| EHV UG Cable (Gas) |  | 0 | 0 | C1 | 0 | 0 | 0 | 0 | 0 | 0 | 0 | 0 | 0 | 0 | 0 | 0 | 0 | 0 | 0 | 0 | 0 | 0 | 0 | 0 | 0 | 0 | 0 | 0 | 0 | 0 | 0 | 0 | 0 | 0 | 0 | 0 | 0 | 0 | 0 | 0 |  |  | C1 | 1.2835 | 1.9111 | 3.3789 | 5.4722 | 12.8357 | C1 | 234.941 | 234.941 | 234.941 | 234.941 | 234.941 | C1 | 301.5577 | 448.9872 | 793.8501 | 1285.65 | 3015.6279 | C1 | 0 | 0 | 0 | 0 | 0 | 0 |  | 0 | 0 | 0 | 0 | 0 | 0 |  | 0 | 0 | 0 | 0 | 0 | 0 |  | 0 | 0 | 0 | 0 | 0 | 0 |  | 0 | 0 | 0 | 0 | 0 | 0 |  | 0 | 0 | 0 | 0 | 0 | 0
|  |  | 275.154 | 259.154 | C2 | 248.8099 | 14.5511 | 6.9643 | 4.8129 | 0.015827 | 275.154 | 248.8099 | 14.5511 | 6.9643 | 4.8129 | 0.015827 | 275.154 | 0 | -1 | -1.5 | -5.5 | 0 | -8 | 227.2368 | 36.1242 | 6.9643 | 4.8129 | 0.015827 | 275.154 | 0 | -2 | -3 | -11 | 0 | -16 | 44.5844 | 216.6193 | 3.3688 | 10.5657 | 0.015827 | 275.154 |  |  | C2 | 1.2835 | 1.9111 | 3.3789 | 5.4722 | 12.8357 | C2 | 335.63 | 335.63 | 335.63 | 335.63 | 335.63 | C2 | 430.7966 | 641.4103 | 1134.0716 | 1836.6429 | 4308.0399 | C2 | 107186.4753 | 9333.2442 | 7897.9925 | 8839.4879 | 68.1854 | 133325.3853 |  | 107186.4753 | 9333.2442 | 7897.9925 | 8839.4879 | 68.1854 | 133325.3853 |  | 97892.8503 | 23170.4618 | 7897.9925 | 8839.4879 | 68.1854 | 137868.978 |  | 97892.8503 | 22529.0515 | 6196.8851 | -1262.0479 | 68.1854 | 125424.9244 |  | 19206.8251 | 138941.8498 | 3820.4165 | 19405.3827 | 68.1854 | 181442.6595 |  | 19206.8251 | 137659.0292 | 418.2017 | -797.6888 | 68.1854 | 156554.5525
|  |  | 0 | 0 | C3 | 0 | 0 | 0 | 0 | 0 | 0 | 0 | 0 | 0 | 0 | 0 | 0 | 0 | 0 | 0 | 0 | 0 | 0 | 0 | 0 | 0 | 0 | 0 | 0 | 0 | 0 | 0 | 0 | 0 | 0 | 0 | 0 | 0 | 0 | 0 | 0 |  |  | C3 | 1.2835 | 1.9111 | 3.3789 | 5.4722 | 12.8357 | C3 | 503.445 | 503.445 | 503.445 | 503.445 | 503.445 | C3 | 646.195 | 962.1155 | 1701.1074 | 2754.9643 | 6462.0599 | C3 | 0 | 0 | 0 | 0 | 0 | 0 |  | 0 | 0 | 0 | 0 | 0 | 0 |  | 0 | 0 | 0 | 0 | 0 | 0 |  | 0 | 0 | 0 | 0 | 0 | 0 |  | 0 | 0 | 0 | 0 | 0 | 0 |  | 0 | 0 | 0 | 0 | 0 | 0
|  |  | 0 | 0 | C4 | 0 | 0 | 0 | 0 | 0 | 0 | 0 | 0 | 0 | 0 | 0 | 0 | 0 | 0 | 0 | 0 | 0 | 0 | 0 | 0 | 0 | 0 | 0 | 0 | 0 | 0 | 0 | 0 | 0 | 0 | 0 | 0 | 0 | 0 | 0 | 0 |  |  | C4 | 1.2835 | 1.9111 | 3.3789 | 5.4722 | 12.8357 | C4 | 839.075 | 839.075 | 839.075 | 839.075 | 839.075 | C4 | 1076.9916 | 1603.5258 | 2835.179 | 4591.6072 | 10770.0998 | C4 | 0 | 0 | 0 | 0 | 0 | 0 |  | 0 | 0 | 0 | 0 | 0 | 0 |  | 0 | 0 | 0 | 0 | 0 | 0 |  | 0 | 0 | 0 | 0 | 0 | 0 |  | 0 | 0 | 0 | 0 | 0 | 0 |  | 0 | 0 | 0 | 0 | 0 | 0
|  | Yes | 275.154 | 259.154 |  | 248.8099 | 14.5511 | 6.9643 | 4.8129 | 0.015827 |  | 248.8099 | 14.5511 | 6.9643 | 4.8129 | 0.015827 |  | 0 | -1 | -1.5 | -5.5 | 0 |  | 227.2368 | 36.1242 | 6.9643 | 4.8129 | 0.015827 |  | 0 | -2 | -3 | -11 | 0 |  | 44.5844 | 216.6193 | 3.3688 | 10.5657 | 0.015827 | [22 empty] | 107186.4753 | 9333.2442 | 7897.9925 | 8839.4879 | 68.1854 | 133325.3853 |  | 107186.4753 | 9333.2442 | 7897.9925 | 8839.4879 | 68.1854 | 133325.3853 |  | 97892.8503 | 23170.4618 | 7897.9925 | 8839.4879 | 68.1854 | 137868.978 |  | 97892.8503 | 22529.0515 | 6196.8851 | -1262.0479 | 68.1854 | 125424.9244 |  | 19206.8251 | 138941.8498 | 3820.4165 | 19405.3827 | 68.1854 | 181442.6595 |  | 19206.8251 | 137659.0292 | 418.2017 | -797.6888 | 68.1854 | 156554.5525
| EHV UG Cable (Oil) |  | 14.7393 | 10.7393 | C1 | 1.5127 | 1.9731 | 8.4456 | 0.86723 | 1.9406 | 14.7393 | 1.5127 | 1.9731 | 8.4456 | 0.86723 | 1.9406 | 14.7393 | 0 | 0 | 0 | -0.5 | -1.5 | -2 | 0 | 1.7604 | 10.1711 | 0.53573 | 2.2721 | 14.7393 | 0 | 0 | 0 | -1 | -3 | -4 | 0 | 1.5127 | 0.24767 | 10.1711 | 2.8078 | 14.7393 |  |  | C1 | 0.59691 | 0.88874 | 1.5714 | 2.5449 | 5.9692 | C1 | 4584.44 | 4584.44 | 4584.44 | 4584.44 | 4584.44 | C1 | 2736.5138 | 4074.3776 | 7203.8692 | 11666.7544 | 27365.6051 | C1 | 4139.4956 | 8039.0686 | 60841.3206 | 10117.7532 | 53106.1864 | 136243.8245 |  | 4139.4956 | 8039.0686 | 60841.3206 | 10117.7532 | 53106.1864 | 136243.8245 |  | 0 | 7172.3644 | 73270.949 | 6250.2471 | 62177.8306 | 148871.3912 |  | 0 | 7172.3644 | 73270.949 | 416.8699 | 21129.4229 | 101989.6063 |  | 0 | 6163.268 | 1784.1741 | 118663.1992 | 76838.4457 | 203449.0869 |  | 0 | 6163.268 | 1784.1741 | 106996.4448 | -5258.3697 | 109685.5171
|  |  | 241.3159 | 215.3159 | C2 | 11.3611 | 57.2858 | 117.3026 | 17.5349 | 37.8315 | 241.3159 | 11.3611 | 57.2858 | 117.3026 | 17.5349 | 37.8315 | 241.3159 | 0 | 0 | -2 | -3.5 | -7.5 | -13 | 7.0374 | 17.0036 | 156.684 | 17.1337 | 43.4573 | 241.3159 | 0 | 0 | -4 | -7 | -15 | -26 | 6.0011 | 13.7216 | 4.4337 | 169.5141 | 47.6455 | 241.3159 |  |  | C2 | 0.59691 | 0.88874 | 1.5714 | 2.5449 | 5.9692 | C2 | 6549.2 | 6549.2 | 6549.2 | 6549.2 | 6549.2 | C2 | 3909.3055 | 5820.5395 | 10291.2417 | 16666.792 | 39093.7216 | C2 | 44414.0722 | 333434.1518 | 1207189.1575 | 292251.0999 | 1478975.0431 | 3356263.5246 |  | 44414.0722 | 333434.1518 | 1207189.1575 | 292251.0999 | 1478975.0431 | 3356263.5246 |  | 27511.3107 | 98970.0642 | 1612472.5771 | 285564.0907 | 1698906.2706 | 3723424.3133 |  | 27511.3107 | 98970.0642 | 1591890.0937 | 227230.3186 | 1405703.3584 | 3351305.1455 |  | 23460.0054 | 79867.0951 | 45628.5857 | 2825255.7148 | 1862638.6671 | 4836850.0681 |  | 23460.0054 | 79867.0951 | 4463.6188 | 2708588.1707 | 1276232.8427 | 4092611.7326
|  |  | 69.5068 | 54.5068 | C3 | 0 | 14.144 | 43.4376 | 0.58063 | 11.3446 | 69.5068 | 0 | 14.144 | 43.4376 | 0.58063 | 11.3446 | 69.5068 | 0 | 0 | 0 | -2.5 | -5 | -7.5 | 0 | 0 | 55.0336 | 3.1286 | 11.3446 | 69.5068 | 0 | 0 | 0 | -5 | -10 | -15 | 0 | 0 | 0 | 55.0336 | 14.4732 | 69.5068 |  |  | C3 | 0.59691 | 0.88874 | 1.5714 | 2.5449 | 5.9692 | C3 | 9823.8 | 9823.8 | 9823.8 | 9823.8 | 9823.8 | C3 | 5863.9582 | 8730.8092 | 15436.8626 | 25000.188 | 58640.5824 | C3 | 0 | 123488.2808 | 670540.2602 | 14515.8847 | 665254.6012 | 1473799.027 |  | 0 | 123488.2808 | 670540.2602 | 14515.8847 | 665254.6012 | 1473799.027 |  | 0 | 0 | 849546.2073 | 78215.4069 | 665254.6012 | 1593016.2154 |  | 0 | 0 | 849546.2073 | 15714.9368 | 372051.689 | 1237312.8331 |  | 0 | 0 | 0 | 1375850.4859 | 848717.1021 | 2224567.588 |  | 0 | 0 | 0 | 1250849.5458 | 262311.2776 | 1513160.8235
|  |  | 0 | 0 | C4 | 0 | 0 | 0 | 0 | 0 | 0 | 0 | 0 | 0 | 0 | 0 | 0 | 0 | 0 | 0 | 0 | 0 | 0 | 0 | 0 | 0 | 0 | 0 | 0 | 0 | 0 | 0 | 0 | 0 | 0 | 0 | 0 | 0 | 0 | 0 | 0 |  |  | C4 | 0.59691 | 0.88874 | 1.5714 | 2.5449 | 5.9692 | C4 | 16373 | 16373 | 16373 | 16373 | 16373 | C4 | 9773.2637 | 14551.3486 | 25728.1043 | 41666.98 | 97734.3041 | C4 | 0 | 0 | 0 | 0 | 0 | 0 |  | 0 | 0 | 0 | 0 | 0 | 0 |  | 0 | 0 | 0 | 0 | 0 | 0 |  | 0 | 0 | 0 | 0 | 0 | 0 |  | 0 | 0 | 0 | 0 | 0 | 0 |  | 0 | 0 | 0 | 0 | 0 | 0
|  | Yes | 325.562 | 280.562 |  | 12.8738 | 73.4028 | 169.1858 | 18.9828 | 51.1168 |  | 12.8738 | 73.4028 | 169.1858 | 18.9828 | 51.1168 |  | 0 | 0 | -2 | -6.5 | -14 |  | 7.0374 | 18.7639 | 221.8886 | 20.798 | 57.074 |  | 0 | 0 | -4 | -13 | -28 |  | 6.0011 | 15.2343 | 4.6814 | 234.7187 | 64.9265 | [22 empty] | 48553.5678 | 464961.5013 | 1938570.7384 | 316884.7378 | 2197335.8308 | 4966306.3761 |  | 48553.5678 | 464961.5013 | 1938570.7384 | 316884.7378 | 2197335.8308 | 4966306.3761 |  | 27511.3107 | 106142.4286 | 2535289.7335 | 370029.7447 | 2426338.7024 | 5465311.9199 |  | 27511.3107 | 106142.4286 | 2514707.25 | 243362.1254 | 1798884.4703 | 4690607.585 |  | 23460.0054 | 86030.363 | 47412.7598 | 4319769.3999 | 2788194.2149 | 7264866.743 |  | 23460.0054 | 86030.363 | 6247.7929 | 4066434.1613 | 1533285.7506 | 5715458.0732
| EHV UG Cable (Non Pressurised) |  | 0 | 0 | C1 | 0 | 0 | 0 | 0 | 0 | 0 | 0 | 0 | 0 | 0 | 0 | 0 | 0 | 0 | 0 | 0 | 0 | 0 | 0 | 0 | 0 | 0 | 0 | 0 | 0 | 0 | 0 | 0 | 0 | 0 | 0 | 0 | 0 | 0 | 0 | 0 |  |  | C1 | 0 | 0 | 0 | 0 | 0 | C1 | 0 | 0 | 0 | 0 | 0 | C1 | [5 empty] | C1 | [5 empty] | 0 | [6 empty] | 0 | [6 empty] | 0 | [6 empty] | 0 | [6 empty] | 0 | [6 empty] | 0
|  |  | 0 | 0 | C2 | 0 | 0 | 0 | 0 | 0 | 0 | 0 | 0 | 0 | 0 | 0 | 0 | 0 | 0 | 0 | 0 | 0 | 0 | 0 | 0 | 0 | 0 | 0 | 0 | 0 | 0 | 0 | 0 | 0 | 0 | 0 | 0 | 0 | 0 | 0 | 0 |  |  | C2 | 0 | 0 | 0 | 0 | 0 | C2 | 0 | 0 | 0 | 0 | 0 | C2 | [5 empty] | C2 | [5 empty] | 0 | [6 empty] | 0 | [6 empty] | 0 | [6 empty] | 0 | [6 empty] | 0 | [6 empty] | 0
|  |  | 0 | 0 | C3 | 0 | 0 | 0 | 0 | 0 | 0 | 0 | 0 | 0 | 0 | 0 | 0 | 0 | 0 | 0 | 0 | 0 | 0 | 0 | 0 | 0 | 0 | 0 | 0 | 0 | 0 | 0 | 0 | 0 | 0 | 0 | 0 | 0 | 0 | 0 | 0 |  |  | C3 | 0 | 0 | 0 | 0 | 0 | C3 | 0 | 0 | 0 | 0 | 0 | C3 | [5 empty] | C3 | [5 empty] | 0 | [6 empty] | 0 | [6 empty] | 0 | [6 empty] | 0 | [6 empty] | 0 | [6 empty] | 0
|  |  | 0 | 0 | C4 | 0 | 0 | 0 | 0 | 0 | 0 | 0 | 0 | 0 | 0 | 0 | 0 | 0 | 0 | 0 | 0 | 0 | 0 | 0 | 0 | 0 | 0 | 0 | 0 | 0 | 0 | 0 | 0 | 0 | 0 | 0 | 0 | 0 | 0 | 0 | 0 |  |  | C4 | 0 | 0 | 0 | 0 | 0 | C4 | 0 | 0 | 0 | 0 | 0 | C4 | [5 empty] | C4 | [5 empty] | 0 | [6 empty] | 0 | [6 empty] | 0 | [6 empty] | 0 | [6 empty] | 0 | [6 empty] | 0
|  |  | 0 | 0 |  | 0 | 0 | 0 | 0 | 0 |  | 0 | 0 | 0 | 0 | 0 |  | 0 | 0 | 0 | 0 | 0 |  | 0 | 0 | 0 | 0 | 0 |  | 0 | 0 | 0 | 0 | 0 |  | 0 | 0 | 0 | 0 | 0 | [22 empty] | 0 | 0 | 0 | 0 | 0 | 0 |  | 0 | 0 | 0 | 0 | 0 | 0 |  | 0 | 0 | 0 | 0 | 0 | 0 |  | 0 | 0 | 0 | 0 | 0 | 0 |  | 0 | 0 | 0 | 0 | 0 | 0 |  | 0 | 0 | 0 | 0 | 0 | 0
| EHV OHL Support - Towers |  | 0 | 0 | C1 | 0 | 0 | 0 | 0 | 0 | 0 | 0 | 0 | 0 | 0 | 0 | 0 | 0 | 0 | 0 | 0 | 0 | 0 | 0 | 0 | 0 | 0 | 0 | 0 | 0 | 0 | 0 | 0 | 0 | 0 | 0 | 0 | 0 | 0 | 0 | 0 |  |  | C1 | 0.015533 | 0.023127 | 0.04089 | 0.066222 | 0.15533 | C1 | 4566.618 | 4566.618 | 4566.618 | 4566.618 | 4566.618 | C1 | 70.9321 | 105.6104 | 186.7287 | 302.4094 | 709.3333 | C1 | 0 | 0 | 0 | 0 | 0 | 0 |  | 0 | 0 | 0 | 0 | 0 | 0 |  | 0 | 0 | 0 | 0 | 0 | 0 |  | 0 | 0 | 0 | 0 | 0 | 0 |  | 0 | 0 | 0 | 0 | 0 | 0 |  | 0 | 0 | 0 | 0 | 0 | 0
|  |  | 930 | 930 | C2 | 47 | 59 | 774 | 42 | 8 | 930 | 47 | 59 | 774 | 42 | 8 | 930 | 243.5 | -2 | -107 | -130.5 | -4 | 0 | 46 | 0 | 798 | 78 | 8 | 930 | 487 | -4 | -214 | -261 | -8 | 0 | 0 | 4 | 214 | 704 | 8 | 930 |  |  | C2 | 0.015533 | 0.023127 | 0.04089 | 0.066222 | 0.15533 | C2 | 6523.74 | 6523.74 | 6523.74 | 6523.74 | 6523.74 | C2 | 101.3316 | 150.8719 | 266.7553 | 432.0135 | 1013.3332 | C2 | 4762.5849 | 8901.445 | 206468.5959 | 18144.5654 | 8106.6658 | 246383.857 |  | 4762.5849 | 8901.445 | 206468.5959 | 18144.5654 | 8106.6658 | 246383.857 |  | 4661.2533 | 0 | 212870.7229 | 33697.05 | 8106.6658 | 259335.692 |  | 29335.4965 | -301.7439 | 184327.9067 | -22680.7067 | 4053.3329 | 194734.2854 |  | 0 | 603.4878 | 57085.6325 | 304137.4771 | 8106.6658 | 369933.2631 |  | 49348.4863 | 0 | 0 | 191381.9636 | 0 | 240730.4498
|  |  | 0 | 0 | C3 | 0 | 0 | 0 | 0 | 0 | 0 | 0 | 0 | 0 | 0 | 0 | 0 | 0 | 0 | 0 | 0 | 0 | 0 | 0 | 0 | 0 | 0 | 0 | 0 | 0 | 0 | 0 | 0 | 0 | 0 | 0 | 0 | 0 | 0 | 0 | 0 |  |  | C3 | 0.015533 | 0.023127 | 0.04089 | 0.066222 | 0.15533 | C3 | 9785.61 | 9785.61 | 9785.61 | 9785.61 | 9785.61 | C3 | 151.9974 | 226.3079 | 400.1329 | 648.0202 | 1519.9998 | C3 | 0 | 0 | 0 | 0 | 0 | 0 |  | 0 | 0 | 0 | 0 | 0 | 0 |  | 0 | 0 | 0 | 0 | 0 | 0 |  | 0 | 0 | 0 | 0 | 0 | 0 |  | 0 | 0 | 0 | 0 | 0 | 0 |  | 0 | 0 | 0 | 0 | 0 | 0
|  |  | 0 | 0 | C4 | 0 | 0 | 0 | 0 | 0 | 0 | 0 | 0 | 0 | 0 | 0 | 0 | 0 | 0 | 0 | 0 | 0 | 0 | 0 | 0 | 0 | 0 | 0 | 0 | 0 | 0 | 0 | 0 | 0 | 0 | 0 | 0 | 0 | 0 | 0 | 0 |  |  | C4 | 0.015533 | 0.023127 | 0.04089 | 0.066222 | 0.15533 | C4 | 16309.35 | 16309.35 | 16309.35 | 16309.35 | 16309.35 | C4 | 253.329 | 377.1799 | 666.8882 | 1080.0337 | 2533.333 | C4 | 0 | 0 | 0 | 0 | 0 | 0 |  | 0 | 0 | 0 | 0 | 0 | 0 |  | 0 | 0 | 0 | 0 | 0 | 0 |  | 0 | 0 | 0 | 0 | 0 | 0 |  | 0 | 0 | 0 | 0 | 0 | 0 |  | 0 | 0 | 0 | 0 | 0 | 0
|  | Yes | 930 | 930 |  | 47 | 59 | 774 | 42 | 8 |  | 47 | 59 | 774 | 42 | 8 |  | 243.5 | -2 | -107 | -130.5 | -4 |  | 46 | 0 | 798 | 78 | 8 |  | 487 | -4 | -214 | -261 | -8 |  | 0 | 4 | 214 | 704 | 8 | [22 empty] | 4762.5849 | 8901.445 | 206468.5959 | 18144.5654 | 8106.6658 | 246383.857 |  | 4762.5849 | 8901.445 | 206468.5959 | 18144.5654 | 8106.6658 | 246383.857 |  | 4661.2533 | 0 | 212870.7229 | 33697.05 | 8106.6658 | 259335.692 |  | 29335.4965 | -301.7439 | 184327.9067 | -22680.7067 | 4053.3329 | 194734.2854 |  | 0 | 603.4878 | 57085.6325 | 304137.4771 | 8106.6658 | 369933.2631 |  | 49348.4863 | 0 | 0 | 191381.9636 | 0 | 240730.4498 | 129202.8133
| EHV OHL Support - Poles |  | 0 | 0 | C1 | 0 | 0 | 0 | 0 | 0 | 0 | 0 | 0 | 0 | 0 | 0 | 0 | 0 | 0 | 0 | 0 | 0 | 0 | 0 | 0 | 0 | 0 | 0 | 0 | 0 | 0 | 0 | 0 | 0 | 0 | 0 | 0 | 0 | 0 | 0 | 0 |  |  | C1 | 0.0081226 | 0.012094 | 0.021383 | 0.03463 | 0.081228 | C1 | 1655.598 | 1655.598 | 1655.598 | 1655.598 | 1655.598 | C1 | 13.4478 | 20.0224 | 35.4013 | 57.3329 | 134.4804 | C1 | 0 | 0 | 0 | 0 | 0 | 0 |  | 0 | 0 | 0 | 0 | 0 | 0 |  | 0 | 0 | 0 | 0 | 0 | 0 |  | 0 | 0 | 0 | 0 | 0 | 0 |  | 0 | 0 | 0 | 0 | 0 | 0 |  | 0 | 0 | 0 | 0 | 0 | 0
|  |  | 12844 | 12844 | C2 | 7696 | 3316 | 1005 | 331 | 496 | 12844 | 7696 | 3316 | 1005 | 331 | 496 | 12844 | 247 | 0 | 0 | -67 | -180 | 0 | 5205 | 5677 | 802 | 568 | 592 | 12844 | 494 | 0 | 0 | -134 | -360 | 0 | 4290 | 3696 | 2955 | 1056 | 847 | 12844 |  |  | C2 | 0.0081226 | 0.012094 | 0.021383 | 0.03463 | 0.081228 | C2 | 2365.14 | 2365.14 | 2365.14 | 2365.14 | 2365.14 | C2 | 19.2112 | 28.6034 | 50.5733 | 81.9041 | 192.1148 | C2 | 147849.037 | 94848.7453 | 50826.2036 | 27110.2698 | 95288.946 | 415923.2017 |  | 147849.037 | 94848.7453 | 50826.2036 | 27110.2698 | 95288.946 | 415923.2017 |  | 99994.0537 | 162381.2807 | 40559.8162 | 46521.5507 | 113731.9679 | 463188.6692 |  | 104739.2086 | 162381.2807 | 40559.8162 | 41033.9734 | 79151.302 | 427865.5809 |  | 82415.8483 | 105718.0225 | 149444.2107 | 86490.7702 | 162721.2446 | 586790.0963 |  | 91906.1581 | 105718.0225 | 149444.2107 | 75515.6157 | 93559.9128 | 516143.9197
|  |  | 0 | 0 | C3 | 0 | 0 | 0 | 0 | 0 | 0 | 0 | 0 | 0 | 0 | 0 | 0 | 0 | 0 | 0 | 0 | 0 | 0 | 0 | 0 | 0 | 0 | 0 | 0 | 0 | 0 | 0 | 0 | 0 | 0 | 0 | 0 | 0 | 0 | 0 | 0 |  |  | C3 | 0.0081226 | 0.012094 | 0.021383 | 0.03463 | 0.081228 | C3 | 3547.71 | 3547.71 | 3547.71 | 3547.71 | 3547.71 | C3 | 28.8167 | 42.905 | 75.86 | 122.8562 | 288.1722 | C3 | 0 | 0 | 0 | 0 | 0 | 0 |  | 0 | 0 | 0 | 0 | 0 | 0 |  | 0 | 0 | 0 | 0 | 0 | 0 |  | 0 | 0 | 0 | 0 | 0 | 0 |  | 0 | 0 | 0 | 0 | 0 | 0 |  | 0 | 0 | 0 | 0 | 0 | 0
|  |  | 0 | 0 | C4 | 0 | 0 | 0 | 0 | 0 | 0 | 0 | 0 | 0 | 0 | 0 | 0 | 0 | 0 | 0 | 0 | 0 | 0 | 0 | 0 | 0 | 0 | 0 | 0 | 0 | 0 | 0 | 0 | 0 | 0 | 0 | 0 | 0 | 0 | 0 | 0 |  |  | C4 | 0.0081226 | 0.012094 | 0.021383 | 0.03463 | 0.081228 | C4 | 5912.85 | 5912.85 | 5912.85 | 5912.85 | 5912.85 | C4 | 48.0279 | 71.5084 | 126.4333 | 204.7603 | 480.287 | C4 | 0 | 0 | 0 | 0 | 0 | 0 |  | 0 | 0 | 0 | 0 | 0 | 0 |  | 0 | 0 | 0 | 0 | 0 | 0 |  | 0 | 0 | 0 | 0 | 0 | 0 |  | 0 | 0 | 0 | 0 | 0 | 0 |  | 0 | 0 | 0 | 0 | 0 | 0
|  | Yes | 12844 | 12844 |  | 7696 | 3316 | 1005 | 331 | 496 |  | 7696 | 3316 | 1005 | 331 | 496 |  | 247 | 0 | 0 | -67 | -180 |  | 5205 | 5677 | 802 | 568 | 592 |  | 494 | 0 | 0 | -134 | -360 |  | 4290 | 3696 | 2955 | 1056 | 847 | [22 empty] | 147849.037 | 94848.7453 | 50826.2036 | 27110.2698 | 95288.946 | 415923.2017 |  | 147849.037 | 94848.7453 | 50826.2036 | 27110.2698 | 95288.946 | 415923.2017 |  | 99994.0537 | 162381.2807 | 40559.8162 | 46521.5507 | 113731.9679 | 463188.6692 |  | 104739.2086 | 162381.2807 | 40559.8162 | 41033.9734 | 79151.302 | 427865.5809 |  | 82415.8483 | 105718.0225 | 149444.2107 | 86490.7702 | 162721.2446 | 586790.0963 |  | 91906.1581 | 105718.0225 | 149444.2107 | 75515.6157 | 93559.9128 | 516143.9197
| EHV OHL Fittings |  | 0 | 0 | C1 | 0 | 0 | 0 | 0 | 0 | 0 | 0 | 0 | 0 | 0 | 0 | 0 | 0 | 0 | 0 | 0 | 0 | 0 | 0 | 0 | 0 | 0 | 0 | 0 | 0 | 0 | 0 | 0 | 0 | 0 | 0 | 0 | 0 | 0 | 0 | 0 |  |  | C1 | 0.002736 | 0.0040737 | 0.0072026 | 0.011665 | 0.027361 | C1 | 1250.662 | 1250.662 | 1250.662 | 1250.662 | 1250.662 | C1 | 3.4219 | 5.0948 | 9.0081 | 14.5887 | 34.2192 | C1 | 0 | 0 | 0 | 0 | 0 | 0 |  | 0 | 0 | 0 | 0 | 0 | 0 |  | 0 | 0 | 0 | 0 | 0 | 0 |  | 0 | 0 | 0 | 0 | 0 | 0 |  | 0 | 0 | 0 | 0 | 0 | 0 |  | 0 | 0 | 0 | 0 | 0 | 0
|  |  | 1224 | 1224 | C2 | 0 | 0 | 6 | 1023 | 195 | 1224 | 0 | 0 | 6 | 1023 | 195 | 1224 | 101 | 0 | 0 | 0 | -101 | 0 | 0 | 0 | 6 | 1023 | 195 | 1224 | 202 | 0 | 0 | 0 | -202 | 0 | 0 | 0 | 0 | 4 | 1220 | 1224 |  |  | C2 | 0.002736 | 0.0040737 | 0.0072026 | 0.011665 | 0.027361 | C2 | 1786.66 | 1786.66 | 1786.66 | 1786.66 | 1786.66 | C2 | 4.8884 | 7.2783 | 12.8687 | 20.8409 | 48.8846 | C2 | 0 | 0 | 77.2119 | 21320.2805 | 9532.5017 | 30929.9942 |  | 0 | 0 | 77.2119 | 21320.2805 | 9532.5017 | 30929.9942 |  | 0 | 0 | 77.2119 | 21320.2805 | 9532.5017 | 30929.9942 |  | 493.7263 | 0 | 77.2119 | 21320.2805 | 4595.1547 | 26486.3734 |  | 0 | 0 | 0 | 83.3638 | 59639.2416 | 59722.6053 |  | 987.4526 | 0 | 0 | 83.3638 | 49764.5475 | 50835.3638
|  |  | 224 | 224 | C3 | 0 | 0 | 3 | 124 | 97 | 224 | 0 | 0 | 3 | 124 | 97 | 224 | 110.5 | 0 | 0 | 0 | -110.5 | 0 | 0 | 0 | 3 | 124 | 97 | 224 | 221 | 0 | 0 | 0 | -221 | 0 | 0 | 0 | 0 | 3 | 221 | 224 |  |  | C3 | 0.002736 | 0.0040737 | 0.0072026 | 0.011665 | 0.027361 | C3 | 2679.99 | 2679.99 | 2679.99 | 2679.99 | 2679.99 | C3 | 7.3326 | 10.9174 | 19.303 | 31.2614 | 73.3269 | C3 | 0 | 0 | 57.9089 | 3876.4146 | 7112.7128 | 11047.0364 |  | 0 | 0 | 57.9089 | 3876.4146 | 7112.7128 | 11047.0364 |  | 0 | 0 | 57.9089 | 3876.4146 | 7112.7128 | 11047.0364 |  | 810.2488 | 0 | 57.9089 | 3876.4146 | -989.9136 | 3754.6588 |  | 0 | 0 | 0 | 93.7842 | 16205.2529 | 16299.0372 |  | 1620.4977 | 0 | 0 | 93.7842 | 0 | 1714.2819
|  |  | 0 | 0 | C4 | 0 | 0 | 0 | 0 | 0 | 0 | 0 | 0 | 0 | 0 | 0 | 0 | 0 | 0 | 0 | 0 | 0 | 0 | 0 | 0 | 0 | 0 | 0 | 0 | 0 | 0 | 0 | 0 | 0 | 0 | 0 | 0 | 0 | 0 | 0 | 0 |  |  | C4 | 0.002736 | 0.0040737 | 0.0072026 | 0.011665 | 0.027361 | C4 | 4466.65 | 4466.65 | 4466.65 | 4466.65 | 4466.65 | C4 | 12.2209 | 18.1957 | 32.1716 | 52.1023 | 122.2116 | C4 | 0 | 0 | 0 | 0 | 0 | 0 |  | 0 | 0 | 0 | 0 | 0 | 0 |  | 0 | 0 | 0 | 0 | 0 | 0 |  | 0 | 0 | 0 | 0 | 0 | 0 |  | 0 | 0 | 0 | 0 | 0 | 0 |  | 0 | 0 | 0 | 0 | 0 | 0
|  | Yes | 1448 | 1448 |  | 0 | 0 | 9 | 1147 | 292 |  | 0 | 0 | 9 | 1147 | 292 |  | 211.5 | 0 | 0 | 0 | -211.5 |  | 0 | 0 | 9 | 1147 | 292 |  | 423 | 0 | 0 | 0 | -423 |  | 0 | 0 | 0 | 7 | 1441 | [22 empty] | 0 | 0 | 135.1208 | 25196.6952 | 16645.2146 | 41977.0306 |  | 0 | 0 | 135.1208 | 25196.6952 | 16645.2146 | 41977.0306 |  | 0 | 0 | 135.1208 | 25196.6952 | 16645.2146 | 41977.0306 |  | 1303.9751 | 0 | 135.1208 | 25196.6952 | 3605.241 | 30241.0322 |  | 0 | 0 | 0 | 177.148 | 75844.4945 | 76021.6425 |  | 2607.9502 | 0 | 0 | 177.148 | 49764.5475 | 52549.6457
| EHV OHL (Tower Line) Conductor |  | 0 | 0 | C1 | 0 | 0 | 0 | 0 | 0 | 0 | 0 | 0 | 0 | 0 | 0 | 0 | 0 | 0 | 0 | 0 | 0 | 0 | 0 | 0 | 0 | 0 | 0 | 0 | 0 | 0 | 0 | 0 | 0 | 0 | 0 | 0 | 0 | 0 | 0 | 0 |  |  | C1 | 0.00228 | 0.0033947 | 0.0060022 | 0.0097206 | 0.022801 | C1 | 11952.304 | 11952.304 | 11952.304 | 11952.304 | 11952.304 | C1 | 27.2517 | 40.5749 | 71.74 | 116.1838 | 272.5215 | C1 | 0 | 0 | 0 | 0 | 0 | 0 |  | 0 | 0 | 0 | 0 | 0 | 0 |  | 0 | 0 | 0 | 0 | 0 | 0 |  | 0 | 0 | 0 | 0 | 0 | 0 |  | 0 | 0 | 0 | 0 | 0 | 0 |  | 0 | 0 | 0 | 0 | 0 | 0
|  |  | 345.22 | 345.22 | C2 | 144.5212 | 88.7967 | 86.0785 | 18.1218 | 7.7018 | 345.22 | 144.5212 | 88.7967 | 86.0785 | 18.1218 | 7.7018 | 345.22 | 1.5 | 0 | 0 | 0 | -1.5 | 0 | 143.1621 | 90.1559 | 0 | 86.0785 | 25.8235 | 345.22 | 3 | 0 | 0 | 0 | -3 | 0 | 22.1992 | 122.322 | 88.7967 | 0 | 111.902 | 345.22 |  |  | C2 | 0.00228 | 0.0033947 | 0.0060022 | 0.0097206 | 0.022801 | C2 | 17074.72 | 17074.72 | 17074.72 | 17074.72 | 17074.72 | C2 | 38.931 | 57.9641 | 102.4857 | 165.9769 | 389.3164 | C2 | 5626.3529 | 5147.0215 | 8821.8172 | 3007.7981 | 2998.421 | 25601.4106 |  | 5626.3529 | 5147.0215 | 8821.8172 | 3007.7981 | 2998.421 | 25601.4106 |  | 5573.4404 | 5225.8024 | 0 | 14287.0409 | 10053.5292 | 35139.813 |  | 5631.8369 | 5225.8024 | 0 | 14287.0409 | 9469.5546 | 34614.2349 |  | 864.236 | 7090.2847 | 9100.4009 | 0 | 43565.2932 | 60620.2148 |  | 981.029 | 7090.2847 | 9100.4009 | 0 | 42397.344 | 59569.0585
|  |  | 0 | 0 | C3 | 0 | 0 | 0 | 0 | 0 | 0 | 0 | 0 | 0 | 0 | 0 | 0 | 0 | 0 | 0 | 0 | 0 | 0 | 0 | 0 | 0 | 0 | 0 | 0 | 0 | 0 | 0 | 0 | 0 | 0 | 0 | 0 | 0 | 0 | 0 | 0 |  |  | C3 | 0.00228 | 0.0033947 | 0.0060022 | 0.0097206 | 0.022801 | C3 | 25612.08 | 25612.08 | 25612.08 | 25612.08 | 25612.08 | C3 | 58.3965 | 86.9461 | 153.7286 | 248.9654 | 583.9746 | C3 | 0 | 0 | 0 | 0 | 0 | 0 |  | 0 | 0 | 0 | 0 | 0 | 0 |  | 0 | 0 | 0 | 0 | 0 | 0 |  | 0 | 0 | 0 | 0 | 0 | 0 |  | 0 | 0 | 0 | 0 | 0 | 0 |  | 0 | 0 | 0 | 0 | 0 | 0
|  |  | 0 | 0 | C4 | 0 | 0 | 0 | 0 | 0 | 0 | 0 | 0 | 0 | 0 | 0 | 0 | 0 | 0 | 0 | 0 | 0 | 0 | 0 | 0 | 0 | 0 | 0 | 0 | 0 | 0 | 0 | 0 | 0 | 0 | 0 | 0 | 0 | 0 | 0 | 0 |  |  | C4 | 0.00228 | 0.0033947 | 0.0060022 | 0.0097206 | 0.022801 | C4 | 42686.8 | 42686.8 | 42686.8 | 42686.8 | 42686.8 | C4 | 97.3274 | 144.9102 | 256.2144 | 414.9423 | 973.291 | C4 | 0 | 0 | 0 | 0 | 0 | 0 |  | 0 | 0 | 0 | 0 | 0 | 0 |  | 0 | 0 | 0 | 0 | 0 | 0 |  | 0 | 0 | 0 | 0 | 0 | 0 |  | 0 | 0 | 0 | 0 | 0 | 0 |  | 0 | 0 | 0 | 0 | 0 | 0
|  | Yes | 345.22 | 345.22 |  | 144.5212 | 88.7967 | 86.0785 | 18.1218 | 7.7018 |  | 144.5212 | 88.7967 | 86.0785 | 18.1218 | 7.7018 |  | 1.5 | 0 | 0 | 0 | -1.5 |  | 143.1621 | 90.1559 | 0 | 86.0785 | 25.8235 |  | 3 | 0 | 0 | 0 | -3 |  | 22.1992 | 122.322 | 88.7967 | 0 | 111.902 | [22 empty] | 5626.3529 | 5147.0215 | 8821.8172 | 3007.7981 | 2998.421 | 25601.4106 |  | 5626.3529 | 5147.0215 | 8821.8172 | 3007.7981 | 2998.421 | 25601.4106 |  | 5573.4404 | 5225.8024 | 0 | 14287.0409 | 10053.5292 | 35139.813 |  | 5631.8369 | 5225.8024 | 0 | 14287.0409 | 9469.5546 | 34614.2349 |  | 864.236 | 7090.2847 | 9100.4009 | 0 | 43565.2932 | 60620.2148 |  | 981.029 | 7090.2847 | 9100.4009 | 0 | 42397.344 | 59569.0585
| [Please insert new asset category as required] |  | 0 | 0 | C1 | 0 | 0 | 0 | 0 | 0 | 0 | 0 | 0 | 0 | 0 | 0 | 0 | 0 | 0 | 0 | 0 | 0 | 0 | 0 | 0 | 0 | 0 | 0 | 0 | 0 | 0 | 0 | 0 | 0 | 0 | 0 | 0 | 0 | 0 | 0 | 0 |  |  | C1 | 0 | 0 | 0 | 0 | 0 | C1 | 0 | 0 | 0 | 0 | 0 | C1 | [5 empty] | C1 | [5 empty] | 0 | [6 empty] | 0 | [6 empty] | 0 | [6 empty] | 0 | [6 empty] | 0 | [6 empty] | 0
|  |  | 0 | 0 | C2 | 0 | 0 | 0 | 0 | 0 | 0 | 0 | 0 | 0 | 0 | 0 | 0 | 0 | 0 | 0 | 0 | 0 | 0 | 0 | 0 | 0 | 0 | 0 | 0 | 0 | 0 | 0 | 0 | 0 | 0 | 0 | 0 | 0 | 0 | 0 | 0 |  |  | C2 | 0 | 0 | 0 | 0 | 0 | C2 | 0 | 0 | 0 | 0 | 0 | C2 | [5 empty] | C2 | [5 empty] | 0 | [6 empty] | 0 | [6 empty] | 0 | [6 empty] | 0 | [6 empty] | 0 | [6 empty] | 0
|  |  | 0 | 0 | C3 | 0 | 0 | 0 | 0 | 0 | 0 | 0 | 0 | 0 | 0 | 0 | 0 | 0 | 0 | 0 | 0 | 0 | 0 | 0 | 0 | 0 | 0 | 0 | 0 | 0 | 0 | 0 | 0 | 0 | 0 | 0 | 0 | 0 | 0 | 0 | 0 |  |  | C3 | 0 | 0 | 0 | 0 | 0 | C3 | 0 | 0 | 0 | 0 | 0 | C3 | [5 empty] | C3 | [5 empty] | 0 | [6 empty] | 0 | [6 empty] | 0 | [6 empty] | 0 | [6 empty] | 0 | [6 empty] | 0
|  |  | 0 | 0 | C4 | 0 | 0 | 0 | 0 | 0 | 0 | 0 | 0 | 0 | 0 | 0 | 0 | 0 | 0 | 0 | 0 | 0 | 0 | 0 | 0 | 0 | 0 | 0 | 0 | 0 | 0 | 0 | 0 | 0 | 0 | 0 | 0 | 0 | 0 | 0 | 0 |  |  | C4 | 0 | 0 | 0 | 0 | 0 | C4 | 0 | 0 | 0 | 0 | 0 | C4 | [5 empty] | C4 | [5 empty] | 0 | [6 empty] | 0 | [6 empty] | 0 | [6 empty] | 0 | [6 empty] | 0 | [6 empty] | 0
|  |  | 0 | 0 |  | 0 | 0 | 0 | 0 | 0 |  | 0 | 0 | 0 | 0 | 0 |  | 0 | 0 | 0 | 0 | 0 |  | 0 | 0 | 0 | 0 | 0 |  | 0 | 0 | 0 | 0 | 0 |  | 0 | 0 | 0 | 0 | 0 | [22 empty] | 0 | 0 | 0 | 0 | 0 | 0 |  | 0 | 0 | 0 | 0 | 0 | 0 |  | 0 | 0 | 0 | 0 | 0 | 0 |  | 0 | 0 | 0 | 0 | 0 | 0 |  | 0 | 0 | 0 | 0 | 0 | 0 |  | 0 | 0 | 0 | 0 | 0 | 0
| [Please insert new asset category as required] |  | 0 | 0 | C1 | 0 | 0 | 0 | 0 | 0 | 0 | 0 | 0 | 0 | 0 | 0 | 0 | 0 | 0 | 0 | 0 | 0 | 0 | 0 | 0 | 0 | 0 | 0 | 0 | 0 | 0 | 0 | 0 | 0 | 0 | 0 | 0 | 0 | 0 | 0 | 0 |  |  | C1 | 0 | 0 | 0 | 0 | 0 | C1 | 0 | 0 | 0 | 0 | 0 | C1 | [5 empty] | C1 | [5 empty] | 0 | [6 empty] | 0 | [6 empty] | 0 | [6 empty] | 0 | [6 empty] | 0 | [6 empty] | 0
|  |  | 0 | 0 | C2 | 0 | 0 | 0 | 0 | 0 | 0 | 0 | 0 | 0 | 0 | 0 | 0 | 0 | 0 | 0 | 0 | 0 | 0 | 0 | 0 | 0 | 0 | 0 | 0 | 0 | 0 | 0 | 0 | 0 | 0 | 0 | 0 | 0 | 0 | 0 | 0 |  |  | C2 | 0 | 0 | 0 | 0 | 0 | C2 | 0 | 0 | 0 | 0 | 0 | C2 | [5 empty] | C2 | [5 empty] | 0 | [6 empty] | 0 | [6 empty] | 0 | [6 empty] | 0 | [6 empty] | 0 | [6 empty] | 0
|  |  | 0 | 0 | C3 | 0 | 0 | 0 | 0 | 0 | 0 | 0 | 0 | 0 | 0 | 0 | 0 | 0 | 0 | 0 | 0 | 0 | 0 | 0 | 0 | 0 | 0 | 0 | 0 | 0 | 0 | 0 | 0 | 0 | 0 | 0 | 0 | 0 | 0 | 0 | 0 |  |  | C3 | 0 | 0 | 0 | 0 | 0 | C3 | 0 | 0 | 0 | 0 | 0 | C3 | [5 empty] | C3 | [5 empty] | 0 | [6 empty] | 0 | [6 empty] | 0 | [6 empty] | 0 | [6 empty] | 0 | [6 empty] | 0
|  |  | 0 | 0 | C4 | 0 | 0 | 0 | 0 | 0 | 0 | 0 | 0 | 0 | 0 | 0 | 0 | 0 | 0 | 0 | 0 | 0 | 0 | 0 | 0 | 0 | 0 | 0 | 0 | 0 | 0 | 0 | 0 | 0 | 0 | 0 | 0 | 0 | 0 | 0 | 0 |  |  | C4 | 0 | 0 | 0 | 0 | 0 | C4 | 0 | 0 | 0 | 0 | 0 | C4 | [5 empty] | C4 | [5 empty] | 0 | [6 empty] | 0 | [6 empty] | 0 | [6 empty] | 0 | [6 empty] | 0 | [6 empty] | 0
|  |  | 0 | 0 |  | 0 | 0 | 0 | 0 | 0 |  | 0 | 0 | 0 | 0 | 0 |  | 0 | 0 | 0 | 0 | 0 |  | 0 | 0 | 0 | 0 | 0 |  | 0 | 0 | 0 | 0 | 0 |  | 0 | 0 | 0 | 0 | 0 | [22 empty] | 0 | 0 | 0 | 0 | 0 | 0 |  | 0 | 0 | 0 | 0 | 0 | 0 |  | 0 | 0 | 0 | 0 | 0 | 0 |  | 0 | 0 | 0 | 0 | 0 | 0 |  | 0 | 0 | 0 | 0 | 0 | 0 |  | 0 | 0 | 0 | 0 | 0 | 0
| [Please insert new asset category as required] |  | 0 | 0 | C1 | 0 | 0 | 0 | 0 | 0 | 0 | 0 | 0 | 0 | 0 | 0 | 0 | 0 | 0 | 0 | 0 | 0 | 0 | 0 | 0 | 0 | 0 | 0 | 0 | 0 | 0 | 0 | 0 | 0 | 0 | 0 | 0 | 0 | 0 | 0 | 0 |  |  | C1 | 0 | 0 | 0 | 0 | 0 | C1 | 0 | 0 | 0 | 0 | 0 | C1 | [5 empty] | C1 | [5 empty] | 0 | [6 empty] | 0 | [6 empty] | 0 | [6 empty] | 0 | [6 empty] | 0 | [6 empty] | 0
|  |  | 0 | 0 | C2 | 0 | 0 | 0 | 0 | 0 | 0 | 0 | 0 | 0 | 0 | 0 | 0 | 0 | 0 | 0 | 0 | 0 | 0 | 0 | 0 | 0 | 0 | 0 | 0 | 0 | 0 | 0 | 0 | 0 | 0 | 0 | 0 | 0 | 0 | 0 | 0 |  |  | C2 | 0 | 0 | 0 | 0 | 0 | C2 | 0 | 0 | 0 | 0 | 0 | C2 | [5 empty] | C2 | [5 empty] | 0 | [6 empty] | 0 | [6 empty] | 0 | [6 empty] | 0 | [6 empty] | 0 | [6 empty] | 0
|  |  | 0 | 0 | C3 | 0 | 0 | 0 | 0 | 0 | 0 | 0 | 0 | 0 | 0 | 0 | 0 | 0 | 0 | 0 | 0 | 0 | 0 | 0 | 0 | 0 | 0 | 0 | 0 | 0 | 0 | 0 | 0 | 0 | 0 | 0 | 0 | 0 | 0 | 0 | 0 |  |  | C3 | 0 | 0 | 0 | 0 | 0 | C3 | 0 | 0 | 0 | 0 | 0 | C3 | [5 empty] | C3 | [5 empty] | 0 | [6 empty] | 0 | [6 empty] | 0 | [6 empty] | 0 | [6 empty] | 0 | [6 empty] | 0
|  |  | 0 | 0 | C4 | 0 | 0 | 0 | 0 | 0 | 0 | 0 | 0 | 0 | 0 | 0 | 0 | 0 | 0 | 0 | 0 | 0 | 0 | 0 | 0 | 0 | 0 | 0 | 0 | 0 | 0 | 0 | 0 | 0 | 0 | 0 | 0 | 0 | 0 | 0 | 0 |  |  | C4 | 0 | 0 | 0 | 0 | 0 | C4 | 0 | 0 | 0 | 0 | 0 | C4 | [5 empty] | C4 | [5 empty] | 0 | [6 empty] | 0 | [6 empty] | 0 | [6 empty] | 0 | [6 empty] | 0 | [6 empty] | 0
|  |  | 0 | 0 |  | 0 | 0 | 0 | 0 | 0 |  | 0 | 0 | 0 | 0 | 0 |  | 0 | 0 | 0 | 0 | 0 |  | 0 | 0 | 0 | 0 | 0 |  | 0 | 0 | 0 | 0 | 0 |  | 0 | 0 | 0 | 0 | 0 | [22 empty] | 0 | 0 | 0 | 0 | 0 | 0 |  | 0 | 0 | 0 | 0 | 0 | 0 |  | 0 | 0 | 0 | 0 | 0 | 0 |  | 0 | 0 | 0 | 0 | 0 | 0 |  | 0 | 0 | 0 | 0 | 0 | 0 |  | 0 | 0 | 0 | 0 | 0 | 0
| [Please insert new asset category as required] |  | 0 | 0 | C1 | 0 | 0 | 0 | 0 | 0 | 0 | 0 | 0 | 0 | 0 | 0 | 0 | 0 | 0 | 0 | 0 | 0 | 0 | 0 | 0 | 0 | 0 | 0 | 0 | 0 | 0 | 0 | 0 | 0 | 0 | 0 | 0 | 0 | 0 | 0 | 0 |  |  | C1 | 0 | 0 | 0 | 0 | 0 | C1 | 0 | 0 | 0 | 0 | 0 | C1 | [5 empty] | C1 | [5 empty] | 0 | [6 empty] | 0 | [6 empty] | 0 | [6 empty] | 0 | [6 empty] | 0 | [6 empty] | 0
|  |  | 0 | 0 | C2 | 0 | 0 | 0 | 0 | 0 | 0 | 0 | 0 | 0 | 0 | 0 | 0 | 0 | 0 | 0 | 0 | 0 | 0 | 0 | 0 | 0 | 0 | 0 | 0 | 0 | 0 | 0 | 0 | 0 | 0 | 0 | 0 | 0 | 0 | 0 | 0 |  |  | C2 | 0 | 0 | 0 | 0 | 0 | C2 | 0 | 0 | 0 | 0 | 0 | C2 | [5 empty] | C2 | [5 empty] | 0 | [6 empty] | 0 | [6 empty] | 0 | [6 empty] | 0 | [6 empty] | 0 | [6 empty] | 0
|  |  | 0 | 0 | C3 | 0 | 0 | 0 | 0 | 0 | 0 | 0 | 0 | 0 | 0 | 0 | 0 | 0 | 0 | 0 | 0 | 0 | 0 | 0 | 0 | 0 | 0 | 0 | 0 | 0 | 0 | 0 | 0 | 0 | 0 | 0 | 0 | 0 | 0 | 0 | 0 |  |  | C3 | 0 | 0 | 0 | 0 | 0 | C3 | 0 | 0 | 0 | 0 | 0 | C3 | [5 empty] | C3 | [5 empty] | 0 | [6 empty] | 0 | [6 empty] | 0 | [6 empty] | 0 | [6 empty] | 0 | [6 empty] | 0
|  |  | 0 | 0 | C4 | 0 | 0 | 0 | 0 | 0 | 0 | 0 | 0 | 0 | 0 | 0 | 0 | 0 | 0 | 0 | 0 | 0 | 0 | 0 | 0 | 0 | 0 | 0 | 0 | 0 | 0 | 0 | 0 | 0 | 0 | 0 | 0 | 0 | 0 | 0 | 0 |  |  | C4 | 0 | 0 | 0 | 0 | 0 | C4 | 0 | 0 | 0 | 0 | 0 | C4 | [5 empty] | C4 | [5 empty] | 0 | [6 empty] | 0 | [6 empty] | 0 | [6 empty] | 0 | [6 empty] | 0 | [6 empty] | 0
|  |  | 0 | 0 |  | 0 | 0 | 0 | 0 | 0 |  | 0 | 0 | 0 | 0 | 0 |  | 0 | 0 | 0 | 0 | 0 |  | 0 | 0 | 0 | 0 | 0 |  | 0 | 0 | 0 | 0 | 0 |  | 0 | 0 | 0 | 0 | 0 | [22 empty] | 0 | 0 | 0 | 0 | 0 | 0 |  | 0 | 0 | 0 | 0 | 0 | 0 |  | 0 | 0 | 0 | 0 | 0 | 0 |  | 0 | 0 | 0 | 0 | 0 | 0 |  | 0 | 0 | 0 | 0 | 0 | 0 |  | 0 | 0 | 0 | 0 | 0 | 0
[63 empty] | 1259199.848 | 1376351.9923 | 3034045.3371 | 1046429.7573 | 3588645.1523 | 10304672.087 |  | 1259199.848 | 1376351.9923 | 3034045.3371 | 1046429.7573 | 3588645.1523 | 10304672.087 |  | 1064913.5377 | 897679.2929 | 3755405.1696 | 1703243.9493 | 4465668.7645 | 11886910.7139 |  | 1323004.1366 | 896736.1387 | 3681931.2406 | 961779.0269 | 2870375.7946 | 9733826.3375 |  | 855090.9893 | 697070.5995 | 1127387.4468 | 6606866.569 | 6392504.1017 | 15678919.7063 |  | 1371272.1872 | 695184.2911 | 980439.5888 | 5125430.4542 | 3201918.162 | 11374244.6833
| 132kV Network | [66 empty] | 0 | [6 empty] | 0 | [6 empty] | 0 | [6 empty] | 0 | [6 empty] | 0 | [6 empty] | 0
| 132kV CBs |  | 94 | 92 | C1 | 44 | 19 | 17 | 6 | 8 | 94 | 44 | 19 | 17 | 6 | 8 | 94 | 19.5 | 0 | -4 | -9 | -7.5 | -1 | 36 | 15 | 14 | 19 | 10 | 94 | 39 | 0 | -8 | -18 | -15 | -2 | 32 | 6 | 15 | 25 | 16 | 94 |  |  | C1 | 0.012284 | 0.018289 | 0.032337 | 0.05237 | 0.12284 | C1 | 141932.532 | 141932.532 | 141932.532 | 141932.532 | 141932.532 | C1 | 1743.4558 | 2595.82 | 4589.6452 | 7432.9867 | 17434.8556 | C1 | 76712.0564 | 49320.5802 | 78023.9691 | 44597.92 | 139478.8447 | 388133.3704 |  | 76712.0564 | 49320.5802 | 78023.9691 | 44597.92 | 139478.8447 | 388133.3704 |  | 62764.4098 | 38937.3001 | 64255.0334 | 141226.7468 | 174348.5559 | 481532.0459 |  | 96761.7984 | 38937.3001 | 45896.4524 | 74329.8667 | 43587.139 | 299512.5566 |  | 55790.5865 | 15574.9201 | 68844.6786 | 185824.6668 | 278957.6894 | 604992.5413 |  | 123785.3637 | 15574.9201 | 32127.5167 | 52030.9067 | 17434.8556 | 240953.5628
|  |  | 3 | 3 | C2 | 3 | 0 | 0 | 0 | 0 | 3 | 3 | 0 | 0 | 0 | 0 | 3 | 0 | 0 | 0 | 0 | 0 | 0 | 3 | 0 | 0 | 0 | 0 | 3 | 0 | 0 | 0 | 0 | 0 | 0 | 3 | 0 | 0 | 0 | 0 | 3 |  |  | C2 | 0.012284 | 0.018289 | 0.032337 | 0.05237 | 0.12284 | C2 | 202760.76 | 202760.76 | 202760.76 | 202760.76 | 202760.76 | C2 | 2490.6512 | 3708.3143 | 6556.6361 | 10618.5524 | 24906.9366 | C2 | 7471.9535 | 0 | 0 | 0 | 0 | 7471.9535 |  | 7471.9535 | 0 | 0 | 0 | 0 | 7471.9535 |  | 7471.9535 | 0 | 0 | 0 | 0 | 7471.9535 |  | 7471.9535 | 0 | 0 | 0 | 0 | 7471.9535 |  | 7471.9535 | 0 | 0 | 0 | 0 | 7471.9535 |  | 7471.9535 | 0 | 0 | 0 | 0 | 7471.9535
|  |  | 81 | 81 | C3 | 81 | 0 | 0 | 0 | 0 | 81 | 81 | 0 | 0 | 0 | 0 | 81 | 0 | 0 | 0 | 0 | 0 | 0 | 81 | 0 | 0 | 0 | 0 | 81 | 0 | 0 | 0 | 0 | 0 | 0 | 81 | 0 | 0 | 0 | 0 | 81 |  |  | C3 | 0.012284 | 0.018289 | 0.032337 | 0.05237 | 0.12284 | C3 | 304141.14 | 304141.14 | 304141.14 | 304141.14 | 304141.14 | C3 | 3735.9768 | 5562.4714 | 9834.9541 | 15927.8286 | 37360.4048 | C3 | 302614.1186 | 0 | 0 | 0 | 0 | 302614.1186 |  | 302614.1186 | 0 | 0 | 0 | 0 | 302614.1186 |  | 302614.1186 | 0 | 0 | 0 | 0 | 302614.1186 |  | 302614.1186 | 0 | 0 | 0 | 0 | 302614.1186 |  | 302614.1186 | 0 | 0 | 0 | 0 | 302614.1186 |  | 302614.1186 | 0 | 0 | 0 | 0 | 302614.1186
|  |  | 0 | 0 | C4 | 0 | 0 | 0 | 0 | 0 | 0 | 0 | 0 | 0 | 0 | 0 | 0 | 0 | 0 | 0 | 0 | 0 | 0 | 0 | 0 | 0 | 0 | 0 | 0 | 0 | 0 | 0 | 0 | 0 | 0 | 0 | 0 | 0 | 0 | 0 | 0 |  |  | C4 | 0.012284 | 0.018289 | 0.032337 | 0.05237 | 0.12284 | C4 | 506901.9 | 506901.9 | 506901.9 | 506901.9 | 506901.9 | C4 | 6226.628 | 9270.7857 | 16391.5901 | 26546.381 | 62267.3414 | C4 | 0 | 0 | 0 | 0 | 0 | 0 |  | 0 | 0 | 0 | 0 | 0 | 0 |  | 0 | 0 | 0 | 0 | 0 | 0 |  | 0 | 0 | 0 | 0 | 0 | 0 |  | 0 | 0 | 0 | 0 | 0 | 0 |  | 0 | 0 | 0 | 0 | 0 | 0
|  | Yes | 178 | 176 |  | 128 | 19 | 17 | 6 | 8 |  | 128 | 19 | 17 | 6 | 8 |  | 19.5 | 0 | -4 | -9 | -7.5 |  | 120 | 15 | 14 | 19 | 10 |  | 39 | 0 | -8 | -18 | -15 |  | 116 | 6 | 15 | 25 | 16 | [22 empty] | 386798.1286 | 49320.5802 | 78023.9691 | 44597.92 | 139478.8447 | 698219.4425 |  | 386798.1286 | 49320.5802 | 78023.9691 | 44597.92 | 139478.8447 | 698219.4425 |  | 372850.4819 | 38937.3001 | 64255.0334 | 141226.7468 | 174348.5559 | 791618.1181 |  | 406847.8706 | 38937.3001 | 45896.4524 | 74329.8667 | 43587.139 | 609598.6288 |  | 365876.6586 | 15574.9201 | 68844.6786 | 185824.6668 | 278957.6894 | 915078.6135 |  | 433871.4359 | 15574.9201 | 32127.5167 | 52030.9067 | 17434.8556 | 551039.6349
| 132kV Transformer |  | 0 | 0 | C1 | 0 | 0 | 0 | 0 | 0 | 0 | 0 | 0 | 0 | 0 | 0 | 0 | 0 | 0 | 0 | 0 | 0 | 0 | 0 | 0 | 0 | 0 | 0 | 0 | 0 | 0 | 0 | 0 | 0 | 0 | 0 | 0 | 0 | 0 | 0 | 0 |  |  | C1 | 0.012939 | 0.019265 | 0.034062 | 0.055165 | 0.12939 | C1 | 371942.893 | 371942.893 | 371942.893 | 371942.893 | 371942.893 | C1 | 4812.6452 | 7165.516 | 12669.2823 | 20518.0579 | 48127.2727 | C1 | 0 | 0 | 0 | 0 | 0 | 0 |  | 0 | 0 | 0 | 0 | 0 | 0 |  | 0 | 0 | 0 | 0 | 0 | 0 |  | 0 | 0 | 0 | 0 | 0 | 0 |  | 0 | 0 | 0 | 0 | 0 | 0 |  | 0 | 0 | 0 | 0 | 0 | 0
|  |  | 158 | 158 | C2 | 87 | 23 | 22 | 17 | 9 | 158 | 87 | 23 | 22 | 17 | 9 | 158 | 14.5 | 0 | -4 | -2.5 | -8 | 0 | 70 | 31 | 17 | 21 | 19 | 158 | 29 | 0 | -8 | -5 | -16 | 0 | 57 | 32 | 16 | 22 | 31 | 158 |  |  | C2 | 0.012939 | 0.019265 | 0.034062 | 0.055165 | 0.12939 | C2 | 531346.99 | 531346.99 | 531346.99 | 531346.99 | 531346.99 | C2 | 6875.2074 | 10236.4515 | 18098.9748 | 29311.5113 | 68753.2467 | C2 | 598143.0461 | 235438.3843 | 398177.4452 | 498295.6919 | 618779.2202 | 2348833.7877 |  | 598143.0461 | 235438.3843 | 398177.4452 | 498295.6919 | 618779.2202 | 2348833.7877 |  | 481264.5198 | 317329.9962 | 307682.5713 | 615541.7371 | 1306311.6871 | 3028130.5115 |  | 580955.0275 | 317329.9962 | 235286.6721 | 542262.9588 | 756285.7136 | 2432120.3683 |  | 391886.8233 | 327566.4477 | 289583.5965 | 644853.2483 | 2131350.6475 | 3785240.7633 |  | 591267.8387 | 327566.4477 | 144791.7982 | 498295.6919 | 1031298.7004 | 2593220.4769
|  |  | 0 | 0 | C3 | 0 | 0 | 0 | 0 | 0 | 0 | 0 | 0 | 0 | 0 | 0 | 0 | 0 | 0 | 0 | 0 | 0 | 0 | 0 | 0 | 0 | 0 | 0 | 0 | 0 | 0 | 0 | 0 | 0 | 0 | 0 | 0 | 0 | 0 | 0 | 0 |  |  | C3 | 0.012939 | 0.019265 | 0.034062 | 0.055165 | 0.12939 | C3 | 797020.485 | 797020.485 | 797020.485 | 797020.485 | 797020.485 | C3 | 10312.8111 | 15354.6772 | 27148.4622 | 43967.2669 | 103129.87 | C3 | 0 | 0 | 0 | 0 | 0 | 0 |  | 0 | 0 | 0 | 0 | 0 | 0 |  | 0 | 0 | 0 | 0 | 0 | 0 |  | 0 | 0 | 0 | 0 | 0 | 0 |  | 0 | 0 | 0 | 0 | 0 | 0 |  | 0 | 0 | 0 | 0 | 0 | 0
|  |  | 4 | 4 | C4 | 2 | 1 | 0 | 1 | 0 | 4 | 2 | 1 | 0 | 1 | 0 | 4 | 1 | 0 | 0 | -0.5 | -0.5 | 0 | 1 | 1 | 1 | 0 | 1 | 4 | 2 | 0 | 0 | -1 | -1 | 0 | 1 | 1 | 0 | 1 | 1 | 4 |  |  | C4 | 0.012939 | 0.019265 | 0.034062 | 0.055165 | 0.12939 | C4 | 1328367.475 | 1328367.475 | 1328367.475 | 1328367.475 | 1328367.475 | C4 | 17188.0186 | 25591.1287 | 45247.4369 | 73278.7782 | 171883.1167 | C4 | 34376.0371 | 25591.1287 | 0 | 73278.7782 | 0 | 133245.9441 |  | 34376.0371 | 25591.1287 | 0 | 73278.7782 | 0 | 133245.9441 |  | 17188.0186 | 25591.1287 | 45247.4369 | 0 | 171883.1167 | 259909.701 |  | 34376.0371 | 25591.1287 | 45247.4369 | -36639.3891 | 85941.5584 | 154516.7721 |  | 17188.0186 | 25591.1287 | 0 | 73278.7782 | 171883.1167 | 287941.0422 |  | 51564.0557 | 25591.1287 | 0 | 0 | 0 | 77155.1844
|  | Yes | 162 | 162 |  | 89 | 24 | 22 | 18 | 9 |  | 89 | 24 | 22 | 18 | 9 |  | 15.5 | 0 | -4 | -3 | -8.5 |  | 71 | 32 | 18 | 21 | 20 |  | 31 | 0 | -8 | -6 | -17 |  | 58 | 33 | 16 | 23 | 32 | [22 empty] | 632519.0832 | 261029.513 | 398177.4452 | 571574.4701 | 618779.2202 | 2482079.7317 |  | 632519.0832 | 261029.513 | 398177.4452 | 571574.4701 | 618779.2202 | 2482079.7317 |  | 498452.5384 | 342921.1249 | 352930.0082 | 615541.7371 | 1478194.8039 | 3288040.2125 |  | 615331.0647 | 342921.1249 | 280534.1091 | 505623.5697 | 842227.272 | 2586637.1404 |  | 409074.8419 | 353157.5764 | 289583.5965 | 718132.0266 | 2303233.7642 | 4073181.8055 |  | 642831.8944 | 353157.5764 | 144791.7982 | 498295.6919 | 1031298.7004 | 2670375.6613
| 132kV UG Cable (Gas) |  | 0 | 0 | C1 | 0 | 0 | 0 | 0 | 0 | 0 | 0 | 0 | 0 | 0 | 0 | 0 | 0 | 0 | 0 | 0 | 0 | 0 | 0 | 0 | 0 | 0 | 0 | 0 | 0 | 0 | 0 | 0 | 0 | 0 | 0 | 0 | 0 | 0 | 0 | 0 |  |  | C1 | 0 | 0 | 0 | 0 | 0 | C1 | 0 | 0 | 0 | 0 | 0 | C1 | [5 empty] | C1 | [5 empty] | 0 | [6 empty] | 0 | [6 empty] | 0 | [6 empty] | 0 | [6 empty] | 0 | [6 empty] | 0
|  |  | 0 | 0 | C2 | 0 | 0 | 0 | 0 | 0 | 0 | 0 | 0 | 0 | 0 | 0 | 0 | 0 | 0 | 0 | 0 | 0 | 0 | 0 | 0 | 0 | 0 | 0 | 0 | 0 | 0 | 0 | 0 | 0 | 0 | 0 | 0 | 0 | 0 | 0 | 0 |  |  | C2 | 0 | 0 | 0 | 0 | 0 | C2 | 0 | 0 | 0 | 0 | 0 | C2 | [5 empty] | C2 | [5 empty] | 0 | [6 empty] | 0 | [6 empty] | 0 | [6 empty] | 0 | [6 empty] | 0 | [6 empty] | 0
|  |  | 0 | 0 | C3 | 0 | 0 | 0 | 0 | 0 | 0 | 0 | 0 | 0 | 0 | 0 | 0 | 0 | 0 | 0 | 0 | 0 | 0 | 0 | 0 | 0 | 0 | 0 | 0 | 0 | 0 | 0 | 0 | 0 | 0 | 0 | 0 | 0 | 0 | 0 | 0 |  |  | C3 | 0 | 0 | 0 | 0 | 0 | C3 | 0 | 0 | 0 | 0 | 0 | C3 | [5 empty] | C3 | [5 empty] | 0 | [6 empty] | 0 | [6 empty] | 0 | [6 empty] | 0 | [6 empty] | 0 | [6 empty] | 0
|  |  | 0 | 0 | C4 | 0 | 0 | 0 | 0 | 0 | 0 | 0 | 0 | 0 | 0 | 0 | 0 | 0 | 0 | 0 | 0 | 0 | 0 | 0 | 0 | 0 | 0 | 0 | 0 | 0 | 0 | 0 | 0 | 0 | 0 | 0 | 0 | 0 | 0 | 0 | 0 |  |  | C4 | 0 | 0 | 0 | 0 | 0 | C4 | 0 | 0 | 0 | 0 | 0 | C4 | [5 empty] | C4 | [5 empty] | 0 | [6 empty] | 0 | [6 empty] | 0 | [6 empty] | 0 | [6 empty] | 0 | [6 empty] | 0
|  |  | 0 | 0 |  | 0 | 0 | 0 | 0 | 0 |  | 0 | 0 | 0 | 0 | 0 |  | 0 | 0 | 0 | 0 | 0 |  | 0 | 0 | 0 | 0 | 0 |  | 0 | 0 | 0 | 0 | 0 |  | 0 | 0 | 0 | 0 | 0 | [22 empty] | 0 | 0 | 0 | 0 | 0 | 0 |  | 0 | 0 | 0 | 0 | 0 | 0 |  | 0 | 0 | 0 | 0 | 0 | 0 |  | 0 | 0 | 0 | 0 | 0 | 0 |  | 0 | 0 | 0 | 0 | 0 | 0 |  | 0 | 0 | 0 | 0 | 0 | 0
| 132kV UG Cable (Oil) |  | 0 | 0 | C1 | 0 | 0 | 0 | 0 | 0 | 0 | 0 | 0 | 0 | 0 | 0 | 0 | 0 | 0 | 0 | 0 | 0 | 0 | 0 | 0 | 0 | 0 | 0 | 0 | 0 | 0 | 0 | 0 | 0 | 0 | 0 | 0 | 0 | 0 | 0 | 0 |  |  | C1 | 0.59691 | 0.88874 | 1.5714 | 2.5449 | 5.9692 | C1 | 4415.397 | 4415.397 | 4415.397 | 4415.397 | 4415.397 | C1 | 2635.6098 | 3924.1423 | 6938.2395 | 11236.5638 | 26356.5475 | C1 | 0 | 0 | 0 | 0 | 0 | 0 |  | 0 | 0 | 0 | 0 | 0 | 0 |  | 0 | 0 | 0 | 0 | 0 | 0 |  | 0 | 0 | 0 | 0 | 0 | 0 |  | 0 | 0 | 0 | 0 | 0 | 0 |  | 0 | 0 | 0 | 0 | 0 | 0
|  |  | 157.44 | 145.87 | C2 | 109.9659 | 0 | 29.2536 | 1.7193 | 16.5012 | 157.44 | 109.9659 | 0 | 29.2536 | 1.7193 | 16.5012 | 157.44 | 0 | 0 | -1.1532 | -3.4755 | -1.1564 | -5.785 | 109.9659 | 0 | 29.2536 | 1.7193 | 16.5012 | 157.44 | 0 | 0 | -2.3063 | -6.9509 | -2.3128 | -11.57 | 108.7907 | 1.1752 | 11.2267 | 19.7462 | 16.5012 | 157.44 |  |  | C2 | 0.59691 | 0.88874 | 1.5714 | 2.5449 | 5.9692 | C2 | 6307.71 | 6307.71 | 6307.71 | 6307.71 | 6307.71 | C2 | 3765.1569 | 5605.9175 | 9911.7707 | 16052.234 | 37652.2108 | C2 | 414038.9808 | 0 | 289954.7122 | 27598.906 | 621305.7832 | 1352898.3822 |  | 414038.9808 | 0 | 289954.7122 | 27598.906 | 621305.7832 | 1352898.3822 |  | 414038.9808 | 0 | 289954.7122 | 27598.906 | 621305.7832 | 1352898.3822 |  | 414038.9808 | 0 | 278524.8023 | -28189.9646 | 577765.6567 | 1242139.4753 |  | 409614.0933 | 6588.1861 | 111276.4773 | 316970.4953 | 621305.7832 | 1465755.0353 |  | 409614.0933 | 6588.1861 | 88416.6576 | 205392.7541 | 534225.5303 | 1244237.2215
|  |  | 0 | 0 | C3 | 0 | 0 | 0 | 0 | 0 | 0 | 0 | 0 | 0 | 0 | 0 | 0 | 0 | 0 | 0 | 0 | 0 | 0 | 0 | 0 | 0 | 0 | 0 | 0 | 0 | 0 | 0 | 0 | 0 | 0 | 0 | 0 | 0 | 0 | 0 | 0 |  |  | C3 | 0.59691 | 0.88874 | 1.5714 | 2.5449 | 5.9692 | C3 | 9461.565 | 9461.565 | 9461.565 | 9461.565 | 9461.565 | C3 | 5647.7353 | 8408.8763 | 14867.656 | 24078.3509 | 56478.3162 | C3 | 0 | 0 | 0 | 0 | 0 | 0 |  | 0 | 0 | 0 | 0 | 0 | 0 |  | 0 | 0 | 0 | 0 | 0 | 0 |  | 0 | 0 | 0 | 0 | 0 | 0 |  | 0 | 0 | 0 | 0 | 0 | 0 |  | 0 | 0 | 0 | 0 | 0 | 0
|  |  | 0 | 0 | C4 | 0 | 0 | 0 | 0 | 0 | 0 | 0 | 0 | 0 | 0 | 0 | 0 | 0 | 0 | 0 | 0 | 0 | 0 | 0 | 0 | 0 | 0 | 0 | 0 | 0 | 0 | 0 | 0 | 0 | 0 | 0 | 0 | 0 | 0 | 0 | 0 |  |  | C4 | 0.59691 | 0.88874 | 1.5714 | 2.5449 | 5.9692 | C4 | 15769.275 | 15769.275 | 15769.275 | 15769.275 | 15769.275 | C4 | 9412.8922 | 14014.7938 | 24779.4267 | 40130.5849 | 94130.527 | C4 | 0 | 0 | 0 | 0 | 0 | 0 |  | 0 | 0 | 0 | 0 | 0 | 0 |  | 0 | 0 | 0 | 0 | 0 | 0 |  | 0 | 0 | 0 | 0 | 0 | 0 |  | 0 | 0 | 0 | 0 | 0 | 0 |  | 0 | 0 | 0 | 0 | 0 | 0
|  | Yes | 157.44 | 145.87 |  | 109.9659 | 0 | 29.2536 | 1.7193 | 16.5012 |  | 109.9659 | 0 | 29.2536 | 1.7193 | 16.5012 |  | 0 | 0 | -1.1532 | -3.4755 | -1.1564 |  | 109.9659 | 0 | 29.2536 | 1.7193 | 16.5012 |  | 0 | 0 | -2.3063 | -6.9509 | -2.3128 |  | 108.7907 | 1.1752 | 11.2267 | 19.7462 | 16.5012 | [22 empty] | 414038.9808 | 0 | 289954.7122 | 27598.906 | 621305.7832 | 1352898.3822 |  | 414038.9808 | 0 | 289954.7122 | 27598.906 | 621305.7832 | 1352898.3822 |  | 414038.9808 | 0 | 289954.7122 | 27598.906 | 621305.7832 | 1352898.3822 |  | 414038.9808 | 0 | 278524.8023 | -28189.9646 | 577765.6567 | 1242139.4753 |  | 409614.0933 | 6588.1861 | 111276.4773 | 316970.4953 | 621305.7832 | 1465755.0353 |  | 409614.0933 | 6588.1861 | 88416.6576 | 205392.7541 | 534225.5303 | 1244237.2215
| 132kV UG Cable (Non Pressurised) |  | 0 | 0 | C1 | 0 | 0 | 0 | 0 | 0 | 0 | 0 | 0 | 0 | 0 | 0 | 0 | 0 | 0 | 0 | 0 | 0 | 0 | 0 | 0 | 0 | 0 | 0 | 0 | 0 | 0 | 0 | 0 | 0 | 0 | 0 | 0 | 0 | 0 | 0 | 0 |  |  | C1 | 0 | 0 | 0 | 0 | 0 | C1 | 0 | 0 | 0 | 0 | 0 | C1 | [5 empty] | C1 | [5 empty] | 0 | [6 empty] | 0 | [6 empty] | 0 | [6 empty] | 0 | [6 empty] | 0 | [6 empty] | 0
|  |  | 0 | 0 | C2 | 0 | 0 | 0 | 0 | 0 | 0 | 0 | 0 | 0 | 0 | 0 | 0 | 0 | 0 | 0 | 0 | 0 | 0 | 0 | 0 | 0 | 0 | 0 | 0 | 0 | 0 | 0 | 0 | 0 | 0 | 0 | 0 | 0 | 0 | 0 | 0 |  |  | C2 | 0 | 0 | 0 | 0 | 0 | C2 | 0 | 0 | 0 | 0 | 0 | C2 | [5 empty] | C2 | [5 empty] | 0 | [6 empty] | 0 | [6 empty] | 0 | [6 empty] | 0 | [6 empty] | 0 | [6 empty] | 0
|  |  | 0 | 0 | C3 | 0 | 0 | 0 | 0 | 0 | 0 | 0 | 0 | 0 | 0 | 0 | 0 | 0 | 0 | 0 | 0 | 0 | 0 | 0 | 0 | 0 | 0 | 0 | 0 | 0 | 0 | 0 | 0 | 0 | 0 | 0 | 0 | 0 | 0 | 0 | 0 |  |  | C3 | 0 | 0 | 0 | 0 | 0 | C3 | 0 | 0 | 0 | 0 | 0 | C3 | [5 empty] | C3 | [5 empty] | 0 | [6 empty] | 0 | [6 empty] | 0 | [6 empty] | 0 | [6 empty] | 0 | [6 empty] | 0
|  |  | 0 | 0 | C4 | 0 | 0 | 0 | 0 | 0 | 0 | 0 | 0 | 0 | 0 | 0 | 0 | 0 | 0 | 0 | 0 | 0 | 0 | 0 | 0 | 0 | 0 | 0 | 0 | 0 | 0 | 0 | 0 | 0 | 0 | 0 | 0 | 0 | 0 | 0 | 0 |  |  | C4 | 0 | 0 | 0 | 0 | 0 | C4 | 0 | 0 | 0 | 0 | 0 | C4 | [5 empty] | C4 | [5 empty] | 0 | [6 empty] | 0 | [6 empty] | 0 | [6 empty] | 0 | [6 empty] | 0 | [6 empty] | 0
|  |  | 0 | 0 |  | 0 | 0 | 0 | 0 | 0 |  | 0 | 0 | 0 | 0 | 0 |  | 0 | 0 | 0 | 0 | 0 |  | 0 | 0 | 0 | 0 | 0 |  | 0 | 0 | 0 | 0 | 0 |  | 0 | 0 | 0 | 0 | 0 | [22 empty] | 0 | 0 | 0 | 0 | 0 | 0 |  | 0 | 0 | 0 | 0 | 0 | 0 |  | 0 | 0 | 0 | 0 | 0 | 0 |  | 0 | 0 | 0 | 0 | 0 | 0 |  | 0 | 0 | 0 | 0 | 0 | 0 |  | 0 | 0 | 0 | 0 | 0 | 0
| 132kV OHL Support - Tower |  | 0 | 0 | C1 | 0 | 0 | 0 | 0 | 0 | 0 | 0 | 0 | 0 | 0 | 0 | 0 | 0 | 0 | 0 | 0 | 0 | 0 | 0 | 0 | 0 | 0 | 0 | 0 | 0 | 0 | 0 | 0 | 0 | 0 | 0 | 0 | 0 | 0 | 0 | 0 |  |  | C1 | 0.015533 | 0.023127 | 0.04089 | 0.066222 | 0.15533 | C1 | 10348.961 | 10348.961 | 10348.961 | 10348.961 | 10348.961 | C1 | 160.7478 | 239.3363 | 423.1683 | 685.3263 | 1607.5052 | C1 | 0 | 0 | 0 | 0 | 0 | 0 |  | 0 | 0 | 0 | 0 | 0 | 0 |  | 0 | 0 | 0 | 0 | 0 | 0 |  | 0 | 0 | 0 | 0 | 0 | 0 |  | 0 | 0 | 0 | 0 | 0 | 0 |  | 0 | 0 | 0 | 0 | 0 | 0
|  |  | 3127 | 3127 | C2 | 287 | 74 | 1127 | 814 | 825 | 3127 | 287 | 74 | 1127 | 814 | 825 | 3127 | 753 | -26 | -419.5 | -230 | -77.5 | 0 | 175 | 38 | 1024 | 641 | 1249 | 3127 | 1506 | -52 | -839 | -460 | -155 | 0 | 12 | 52 | 839 | 463 | 1761 | 3127 |  |  | C2 | 0.015533 | 0.023127 | 0.04089 | 0.066222 | 0.15533 | C2 | 14784.23 | 14784.23 | 14784.23 | 14784.23 | 14784.23 | C2 | 229.6397 | 341.909 | 604.5262 | 979.0375 | 2296.436 | C2 | 65906.5893 | 25301.268 | 681300.9993 | 796936.5602 | 1894559.6998 | 3464005.1166 |  | 65906.5893 | 25301.268 | 681300.9993 | 796936.5602 | 1894559.6998 | 3464005.1166 |  | 40186.9447 | 12992.543 | 619034.8032 | 627563.0652 | 2868248.5638 | 4168025.9199 |  | 213105.6267 | 4102.9083 | 365436.0728 | 402384.4303 | 2690274.7738 | 3675303.8119 |  | 2755.6762 | 17779.2694 | 507197.4608 | 453294.3825 | 4044023.7957 | 5025050.5847 |  | 348593.0402 | 0 | 0 | 2937.1126 | 3688076.2157 | 4039606.3685
|  |  | 0 | 0 | C3 | 0 | 0 | 0 | 0 | 0 | 0 | 0 | 0 | 0 | 0 | 0 | 0 | 0 | 0 | 0 | 0 | 0 | 0 | 0 | 0 | 0 | 0 | 0 | 0 | 0 | 0 | 0 | 0 | 0 | 0 | 0 | 0 | 0 | 0 | 0 | 0 |  |  | C3 | 0.015533 | 0.023127 | 0.04089 | 0.066222 | 0.15533 | C3 | 22176.345 | 22176.345 | 22176.345 | 22176.345 | 22176.345 | C3 | 344.4595 | 512.8635 | 906.7893 | 1468.5563 | 3444.654 | C3 | 0 | 0 | 0 | 0 | 0 | 0 |  | 0 | 0 | 0 | 0 | 0 | 0 |  | 0 | 0 | 0 | 0 | 0 | 0 |  | 0 | 0 | 0 | 0 | 0 | 0 |  | 0 | 0 | 0 | 0 | 0 | 0 |  | 0 | 0 | 0 | 0 | 0 | 0
|  |  | 0 | 0 | C4 | 0 | 0 | 0 | 0 | 0 | 0 | 0 | 0 | 0 | 0 | 0 | 0 | 0 | 0 | 0 | 0 | 0 | 0 | 0 | 0 | 0 | 0 | 0 | 0 | 0 | 0 | 0 | 0 | 0 | 0 | 0 | 0 | 0 | 0 | 0 | 0 |  |  | C4 | 0.015533 | 0.023127 | 0.04089 | 0.066222 | 0.15533 | C4 | 36960.575 | 36960.575 | 36960.575 | 36960.575 | 36960.575 | C4 | 574.0992 | 854.7726 | 1511.3154 | 2447.5939 | 5741.09 | C4 | 0 | 0 | 0 | 0 | 0 | 0 |  | 0 | 0 | 0 | 0 | 0 | 0 |  | 0 | 0 | 0 | 0 | 0 | 0 |  | 0 | 0 | 0 | 0 | 0 | 0 |  | 0 | 0 | 0 | 0 | 0 | 0 |  | 0 | 0 | 0 | 0 | 0 | 0
|  | Yes | 3127 | 3127 |  | 287 | 74 | 1127 | 814 | 825 |  | 287 | 74 | 1127 | 814 | 825 |  | 753 | -26 | -419.5 | -230 | -77.5 |  | 175 | 38 | 1024 | 641 | 1249 |  | 1506 | -52 | -839 | -460 | -155 |  | 12 | 52 | 839 | 463 | 1761 | [22 empty] | 65906.5893 | 25301.268 | 681300.9993 | 796936.5602 | 1894559.6998 | 3464005.1166 |  | 65906.5893 | 25301.268 | 681300.9993 | 796936.5602 | 1894559.6998 | 3464005.1166 |  | 40186.9447 | 12992.543 | 619034.8032 | 627563.0652 | 2868248.5638 | 4168025.9199 |  | 213105.6267 | 4102.9083 | 365436.0728 | 402384.4303 | 2690274.7738 | 3675303.8119 |  | 2755.6762 | 17779.2694 | 507197.4608 | 453294.3825 | 4044023.7957 | 5025050.5847 |  | 348593.0402 | 0 | 0 | 2937.1126 | 3688076.2157 | 4039606.3685 | 985444.2161
| 132kV OHL Fittings |  | 0 | 0 | C1 | 0 | 0 | 0 | 0 | 0 | 0 | 0 | 0 | 0 | 0 | 0 | 0 | 0 | 0 | 0 | 0 | 0 | 0 | 0 | 0 | 0 | 0 | 0 | 0 | 0 | 0 | 0 | 0 | 0 | 0 | 0 | 0 | 0 | 0 | 0 | 0 |  | 0 | C1 | 0.002736 | 0.0040737 | 0.0072026 | 0.011665 | 0.027361 | C1 | 1709.792 | 1709.792 | 1709.792 | 1709.792 | 1709.792 | C1 | 4.6781 | 6.9651 | 12.315 | 19.9443 | 46.7814 | C1 | 0 | 0 | 0 | 0 | 0 | 0 |  | 0 | 0 | 0 | 0 | 0 | 0 |  | 0 | 0 | 0 | 0 | 0 | 0 |  | 0 | 0 | 0 | 0 | 0 | 0 |  | 0 | 0 | 0 | 0 | 0 | 0 |  | 0 | 0 | 0 | 0 | 0 | 0
|  |  | 5610 | 5610 | C2 | 1223 | 651 | 733 | 1935 | 1068 | 5610 | 1223 | 651 | 733 | 1935 | 1068 | 5610 | 771.5 | -1.5 | -560.5 | -151 | -58.5 | 0 | 3 | 1571 | 3 | 944 | 3089 | 5610 | 1543 | -3 | -1121 | -302 | -117 | 0 | 3 | 3 | 1121 | 302 | 4181 | 5610 |  |  | C2 | 0.002736 | 0.0040737 | 0.0072026 | 0.011665 | 0.027361 | C2 | 2442.56 | 2442.56 | 2442.56 | 2442.56 | 2442.56 | C2 | 6.6829 | 9.9502 | 17.5929 | 28.4918 | 66.8306 | C2 | 8173.2477 | 6477.5805 | 12895.5641 | 55131.7244 | 71375.1215 | 154053.2381 |  | 8173.2477 | 6477.5805 | 12895.5641 | 55131.7244 | 71375.1215 | 154053.2381 |  | 20.0488 | 15631.7649 | 52.7786 | 26896.3038 | 206439.841 | 249040.7371 |  | 5175.9447 | 15616.8396 | -9808.0177 | 22594.0349 | 202530.2487 | 236109.05 |  | 20.0488 | 29.8506 | 19721.5926 | 8604.5379 | 279418.8978 | 307794.9277 |  | 10331.8405 | 0 | 0 | 0 | 271599.7131 | 281931.5536
|  |  | 0 | 0 | C3 | 0 | 0 | 0 | 0 | 0 | 0 | 0 | 0 | 0 | 0 | 0 | 0 | 0 | 0 | 0 | 0 | 0 | 0 | 0 | 0 | 0 | 0 | 0 | 0 | 0 | 0 | 0 | 0 | 0 | 0 | 0 | 0 | 0 | 0 | 0 | 0 |  |  | C3 | 0.002736 | 0.0040737 | 0.0072026 | 0.011665 | 0.027361 | C3 | 3663.84 | 3663.84 | 3663.84 | 3663.84 | 3663.84 | C3 | 10.0244 | 14.9253 | 26.3893 | 42.7378 | 100.246 | C3 | 0 | 0 | 0 | 0 | 0 | 0 |  | 0 | 0 | 0 | 0 | 0 | 0 |  | 0 | 0 | 0 | 0 | 0 | 0 |  | 0 | 0 | 0 | 0 | 0 | 0 |  | 0 | 0 | 0 | 0 | 0 | 0 |  | 0 | 0 | 0 | 0 | 0 | 0
|  |  | 0 | 0 | C4 | 0 | 0 | 0 | 0 | 0 | 0 | 0 | 0 | 0 | 0 | 0 | 0 | 0 | 0 | 0 | 0 | 0 | 0 | 0 | 0 | 0 | 0 | 0 | 0 | 0 | 0 | 0 | 0 | 0 | 0 | 0 | 0 | 0 | 0 | 0 | 0 |  |  | C4 | 0.002736 | 0.0040737 | 0.0072026 | 0.011665 | 0.027361 | C4 | 6106.4 | 6106.4 | 6106.4 | 6106.4 | 6106.4 | C4 | 16.7074 | 24.8755 | 43.9821 | 71.2296 | 167.0766 | C4 | 0 | 0 | 0 | 0 | 0 | 0 |  | 0 | 0 | 0 | 0 | 0 | 0 |  | 0 | 0 | 0 | 0 | 0 | 0 |  | 0 | 0 | 0 | 0 | 0 | 0 |  | 0 | 0 | 0 | 0 | 0 | 0 |  | 0 | 0 | 0 | 0 | 0 | 0
|  | Yes | 5610 | 5610 |  | 1223 | 651 | 733 | 1935 | 1068 |  | 1223 | 651 | 733 | 1935 | 1068 |  | 771.5 | -1.5 | -560.5 | -151 | -58.5 |  | 3 | 1571 | 3 | 944 | 3089 |  | 1543 | -3 | -1121 | -302 | -117 |  | 3 | 3 | 1121 | 302 | 4181 | [22 empty] | 8173.2477 | 6477.5805 | 12895.5641 | 55131.7244 | 71375.1215 | 154053.2381 |  | 8173.2477 | 6477.5805 | 12895.5641 | 55131.7244 | 71375.1215 | 154053.2381 |  | 20.0488 | 15631.7649 | 52.7786 | 26896.3038 | 206439.841 | 249040.7371 |  | 5175.9447 | 15616.8396 | -9808.0177 | 22594.0349 | 202530.2487 | 236109.05 |  | 20.0488 | 29.8506 | 19721.5926 | 8604.5379 | 279418.8978 | 307794.9277 |  | 10331.8405 | 0 | 0 | 0 | 271599.7131 | 281931.5536
| 132kV OHL (Tower Line) Conductor |  | 0 | 0 | C1 | 0 | 0 | 0 | 0 | 0 | 0 | 0 | 0 | 0 | 0 | 0 | 0 | 0 | 0 | 0 | 0 | 0 | 0 | 0 | 0 | 0 | 0 | 0 | 0 | 0 | 0 | 0 | 0 | 0 | 0 | 0 | 0 | 0 | 0 | 0 | 0 |  |  | C1 | 0.00228 | 0.0033947 | 0.0060022 | 0.0097206 | 0.022801 | C1 | 15214.535 | 15214.535 | 15214.535 | 15214.535 | 15214.535 | C1 | 34.6897 | 51.6493 | 91.3206 | 147.8948 | 346.9028 | C1 | 0 | 0 | 0 | 0 | 0 | 0 |  | 0 | 0 | 0 | 0 | 0 | 0 |  | 0 | 0 | 0 | 0 | 0 | 0 |  | 0 | 0 | 0 | 0 | 0 | 0 |  | 0 | 0 | 0 | 0 | 0 | 0 |  | 0 | 0 | 0 | 0 | 0 | 0
|  |  | 1595.26 | 1595.26 | C2 | 539.1109 | 431.1806 | 16.2505 | 125.6707 | 483.0472 | 1595.26 | 539.1109 | 431.1806 | 16.2505 | 125.6707 | 483.0472 | 1595.26 | 45 | 0 | -4 | -8 | -33 | 0 | 539.1109 | 431.1806 | 16.2505 | 125.6707 | 483.0472 | 1595.26 | 90 | 0 | -8 | -16 | -66 | 0 | 31.0112 | 635.9373 | 303.3432 | 16.2505 | 608.7179 | 1595.26 |  |  | C2 | 0.00228 | 0.0033947 | 0.0060022 | 0.0097206 | 0.022801 | C2 | 21735.05 | 21735.05 | 21735.05 | 21735.05 | 21735.05 | C2 | 49.5567 | 73.7846 | 130.4579 | 211.2782 | 495.5754 | C2 | 26716.5582 | 31814.5094 | 2120.0102 | 26551.4917 | 239386.3019 | 326588.8714 |  | 26716.5582 | 31814.5094 | 2120.0102 | 26551.4917 | 239386.3019 | 326588.8714 |  | 26716.5582 | 31814.5094 | 2120.0102 | 26551.4917 | 239386.3019 | 326588.8714 |  | 28946.6096 | 31814.5094 | 1598.1785 | 24861.2658 | 223032.3127 | 310252.876 |  | 1536.8106 | 46922.4045 | 39573.5245 | 3433.3825 | 301665.631 | 393131.7532 |  | 5996.9134 | 46922.4045 | 38529.861 | 52.9308 | 268957.6528 | 360459.7624
|  |  | 0 | 0 | C3 | 0 | 0 | 0 | 0 | 0 | 0 | 0 | 0 | 0 | 0 | 0 | 0 | 0 | 0 | 0 | 0 | 0 | 0 | 0 | 0 | 0 | 0 | 0 | 0 | 0 | 0 | 0 | 0 | 0 | 0 | 0 | 0 | 0 | 0 | 0 | 0 |  |  | C3 | 0.00228 | 0.0033947 | 0.0060022 | 0.0097206 | 0.022801 | C3 | 32602.575 | 32602.575 | 32602.575 | 32602.575 | 32602.575 | C3 | 74.335 | 110.677 | 195.6869 | 316.9174 | 743.3631 | C3 | 0 | 0 | 0 | 0 | 0 | 0 |  | 0 | 0 | 0 | 0 | 0 | 0 |  | 0 | 0 | 0 | 0 | 0 | 0 |  | 0 | 0 | 0 | 0 | 0 | 0 |  | 0 | 0 | 0 | 0 | 0 | 0 |  | 0 | 0 | 0 | 0 | 0 | 0
|  |  | 0 | 0 | C4 | 0 | 0 | 0 | 0 | 0 | 0 | 0 | 0 | 0 | 0 | 0 | 0 | 0 | 0 | 0 | 0 | 0 | 0 | 0 | 0 | 0 | 0 | 0 | 0 | 0 | 0 | 0 | 0 | 0 | 0 | 0 | 0 | 0 | 0 | 0 | 0 |  |  | C4 | 0.00228 | 0.0033947 | 0.0060022 | 0.0097206 | 0.022801 | C4 | 54337.625 | 54337.625 | 54337.625 | 54337.625 | 54337.625 | C4 | 123.8917 | 184.4616 | 326.1449 | 528.1956 | 1238.9386 | C4 | 0 | 0 | 0 | 0 | 0 | 0 |  | 0 | 0 | 0 | 0 | 0 | 0 |  | 0 | 0 | 0 | 0 | 0 | 0 |  | 0 | 0 | 0 | 0 | 0 | 0 |  | 0 | 0 | 0 | 0 | 0 | 0 |  | 0 | 0 | 0 | 0 | 0 | 0
|  | Yes | 1595.26 | 1595.26 |  | 539.1109 | 431.1806 | 16.2505 | 125.6707 | 483.0472 |  | 539.1109 | 431.1806 | 16.2505 | 125.6707 | 483.0472 |  | 45 | 0 | -4 | -8 | -33 |  | 539.1109 | 431.1806 | 16.2505 | 125.6707 | 483.0472 |  | 90 | 0 | -8 | -16 | -66 |  | 31.0112 | 635.9373 | 303.3432 | 16.2505 | 608.7179 | [22 empty] | 26716.5582 | 31814.5094 | 2120.0102 | 26551.4917 | 239386.3019 | 326588.8714 |  | 26716.5582 | 31814.5094 | 2120.0102 | 26551.4917 | 239386.3019 | 326588.8714 |  | 26716.5582 | 31814.5094 | 2120.0102 | 26551.4917 | 239386.3019 | 326588.8714 |  | 28946.6096 | 31814.5094 | 1598.1785 | 24861.2658 | 223032.3127 | 310252.876 |  | 1536.8106 | 46922.4045 | 39573.5245 | 3433.3825 | 301665.631 | 393131.7532 |  | 5996.9134 | 46922.4045 | 38529.861 | 52.9308 | 268957.6528 | 360459.7624
| [Please insert new asset category as required] |  | 0 | 0 | C1 | 0 | 0 | 0 | 0 | 0 | 0 | 0 | 0 | 0 | 0 | 0 | 0 | 0 | 0 | 0 | 0 | 0 | 0 | 0 | 0 | 0 | 0 | 0 | 0 | 0 | 0 | 0 | 0 | 0 | 0 | 0 | 0 | 0 | 0 | 0 | 0 |  |  | C1 | 0 | 0 | 0 | 0 | 0 | C1 | 0 | 0 | 0 | 0 | 0 | C1 | [5 empty] | C1 | [5 empty] | 0 | [6 empty] | 0 | [6 empty] | 0 | [6 empty] | 0 | [6 empty] | 0 | [6 empty] | 0
|  |  | 0 | 0 | C2 | 0 | 0 | 0 | 0 | 0 | 0 | 0 | 0 | 0 | 0 | 0 | 0 | 0 | 0 | 0 | 0 | 0 | 0 | 0 | 0 | 0 | 0 | 0 | 0 | 0 | 0 | 0 | 0 | 0 | 0 | 0 | 0 | 0 | 0 | 0 | 0 |  |  | C2 | 0 | 0 | 0 | 0 | 0 | C2 | 0 | 0 | 0 | 0 | 0 | C2 | [5 empty] | C2 | [5 empty] | 0 | [6 empty] | 0 | [6 empty] | 0 | [6 empty] | 0 | [6 empty] | 0 | [6 empty] | 0
|  |  | 0 | 0 | C3 | 0 | 0 | 0 | 0 | 0 | 0 | 0 | 0 | 0 | 0 | 0 | 0 | 0 | 0 | 0 | 0 | 0 | 0 | 0 | 0 | 0 | 0 | 0 | 0 | 0 | 0 | 0 | 0 | 0 | 0 | 0 | 0 | 0 | 0 | 0 | 0 |  |  | C3 | 0 | 0 | 0 | 0 | 0 | C3 | 0 | 0 | 0 | 0 | 0 | C3 | [5 empty] | C3 | [5 empty] | 0 | [6 empty] | 0 | [6 empty] | 0 | [6 empty] | 0 | [6 empty] | 0 | [6 empty] | 0
|  |  | 0 | 0 | C4 | 0 | 0 | 0 | 0 | 0 | 0 | 0 | 0 | 0 | 0 | 0 | 0 | 0 | 0 | 0 | 0 | 0 | 0 | 0 | 0 | 0 | 0 | 0 | 0 | 0 | 0 | 0 | 0 | 0 | 0 | 0 | 0 | 0 | 0 | 0 | 0 |  |  | C4 | 0 | 0 | 0 | 0 | 0 | C4 | 0 | 0 | 0 | 0 | 0 | C4 | [5 empty] | C4 | [5 empty] | 0 | [6 empty] | 0 | [6 empty] | 0 | [6 empty] | 0 | [6 empty] | 0 | [6 empty] | 0
|  |  | 0 | 0 |  | 0 | 0 | 0 | 0 | 0 |  | 0 | 0 | 0 | 0 | 0 |  | 0 | 0 | 0 | 0 | 0 |  | 0 | 0 | 0 | 0 | 0 |  | 0 | 0 | 0 | 0 | 0 |  | 0 | 0 | 0 | 0 | 0 | [22 empty] | 0 | 0 | 0 | 0 | 0 | 0 |  | 0 | 0 | 0 | 0 | 0 | 0 |  | 0 | 0 | 0 | 0 | 0 | 0 |  | 0 | 0 | 0 | 0 | 0 | 0 |  | 0 | 0 | 0 | 0 | 0 | 0 |  | 0 | 0 | 0 | 0 | 0 | 0
| [Please insert new asset category as required] |  | 0 | 0 | C1 | 0 | 0 | 0 | 0 | 0 | 0 | 0 | 0 | 0 | 0 | 0 | 0 | 0 | 0 | 0 | 0 | 0 | 0 | 0 | 0 | 0 | 0 | 0 | 0 | 0 | 0 | 0 | 0 | 0 | 0 | 0 | 0 | 0 | 0 | 0 | 0 |  |  | C1 | 0 | 0 | 0 | 0 | 0 | C1 | 0 | 0 | 0 | 0 | 0 | C1 | [5 empty] | C1 | [5 empty] | 0 | [6 empty] | 0 | [6 empty] | 0 | [6 empty] | 0 | [6 empty] | 0 | [6 empty] | 0
|  |  | 0 | 0 | C2 | 0 | 0 | 0 | 0 | 0 | 0 | 0 | 0 | 0 | 0 | 0 | 0 | 0 | 0 | 0 | 0 | 0 | 0 | 0 | 0 | 0 | 0 | 0 | 0 | 0 | 0 | 0 | 0 | 0 | 0 | 0 | 0 | 0 | 0 | 0 | 0 |  |  | C2 | 0 | 0 | 0 | 0 | 0 | C2 | 0 | 0 | 0 | 0 | 0 | C2 | [5 empty] | C2 | [5 empty] | 0 | [6 empty] | 0 | [6 empty] | 0 | [6 empty] | 0 | [6 empty] | 0 | [6 empty] | 0
|  |  | 0 | 0 | C3 | 0 | 0 | 0 | 0 | 0 | 0 | 0 | 0 | 0 | 0 | 0 | 0 | 0 | 0 | 0 | 0 | 0 | 0 | 0 | 0 | 0 | 0 | 0 | 0 | 0 | 0 | 0 | 0 | 0 | 0 | 0 | 0 | 0 | 0 | 0 | 0 |  |  | C3 | 0 | 0 | 0 | 0 | 0 | C3 | 0 | 0 | 0 | 0 | 0 | C3 | [5 empty] | C3 | [5 empty] | 0 | [6 empty] | 0 | [6 empty] | 0 | [6 empty] | 0 | [6 empty] | 0 | [6 empty] | 0
|  |  | 0 | 0 | C4 | 0 | 0 | 0 | 0 | 0 | 0 | 0 | 0 | 0 | 0 | 0 | 0 | 0 | 0 | 0 | 0 | 0 | 0 | 0 | 0 | 0 | 0 | 0 | 0 | 0 | 0 | 0 | 0 | 0 | 0 | 0 | 0 | 0 | 0 | 0 | 0 |  |  | C4 | 0 | 0 | 0 | 0 | 0 | C4 | 0 | 0 | 0 | 0 | 0 | C4 | [5 empty] | C4 | [5 empty] | 0 | [6 empty] | 0 | [6 empty] | 0 | [6 empty] | 0 | [6 empty] | 0 | [6 empty] | 0
|  |  | 0 | 0 |  | 0 | 0 | 0 | 0 | 0 |  | 0 | 0 | 0 | 0 | 0 |  | 0 | 0 | 0 | 0 | 0 |  | 0 | 0 | 0 | 0 | 0 |  | 0 | 0 | 0 | 0 | 0 |  | 0 | 0 | 0 | 0 | 0 | [22 empty] | 0 | 0 | 0 | 0 | 0 | 0 |  | 0 | 0 | 0 | 0 | 0 | 0 |  | 0 | 0 | 0 | 0 | 0 | 0 |  | 0 | 0 | 0 | 0 | 0 | 0 |  | 0 | 0 | 0 | 0 | 0 | 0 |  | 0 | 0 | 0 | 0 | 0 | 0
| [Please insert new asset category as required] |  | 0 | 0 | C1 | 0 | 0 | 0 | 0 | 0 | 0 | 0 | 0 | 0 | 0 | 0 | 0 | 0 | 0 | 0 | 0 | 0 | 0 | 0 | 0 | 0 | 0 | 0 | 0 | 0 | 0 | 0 | 0 | 0 | 0 | 0 | 0 | 0 | 0 | 0 | 0 |  |  | C1 | 0 | 0 | 0 | 0 | 0 | C1 | 0 | 0 | 0 | 0 | 0 | C1 | [5 empty] | C1 | [5 empty] | 0 | [6 empty] | 0 | [6 empty] | 0 | [6 empty] | 0 | [6 empty] | 0 | [6 empty] | 0
|  |  | 0 | 0 | C2 | 0 | 0 | 0 | 0 | 0 | 0 | 0 | 0 | 0 | 0 | 0 | 0 | 0 | 0 | 0 | 0 | 0 | 0 | 0 | 0 | 0 | 0 | 0 | 0 | 0 | 0 | 0 | 0 | 0 | 0 | 0 | 0 | 0 | 0 | 0 | 0 |  |  | C2 | 0 | 0 | 0 | 0 | 0 | C2 | 0 | 0 | 0 | 0 | 0 | C2 | [5 empty] | C2 | [5 empty] | 0 | [6 empty] | 0 | [6 empty] | 0 | [6 empty] | 0 | [6 empty] | 0 | [6 empty] | 0
|  |  | 0 | 0 | C3 | 0 | 0 | 0 | 0 | 0 | 0 | 0 | 0 | 0 | 0 | 0 | 0 | 0 | 0 | 0 | 0 | 0 | 0 | 0 | 0 | 0 | 0 | 0 | 0 | 0 | 0 | 0 | 0 | 0 | 0 | 0 | 0 | 0 | 0 | 0 | 0 |  |  | C3 | 0 | 0 | 0 | 0 | 0 | C3 | 0 | 0 | 0 | 0 | 0 | C3 | [5 empty] | C3 | [5 empty] | 0 | [6 empty] | 0 | [6 empty] | 0 | [6 empty] | 0 | [6 empty] | 0 | [6 empty] | 0
|  |  | 0 | 0 | C4 | 0 | 0 | 0 | 0 | 0 | 0 | 0 | 0 | 0 | 0 | 0 | 0 | 0 | 0 | 0 | 0 | 0 | 0 | 0 | 0 | 0 | 0 | 0 | 0 | 0 | 0 | 0 | 0 | 0 | 0 | 0 | 0 | 0 | 0 | 0 | 0 |  |  | C4 | 0 | 0 | 0 | 0 | 0 | C4 | 0 | 0 | 0 | 0 | 0 | C4 | [5 empty] | C4 | [5 empty] | 0 | [6 empty] | 0 | [6 empty] | 0 | [6 empty] | 0 | [6 empty] | 0 | [6 empty] | 0
|  |  | 0 | 0 |  | 0 | 0 | 0 | 0 | 0 |  | 0 | 0 | 0 | 0 | 0 |  | 0 | 0 | 0 | 0 | 0 |  | 0 | 0 | 0 | 0 | 0 |  | 0 | 0 | 0 | 0 | 0 |  | 0 | 0 | 0 | 0 | 0 | [22 empty] | 0 | 0 | 0 | 0 | 0 | 0 |  | 0 | 0 | 0 | 0 | 0 | 0 |  | 0 | 0 | 0 | 0 | 0 | 0 |  | 0 | 0 | 0 | 0 | 0 | 0 |  | 0 | 0 | 0 | 0 | 0 | 0 |  | 0 | 0 | 0 | 0 | 0 | 0
| [Please insert new asset category as required] |  | 0 | 0 | C1 | 0 | 0 | 0 | 0 | 0 | 0 | 0 | 0 | 0 | 0 | 0 | 0 | 0 | 0 | 0 | 0 | 0 | 0 | 0 | 0 | 0 | 0 | 0 | 0 | 0 | 0 | 0 | 0 | 0 | 0 | 0 | 0 | 0 | 0 | 0 | 0 |  |  | C1 | 0 | 0 | 0 | 0 | 0 | C1 | 0 | 0 | 0 | 0 | 0 | C1 | [5 empty] | C1 | [5 empty] | 0 | [6 empty] | 0 | [6 empty] | 0 | [6 empty] | 0 | [6 empty] | 0 | [6 empty] | 0
|  |  | 0 | 0 | C2 | 0 | 0 | 0 | 0 | 0 | 0 | 0 | 0 | 0 | 0 | 0 | 0 | 0 | 0 | 0 | 0 | 0 | 0 | 0 | 0 | 0 | 0 | 0 | 0 | 0 | 0 | 0 | 0 | 0 | 0 | 0 | 0 | 0 | 0 | 0 | 0 |  |  | C2 | 0 | 0 | 0 | 0 | 0 | C2 | 0 | 0 | 0 | 0 | 0 | C2 | [5 empty] | C2 | [5 empty] | 0 | [6 empty] | 0 | [6 empty] | 0 | [6 empty] | 0 | [6 empty] | 0 | [6 empty] | 0
|  |  | 0 | 0 | C3 | 0 | 0 | 0 | 0 | 0 | 0 | 0 | 0 | 0 | 0 | 0 | 0 | 0 | 0 | 0 | 0 | 0 | 0 | 0 | 0 | 0 | 0 | 0 | 0 | 0 | 0 | 0 | 0 | 0 | 0 | 0 | 0 | 0 | 0 | 0 | 0 |  |  | C3 | 0 | 0 | 0 | 0 | 0 | C3 | 0 | 0 | 0 | 0 | 0 | C3 | [5 empty] | C3 | [5 empty] | 0 | [6 empty] | 0 | [6 empty] | 0 | [6 empty] | 0 | [6 empty] | 0 | [6 empty] | 0
|  |  | 0 | 0 | C4 | 0 | 0 | 0 | 0 | 0 | 0 | 0 | 0 | 0 | 0 | 0 | 0 | 0 | 0 | 0 | 0 | 0 | 0 | 0 | 0 | 0 | 0 | 0 | 0 | 0 | 0 | 0 | 0 | 0 | 0 | 0 | 0 | 0 | 0 | 0 | 0 |  |  | C4 | 0 | 0 | 0 | 0 | 0 | C4 | 0 | 0 | 0 | 0 | 0 | C4 | [5 empty] | C4 | [5 empty] | 0 | [6 empty] | 0 | [6 empty] | 0 | [6 empty] | 0 | [6 empty] | 0 | [6 empty] | 0
|  |  | 0 | 0 |  | 0 | 0 | 0 | 0 | 0 |  | 0 | 0 | 0 | 0 | 0 |  | 0 | 0 | 0 | 0 | 0 |  | 0 | 0 | 0 | 0 | 0 |  | 0 | 0 | 0 | 0 | 0 |  | 0 | 0 | 0 | 0 | 0 | [22 empty] | 0 | 0 | 0 | 0 | 0 | 0 |  | 0 | 0 | 0 | 0 | 0 | 0 |  | 0 | 0 | 0 | 0 | 0 | 0 |  | 0 | 0 | 0 | 0 | 0 | 0 |  | 0 | 0 | 0 | 0 | 0 | 0 |  | 0 | 0 | 0 | 0 | 0 | 0
[63 empty] | 1534152.5878 | 373943.4511 | 1462472.7001 | 1522391.0725 | 3584884.9712 | 8477844.7826 |  | 1534152.5878 | 373943.4511 | 1462472.7001 | 1522391.0725 | 3584884.9712 | 8477844.7826 |  | 1352265.553 | 442297.2423 | 1328347.3458 | 1465378.2505 | 5587923.8495 | 10176212.2411 |  | 1683446.097 | 433392.6823 | 962181.5973 | 1001603.2028 | 4579417.4029 | 8660040.9823 |  | 1188878.1295 | 440052.2071 | 1036197.3304 | 1686259.4916 | 7828605.5611 | 12179992.7198 |  | 1851239.2176 | 422243.0871 | 303865.8335 | 758709.3961 | 5811592.6679 | 9147650.2023
| Other | [66 empty] | 0 | [6 empty] | 0 | [6 empty] | 0 | [6 empty] | 0 | [6 empty] | 0 | [6 empty] | 0
| Submarine Cables |  | 0 | 0 | C1 | 0 | 0 | 0 | 0 | 0 | 0 | 0 | 0 | 0 | 0 | 0 | 0 | 0 | 0 | 0 | 0 | 0 | 0 | 0 | 0 | 0 | 0 | 0 | 0 | 0 | 0 | 0 | 0 | 0 | 0 | 0 | 0 | 0 | 0 | 0 | 0 |  |  | C1 | 0 | 0 | 0 | 0 | 0 | C1 | 0 | 0 | 0 | 0 | 0 | C1 | [5 empty] | C1 | [5 empty] | 0 | [6 empty] | 0 | [6 empty] | 0 | [6 empty] | 0 | [6 empty] | 0 | [6 empty] | 0
|  |  | 0 | 0 | C2 | 0 | 0 | 0 | 0 | 0 | 0 | 0 | 0 | 0 | 0 | 0 | 0 | 0 | 0 | 0 | 0 | 0 | 0 | 0 | 0 | 0 | 0 | 0 | 0 | 0 | 0 | 0 | 0 | 0 | 0 | 0 | 0 | 0 | 0 | 0 | 0 |  |  | C2 | 0 | 0 | 0 | 0 | 0 | C2 | 0 | 0 | 0 | 0 | 0 | C2 | [5 empty] | C2 | [5 empty] | 0 | [6 empty] | 0 | [6 empty] | 0 | [6 empty] | 0 | [6 empty] | 0 | [6 empty] | 0
|  |  | 0 | 0 | C3 | 0 | 0 | 0 | 0 | 0 | 0 | 0 | 0 | 0 | 0 | 0 | 0 | 0 | 0 | 0 | 0 | 0 | 0 | 0 | 0 | 0 | 0 | 0 | 0 | 0 | 0 | 0 | 0 | 0 | 0 | 0 | 0 | 0 | 0 | 0 | 0 |  |  | C3 | 0 | 0 | 0 | 0 | 0 | C3 | 0 | 0 | 0 | 0 | 0 | C3 | [5 empty] | C3 | [5 empty] | 0 | [6 empty] | 0 | [6 empty] | 0 | [6 empty] | 0 | [6 empty] | 0 | [6 empty] | 0
|  |  | 0 | 0 | C4 | 0 | 0 | 0 | 0 | 0 | 0 | 0 | 0 | 0 | 0 | 0 | 0 | 0 | 0 | 0 | 0 | 0 | 0 | 0 | 0 | 0 | 0 | 0 | 0 | 0 | 0 | 0 | 0 | 0 | 0 | 0 | 0 | 0 | 0 | 0 | 0 |  |  | C4 | 0 | 0 | 0 | 0 | 0 | C4 | 0 | 0 | 0 | 0 | 0 | C4 | [5 empty] | C4 | [5 empty] | 0 | [6 empty] | 0 | [6 empty] | 0 | [6 empty] | 0 | [6 empty] | 0 | [6 empty] | 0
|  |  | 0 | 0 |  | 0 | 0 | 0 | 0 | 0 |  | 0 | 0 | 0 | 0 | 0 |  | 0 | 0 | 0 | 0 | 0 |  | 0 | 0 | 0 | 0 | 0 |  | 0 | 0 | 0 | 0 | 0 |  | 0 | 0 | 0 | 0 | 0 | [22 empty] | 0 | 0 | 0 | 0 | 0 | 0 |  | 0 | 0 | 0 | 0 | 0 | 0 |  | 0 | 0 | 0 | 0 | 0 | 0 |  | 0 | 0 | 0 | 0 | 0 | 0 |  | 0 | 0 | 0 | 0 | 0 | 0 |  | 0 | 0 | 0 | 0 | 0 | 0
| [Please insert new asset category as required] |  | 0 | 0 | C1 | 0 | 0 | 0 | 0 | 0 | 0 | 0 | 0 | 0 | 0 | 0 | 0 | 0 | 0 | 0 | 0 | 0 | 0 | 0 | 0 | 0 | 0 | 0 | 0 | 0 | 0 | 0 | 0 | 0 | 0 | 0 | 0 | 0 | 0 | 0 | 0 |  |  | C1 | 0 | 0 | 0 | 0 | 0 | C1 | 0 | 0 | 0 | 0 | 0 | C1 | [5 empty] | C1 | [5 empty] | 0 | [6 empty] | 0 | [6 empty] | 0 | [6 empty] | 0 | [6 empty] | 0 | [6 empty] | 0
|  |  | 0 | 0 | C2 | 0 | 0 | 0 | 0 | 0 | 0 | 0 | 0 | 0 | 0 | 0 | 0 | 0 | 0 | 0 | 0 | 0 | 0 | 0 | 0 | 0 | 0 | 0 | 0 | 0 | 0 | 0 | 0 | 0 | 0 | 0 | 0 | 0 | 0 | 0 | 0 |  |  | C2 | 0 | 0 | 0 | 0 | 0 | C2 | 0 | 0 | 0 | 0 | 0 | C2 | [5 empty] | C2 | [5 empty] | 0 | [6 empty] | 0 | [6 empty] | 0 | [6 empty] | 0 | [6 empty] | 0 | [6 empty] | 0
|  |  | 0 | 0 | C3 | 0 | 0 | 0 | 0 | 0 | 0 | 0 | 0 | 0 | 0 | 0 | 0 | 0 | 0 | 0 | 0 | 0 | 0 | 0 | 0 | 0 | 0 | 0 | 0 | 0 | 0 | 0 | 0 | 0 | 0 | 0 | 0 | 0 | 0 | 0 | 0 |  |  | C3 | 0 | 0 | 0 | 0 | 0 | C3 | 0 | 0 | 0 | 0 | 0 | C3 | [5 empty] | C3 | [5 empty] | 0 | [6 empty] | 0 | [6 empty] | 0 | [6 empty] | 0 | [6 empty] | 0 | [6 empty] | 0
|  |  | 0 | 0 | C4 | 0 | 0 | 0 | 0 | 0 | 0 | 0 | 0 | 0 | 0 | 0 | 0 | 0 | 0 | 0 | 0 | 0 | 0 | 0 | 0 | 0 | 0 | 0 | 0 | 0 | 0 | 0 | 0 | 0 | 0 | 0 | 0 | 0 | 0 | 0 | 0 |  |  | C4 | 0 | 0 | 0 | 0 | 0 | C4 | 0 | 0 | 0 | 0 | 0 | C4 | [5 empty] | C4 | [5 empty] | 0 | [6 empty] | 0 | [6 empty] | 0 | [6 empty] | 0 | [6 empty] | 0 | [6 empty] | 0
|  |  | 0 | 0 |  | 0 | 0 | 0 | 0 | 0 |  | 0 | 0 | 0 | 0 | 0 |  | 0 | 0 | 0 | 0 | 0 |  | 0 | 0 | 0 | 0 | 0 |  | 0 | 0 | 0 | 0 | 0 |  | 0 | 0 | 0 | 0 | 0 | [22 empty] | 0 | 0 | 0 | 0 | 0 | 0 |  | 0 | 0 | 0 | 0 | 0 | 0 |  | 0 | 0 | 0 | 0 | 0 | 0 |  | 0 | 0 | 0 | 0 | 0 | 0 |  | 0 | 0 | 0 | 0 | 0 | 0 |  | 0 | 0 | 0 | 0 | 0 | 0
| [Please insert new asset category as required] |  | 0 | 0 | C1 | 0 | 0 | 0 | 0 | 0 | 0 | 0 | 0 | 0 | 0 | 0 | 0 | 0 | 0 | 0 | 0 | 0 | 0 | 0 | 0 | 0 | 0 | 0 | 0 | 0 | 0 | 0 | 0 | 0 | 0 | 0 | 0 | 0 | 0 | 0 | 0 |  |  | C1 | 0 | 0 | 0 | 0 | 0 | C1 | 0 | 0 | 0 | 0 | 0 | C1 | [5 empty] | C1 | [5 empty] | 0 | [6 empty] | 0 | [6 empty] | 0 | [6 empty] | 0 | [6 empty] | 0 | [6 empty] | 0
|  |  | 0 | 0 | C2 | 0 | 0 | 0 | 0 | 0 | 0 | 0 | 0 | 0 | 0 | 0 | 0 | 0 | 0 | 0 | 0 | 0 | 0 | 0 | 0 | 0 | 0 | 0 | 0 | 0 | 0 | 0 | 0 | 0 | 0 | 0 | 0 | 0 | 0 | 0 | 0 |  |  | C2 | 0 | 0 | 0 | 0 | 0 | C2 | 0 | 0 | 0 | 0 | 0 | C2 | [5 empty] | C2 | [5 empty] | 0 | [6 empty] | 0 | [6 empty] | 0 | [6 empty] | 0 | [6 empty] | 0 | [6 empty] | 0
|  |  | 0 | 0 | C3 | 0 | 0 | 0 | 0 | 0 | 0 | 0 | 0 | 0 | 0 | 0 | 0 | 0 | 0 | 0 | 0 | 0 | 0 | 0 | 0 | 0 | 0 | 0 | 0 | 0 | 0 | 0 | 0 | 0 | 0 | 0 | 0 | 0 | 0 | 0 | 0 |  |  | C3 | 0 | 0 | 0 | 0 | 0 | C3 | 0 | 0 | 0 | 0 | 0 | C3 | [5 empty] | C3 | [5 empty] | 0 | [6 empty] | 0 | [6 empty] | 0 | [6 empty] | 0 | [6 empty] | 0 | [6 empty] | 0
|  |  | 0 | 0 | C4 | 0 | 0 | 0 | 0 | 0 | 0 | 0 | 0 | 0 | 0 | 0 | 0 | 0 | 0 | 0 | 0 | 0 | 0 | 0 | 0 | 0 | 0 | 0 | 0 | 0 | 0 | 0 | 0 | 0 | 0 | 0 | 0 | 0 | 0 | 0 | 0 |  |  | C4 | 0 | 0 | 0 | 0 | 0 | C4 | 0 | 0 | 0 | 0 | 0 | C4 | [5 empty] | C4 | [5 empty] | 0 | [6 empty] | 0 | [6 empty] | 0 | [6 empty] | 0 | [6 empty] | 0 | [6 empty] | 0
|  |  | 0 | 0 |  | 0 | 0 | 0 | 0 | 0 |  | 0 | 0 | 0 | 0 | 0 |  | 0 | 0 | 0 | 0 | 0 |  | 0 | 0 | 0 | 0 | 0 |  | 0 | 0 | 0 | 0 | 0 |  | 0 | 0 | 0 | 0 | 0 | [22 empty] | 0 | 0 | 0 | 0 | 0 | 0 |  | 0 | 0 | 0 | 0 | 0 | 0 |  | 0 | 0 | 0 | 0 | 0 | 0 |  | 0 | 0 | 0 | 0 | 0 | 0 |  | 0 | 0 | 0 | 0 | 0 | 0 |  | 0 | 0 | 0 | 0 | 0 | 0
| [Please insert new asset category as required] |  | 0 | 0 | C1 | 0 | 0 | 0 | 0 | 0 | 0 | 0 | 0 | 0 | 0 | 0 | 0 | 0 | 0 | 0 | 0 | 0 | 0 | 0 | 0 | 0 | 0 | 0 | 0 | 0 | 0 | 0 | 0 | 0 | 0 | 0 | 0 | 0 | 0 | 0 | 0 |  |  | C1 | 0 | 0 | 0 | 0 | 0 | C1 | 0 | 0 | 0 | 0 | 0 | C1 | [5 empty] | C1 | [5 empty] | 0 | [6 empty] | 0 | [6 empty] | 0 | [6 empty] | 0 | [6 empty] | 0 | [6 empty] | 0
|  |  | 0 | 0 | C2 | 0 | 0 | 0 | 0 | 0 | 0 | 0 | 0 | 0 | 0 | 0 | 0 | 0 | 0 | 0 | 0 | 0 | 0 | 0 | 0 | 0 | 0 | 0 | 0 | 0 | 0 | 0 | 0 | 0 | 0 | 0 | 0 | 0 | 0 | 0 | 0 |  |  | C2 | 0 | 0 | 0 | 0 | 0 | C2 | 0 | 0 | 0 | 0 | 0 | C2 | [5 empty] | C2 | [5 empty] | 0 | [6 empty] | 0 | [6 empty] | 0 | [6 empty] | 0 | [6 empty] | 0 | [6 empty] | 0
|  |  | 0 | 0 | C3 | 0 | 0 | 0 | 0 | 0 | 0 | 0 | 0 | 0 | 0 | 0 | 0 | 0 | 0 | 0 | 0 | 0 | 0 | 0 | 0 | 0 | 0 | 0 | 0 | 0 | 0 | 0 | 0 | 0 | 0 | 0 | 0 | 0 | 0 | 0 | 0 |  |  | C3 | 0 | 0 | 0 | 0 | 0 | C3 | 0 | 0 | 0 | 0 | 0 | C3 | [5 empty] | C3 | [5 empty] | 0 | [6 empty] | 0 | [6 empty] | 0 | [6 empty] | 0 | [6 empty] | 0 | [6 empty] | 0
|  |  | 0 | 0 | C4 | 0 | 0 | 0 | 0 | 0 | 0 | 0 | 0 | 0 | 0 | 0 | 0 | 0 | 0 | 0 | 0 | 0 | 0 | 0 | 0 | 0 | 0 | 0 | 0 | 0 | 0 | 0 | 0 | 0 | 0 | 0 | 0 | 0 | 0 | 0 | 0 |  |  | C4 | 0 | 0 | 0 | 0 | 0 | C4 | 0 | 0 | 0 | 0 | 0 | C4 | [5 empty] | C4 | [5 empty] | 0 | [6 empty] | 0 | [6 empty] | 0 | [6 empty] | 0 | [6 empty] | 0 | [6 empty] | 0
|  |  | 0 | 0 |  | 0 | 0 | 0 | 0 | 0 |  | 0 | 0 | 0 | 0 | 0 |  | 0 | 0 | 0 | 0 | 0 |  | 0 | 0 | 0 | 0 | 0 |  | 0 | 0 | 0 | 0 | 0 |  | 0 | 0 | 0 | 0 | 0 | [22 empty] | 0 | 0 | 0 | 0 | 0 | 0 |  | 0 | 0 | 0 | 0 | 0 | 0 |  | 0 | 0 | 0 | 0 | 0 | 0 |  | 0 | 0 | 0 | 0 | 0 | 0 |  | 0 | 0 | 0 | 0 | 0 | 0 |  | 0 | 0 | 0 | 0 | 0 | 0
| [Please insert new asset category as required] |  | 0 | 0 | C1 | 0 | 0 | 0 | 0 | 0 | 0 | 0 | 0 | 0 | 0 | 0 | 0 | 0 | 0 | 0 | 0 | 0 | 0 | 0 | 0 | 0 | 0 | 0 | 0 | 0 | 0 | 0 | 0 | 0 | 0 | 0 | 0 | 0 | 0 | 0 | 0 |  |  | C1 | 0 | 0 | 0 | 0 | 0 | C1 | 0 | 0 | 0 | 0 | 0 | C1 | [5 empty] | C1 | [5 empty] | 0 | [6 empty] | 0 | [6 empty] | 0 | [6 empty] | 0 | [6 empty] | 0 | [6 empty] | 0
|  |  | 0 | 0 | C2 | 0 | 0 | 0 | 0 | 0 | 0 | 0 | 0 | 0 | 0 | 0 | 0 | 0 | 0 | 0 | 0 | 0 | 0 | 0 | 0 | 0 | 0 | 0 | 0 | 0 | 0 | 0 | 0 | 0 | 0 | 0 | 0 | 0 | 0 | 0 | 0 |  |  | C2 | 0 | 0 | 0 | 0 | 0 | C2 | 0 | 0 | 0 | 0 | 0 | C2 | [5 empty] | C2 | [5 empty] | 0 | [6 empty] | 0 | [6 empty] | 0 | [6 empty] | 0 | [6 empty] | 0 | [6 empty] | 0
|  |  | 0 | 0 | C3 | 0 | 0 | 0 | 0 | 0 | 0 | 0 | 0 | 0 | 0 | 0 | 0 | 0 | 0 | 0 | 0 | 0 | 0 | 0 | 0 | 0 | 0 | 0 | 0 | 0 | 0 | 0 | 0 | 0 | 0 | 0 | 0 | 0 | 0 | 0 | 0 |  |  | C3 | 0 | 0 | 0 | 0 | 0 | C3 | 0 | 0 | 0 | 0 | 0 | C3 | [5 empty] | C3 | [5 empty] | 0 | [6 empty] | 0 | [6 empty] | 0 | [6 empty] | 0 | [6 empty] | 0 | [6 empty] | 0
|  |  | 0 | 0 | C4 | 0 | 0 | 0 | 0 | 0 | 0 | 0 | 0 | 0 | 0 | 0 | 0 | 0 | 0 | 0 | 0 | 0 | 0 | 0 | 0 | 0 | 0 | 0 | 0 | 0 | 0 | 0 | 0 | 0 | 0 | 0 | 0 | 0 | 0 | 0 | 0 |  |  | C4 | 0 | 0 | 0 | 0 | 0 | C4 | 0 | 0 | 0 | 0 | 0 | C4 | [5 empty] | C4 | [5 empty] | 0 | [6 empty] | 0 | [6 empty] | 0 | [6 empty] | 0 | [6 empty] | 0 | [6 empty] | 0
|  |  | 0 | 0 |  | 0 | 0 | 0 | 0 | 0 |  | 0 | 0 | 0 | 0 | 0 |  | 0 | 0 | 0 | 0 | 0 |  | 0 | 0 | 0 | 0 | 0 |  | 0 | 0 | 0 | 0 | 0 |  | 0 | 0 | 0 | 0 | 0 | [22 empty] | 0 | 0 | 0 | 0 | 0 | 0 |  | 0 | 0 | 0 | 0 | 0 | 0 |  | 0 | 0 | 0 | 0 | 0 | 0 |  | 0 | 0 | 0 | 0 | 0 | 0 |  | 0 | 0 | 0 | 0 | 0 | 0 |  | 0 | 0 | 0 | 0 | 0 | 0
| [Please insert new asset category as required] |  | 0 | 0 | C1 | 0 | 0 | 0 | 0 | 0 | 0 | 0 | 0 | 0 | 0 | 0 | 0 | 0 | 0 | 0 | 0 | 0 | 0 | 0 | 0 | 0 | 0 | 0 | 0 | 0 | 0 | 0 | 0 | 0 | 0 | 0 | 0 | 0 | 0 | 0 | 0 |  |  | C1 | 0 | 0 | 0 | 0 | 0 | C1 | 0 | 0 | 0 | 0 | 0 | C1 | [5 empty] | C1 | [5 empty] | 0 | [6 empty] | 0 | [6 empty] | 0 | [6 empty] | 0 | [6 empty] | 0 | [6 empty] | 0
|  |  | 0 | 0 | C2 | 0 | 0 | 0 | 0 | 0 | 0 | 0 | 0 | 0 | 0 | 0 | 0 | 0 | 0 | 0 | 0 | 0 | 0 | 0 | 0 | 0 | 0 | 0 | 0 | 0 | 0 | 0 | 0 | 0 | 0 | 0 | 0 | 0 | 0 | 0 | 0 |  |  | C2 | 0 | 0 | 0 | 0 | 0 | C2 | 0 | 0 | 0 | 0 | 0 | C2 | [5 empty] | C2 | [5 empty] | 0 | [6 empty] | 0 | [6 empty] | 0 | [6 empty] | 0 | [6 empty] | 0 | [6 empty] | 0
|  |  | 0 | 0 | C3 | 0 | 0 | 0 | 0 | 0 | 0 | 0 | 0 | 0 | 0 | 0 | 0 | 0 | 0 | 0 | 0 | 0 | 0 | 0 | 0 | 0 | 0 | 0 | 0 | 0 | 0 | 0 | 0 | 0 | 0 | 0 | 0 | 0 | 0 | 0 | 0 |  |  | C3 | 0 | 0 | 0 | 0 | 0 | C3 | 0 | 0 | 0 | 0 | 0 | C3 | [5 empty] | C3 | [5 empty] | 0 | [6 empty] | 0 | [6 empty] | 0 | [6 empty] | 0 | [6 empty] | 0 | [6 empty] | 0
|  |  | 0 | 0 | C4 | 0 | 0 | 0 | 0 | 0 | 0 | 0 | 0 | 0 | 0 | 0 | 0 | 0 | 0 | 0 | 0 | 0 | 0 | 0 | 0 | 0 | 0 | 0 | 0 | 0 | 0 | 0 | 0 | 0 | 0 | 0 | 0 | 0 | 0 | 0 | 0 |  |  | C4 | 0 | 0 | 0 | 0 | 0 | C4 | 0 | 0 | 0 | 0 | 0 | C4 | [5 empty] | C4 | [5 empty] | 0 | [6 empty] | 0 | [6 empty] | 0 | [6 empty] | 0 | [6 empty] | 0 | [6 empty] | 0
|  |  | 0 | 0 |  | 0 | 0 | 0 | 0 | 0 |  | 0 | 0 | 0 | 0 | 0 |  | 0 | 0 | 0 | 0 | 0 |  | 0 | 0 | 0 | 0 | 0 |  | 0 | 0 | 0 | 0 | 0 |  | 0 | 0 | 0 | 0 | 0 | [22 empty] | 0 | 0 | 0 | 0 | 0 | 0 |  | 0 | 0 | 0 | 0 | 0 | 0 |  | 0 | 0 | 0 | 0 | 0 | 0 |  | 0 | 0 | 0 | 0 | 0 | 0 |  | 0 | 0 | 0 | 0 | 0 | 0 |  | 0 | 0 | 0 | 0 | 0 | 0
[63 empty] | 0 | 0 | 0 | 0 | 0 | 0 |  | 0 | 0 | 0 | 0 | 0 | 0 |  | 0 | 0 | 0 | 0 | 0 | 0 |  | 0 | 0 | 0 | 0 | 0 | 0 |  | 0 | 0 | 0 | 0 | 0 | 0 |  | 0 | 0 | 0 | 0 | 0 | 0
| TOTAL |  | 273748.636 | 271877.066 |  | 108738.2818 | 44332.9313 | 85493.7327 | 20972.3075 | 14211.3827 |  | 108738.2818 | 44332.9313 | 85493.7327 | 20972.3075 | 14211.3827 |  | 11437 | -52 | -2433.1532 | -4015.9755 | -5872.1564 |  | 96601.5132 | 40680.2247 | 46422.357 | 66006.0794 | 24038.4617 |  | 22874 | -104 | -4866.3063 | -8030.9509 | -11744.3128 |  | 82598.5866 | 28251.2881 | 34154.4168 | 91669.2811 | 37075.0634 |  |  |  |  | 0 | 0 | 0 | 0 | 0 |  | 0 | 0 | 0 | 0 | 0 | [7 empty] | 5781425.8858 | 3405744.1937 | 10089818.5897 | 5202407.294 | 10237777.9832 | 34717173.9465 |  | 5781425.8858 | 3405744.1937 | 10089818.5897 | 5202407.294 | 10237777.9832 | 34717173.9465 |  | 5152321.4169 | 2726738.1965 | 8110025.254 | 10745388.5474 | 15608547.891 | 42343021.3058 |  | 6049516.9364 | 2714859.8513 | 7540914.0847 | 9099489.8555 | 11181847.8808 | 36586628.6086 |  | 4419670.8774 | 2183080.1805 | 4247823.7899 | 18215914.5397 | 23735243.5787 | 52801732.9662 |  | 6214061.9164 | 2159323.4901 | 3109601.4511 | 14925610.8858 | 14881843.5583 | 41290441.3017
Health Index Definitions
|  |  | HI1 | New or as new | [57 empty] | LV Network | 1316199.2977 | 913971.3294 | 1521092.1297 | 207761.551 | 1163383.3742 | 5122407.682 | LV Network | 1316199.2977 | 913971.3294 | 1521092.1297 | 207761.551 | 1163383.3742 | 5122407.682 | LV Network | 1223983.8984 | 785611.1481 | 1266873.6045 | 1307262.0683 | 1334400.4646 | 5918131.1839 | LV Network | 1337537.8167 | 785611.1481 | 1180724.0731 | 1084968.0414 | 1047515.4642 | 5436356.5436 | LV Network | 1090983.4187 | 463547.6426 | 1255306.2811 | 2725423.9949 | 1545063.844 | 7080325.1813 | LV Network | 1318091.2551 | 463547.6426 | 1083007.2185 | 2280835.9412 | 971293.8434 | 6116775.9007
|  |  | HI2 | Good or seviceable condition | [57 empty] | HV Network | 1671874.1523 | 741477.4209 | 4072208.4229 | 2425824.9133 | 1900864.4855 | 10812249.3949 | HV Network | 1671874.1523 | 741477.4209 | 4072208.4229 | 2425824.9133 | 1900864.4855 | 10812249.3949 | HV Network | 1511158.4278 | 601150.5132 | 1759399.1342 | 6269504.2793 | 4220554.8124 | 14361767.1669 | HV Network | 1705528.8861 | 599119.8822 | 1716077.1736 | 6051139.5844 | 2684539.219 | 12756404.7452 | HV Network | 1284718.3399 | 582409.7313 | 828932.7316 | 7197364.4842 | 7969070.0718 | 17862495.3588 | HV Network | 1673459.2564 | 578348.4693 | 742288.8104 | 6760635.0944 | 4897038.885 | 14651770.5155
|  |  | HI3 | Deterioration requires assessment and monitoring | [57 empty] | EHV Network | 1259199.848 | 1376351.9923 | 3034045.3371 | 1046429.7573 | 3588645.1523 | 10304672.087 | EHV Network | 1259199.848 | 1376351.9923 | 3034045.3371 | 1046429.7573 | 3588645.1523 | 10304672.087 | EHV Network | 1064913.5377 | 897679.2929 | 3755405.1696 | 1703243.9493 | 4465668.7645 | 11886910.7139 | EHV Network | 1323004.1366 | 896736.1387 | 3681931.2406 | 961779.0269 | 2870375.7946 | 9733826.3375 | EHV Network | 855090.9893 | 697070.5995 | 1127387.4468 | 6606866.569 | 6392504.1017 | 15678919.7063 | EHV Network | 1371272.1872 | 695184.2911 | 980439.5888 | 5125430.4542 | 3201918.162 | 11374244.6833
|  |  | HI4 | Material deterioration, intervention requires consideration | [57 empty] | 132kV Network | 1534152.5878 | 373943.4511 | 1462472.7001 | 1522391.0725 | 3584884.9712 | 8477844.7826 | 132kV Network | 1534152.5878 | 373943.4511 | 1462472.7001 | 1522391.0725 | 3584884.9712 | 8477844.7826 | 132kV Network | 1352265.553 | 442297.2423 | 1328347.3458 | 1465378.2505 | 5587923.8495 | 10176212.2411 | 132kV Network | 1683446.097 | 433392.6823 | 962181.5973 | 1001603.2028 | 4579417.4029 | 8660040.9823 | 132kV Network | 1188878.1295 | 440052.2071 | 1036197.3304 | 1686259.4916 | 7828605.5611 | 12179992.7198 | 132kV Network | 1851239.2176 | 422243.0871 | 303865.8335 | 758709.3961 | 5811592.6679 | 9147650.2023
|  |  | HI5 | End of serviceable life, intervention required | [57 empty] | Other | 0 | 0 | 0 | 0 | 0 | 0 | Other | 0 | 0 | 0 | 0 | 0 | 0 | Other | 0 | 0 | 0 | 0 | 0 | 0 | Other | 0 | 0 | 0 | 0 | 0 | 0 | Other | 0 | 0 | 0 | 0 | 0 | 0 | Other | 0 | 0 | 0 | 0 | 0 | 0 | 1114647.0294
[62 empty] | Total | 5781425.8858 | 3405744.1937 | 10089818.5897 | 5202407.294 | 10237777.9832 | 34717173.9465 | Total | 5781425.8858 | 3405744.1937 | 10089818.5897 | 5202407.294 | 10237777.9832 | 34717173.9465 | Total | 5152321.4169 | 2726738.1965 | 8110025.254 | 10745388.5474 | 15608547.891 | 42343021.3058 | Total | 6049516.9364 | 2714859.8513 | 7540914.0847 | 9099489.8555 | 11181847.8808 | 36586628.6086 | Total | 4419670.8774 | 2183080.1805 | 4247823.7899 | 18215914.5397 | 23735243.5787 | 52801732.9662 | Total | 6214061.9164 | 2159323.4901 | 3109601.4511 | 14925610.8858 | 14881843.5583 | 41290441.3017 | 11511291.6645
Criticality Index Definitions
9.683%
|  |  | C1 | Low criticality
|  |  | C2 | Average criticality
|  |  | C3 | High criticality
|  |  | C4 | Very high criticality

## ENWL - Asset Rep
HI3: Secondary deliverables RIIO-ED1 - Asset replacement | [49 empty] | Criticality weightings C1 to C4 | Criticality Rating Boundaries
ENWL | [48 empty] | C1 | 0.7 | Below 75% of average
[49 empty] | C2 | 1 | 75%-125%
[49 empty] | C3 | 1.5 | 125%-200%
[49 empty] | C4 | 2.5 | Over 200% of average
Price base (2012/13)
| ASSET CATEGORIES |  | ASSET REGISTER |  |  | End of DPCR5 (31 March 2015) with investment | [5 empty] | End of DPCR5 (31 March 2015) without investment | [5 empty] | Mid-Period Review (31 March 2019) planned investment | [5 empty] | Mid-Period Review (31 March 2019) without investment | [5 empty] | End of RIIO-ED1 (31 March 2023) planned investment | [5 empty] | End of RIIO-ED1 (31 March 2023) without investment | [7 empty] | Probability of failure | [5 empty] | Criticality/consequence of failure | [5 empty] | Probability of failure x Consequence of failure
Is it your current intention to have a health index for this asset category in the RIIO-ED1 control period.
|  |  | as at 31st March 2015 | as at 31st March 2023 |  | HI 1 | HI 2 | HI 3 | HI 4 | HI 5 |  | HI 1 | HI 2 | HI 3 | HI 4 | HI 5 |  | HI 1 | HI 2 | HI 3 | HI 4 | HI 5 |  | HI 1 | HI 2 | HI 3 | HI 4 | HI 5 |  | HI 1 | HI 2 | HI 3 | HI 4 | HI 5 |  | HI 1 | HI 2 | HI 3 | HI 4 | HI 5 |  |  |  | HI 1 | HI 2 | HI 3 | HI 4 | HI 5 |  | HI 1 | HI 2 | HI 3 | HI 4 | HI 5 |  | HI 1 | HI 2 | HI 3 | HI 4 | HI 5 |  | End of DPCR5 (without investment) | [6 empty] | Position at Beginning of RIIO-ED1 | [6 empty] | Mid Period (Without Investment) | [6 empty] | Mid Period (With Investment) | [6 empty] | End of RIIO-ED1 (Without Investment) | [6 empty] | End of RIIO-ED1 (With Investment)
| LV Network | [60 empty] | 1 | 2 | 3 | 4 | 5 | Total |  | 1 | 2 | 3 | 4 | 5 | Total |  | 1 | 2 | 3 | 4 | 5 | Total |  | 1 | 2 | 3 | 4 | 5 | Total |  | 1 | 2 | 3 | 4 | 5 | Total |  | 1 | 2 | 3 | 4 | 5 | Total
| LV Switchgear and Other |  | 0 | 0 | C1 | 0 | 0 | 0 | 0 | 0 | 0 | 0 | 0 | 0 | 0 | 0 | 0 | 0 | 0 | 0 | 0 | 0 | 0 | 0 | 0 | 0 | 0 | 0 | 0 | 0 | 0 | 0 | 0 | 0 | 0 | 0 | 0 | 0 | 0 | 0 | 0 |  | C1 | 0.0016359 | 0.0024356 | 0.0043064 | 0.0069743 | 0.016359 | C1 | 15951.523 | 15951.523 | 15951.523 | 15951.523 | 15951.523 | C1 | 26.0946 | 38.852 | 68.6939 | 111.2506 | 260.9501 | C1 | 0 | 0 | 0 | 0 | 0 | 0 |  | 0 | 0 | 0 | 0 | 0 | 0 |  | 0 | 0 | 0 | 0 | 0 | 0 |  | 0 | 0 | 0 | 0 | 0 | 0 |  | 0 | 0 | 0 | 0 | 0 | 0 |  | 0 | 0 | 0 | 0 | 0 | 0
|  |  | 17354 | 17354 | C2 | 14577 | 2062 | 357 | 297 | 61 | 17354 | 14577 | 2062 | 357 | 297 | 61 | 17354 | 928 | 0 | -677.5 | -213 | -37.5 | 0 | 13494 | 2421 | 949 | 379 | 111 | 17354 | 1856 | 0 | -1355 | -426 | -75 | 0 | 11512 | 3696 | 1355 | 426 | 365 | 17354 |  | C2 | 0.0016359 | 0.0024356 | 0.0043064 | 0.0069743 | 0.016359 | C2 | 22787.89 | 22787.89 | 22787.89 | 22787.89 | 22787.89 | C2 | 37.2779 | 55.5029 | 98.1341 | 158.9295 | 372.7858 | C2 | 543400.6391 | 114446.9648 | 35033.8912 | 47202.0484 | 22739.9357 | 762823.4791 |  | 543400.6391 | 114446.9648 | 35033.8912 | 47202.0484 | 22739.9357 | 762823.4791 |  | 503028.6221 | 134372.5032 | 93129.3074 | 60234.2638 | 41379.2272 | 832143.9237 |  | 537622.5572 | 134372.5032 | 26643.4214 | 26382.2897 | 27399.7586 | 752420.5302 |  | 429143.7303 | 205138.6914 | 132971.7718 | 67703.9482 | 136066.8283 | 971024.9701 |  | 498331.6007 | 205138.6914 | 0 | 0 | 108107.891 | 811578.1831
|  |  | 0 | 0 | C3 | 0 | 0 | 0 | 0 | 0 | 0 | 0 | 0 | 0 | 0 | 0 | 0 | 0 | 0 | 0 | 0 | 0 | 0 | 0 | 0 | 0 | 0 | 0 | 0 | 0 | 0 | 0 | 0 | 0 | 0 | 0 | 0 | 0 | 0 | 0 | 0 |  | C3 | 0.0016359 | 0.0024356 | 0.0043064 | 0.0069743 | 0.016359 | C3 | 34181.835 | 34181.835 | 34181.835 | 34181.835 | 34181.835 | C3 | 55.9169 | 83.2543 | 147.2012 | 238.3942 | 559.1787 | C3 | 0 | 0 | 0 | 0 | 0 | 0 |  | 0 | 0 | 0 | 0 | 0 | 0 |  | 0 | 0 | 0 | 0 | 0 | 0 |  | 0 | 0 | 0 | 0 | 0 | 0 |  | 0 | 0 | 0 | 0 | 0 | 0 |  | 0 | 0 | 0 | 0 | 0 | 0
|  |  | 0 | 0 | C4 | 0 | 0 | 0 | 0 | 0 | 0 | 0 | 0 | 0 | 0 | 0 | 0 | 0 | 0 | 0 | 0 | 0 | 0 | 0 | 0 | 0 | 0 | 0 | 0 | 0 | 0 | 0 | 0 | 0 | 0 | 0 | 0 | 0 | 0 | 0 | 0 |  | C4 | 0.0016359 | 0.0024356 | 0.0043064 | 0.0069743 | 0.016359 | C4 | 56969.725 | 56969.725 | 56969.725 | 56969.725 | 56969.725 | C4 | 93.1949 | 138.7572 | 245.3354 | 397.3236 | 931.9646 | C4 | 0 | 0 | 0 | 0 | 0 | 0 |  | 0 | 0 | 0 | 0 | 0 | 0 |  | 0 | 0 | 0 | 0 | 0 | 0 |  | 0 | 0 | 0 | 0 | 0 | 0 |  | 0 | 0 | 0 | 0 | 0 | 0 |  | 0 | 0 | 0 | 0 | 0 | 0
|  |  | 17354 | 17354 |  | 14577 | 2062 | 357 | 297 | 61 |  | 14577 | 2062 | 357 | 297 | 61 |  | 928 | 0 | -677.5 | -213 | -37.5 |  | 13494 | 2421 | 949 | 379 | 111 |  | 1856 | 0 | -1355 | -426 | -75 |  | 11512 | 3696 | 1355 | 426 | 365 | [21 empty] | 543400.6391 | 114446.9648 | 35033.8912 | 47202.0484 | 22739.9357 | 762823.4791 |  | 543400.6391 | 114446.9648 | 35033.8912 | 47202.0484 | 22739.9357 | 762823.4791 |  | 503028.6221 | 134372.5032 | 93129.3074 | 60234.2638 | 41379.2272 | 832143.9237 |  | 537622.5572 | 134372.5032 | 26643.4214 | 26382.2897 | 27399.7586 | 752420.5302 |  | 429143.7303 | 205138.6914 | 132971.7718 | 67703.9482 | 136066.8283 | 971024.9701 |  | 498331.6007 | 205138.6914 | 0 | 0 | 108107.891 | 811578.1831
| LV UGB |  | 0 | 0 | C1 | 0 | 0 | 0 | 0 | 0 | 0 | 0 | 0 | 0 | 0 | 0 | 0 | 0 | 0 | 0 | 0 | 0 | 0 | 0 | 0 | 0 | 0 | 0 | 0 | 0 | 0 | 0 | 0 | 0 | 0 | 0 | 0 | 0 | 0 | 0 | 0 |  | C1 | 0.0021945 | 0.0032674 | 0.0057771 | 0.0093561 | 0.021946 | C1 | 10589.341 | 10589.341 | 10589.341 | 10589.341 | 10589.341 | C1 | 23.2387 | 34.5999 | 61.1758 | 99.0749 | 232.3907 | C1 | 0 | 0 | 0 | 0 | 0 | 0 |  | 0 | 0 | 0 | 0 | 0 | 0 |  | 0 | 0 | 0 | 0 | 0 | 0 |  | 0 | 0 | 0 | 0 | 0 | 0 |  | 0 | 0 | 0 | 0 | 0 | 0 |  | 0 | 0 | 0 | 0 | 0 | 0
|  |  | 19200 | 19200 | C2 | 8155 | 6251 | 3929 | 359 | 506 | 19200 | 8155 | 6251 | 3929 | 359 | 506 | 19200 | 876 | 0 | -225 | -388.5 | -262.5 | 0 | 7189 | 4069 | 3992 | 3359 | 591 | 19200 | 1752 | 0 | -450 | -777 | -525 | 0 | 6679 | 2018 | 4151 | 5564 | 788 | 19200 |  | C2 | 0.0021945 | 0.0032674 | 0.0057771 | 0.0093561 | 0.021946 | C2 | 15127.63 | 15127.63 | 15127.63 | 15127.63 | 15127.63 | C2 | 33.1981 | 49.4284 | 87.394 | 141.5356 | 331.9868 | C2 | 270730.5791 | 308977.2283 | 343370.946 | 50811.2877 | 167985.2963 | 1141875.3373 |  | 270730.5791 | 308977.2283 | 343370.946 | 50811.2877 | 167985.2963 | 1141875.3373 |  | 238661.2058 | 201124.3548 | 348876.7668 | 475418.1484 | 196204.1701 | 1460284.6458 |  | 267742.7493 | 201124.3548 | 329213.1213 | 420431.5599 | 109057.6479 | 1327569.4332 |  | 221730.1702 | 99746.608 | 362772.4095 | 787504.191 | 261605.5602 | 1733358.9388 |  | 279893.2572 | 99746.608 | 323445.1187 | 677531.0141 | 87312.5156 | 1467928.5136
|  |  | 0 | 0 | C3 | 0 | 0 | 0 | 0 | 0 | 0 | 0 | 0 | 0 | 0 | 0 | 0 | 0 | 0 | 0 | 0 | 0 | 0 | 0 | 0 | 0 | 0 | 0 | 0 | 0 | 0 | 0 | 0 | 0 | 0 | 0 | 0 | 0 | 0 | 0 | 0 |  | C3 | 0.0021945 | 0.0032674 | 0.0057771 | 0.0093561 | 0.021946 | C3 | 22691.445 | 22691.445 | 22691.445 | 22691.445 | 22691.445 | C3 | 49.7972 | 74.1427 | 131.091 | 212.3034 | 497.9801 | C3 | 0 | 0 | 0 | 0 | 0 | 0 |  | 0 | 0 | 0 | 0 | 0 | 0 |  | 0 | 0 | 0 | 0 | 0 | 0 |  | 0 | 0 | 0 | 0 | 0 | 0 |  | 0 | 0 | 0 | 0 | 0 | 0 |  | 0 | 0 | 0 | 0 | 0 | 0
|  |  | 0 | 0 | C4 | 0 | 0 | 0 | 0 | 0 | 0 | 0 | 0 | 0 | 0 | 0 | 0 | 0 | 0 | 0 | 0 | 0 | 0 | 0 | 0 | 0 | 0 | 0 | 0 | 0 | 0 | 0 | 0 | 0 | 0 | 0 | 0 | 0 | 0 | 0 | 0 |  | C4 | 0.0021945 | 0.0032674 | 0.0057771 | 0.0093561 | 0.021946 | C4 | 37819.075 | 37819.075 | 37819.075 | 37819.075 | 37819.075 | C4 | 82.9953 | 123.5711 | 218.4849 | 353.8391 | 829.9669 | C4 | 0 | 0 | 0 | 0 | 0 | 0 |  | 0 | 0 | 0 | 0 | 0 | 0 |  | 0 | 0 | 0 | 0 | 0 | 0 |  | 0 | 0 | 0 | 0 | 0 | 0 |  | 0 | 0 | 0 | 0 | 0 | 0 |  | 0 | 0 | 0 | 0 | 0 | 0
|  |  | 19200 | 19200 |  | 8155 | 6251 | 3929 | 359 | 506 |  | 8155 | 6251 | 3929 | 359 | 506 |  | 876 | 0 | -225 | -388.5 | -262.5 |  | 7189 | 4069 | 3992 | 3359 | 591 |  | 1752 | 0 | -450 | -777 | -525 |  | 6679 | 2018 | 4151 | 5564 | 788 | [21 empty] | 270730.5791 | 308977.2283 | 343370.946 | 50811.2877 | 167985.2963 | 1141875.3373 |  | 270730.5791 | 308977.2283 | 343370.946 | 50811.2877 | 167985.2963 | 1141875.3373 |  | 238661.2058 | 201124.3548 | 348876.7668 | 475418.1484 | 196204.1701 | 1460284.6458 |  | 267742.7493 | 201124.3548 | 329213.1213 | 420431.5599 | 109057.6479 | 1327569.4332 |  | 221730.1702 | 99746.608 | 362772.4095 | 787504.191 | 261605.5602 | 1733358.9388 |  | 279893.2572 | 99746.608 | 323445.1187 | 677531.0141 | 87312.5156 | 1467928.5136
| LV OHL Support |  | 0 | 0 | C1 | 0 | 0 | 0 | 0 | 0 | 0 | 0 | 0 | 0 | 0 | 0 | 0 | 0 | 0 | 0 | 0 | 0 | 0 | 0 | 0 | 0 | 0 | 0 | 0 | 0 | 0 | 0 | 0 | 0 | 0 | 0 | 0 | 0 | 0 | 0 | 0 |  | C1 | 0.0081226 | 0.012094 | 0.021383 | 0.03463 | 0.081228 | C1 | 2065.581 | 2065.581 | 2065.581 | 2065.581 | 2065.581 | C1 | 16.7779 | 24.9806 | 44.1679 | 71.5305 | 167.7823 | C1 | 0 | 0 | 0 | 0 | 0 | 0 |  | 0 | 0 | 0 | 0 | 0 | 0 |  | 0 | 0 | 0 | 0 | 0 | 0 |  | 0 | 0 | 0 | 0 | 0 | 0 |  | 0 | 0 | 0 | 0 | 0 | 0 |  | 0 | 0 | 0 | 0 | 0 | 0
|  |  | 57935 | 57935 | C2 | 20947 | 13746 | 18110 | 1074 | 4058 | 57935 | 20947 | 13746 | 18110 | 1074 | 4058 | 57935 | 2081 | 0 | 0 | -1306 | -775 | 0 | 20122 | 12613 | 13073 | 7551 | 4576 | 57935 | 4162 | 0 | 0 | -2612 | -1550 | 0 | 18362 | 4446 | 12038 | 18302 | 4787 | 57935 |  | C2 | 0.0081226 | 0.012094 | 0.021383 | 0.03463 | 0.081228 | C2 | 2950.83 | 2950.83 | 2950.83 | 2950.83 | 2950.83 | C2 | 23.9685 | 35.6865 | 63.097 | 102.1864 | 239.689 | C2 | 502068.0796 | 490547.1364 | 1142687.2925 | 109748.2149 | 972658.1422 | 3217708.8656 |  | 502068.0796 | 490547.1364 | 1142687.2925 | 109748.2149 | 972658.1422 | 3217708.8656 |  | 482294.0706 | 450114.2901 | 824867.5303 | 771609.6561 | 1096817.0672 | 3625702.6144 |  | 532172.5102 | 450114.2901 | 824867.5303 | 638154.1918 | 911058.0578 | 3356366.5802 |  | 440109.5182 | 158662.3431 | 759562.0998 | 1870215.8557 | 1147391.4556 | 4375941.2723 |  | 539866.3973 | 158662.3431 | 759562.0998 | 1603304.9271 | 775873.4368 | 3837269.204
|  |  | 0 | 0 | C3 | 0 | 0 | 0 | 0 | 0 | 0 | 0 | 0 | 0 | 0 | 0 | 0 | 0 | 0 | 0 | 0 | 0 | 0 | 0 | 0 | 0 | 0 | 0 | 0 | 0 | 0 | 0 | 0 | 0 | 0 | 0 | 0 | 0 | 0 | 0 | 0 |  | C3 | 0.0081226 | 0.012094 | 0.021383 | 0.03463 | 0.081228 | C3 | 4426.245 | 4426.245 | 4426.245 | 4426.245 | 4426.245 | C3 | 35.9527 | 53.5298 | 94.6456 | 153.2796 | 359.5336 | C3 | 0 | 0 | 0 | 0 | 0 | 0 |  | 0 | 0 | 0 | 0 | 0 | 0 |  | 0 | 0 | 0 | 0 | 0 | 0 |  | 0 | 0 | 0 | 0 | 0 | 0 |  | 0 | 0 | 0 | 0 | 0 | 0 |  | 0 | 0 | 0 | 0 | 0 | 0
|  |  | 0 | 0 | C4 | 0 | 0 | 0 | 0 | 0 | 0 | 0 | 0 | 0 | 0 | 0 | 0 | 0 | 0 | 0 | 0 | 0 | 0 | 0 | 0 | 0 | 0 | 0 | 0 | 0 | 0 | 0 | 0 | 0 | 0 | 0 | 0 | 0 | 0 | 0 | 0 |  | C4 | 0.0081226 | 0.012094 | 0.021383 | 0.03463 | 0.081228 | C4 | 7377.075 | 7377.075 | 7377.075 | 7377.075 | 7377.075 | C4 | 59.9212 | 89.2163 | 157.7426 | 255.466 | 599.2226 | C4 | 0 | 0 | 0 | 0 | 0 | 0 |  | 0 | 0 | 0 | 0 | 0 | 0 |  | 0 | 0 | 0 | 0 | 0 | 0 |  | 0 | 0 | 0 | 0 | 0 | 0 |  | 0 | 0 | 0 | 0 | 0 | 0 |  | 0 | 0 | 0 | 0 | 0 | 0
|  |  | 57935 | 57935 |  | 20947 | 13746 | 18110 | 1074 | 4058 |  | 20947 | 13746 | 18110 | 1074 | 4058 |  | 2081 | 0 | 0 | -1306 | -775 |  | 20122 | 12613 | 13073 | 7551 | 4576 |  | 4162 | 0 | 0 | -2612 | -1550 |  | 18362 | 4446 | 12038 | 18302 | 4787 | [21 empty] | 502068.0796 | 490547.1364 | 1142687.2925 | 109748.2149 | 972658.1422 | 3217708.8656 |  | 502068.0796 | 490547.1364 | 1142687.2925 | 109748.2149 | 972658.1422 | 3217708.8656 |  | 482294.0706 | 450114.2901 | 824867.5303 | 771609.6561 | 1096817.0672 | 3625702.6144 |  | 532172.5102 | 450114.2901 | 824867.5303 | 638154.1918 | 911058.0578 | 3356366.5802 |  | 440109.5182 | 158662.3431 | 759562.0998 | 1870215.8557 | 1147391.4556 | 4375941.2723 |  | 539866.3973 | 158662.3431 | 759562.0998 | 1603304.9271 | 775873.4368 | 3837269.204
| [Please insert new asset category as required] |  | 0 | 0 | C1 | 0 | 0 | 0 | 0 | 0 | 0 | 0 | 0 | 0 | 0 | 0 | 0 | 0 | 0 | 0 | 0 | 0 | 0 | 0 | 0 | 0 | 0 | 0 | 0 | 0 | 0 | 0 | 0 | 0 | 0 | 0 | 0 | 0 | 0 | 0 | 0 |  | C1 | 0 | 0 | 0 | 0 | 0 | C1 | 0 | 0 | 0 | 0 | 0 | C1 | [5 empty] | C1 | [5 empty] | 0 | [6 empty] | 0 | [6 empty] | 0 | [6 empty] | 0 | [6 empty] | 0 | [6 empty] | 0
|  |  | 0 | 0 | C2 | 0 | 0 | 0 | 0 | 0 | 0 | 0 | 0 | 0 | 0 | 0 | 0 | 0 | 0 | 0 | 0 | 0 | 0 | 0 | 0 | 0 | 0 | 0 | 0 | 0 | 0 | 0 | 0 | 0 | 0 | 0 | 0 | 0 | 0 | 0 | 0 |  | C2 | 0 | 0 | 0 | 0 | 0 | C2 | 0 | 0 | 0 | 0 | 0 | C2 | [5 empty] | C2 | [5 empty] | 0 | [6 empty] | 0 | [6 empty] | 0 | [6 empty] | 0 | [6 empty] | 0 | [6 empty] | 0
|  |  | 0 | 0 | C3 | 0 | 0 | 0 | 0 | 0 | 0 | 0 | 0 | 0 | 0 | 0 | 0 | 0 | 0 | 0 | 0 | 0 | 0 | 0 | 0 | 0 | 0 | 0 | 0 | 0 | 0 | 0 | 0 | 0 | 0 | 0 | 0 | 0 | 0 | 0 | 0 |  | C3 | 0 | 0 | 0 | 0 | 0 | C3 | 0 | 0 | 0 | 0 | 0 | C3 | [5 empty] | C3 | [5 empty] | 0 | [6 empty] | 0 | [6 empty] | 0 | [6 empty] | 0 | [6 empty] | 0 | [6 empty] | 0
|  |  | 0 | 0 | C4 | 0 | 0 | 0 | 0 | 0 | 0 | 0 | 0 | 0 | 0 | 0 | 0 | 0 | 0 | 0 | 0 | 0 | 0 | 0 | 0 | 0 | 0 | 0 | 0 | 0 | 0 | 0 | 0 | 0 | 0 | 0 | 0 | 0 | 0 | 0 | 0 |  | C4 | 0 | 0 | 0 | 0 | 0 | C4 | 0 | 0 | 0 | 0 | 0 | C4 | [5 empty] | C4 | [5 empty] | 0 | [6 empty] | 0 | [6 empty] | 0 | [6 empty] | 0 | [6 empty] | 0 | [6 empty] | 0
|  |  | 0 | 0 |  | 0 | 0 | 0 | 0 | 0 |  | 0 | 0 | 0 | 0 | 0 |  | 0 | 0 | 0 | 0 | 0 |  | 0 | 0 | 0 | 0 | 0 |  | 0 | 0 | 0 | 0 | 0 |  | 0 | 0 | 0 | 0 | 0 | [21 empty] | 0 | 0 | 0 | 0 | 0 | 0 |  | 0 | 0 | 0 | 0 | 0 | 0 |  | 0 | 0 | 0 | 0 | 0 | 0 |  | 0 | 0 | 0 | 0 | 0 | 0 |  | 0 | 0 | 0 | 0 | 0 | 0 |  | 0 | 0 | 0 | 0 | 0 | 0
| [Please insert new asset category as required] |  | 0 | 0 | C1 | 0 | 0 | 0 | 0 | 0 | 0 | 0 | 0 | 0 | 0 | 0 | 0 | 0 | 0 | 0 | 0 | 0 | 0 | 0 | 0 | 0 | 0 | 0 | 0 | 0 | 0 | 0 | 0 | 0 | 0 | 0 | 0 | 0 | 0 | 0 | 0 |  | C1 | 0 | 0 | 0 | 0 | 0 | C1 | 0 | 0 | 0 | 0 | 0 | C1 | [5 empty] | C1 | [5 empty] | 0 | [6 empty] | 0 | [6 empty] | 0 | [6 empty] | 0 | [6 empty] | 0 | [6 empty] | 0
|  |  | 0 | 0 | C2 | 0 | 0 | 0 | 0 | 0 | 0 | 0 | 0 | 0 | 0 | 0 | 0 | 0 | 0 | 0 | 0 | 0 | 0 | 0 | 0 | 0 | 0 | 0 | 0 | 0 | 0 | 0 | 0 | 0 | 0 | 0 | 0 | 0 | 0 | 0 | 0 |  | C2 | 0 | 0 | 0 | 0 | 0 | C2 | 0 | 0 | 0 | 0 | 0 | C2 | [5 empty] | C2 | [5 empty] | 0 | [6 empty] | 0 | [6 empty] | 0 | [6 empty] | 0 | [6 empty] | 0 | [6 empty] | 0
|  |  | 0 | 0 | C3 | 0 | 0 | 0 | 0 | 0 | 0 | 0 | 0 | 0 | 0 | 0 | 0 | 0 | 0 | 0 | 0 | 0 | 0 | 0 | 0 | 0 | 0 | 0 | 0 | 0 | 0 | 0 | 0 | 0 | 0 | 0 | 0 | 0 | 0 | 0 | 0 |  | C3 | 0 | 0 | 0 | 0 | 0 | C3 | 0 | 0 | 0 | 0 | 0 | C3 | [5 empty] | C3 | [5 empty] | 0 | [6 empty] | 0 | [6 empty] | 0 | [6 empty] | 0 | [6 empty] | 0 | [6 empty] | 0
|  |  | 0 | 0 | C4 | 0 | 0 | 0 | 0 | 0 | 0 | 0 | 0 | 0 | 0 | 0 | 0 | 0 | 0 | 0 | 0 | 0 | 0 | 0 | 0 | 0 | 0 | 0 | 0 | 0 | 0 | 0 | 0 | 0 | 0 | 0 | 0 | 0 | 0 | 0 | 0 |  | C4 | 0 | 0 | 0 | 0 | 0 | C4 | 0 | 0 | 0 | 0 | 0 | C4 | [5 empty] | C4 | [5 empty] | 0 | [6 empty] | 0 | [6 empty] | 0 | [6 empty] | 0 | [6 empty] | 0 | [6 empty] | 0
|  |  | 0 | 0 |  | 0 | 0 | 0 | 0 | 0 |  | 0 | 0 | 0 | 0 | 0 |  | 0 | 0 | 0 | 0 | 0 |  | 0 | 0 | 0 | 0 | 0 |  | 0 | 0 | 0 | 0 | 0 |  | 0 | 0 | 0 | 0 | 0 | [21 empty] | 0 | 0 | 0 | 0 | 0 | 0 |  | 0 | 0 | 0 | 0 | 0 | 0 |  | 0 | 0 | 0 | 0 | 0 | 0 |  | 0 | 0 | 0 | 0 | 0 | 0 |  | 0 | 0 | 0 | 0 | 0 | 0 |  | 0 | 0 | 0 | 0 | 0 | 0
| [Please insert new asset category as required] |  | 0 | 0 | C1 | 0 | 0 | 0 | 0 | 0 | 0 | 0 | 0 | 0 | 0 | 0 | 0 | 0 | 0 | 0 | 0 | 0 | 0 | 0 | 0 | 0 | 0 | 0 | 0 | 0 | 0 | 0 | 0 | 0 | 0 | 0 | 0 | 0 | 0 | 0 | 0 |  | C1 | 0 | 0 | 0 | 0 | 0 | C1 | 0 | 0 | 0 | 0 | 0 | C1 | [5 empty] | C1 | [5 empty] | 0 | [6 empty] | 0 | [6 empty] | 0 | [6 empty] | 0 | [6 empty] | 0 | [6 empty] | 0
|  |  | 0 | 0 | C2 | 0 | 0 | 0 | 0 | 0 | 0 | 0 | 0 | 0 | 0 | 0 | 0 | 0 | 0 | 0 | 0 | 0 | 0 | 0 | 0 | 0 | 0 | 0 | 0 | 0 | 0 | 0 | 0 | 0 | 0 | 0 | 0 | 0 | 0 | 0 | 0 |  | C2 | 0 | 0 | 0 | 0 | 0 | C2 | 0 | 0 | 0 | 0 | 0 | C2 | [5 empty] | C2 | [5 empty] | 0 | [6 empty] | 0 | [6 empty] | 0 | [6 empty] | 0 | [6 empty] | 0 | [6 empty] | 0
|  |  | 0 | 0 | C3 | 0 | 0 | 0 | 0 | 0 | 0 | 0 | 0 | 0 | 0 | 0 | 0 | 0 | 0 | 0 | 0 | 0 | 0 | 0 | 0 | 0 | 0 | 0 | 0 | 0 | 0 | 0 | 0 | 0 | 0 | 0 | 0 | 0 | 0 | 0 | 0 |  | C3 | 0 | 0 | 0 | 0 | 0 | C3 | 0 | 0 | 0 | 0 | 0 | C3 | [5 empty] | C3 | [5 empty] | 0 | [6 empty] | 0 | [6 empty] | 0 | [6 empty] | 0 | [6 empty] | 0 | [6 empty] | 0
|  |  | 0 | 0 | C4 | 0 | 0 | 0 | 0 | 0 | 0 | 0 | 0 | 0 | 0 | 0 | 0 | 0 | 0 | 0 | 0 | 0 | 0 | 0 | 0 | 0 | 0 | 0 | 0 | 0 | 0 | 0 | 0 | 0 | 0 | 0 | 0 | 0 | 0 | 0 | 0 |  | C4 | 0 | 0 | 0 | 0 | 0 | C4 | 0 | 0 | 0 | 0 | 0 | C4 | [5 empty] | C4 | [5 empty] | 0 | [6 empty] | 0 | [6 empty] | 0 | [6 empty] | 0 | [6 empty] | 0 | [6 empty] | 0
|  |  | 0 | 0 |  | 0 | 0 | 0 | 0 | 0 |  | 0 | 0 | 0 | 0 | 0 |  | 0 | 0 | 0 | 0 | 0 |  | 0 | 0 | 0 | 0 | 0 |  | 0 | 0 | 0 | 0 | 0 |  | 0 | 0 | 0 | 0 | 0 | [21 empty] | 0 | 0 | 0 | 0 | 0 | 0 |  | 0 | 0 | 0 | 0 | 0 | 0 |  | 0 | 0 | 0 | 0 | 0 | 0 |  | 0 | 0 | 0 | 0 | 0 | 0 |  | 0 | 0 | 0 | 0 | 0 | 0 |  | 0 | 0 | 0 | 0 | 0 | 0
| [Please insert new asset category as required] |  | 0 | 0 | C1 | 0 | 0 | 0 | 0 | 0 | 0 | 0 | 0 | 0 | 0 | 0 | 0 | 0 | 0 | 0 | 0 | 0 | 0 | 0 | 0 | 0 | 0 | 0 | 0 | 0 | 0 | 0 | 0 | 0 | 0 | 0 | 0 | 0 | 0 | 0 | 0 |  | C1 | 0 | 0 | 0 | 0 | 0 | C1 | 0 | 0 | 0 | 0 | 0 | C1 | [5 empty] | C1 | [5 empty] | 0 | [6 empty] | 0 | [6 empty] | 0 | [6 empty] | 0 | [6 empty] | 0 | [6 empty] | 0
|  |  | 0 | 0 | C2 | 0 | 0 | 0 | 0 | 0 | 0 | 0 | 0 | 0 | 0 | 0 | 0 | 0 | 0 | 0 | 0 | 0 | 0 | 0 | 0 | 0 | 0 | 0 | 0 | 0 | 0 | 0 | 0 | 0 | 0 | 0 | 0 | 0 | 0 | 0 | 0 |  | C2 | 0 | 0 | 0 | 0 | 0 | C2 | 0 | 0 | 0 | 0 | 0 | C2 | [5 empty] | C2 | [5 empty] | 0 | [6 empty] | 0 | [6 empty] | 0 | [6 empty] | 0 | [6 empty] | 0 | [6 empty] | 0
|  |  | 0 | 0 | C3 | 0 | 0 | 0 | 0 | 0 | 0 | 0 | 0 | 0 | 0 | 0 | 0 | 0 | 0 | 0 | 0 | 0 | 0 | 0 | 0 | 0 | 0 | 0 | 0 | 0 | 0 | 0 | 0 | 0 | 0 | 0 | 0 | 0 | 0 | 0 | 0 |  | C3 | 0 | 0 | 0 | 0 | 0 | C3 | 0 | 0 | 0 | 0 | 0 | C3 | [5 empty] | C3 | [5 empty] | 0 | [6 empty] | 0 | [6 empty] | 0 | [6 empty] | 0 | [6 empty] | 0 | [6 empty] | 0
|  |  | 0 | 0 | C4 | 0 | 0 | 0 | 0 | 0 | 0 | 0 | 0 | 0 | 0 | 0 | 0 | 0 | 0 | 0 | 0 | 0 | 0 | 0 | 0 | 0 | 0 | 0 | 0 | 0 | 0 | 0 | 0 | 0 | 0 | 0 | 0 | 0 | 0 | 0 | 0 |  | C4 | 0 | 0 | 0 | 0 | 0 | C4 | 0 | 0 | 0 | 0 | 0 | C4 | [5 empty] | C4 | [5 empty] | 0 | [6 empty] | 0 | [6 empty] | 0 | [6 empty] | 0 | [6 empty] | 0 | [6 empty] | 0
|  |  | 0 | 0 |  | 0 | 0 | 0 | 0 | 0 |  | 0 | 0 | 0 | 0 | 0 |  | 0 | 0 | 0 | 0 | 0 |  | 0 | 0 | 0 | 0 | 0 |  | 0 | 0 | 0 | 0 | 0 |  | 0 | 0 | 0 | 0 | 0 | [21 empty] | 0 | 0 | 0 | 0 | 0 | 0 |  | 0 | 0 | 0 | 0 | 0 | 0 |  | 0 | 0 | 0 | 0 | 0 | 0 |  | 0 | 0 | 0 | 0 | 0 | 0 |  | 0 | 0 | 0 | 0 | 0 | 0 |  | 0 | 0 | 0 | 0 | 0 | 0
| [Please insert new asset category as required] |  | 0 | 0 | C1 | 0 | 0 | 0 | 0 | 0 | 0 | 0 | 0 | 0 | 0 | 0 | 0 | 0 | 0 | 0 | 0 | 0 | 0 | 0 | 0 | 0 | 0 | 0 | 0 | 0 | 0 | 0 | 0 | 0 | 0 | 0 | 0 | 0 | 0 | 0 | 0 |  | C1 | 0 | 0 | 0 | 0 | 0 | C1 | 0 | 0 | 0 | 0 | 0 | C1 | [5 empty] | C1 | [5 empty] | 0 | [6 empty] | 0 | [6 empty] | 0 | [6 empty] | 0 | [6 empty] | 0 | [6 empty] | 0
|  |  | 0 | 0 | C2 | 0 | 0 | 0 | 0 | 0 | 0 | 0 | 0 | 0 | 0 | 0 | 0 | 0 | 0 | 0 | 0 | 0 | 0 | 0 | 0 | 0 | 0 | 0 | 0 | 0 | 0 | 0 | 0 | 0 | 0 | 0 | 0 | 0 | 0 | 0 | 0 |  | C2 | 0 | 0 | 0 | 0 | 0 | C2 | 0 | 0 | 0 | 0 | 0 | C2 | [5 empty] | C2 | [5 empty] | 0 | [6 empty] | 0 | [6 empty] | 0 | [6 empty] | 0 | [6 empty] | 0 | [6 empty] | 0
|  |  | 0 | 0 | C3 | 0 | 0 | 0 | 0 | 0 | 0 | 0 | 0 | 0 | 0 | 0 | 0 | 0 | 0 | 0 | 0 | 0 | 0 | 0 | 0 | 0 | 0 | 0 | 0 | 0 | 0 | 0 | 0 | 0 | 0 | 0 | 0 | 0 | 0 | 0 | 0 |  | C3 | 0 | 0 | 0 | 0 | 0 | C3 | 0 | 0 | 0 | 0 | 0 | C3 | [5 empty] | C3 | [5 empty] | 0 | [6 empty] | 0 | [6 empty] | 0 | [6 empty] | 0 | [6 empty] | 0 | [6 empty] | 0
|  |  | 0 | 0 | C4 | 0 | 0 | 0 | 0 | 0 | 0 | 0 | 0 | 0 | 0 | 0 | 0 | 0 | 0 | 0 | 0 | 0 | 0 | 0 | 0 | 0 | 0 | 0 | 0 | 0 | 0 | 0 | 0 | 0 | 0 | 0 | 0 | 0 | 0 | 0 | 0 |  | C4 | 0 | 0 | 0 | 0 | 0 | C4 | 0 | 0 | 0 | 0 | 0 | C4 | [5 empty] | C4 | [5 empty] | 0 | [6 empty] | 0 | [6 empty] | 0 | [6 empty] | 0 | [6 empty] | 0 | [6 empty] | 0
|  |  | 0 | 0 |  | 0 | 0 | 0 | 0 | 0 |  | 0 | 0 | 0 | 0 | 0 |  | 0 | 0 | 0 | 0 | 0 |  | 0 | 0 | 0 | 0 | 0 |  | 0 | 0 | 0 | 0 | 0 |  | 0 | 0 | 0 | 0 | 0 | [21 empty] | 0 | 0 | 0 | 0 | 0 | 0 |  | 0 | 0 | 0 | 0 | 0 | 0 |  | 0 | 0 | 0 | 0 | 0 | 0 |  | 0 | 0 | 0 | 0 | 0 | 0 |  | 0 | 0 | 0 | 0 | 0 | 0 |  | 0 | 0 | 0 | 0 | 0 | 0
[62 empty] | 1316199.2977 | 913971.3294 | 1521092.1297 | 207761.551 | 1163383.3742 | 5122407.682 |  | 1316199.2977 | 913971.3294 | 1521092.1297 | 207761.551 | 1163383.3742 | 5122407.682 |  | 1223983.8984 | 785611.1481 | 1266873.6045 | 1307262.0683 | 1334400.4646 | 5918131.1839 |  | 1337537.8167 | 785611.1481 | 1180724.0731 | 1084968.0414 | 1047515.4642 | 5436356.5436 |  | 1090983.4187 | 463547.6426 | 1255306.2811 | 2725423.9949 | 1545063.844 | 7080325.1813 |  | 1318091.2551 | 463547.6426 | 1083007.2185 | 2280835.9412 | 971293.8434 | 6116775.9007
| HV Network | [72 empty] | 0 | [6 empty] | 0 | [6 empty] | 0 | [6 empty] | 0 | [6 empty] | 0
| HV Switchgear (GM) - Primary |  | 0 | 0 | C1 | 0 | 0 | 0 | 0 | 0 | 0 | 0 | 0 | 0 | 0 | 0 | 0 | 0 | 0 | 0 | 0 | 0 | 0 | 0 | 0 | 0 | 0 | 0 | 0 | 0 | 0 | 0 | 0 | 0 | 0 | 0 | 0 | 0 | 0 | 0 | 0 |  | C1 | 0.001482 | 0.0022066 | 0.0039014 | 0.0063184 | 0.01482 | C1 | 26629.134 | 26629.134 | 26629.134 | 26629.134 | 26629.134 | C1 | 39.465 | 58.7592 | 103.8916 | 168.2537 | 394.6567 | C1 | 0 | 0 | 0 | 0 | 0 | 0 |  | 0 | 0 | 0 | 0 | 0 | 0 |  | 0 | 0 | 0 | 0 | 0 | 0 |  | 0 | 0 | 0 | 0 | 0 | 0 |  | 0 | 0 | 0 | 0 | 0 | 0 |  | 0 | 0 | 0 | 0 | 0 | 0
|  |  | 4451 | 4451 | C2 | 1943 | 500 | 788 | 755 | 465 | 4451 | 1943 | 500 | 788 | 755 | 465 | 4451 | 433 | 0 | 0 | -233 | -200 | 0 | 1710 | 462 | 306 | 1107 | 866 | 4451 | 866 | 0 | 0 | -466 | -400 | 0 | 1547 | 352 | 305 | 750 | 1497 | 4451 |  | C2 | 0.001482 | 0.0022066 | 0.0039014 | 0.0063184 | 0.01482 | C2 | 38041.62 | 38041.62 | 38041.62 | 38041.62 | 38041.62 | C2 | 56.3786 | 83.9417 | 148.4165 | 240.3624 | 563.7953 | C2 | 109543.5662 | 41970.8443 | 116952.2177 | 181473.5904 | 262164.8323 | 712105.0509 |  | 109543.5662 | 41970.8443 | 116952.2177 | 181473.5904 | 262164.8323 | 712105.0509 |  | 96407.3588 | 38781.0602 | 45415.4551 | 266081.1452 | 488246.7629 | 934931.7821 |  | 120819.2806 | 38781.0602 | 45415.4551 | 210076.7126 | 375487.6952 | 790580.2038 |  | 87217.6515 | 29547.4744 | 45267.0386 | 180271.7786 | 844001.6213 | 1186305.5644 |  | 136041.4952 | 29547.4744 | 45267.0386 | 68262.9135 | 618483.486 | 897602.4077
|  |  | 1 | 1 | C3 | 1 | 0 | 0 | 0 | 0 | 1 | 1 | 0 | 0 | 0 | 0 | 1 | 0 | 0 | 0 | 0 | 0 | 0 | 1 | 0 | 0 | 0 | 0 | 1 | 0 | 0 | 0 | 0 | 0 | 0 | 1 | 0 | 0 | 0 | 0 | 1 |  | C3 | 0.001482 | 0.0022066 | 0.0039014 | 0.0063184 | 0.01482 | C3 | 57062.43 | 57062.43 | 57062.43 | 57062.43 | 57062.43 | C3 | 84.5679 | 125.9125 | 222.6248 | 360.5436 | 845.693 | C3 | 84.5679 | 0 | 0 | 0 | 0 | 84.5679 |  | 84.5679 | 0 | 0 | 0 | 0 | 84.5679 |  | 84.5679 | 0 | 0 | 0 | 0 | 84.5679 |  | 84.5679 | 0 | 0 | 0 | 0 | 84.5679 |  | 84.5679 | 0 | 0 | 0 | 0 | 84.5679 |  | 84.5679 | 0 | 0 | 0 | 0 | 84.5679
|  |  | 0 | 0 | C4 | 0 | 0 | 0 | 0 | 0 | 0 | 0 | 0 | 0 | 0 | 0 | 0 | 0 | 0 | 0 | 0 | 0 | 0 | 0 | 0 | 0 | 0 | 0 | 0 | 0 | 0 | 0 | 0 | 0 | 0 | 0 | 0 | 0 | 0 | 0 | 0 |  | C4 | 0.001482 | 0.0022066 | 0.0039014 | 0.0063184 | 0.01482 | C4 | 95104.05 | 95104.05 | 95104.05 | 95104.05 | 95104.05 | C4 | 140.9464 | 209.8542 | 371.0413 | 600.9059 | 1409.4883 | C4 | 0 | 0 | 0 | 0 | 0 | 0 |  | 0 | 0 | 0 | 0 | 0 | 0 |  | 0 | 0 | 0 | 0 | 0 | 0 |  | 0 | 0 | 0 | 0 | 0 | 0 |  | 0 | 0 | 0 | 0 | 0 | 0 |  | 0 | 0 | 0 | 0 | 0 | 0
|  |  | 4452 | 4452 |  | 1944 | 500 | 788 | 755 | 465 |  | 1944 | 500 | 788 | 755 | 465 |  | 433 | 0 | 0 | -233 | -200 |  | 1711 | 462 | 306 | 1107 | 866 |  | 866 | 0 | 0 | -466 | -400 |  | 1548 | 352 | 305 | 750 | 1497 | [21 empty] | 109628.134 | 41970.8443 | 116952.2177 | 181473.5904 | 262164.8323 | 712189.6188 |  | 109628.134 | 41970.8443 | 116952.2177 | 181473.5904 | 262164.8323 | 712189.6188 |  | 96491.9267 | 38781.0602 | 45415.4551 | 266081.1452 | 488246.7629 | 935016.35 |  | 120903.8485 | 38781.0602 | 45415.4551 | 210076.7126 | 375487.6952 | 790664.7717 |  | 87302.2194 | 29547.4744 | 45267.0386 | 180271.7786 | 844001.6213 | 1186390.1322 |  | 136126.0631 | 29547.4744 | 45267.0386 | 68262.9135 | 618483.486 | 897686.9755
| HV Switchgear (GM) - Distribution |  | 7237 | 6078 | C1 | 2730 | 2147 | 581 | 1455 | 324 | 7237 | 2730 | 2147 | 581 | 1455 | 324 | 7237 | 1 | 0 | -25 | -250 | -305.5 | -579.5 | 2306 | 1733 | 928 | 937 | 1333 | 7237 | 2 | 0 | -50 | -500 | -611 | -1159 | 1883 | 1004 | 1330 | 997 | 2023 | 7237 |  | C1 | 0.0019095 | 0.0028431 | 0.0050268 | 0.008141 | 0.019096 | C1 | 12099.157 | 12099.157 | 12099.157 | 12099.157 | 12099.157 | C1 | 23.1037 | 34.399 | 60.8205 | 98.4995 | 231.041 | C1 | 63073.1164 | 73854.5599 | 35336.6963 | 143316.7799 | 74857.2828 | 390438.4354 |  | 63073.1164 | 73854.5599 | 35336.6963 | 143316.7799 | 74857.2828 | 390438.4354 |  | 53277.1452 | 59613.3918 | 56441.4014 | 92294.0363 | 307977.6481 | 569603.6229 |  | 53300.2489 | 59613.3918 | 54920.8895 | 67669.16 | 237394.6237 | 472898.314 |  | 43504.2777 | 34536.5525 | 80891.2326 | 98204.0066 | 467395.9356 | 724532.005 |  | 43550.4851 | 34536.5525 | 77850.2088 | 48954.254 | 326229.8868 | 531121.3873
|  |  | 20054 | 19821 | C2 | 10262 | 3513 | 796 | 4399 | 1084 | 20054 | 10262 | 3513 | 796 | 4399 | 1084 | 20054 | 3003 | 0 | -170 | -486.5 | -2463 | -116.5 | 9116 | 3519 | 1308 | 1512 | 4599 | 20054 | 6006 | 0 | -340 | -973 | -4926 | -233 | 7817 | 2751 | 2409 | 1341 | 5736 | 20054 |  | C2 | 0.0019095 | 0.0028431 | 0.0050268 | 0.008141 | 0.019096 | C2 | 17284.51 | 17284.51 | 17284.51 | 17284.51 | 17284.51 | C2 | 33.0053 | 49.1414 | 86.8864 | 140.7136 | 330.0586 | C2 | 338700.3248 | 172633.6209 | 69161.5694 | 618999.0327 | 357783.4858 | 1557278.0337 |  | 338700.3248 | 172633.6209 | 69161.5694 | 618999.0327 | 357783.4858 | 1557278.0337 |  | 300876.2581 | 172928.4691 | 113647.4031 | 212758.931 | 1517939.346 | 2318150.4073 |  | 399991.1553 | 172928.4691 | 98876.7161 | 144301.775 | 705005.0974 | 1521103.213 |  | 258002.3815 | 135187.8996 | 209309.3226 | 188696.909 | 1893215.9358 | 2684412.4485 |  | 456232.1759 | 135187.8996 | 179767.9487 | 51782.597 | 267347.4386 | 1090318.0598
|  |  | 2351 | 2012 | C3 | 1059 | 500 | 108 | 560 | 124 | 2351 | 1059 | 500 | 108 | 560 | 124 | 2351 | 156 | 0 | -100 | -25 | -200.5 | -169.5 | 932 | 469 | 168 | 221 | 561 | 2351 | 312 | 0 | -200 | -50 | -401 | -339 | 768 | 338 | 348 | 168 | 729 | 2351 |  | C3 | 0.0019095 | 0.0028431 | 0.0050268 | 0.008141 | 0.019096 | C3 | 25926.765 | 25926.765 | 25926.765 | 25926.765 | 25926.765 | C3 | 49.5079 | 73.712 | 130.3296 | 211.0704 | 495.0878 | C3 | 52428.9092 | 36856.025 | 14075.5958 | 118199.4061 | 61390.8933 | 282950.8294 |  | 52428.9092 | 36856.025 | 14075.5958 | 118199.4061 | 61390.8933 | 282950.8294 |  | 46141.4007 | 34570.9514 | 21895.3712 | 46646.5513 | 277744.2835 | 426998.5582 |  | 53864.6395 | 34570.9514 | 8862.4122 | 41369.7921 | 178479.1697 | 317146.9649 |  | 38022.0984 | 24914.6729 | 45354.6976 | 35459.8218 | 360919.0422 | 504670.3329 |  | 53468.5759 | 24914.6729 | 19288.7794 | 24906.3034 | 162388.8146 | 284967.1462
|  |  | 554 | 492 | C4 | 291 | 77 | 24 | 140 | 22 | 554 | 291 | 77 | 24 | 140 | 22 | 554 | 3.5 | 0 | -20 | -10 | -4.5 | -31 | 252 | 92 | 23 | 41 | 146 | 554 | 7 | 0 | -40 | -20 | -9 | -62 | 222 | 69 | 62 | 27 | 174 | 554 |  | C4 | 0.0019095 | 0.0028431 | 0.0050268 | 0.008141 | 0.019096 | C4 | 43211.275 | 43211.275 | 43211.275 | 43211.275 | 43211.275 | C4 | 82.5132 | 122.8534 | 217.216 | 351.7839 | 825.1464 | C4 | 24011.3512 | 9459.7131 | 5213.1836 | 49249.7525 | 18153.2211 | 106087.2216 |  | 24011.3512 | 9459.7131 | 5213.1836 | 49249.7525 | 18153.2211 | 106087.2216 |  | 20793.3351 | 11302.5143 | 4995.9676 | 14423.1418 | 120471.3767 | 171986.3355 |  | 21082.1314 | 11302.5143 | 651.648 | 10905.3023 | 116758.2178 | 160699.8138 |  | 18317.938 | 8476.8857 | 13467.391 | 9498.1666 | 143575.4763 | 193335.8577 |  | 18895.5307 | 8476.8857 | 4778.7517 | 2462.4876 | 136149.1586 | 170762.8143
|  |  | 30196 | 28403 |  | 14342 | 6237 | 1509 | 6554 | 1554 |  | 14342 | 6237 | 1509 | 6554 | 1554 |  | 3163.5 | 0 | -315 | -771.5 | -2973.5 |  | 12606 | 5813 | 2427 | 2711 | 6639 |  | 6327 | 0 | -630 | -1543 | -5947 |  | 10690 | 4162 | 4149 | 2533 | 8662 | [21 empty] | 478213.7016 | 292803.9189 | 123787.0452 | 929764.9713 | 512184.883 | 2336754.52 |  | 478213.7016 | 292803.9189 | 123787.0452 | 929764.9713 | 512184.883 | 2336754.52 |  | 421088.1391 | 278415.3267 | 196980.1433 | 366122.6604 | 2224132.6543 | 3486738.9239 |  | 528238.1751 | 278415.3267 | 163311.6657 | 264246.0294 | 1237637.1087 | 2471848.3057 |  | 357846.6957 | 203116.0107 | 349022.6438 | 331858.904 | 2865106.3899 | 4106950.644 |  | 572146.7677 | 203116.0107 | 281685.6886 | 128105.642 | 892115.2986 | 2077169.4077
| HV Transformer (GM) |  | 1580 | 1580 | C1 | 952 | 150 | 89 | 353 | 36 | 1580 | 952 | 150 | 89 | 353 | 36 | 1580 | 0 | 0 | 0 | 0 | 0 | 0 | 883 | 143 | 76 | 365 | 113 | 1580 | 0 | 0 | 0 | 0 | 0 | 0 | 780 | 162 | 89 | 143 | 406 | 1580 |  | C1 | 0.002223 | 0.0033099 | 0.0058521 | 0.0094776 | 0.022231 | C1 | 13316.478 | 13316.478 | 13316.478 | 13316.478 | 13316.478 | C1 | 29.603 | 44.0757 | 77.9299 | 126.2084 | 296.035 | C1 | 28182.0548 | 6611.3568 | 6935.7572 | 44551.5499 | 10657.2613 | 96937.98 |  | 28182.0548 | 6611.3568 | 6935.7572 | 44551.5499 | 10657.2613 | 96937.98 |  | 26139.4479 | 6302.8268 | 5922.6691 | 46066.0502 | 33451.959 | 117882.9529 |  | 26139.4479 | 6302.8268 | 5922.6691 | 46066.0502 | 33451.959 | 117882.9529 |  | 23090.339 | 7140.2653 | 6935.7572 | 18047.795 | 120190.2244 | 175404.3809 |  | 23090.339 | 7140.2653 | 6935.7572 | 18047.795 | 120190.2244 | 175404.3809
|  |  | 13497 | 13493 | C2 | 6515 | 742 | 646 | 5320 | 274 | 13497 | 6515 | 742 | 646 | 5320 | 274 | 13497 | 275.5 | 0 | -56.5 | -113.5 | -107.5 | -2 | 6208 | 630 | 451 | 5416 | 792 | 13497 | 551 | 0 | -113 | -227 | -215 | -4 | 5685 | 816 | 355 | 913 | 5728 | 13497 |  | C2 | 0.002223 | 0.0033099 | 0.0058521 | 0.0094776 | 0.022231 | C2 | 19023.54 | 19023.54 | 19023.54 | 19023.54 | 19023.54 | C2 | 42.29 | 62.9653 | 111.3284 | 180.2977 | 422.9072 | C2 | 275519.3382 | 46720.2544 | 71918.1246 | 959183.5111 | 115876.571 | 1469217.7993 |  | 275519.3382 | 46720.2544 | 71918.1246 | 959183.5111 | 115876.571 | 1469217.7993 |  | 262536.3087 | 39668.1405 | 50209.0932 | 976492.0857 | 334942.4973 | 1663848.1254 |  | 274187.2032 | 39668.1405 | 43919.0405 | 956028.3022 | 289479.974 | 1603282.6604 |  | 240418.6397 | 51379.6868 | 39521.57 | 164611.7567 | 2422412.4046 | 2918344.0578 |  | 263720.4287 | 51379.6868 | 26941.4646 | 123684.1896 | 2331487.358 | 2797213.1277
|  |  | 1530 | 1530 | C3 | 629 | 51 | 50 | 787 | 13 | 1530 | 629 | 51 | 50 | 787 | 13 | 1530 | 420.5 | -21.5 | 0 | -27.5 | -371.5 | 0 | 611 | 43 | 24 | 779 | 73 | 1530 | 841 | -43 | 0 | -55 | -743 | 0 | 574 | 54 | 26 | 55 | 821 | 1530 |  | C3 | 0.002223 | 0.0033099 | 0.0058521 | 0.0094776 | 0.022231 | C3 | 28535.31 | 28535.31 | 28535.31 | 28535.31 | 28535.31 | C3 | 63.435 | 94.448 | 166.9925 | 270.4465 | 634.3608 | C3 | 39900.6133 | 4816.8456 | 8349.6275 | 212841.3787 | 8246.6903 | 274155.1554 |  | 39900.6133 | 4816.8456 | 8349.6275 | 212841.3787 | 8246.6903 | 274155.1554 |  | 38758.7833 | 4061.262 | 4007.8212 | 210677.8069 | 46308.3377 | 303814.0111 |  | 65433.1997 | 2030.631 | 4007.8212 | 203240.5287 | -189356.6959 | 85355.4847 |  | 36411.6884 | 5100.1895 | 4341.8063 | 14874.5563 | 520810.2088 | 581538.4494 |  | 89760.5211 | 1038.9275 | 4341.8063 | 0 | 49480.1416 | 144621.3966
|  |  | 26 | 26 | C4 | 8 | 3 | 3 | 12 | 0 | 26 | 8 | 3 | 3 | 12 | 0 | 26 | 8 | 0 | 0 | -2.5 | -5.5 | 0 | 7 | 3 | 3 | 12 | 1 | 26 | 16 | 0 | 0 | -5 | -11 | 0 | 5 | 4 | 1 | 5 | 11 | 26 |  | C4 | 0.002223 | 0.0033099 | 0.0058521 | 0.0094776 | 0.022231 | C4 | 47558.85 | 47558.85 | 47558.85 | 47558.85 | 47558.85 | C4 | 105.725 | 157.4133 | 278.3209 | 450.7441 | 1057.268 | C4 | 845.8 | 472.2398 | 834.9627 | 5408.9296 | 0 | 7561.9321 |  | 845.8 | 472.2398 | 834.9627 | 5408.9296 | 0 | 7561.9321 |  | 740.075 | 472.2398 | 834.9627 | 5408.9296 | 1057.268 | 8513.475 |  | 1585.8749 | 472.2398 | 834.9627 | 4282.0692 | -4757.7059 | 2417.4408 |  | 528.625 | 629.653 | 278.3209 | 2253.7207 | 11629.9478 | 15320.2674 |  | 2220.2249 | 629.653 | 278.3209 | 0 | 0 | 3128.1988
|  |  | 16633 | 16629 |  | 8104 | 946 | 788 | 6472 | 323 |  | 8104 | 946 | 788 | 6472 | 323 |  | 704 | -21.5 | -56.5 | -143.5 | -484.5 |  | 7709 | 819 | 554 | 6572 | 979 |  | 1408 | -43 | -113 | -287 | -969 |  | 7044 | 1036 | 471 | 1116 | 6966 | [21 empty] | 344447.8062 | 58620.6966 | 88038.472 | 1221985.3693 | 134780.5226 | 1847872.8667 |  | 344447.8062 | 58620.6966 | 88038.472 | 1221985.3693 | 134780.5226 | 1847872.8667 |  | 328174.6149 | 50504.4691 | 60974.5462 | 1238644.8724 | 415760.062 | 2094058.5645 |  | 367345.7257 | 48473.8381 | 54684.4935 | 1209616.9503 | 128817.5312 | 1808938.5388 |  | 300449.2921 | 64249.7946 | 51077.4544 | 199787.8287 | 3075042.7857 | 3690607.1555 |  | 378791.5137 | 60188.5326 | 38497.3491 | 141731.9846 | 2501157.724 | 3120367.104
| HV UG Cable |  | 0 | 0 | C1 | 0 | 0 | 0 | 0 | 0 | 0 | 0 | 0 | 0 | 0 | 0 | 0 | 0 | 0 | 0 | 0 | 0 | 0 | 0 | 0 | 0 | 0 | 0 | 0 | 0 | 0 | 0 | 0 | 0 | 0 | 0 | 0 | 0 | 0 | 0 | 0 |  | C1 | 0 | 0 | 0 | 0 | 0 | C1 | 0 | 0 | 0 | 0 | 0 | C1 | [5 empty] | C1 | [5 empty] | 0 | [6 empty] | 0 | [6 empty] | 0 | [6 empty] | 0 | [6 empty] | 0 | [6 empty] | 0
|  |  | 0 | 0 | C2 | 0 | 0 | 0 | 0 | 0 | 0 | 0 | 0 | 0 | 0 | 0 | 0 | 0 | 0 | 0 | 0 | 0 | 0 | 0 | 0 | 0 | 0 | 0 | 0 | 0 | 0 | 0 | 0 | 0 | 0 | 0 | 0 | 0 | 0 | 0 | 0 |  | C2 | 0 | 0 | 0 | 0 | 0 | C2 | 0 | 0 | 0 | 0 | 0 | C2 | [5 empty] | C2 | [5 empty] | 0 | [6 empty] | 0 | [6 empty] | 0 | [6 empty] | 0 | [6 empty] | 0 | [6 empty] | 0
|  |  | 0 | 0 | C3 | 0 | 0 | 0 | 0 | 0 | 0 | 0 | 0 | 0 | 0 | 0 | 0 | 0 | 0 | 0 | 0 | 0 | 0 | 0 | 0 | 0 | 0 | 0 | 0 | 0 | 0 | 0 | 0 | 0 | 0 | 0 | 0 | 0 | 0 | 0 | 0 |  | C3 | 0 | 0 | 0 | 0 | 0 | C3 | 0 | 0 | 0 | 0 | 0 | C3 | [5 empty] | C3 | [5 empty] | 0 | [6 empty] | 0 | [6 empty] | 0 | [6 empty] | 0 | [6 empty] | 0 | [6 empty] | 0
|  |  | 0 | 0 | C4 | 0 | 0 | 0 | 0 | 0 | 0 | 0 | 0 | 0 | 0 | 0 | 0 | 0 | 0 | 0 | 0 | 0 | 0 | 0 | 0 | 0 | 0 | 0 | 0 | 0 | 0 | 0 | 0 | 0 | 0 | 0 | 0 | 0 | 0 | 0 | 0 |  | C4 | 0 | 0 | 0 | 0 | 0 | C4 | 0 | 0 | 0 | 0 | 0 | C4 | [5 empty] | C4 | [5 empty] | 0 | [6 empty] | 0 | [6 empty] | 0 | [6 empty] | 0 | [6 empty] | 0 | [6 empty] | 0
|  |  | 0 | 0 |  | 0 | 0 | 0 | 0 | 0 |  | 0 | 0 | 0 | 0 | 0 |  | 0 | 0 | 0 | 0 | 0 |  | 0 | 0 | 0 | 0 | 0 |  | 0 | 0 | 0 | 0 | 0 |  | 0 | 0 | 0 | 0 | 0 | [21 empty] | 0 | 0 | 0 | 0 | 0 | 0 |  | 0 | 0 | 0 | 0 | 0 | 0 |  | 0 | 0 | 0 | 0 | 0 | 0 |  | 0 | 0 | 0 | 0 | 0 | 0 |  | 0 | 0 | 0 | 0 | 0 | 0 |  | 0 | 0 | 0 | 0 | 0 | 0
| HV OHL Support - Poles |  | 0 | 0 | C1 | 0 | 0 | 0 | 0 | 0 | 0 | 0 | 0 | 0 | 0 | 0 | 0 | 0 | 0 | 0 | 0 | 0 | 0 | 0 | 0 | 0 | 0 | 0 | 0 | 0 | 0 | 0 | 0 | 0 | 0 | 0 | 0 | 0 | 0 | 0 | 0 |  | C1 | 0.0081226 | 0.012094 | 0.021383 | 0.03463 | 0.081228 | C1 | 2202.144 | 2202.144 | 2202.144 | 2202.144 | 2202.144 | C1 | 17.8872 | 26.6321 | 47.088 | 76.2596 | 178.875 | C1 | 0 | 0 | 0 | 0 | 0 | 0 |  | 0 | 0 | 0 | 0 | 0 | 0 |  | 0 | 0 | 0 | 0 | 0 | 0 |  | 0 | 0 | 0 | 0 | 0 | 0 |  | 0 | 0 | 0 | 0 | 0 | 0 |  | 0 | 0 | 0 | 0 | 0 | 0
|  |  | 98472 | 98472 | C2 | 28943 | 9149 | 55649 | 850 | 3881 | 98472 | 28943 | 9149 | 55649 | 850 | 3881 | 98472 | 636 | 0 | -50 | -206 | -380 | 0 | 26040 | 6136 | 21645 | 40376 | 4275 | 98472 | 1272 | 0 | -100 | -412 | -760 | 0 | 21098 | 7504 | 5702 | 59531 | 4637 | 98472 |  | C2 | 0.0081226 | 0.012094 | 0.021383 | 0.03463 | 0.081228 | C2 | 3145.92 | 3145.92 | 3145.92 | 3145.92 | 3145.92 | C2 | 25.5531 | 38.0459 | 67.2686 | 108.9423 | 255.5358 | C2 | 739584.5105 | 348081.9611 | 3743430.6879 | 92600.9823 | 991734.2476 | 5915432.3894 |  | 739584.5105 | 348081.9611 | 3743430.6879 | 92600.9823 | 991734.2476 | 5915432.3894 |  | 665403.7471 | 233449.6572 | 1456028.9896 | 4398655.6013 | 1092415.3333 | 7845953.3285 |  | 681655.5437 | 233449.6572 | 1452665.5592 | 4376213.4809 | 995311.7481 | 7739295.9891 |  | 539120.1328 | 285496.4517 | 383565.5948 | 6485445.9729 | 1184919.275 | 8878547.4271 |  | 571623.7259 | 285496.4517 | 376838.7341 | 6440561.7321 | 990712.1046 | 8665232.7484
|  |  | 0 | 0 | C3 | 0 | 0 | 0 | 0 | 0 | 0 | 0 | 0 | 0 | 0 | 0 | 0 | 0 | 0 | 0 | 0 | 0 | 0 | 0 | 0 | 0 | 0 | 0 | 0 | 0 | 0 | 0 | 0 | 0 | 0 | 0 | 0 | 0 | 0 | 0 | 0 |  | C3 | 0.0081226 | 0.012094 | 0.021383 | 0.03463 | 0.081228 | C3 | 4718.88 | 4718.88 | 4718.88 | 4718.88 | 4718.88 | C3 | 38.3297 | 57.0689 | 100.9029 | 163.4135 | 383.3036 | C3 | 0 | 0 | 0 | 0 | 0 | 0 |  | 0 | 0 | 0 | 0 | 0 | 0 |  | 0 | 0 | 0 | 0 | 0 | 0 |  | 0 | 0 | 0 | 0 | 0 | 0 |  | 0 | 0 | 0 | 0 | 0 | 0 |  | 0 | 0 | 0 | 0 | 0 | 0
|  |  | 0 | 0 | C4 | 0 | 0 | 0 | 0 | 0 | 0 | 0 | 0 | 0 | 0 | 0 | 0 | 0 | 0 | 0 | 0 | 0 | 0 | 0 | 0 | 0 | 0 | 0 | 0 | 0 | 0 | 0 | 0 | 0 | 0 | 0 | 0 | 0 | 0 | 0 | 0 |  | C4 | 0.0081226 | 0.012094 | 0.021383 | 0.03463 | 0.081228 | C4 | 7864.8 | 7864.8 | 7864.8 | 7864.8 | 7864.8 | C4 | 63.8828 | 95.1148 | 168.1715 | 272.3558 | 638.8394 | C4 | 0 | 0 | 0 | 0 | 0 | 0 |  | 0 | 0 | 0 | 0 | 0 | 0 |  | 0 | 0 | 0 | 0 | 0 | 0 |  | 0 | 0 | 0 | 0 | 0 | 0 |  | 0 | 0 | 0 | 0 | 0 | 0 |  | 0 | 0 | 0 | 0 | 0 | 0
|  |  | 98472 | 98472 |  | 28943 | 9149 | 55649 | 850 | 3881 |  | 28943 | 9149 | 55649 | 850 | 3881 |  | 636 | 0 | -50 | -206 | -380 |  | 26040 | 6136 | 21645 | 40376 | 4275 |  | 1272 | 0 | -100 | -412 | -760 |  | 21098 | 7504 | 5702 | 59531 | 4637 | [21 empty] | 739584.5105 | 348081.9611 | 3743430.6879 | 92600.9823 | 991734.2476 | 5915432.3894 |  | 739584.5105 | 348081.9611 | 3743430.6879 | 92600.9823 | 991734.2476 | 5915432.3894 |  | 665403.7471 | 233449.6572 | 1456028.9896 | 4398655.6013 | 1092415.3333 | 7845953.3285 |  | 681655.5437 | 233449.6572 | 1452665.5592 | 4376213.4809 | 995311.7481 | 7739295.9891 |  | 539120.1328 | 285496.4517 | 383565.5948 | 6485445.9729 | 1184919.275 | 8878547.4271 |  | 571623.7259 | 285496.4517 | 376838.7341 | 6440561.7321 | 990712.1046 | 8665232.7484
| [Please insert new asset category as required] |  | 0 | 0 | C1 | 0 | 0 | 0 | 0 | 0 | 0 | 0 | 0 | 0 | 0 | 0 | 0 | 0 | 0 | 0 | 0 | 0 | 0 | 0 | 0 | 0 | 0 | 0 | 0 | 0 | 0 | 0 | 0 | 0 | 0 | 0 | 0 | 0 | 0 | 0 | 0 |  | C1 | 0 | 0 | 0 | 0 | 0 | C1 | 0 | 0 | 0 | 0 | 0 | C1 | [5 empty] | C1 | [5 empty] | 0 | [6 empty] | 0 | [6 empty] | 0 | [6 empty] | 0 | [6 empty] | 0 | [6 empty] | 0
|  |  | 0 | 0 | C2 | 0 | 0 | 0 | 0 | 0 | 0 | 0 | 0 | 0 | 0 | 0 | 0 | 0 | 0 | 0 | 0 | 0 | 0 | 0 | 0 | 0 | 0 | 0 | 0 | 0 | 0 | 0 | 0 | 0 | 0 | 0 | 0 | 0 | 0 | 0 | 0 |  | C2 | 0 | 0 | 0 | 0 | 0 | C2 | 0 | 0 | 0 | 0 | 0 | C2 | [5 empty] | C2 | [5 empty] | 0 | [6 empty] | 0 | [6 empty] | 0 | [6 empty] | 0 | [6 empty] | 0 | [6 empty] | 0
|  |  | 0 | 0 | C3 | 0 | 0 | 0 | 0 | 0 | 0 | 0 | 0 | 0 | 0 | 0 | 0 | 0 | 0 | 0 | 0 | 0 | 0 | 0 | 0 | 0 | 0 | 0 | 0 | 0 | 0 | 0 | 0 | 0 | 0 | 0 | 0 | 0 | 0 | 0 | 0 |  | C3 | 0 | 0 | 0 | 0 | 0 | C3 | 0 | 0 | 0 | 0 | 0 | C3 | [5 empty] | C3 | [5 empty] | 0 | [6 empty] | 0 | [6 empty] | 0 | [6 empty] | 0 | [6 empty] | 0 | [6 empty] | 0
|  |  | 0 | 0 | C4 | 0 | 0 | 0 | 0 | 0 | 0 | 0 | 0 | 0 | 0 | 0 | 0 | 0 | 0 | 0 | 0 | 0 | 0 | 0 | 0 | 0 | 0 | 0 | 0 | 0 | 0 | 0 | 0 | 0 | 0 | 0 | 0 | 0 | 0 | 0 | 0 |  | C4 | 0 | 0 | 0 | 0 | 0 | C4 | 0 | 0 | 0 | 0 | 0 | C4 | [5 empty] | C4 | [5 empty] | 0 | [6 empty] | 0 | [6 empty] | 0 | [6 empty] | 0 | [6 empty] | 0 | [6 empty] | 0
|  |  | 0 | 0 |  | 0 | 0 | 0 | 0 | 0 |  | 0 | 0 | 0 | 0 | 0 |  | 0 | 0 | 0 | 0 | 0 |  | 0 | 0 | 0 | 0 | 0 |  | 0 | 0 | 0 | 0 | 0 |  | 0 | 0 | 0 | 0 | 0 | [21 empty] | 0 | 0 | 0 | 0 | 0 | 0 |  | 0 | 0 | 0 | 0 | 0 | 0 |  | 0 | 0 | 0 | 0 | 0 | 0 |  | 0 | 0 | 0 | 0 | 0 | 0 |  | 0 | 0 | 0 | 0 | 0 | 0 |  | 0 | 0 | 0 | 0 | 0 | 0
| [Please insert new asset category as required] |  | 0 | 0 | C1 | 0 | 0 | 0 | 0 | 0 | 0 | 0 | 0 | 0 | 0 | 0 | 0 | 0 | 0 | 0 | 0 | 0 | 0 | 0 | 0 | 0 | 0 | 0 | 0 | 0 | 0 | 0 | 0 | 0 | 0 | 0 | 0 | 0 | 0 | 0 | 0 |  | C1 | 0 | 0 | 0 | 0 | 0 | C1 | 0 | 0 | 0 | 0 | 0 | C1 | [5 empty] | C1 | [5 empty] | 0 | [6 empty] | 0 | [6 empty] | 0 | [6 empty] | 0 | [6 empty] | 0 | [6 empty] | 0
|  |  | 0 | 0 | C2 | 0 | 0 | 0 | 0 | 0 | 0 | 0 | 0 | 0 | 0 | 0 | 0 | 0 | 0 | 0 | 0 | 0 | 0 | 0 | 0 | 0 | 0 | 0 | 0 | 0 | 0 | 0 | 0 | 0 | 0 | 0 | 0 | 0 | 0 | 0 | 0 |  | C2 | 0 | 0 | 0 | 0 | 0 | C2 | 0 | 0 | 0 | 0 | 0 | C2 | [5 empty] | C2 | [5 empty] | 0 | [6 empty] | 0 | [6 empty] | 0 | [6 empty] | 0 | [6 empty] | 0 | [6 empty] | 0
|  |  | 0 | 0 | C3 | 0 | 0 | 0 | 0 | 0 | 0 | 0 | 0 | 0 | 0 | 0 | 0 | 0 | 0 | 0 | 0 | 0 | 0 | 0 | 0 | 0 | 0 | 0 | 0 | 0 | 0 | 0 | 0 | 0 | 0 | 0 | 0 | 0 | 0 | 0 | 0 |  | C3 | 0 | 0 | 0 | 0 | 0 | C3 | 0 | 0 | 0 | 0 | 0 | C3 | [5 empty] | C3 | [5 empty] | 0 | [6 empty] | 0 | [6 empty] | 0 | [6 empty] | 0 | [6 empty] | 0 | [6 empty] | 0
|  |  | 0 | 0 | C4 | 0 | 0 | 0 | 0 | 0 | 0 | 0 | 0 | 0 | 0 | 0 | 0 | 0 | 0 | 0 | 0 | 0 | 0 | 0 | 0 | 0 | 0 | 0 | 0 | 0 | 0 | 0 | 0 | 0 | 0 | 0 | 0 | 0 | 0 | 0 | 0 |  | C4 | 0 | 0 | 0 | 0 | 0 | C4 | 0 | 0 | 0 | 0 | 0 | C4 | [5 empty] | C4 | [5 empty] | 0 | [6 empty] | 0 | [6 empty] | 0 | [6 empty] | 0 | [6 empty] | 0 | [6 empty] | 0
|  |  | 0 | 0 |  | 0 | 0 | 0 | 0 | 0 |  | 0 | 0 | 0 | 0 | 0 |  | 0 | 0 | 0 | 0 | 0 |  | 0 | 0 | 0 | 0 | 0 |  | 0 | 0 | 0 | 0 | 0 |  | 0 | 0 | 0 | 0 | 0 | [21 empty] | 0 | 0 | 0 | 0 | 0 | 0 |  | 0 | 0 | 0 | 0 | 0 | 0 |  | 0 | 0 | 0 | 0 | 0 | 0 |  | 0 | 0 | 0 | 0 | 0 | 0 |  | 0 | 0 | 0 | 0 | 0 | 0 |  | 0 | 0 | 0 | 0 | 0 | 0
| [Please insert new asset category as required] |  | 0 | 0 | C1 | 0 | 0 | 0 | 0 | 0 | 0 | 0 | 0 | 0 | 0 | 0 | 0 | 0 | 0 | 0 | 0 | 0 | 0 | 0 | 0 | 0 | 0 | 0 | 0 | 0 | 0 | 0 | 0 | 0 | 0 | 0 | 0 | 0 | 0 | 0 | 0 |  | C1 | 0 | 0 | 0 | 0 | 0 | C1 | 0 | 0 | 0 | 0 | 0 | C1 | [5 empty] | C1 | [5 empty] | 0 | [6 empty] | 0 | [6 empty] | 0 | [6 empty] | 0 | [6 empty] | 0 | [6 empty] | 0
|  |  | 0 | 0 | C2 | 0 | 0 | 0 | 0 | 0 | 0 | 0 | 0 | 0 | 0 | 0 | 0 | 0 | 0 | 0 | 0 | 0 | 0 | 0 | 0 | 0 | 0 | 0 | 0 | 0 | 0 | 0 | 0 | 0 | 0 | 0 | 0 | 0 | 0 | 0 | 0 |  | C2 | 0 | 0 | 0 | 0 | 0 | C2 | 0 | 0 | 0 | 0 | 0 | C2 | [5 empty] | C2 | [5 empty] | 0 | [6 empty] | 0 | [6 empty] | 0 | [6 empty] | 0 | [6 empty] | 0 | [6 empty] | 0
|  |  | 0 | 0 | C3 | 0 | 0 | 0 | 0 | 0 | 0 | 0 | 0 | 0 | 0 | 0 | 0 | 0 | 0 | 0 | 0 | 0 | 0 | 0 | 0 | 0 | 0 | 0 | 0 | 0 | 0 | 0 | 0 | 0 | 0 | 0 | 0 | 0 | 0 | 0 | 0 |  | C3 | 0 | 0 | 0 | 0 | 0 | C3 | 0 | 0 | 0 | 0 | 0 | C3 | [5 empty] | C3 | [5 empty] | 0 | [6 empty] | 0 | [6 empty] | 0 | [6 empty] | 0 | [6 empty] | 0 | [6 empty] | 0
|  |  | 0 | 0 | C4 | 0 | 0 | 0 | 0 | 0 | 0 | 0 | 0 | 0 | 0 | 0 | 0 | 0 | 0 | 0 | 0 | 0 | 0 | 0 | 0 | 0 | 0 | 0 | 0 | 0 | 0 | 0 | 0 | 0 | 0 | 0 | 0 | 0 | 0 | 0 | 0 |  | C4 | 0 | 0 | 0 | 0 | 0 | C4 | 0 | 0 | 0 | 0 | 0 | C4 | [5 empty] | C4 | [5 empty] | 0 | [6 empty] | 0 | [6 empty] | 0 | [6 empty] | 0 | [6 empty] | 0 | [6 empty] | 0
|  |  | 0 | 0 |  | 0 | 0 | 0 | 0 | 0 |  | 0 | 0 | 0 | 0 | 0 |  | 0 | 0 | 0 | 0 | 0 |  | 0 | 0 | 0 | 0 | 0 |  | 0 | 0 | 0 | 0 | 0 |  | 0 | 0 | 0 | 0 | 0 | [21 empty] | 0 | 0 | 0 | 0 | 0 | 0 |  | 0 | 0 | 0 | 0 | 0 | 0 |  | 0 | 0 | 0 | 0 | 0 | 0 |  | 0 | 0 | 0 | 0 | 0 | 0 |  | 0 | 0 | 0 | 0 | 0 | 0 |  | 0 | 0 | 0 | 0 | 0 | 0
| [Please insert new asset category as required] |  | 0 | 0 | C1 | 0 | 0 | 0 | 0 | 0 | 0 | 0 | 0 | 0 | 0 | 0 | 0 | 0 | 0 | 0 | 0 | 0 | 0 | 0 | 0 | 0 | 0 | 0 | 0 | 0 | 0 | 0 | 0 | 0 | 0 | 0 | 0 | 0 | 0 | 0 | 0 |  | C1 | 0 | 0 | 0 | 0 | 0 | C1 | 0 | 0 | 0 | 0 | 0 | C1 | [5 empty] | C1 | [5 empty] | 0 | [6 empty] | 0 | [6 empty] | 0 | [6 empty] | 0 | [6 empty] | 0 | [6 empty] | 0
|  |  | 0 | 0 | C2 | 0 | 0 | 0 | 0 | 0 | 0 | 0 | 0 | 0 | 0 | 0 | 0 | 0 | 0 | 0 | 0 | 0 | 0 | 0 | 0 | 0 | 0 | 0 | 0 | 0 | 0 | 0 | 0 | 0 | 0 | 0 | 0 | 0 | 0 | 0 | 0 |  | C2 | 0 | 0 | 0 | 0 | 0 | C2 | 0 | 0 | 0 | 0 | 0 | C2 | [5 empty] | C2 | [5 empty] | 0 | [6 empty] | 0 | [6 empty] | 0 | [6 empty] | 0 | [6 empty] | 0 | [6 empty] | 0
|  |  | 0 | 0 | C3 | 0 | 0 | 0 | 0 | 0 | 0 | 0 | 0 | 0 | 0 | 0 | 0 | 0 | 0 | 0 | 0 | 0 | 0 | 0 | 0 | 0 | 0 | 0 | 0 | 0 | 0 | 0 | 0 | 0 | 0 | 0 | 0 | 0 | 0 | 0 | 0 |  | C3 | 0 | 0 | 0 | 0 | 0 | C3 | 0 | 0 | 0 | 0 | 0 | C3 | [5 empty] | C3 | [5 empty] | 0 | [6 empty] | 0 | [6 empty] | 0 | [6 empty] | 0 | [6 empty] | 0 | [6 empty] | 0
|  |  | 0 | 0 | C4 | 0 | 0 | 0 | 0 | 0 | 0 | 0 | 0 | 0 | 0 | 0 | 0 | 0 | 0 | 0 | 0 | 0 | 0 | 0 | 0 | 0 | 0 | 0 | 0 | 0 | 0 | 0 | 0 | 0 | 0 | 0 | 0 | 0 | 0 | 0 | 0 |  | C4 | 0 | 0 | 0 | 0 | 0 | C4 | 0 | 0 | 0 | 0 | 0 | C4 | [5 empty] | C4 | [5 empty] | 0 | [6 empty] | 0 | [6 empty] | 0 | [6 empty] | 0 | [6 empty] | 0 | [6 empty] | 0
|  |  | 0 | 0 |  | 0 | 0 | 0 | 0 | 0 |  | 0 | 0 | 0 | 0 | 0 |  | 0 | 0 | 0 | 0 | 0 |  | 0 | 0 | 0 | 0 | 0 |  | 0 | 0 | 0 | 0 | 0 |  | 0 | 0 | 0 | 0 | 0 | [21 empty] | 0 | 0 | 0 | 0 | 0 | 0 |  | 0 | 0 | 0 | 0 | 0 | 0 |  | 0 | 0 | 0 | 0 | 0 | 0 |  | 0 | 0 | 0 | 0 | 0 | 0 |  | 0 | 0 | 0 | 0 | 0 | 0 |  | 0 | 0 | 0 | 0 | 0 | 0
| [Please insert new asset category as required] |  | 0 | 0 | C1 | 0 | 0 | 0 | 0 | 0 | 0 | 0 | 0 | 0 | 0 | 0 | 0 | 0 | 0 | 0 | 0 | 0 | 0 | 0 | 0 | 0 | 0 | 0 | 0 | 0 | 0 | 0 | 0 | 0 | 0 | 0 | 0 | 0 | 0 | 0 | 0 |  | C1 | 0 | 0 | 0 | 0 | 0 | C1 | 0 | 0 | 0 | 0 | 0 | C1 | [5 empty] | C1 | [5 empty] | 0 | [6 empty] | 0 | [6 empty] | 0 | [6 empty] | 0 | [6 empty] | 0 | [6 empty] | 0
|  |  | 0 | 0 | C2 | 0 | 0 | 0 | 0 | 0 | 0 | 0 | 0 | 0 | 0 | 0 | 0 | 0 | 0 | 0 | 0 | 0 | 0 | 0 | 0 | 0 | 0 | 0 | 0 | 0 | 0 | 0 | 0 | 0 | 0 | 0 | 0 | 0 | 0 | 0 | 0 |  | C2 | 0 | 0 | 0 | 0 | 0 | C2 | 0 | 0 | 0 | 0 | 0 | C2 | [5 empty] | C2 | [5 empty] | 0 | [6 empty] | 0 | [6 empty] | 0 | [6 empty] | 0 | [6 empty] | 0 | [6 empty] | 0
|  |  | 0 | 0 | C3 | 0 | 0 | 0 | 0 | 0 | 0 | 0 | 0 | 0 | 0 | 0 | 0 | 0 | 0 | 0 | 0 | 0 | 0 | 0 | 0 | 0 | 0 | 0 | 0 | 0 | 0 | 0 | 0 | 0 | 0 | 0 | 0 | 0 | 0 | 0 | 0 |  | C3 | 0 | 0 | 0 | 0 | 0 | C3 | 0 | 0 | 0 | 0 | 0 | C3 | [5 empty] | C3 | [5 empty] | 0 | [6 empty] | 0 | [6 empty] | 0 | [6 empty] | 0 | [6 empty] | 0 | [6 empty] | 0
|  |  | 0 | 0 | C4 | 0 | 0 | 0 | 0 | 0 | 0 | 0 | 0 | 0 | 0 | 0 | 0 | 0 | 0 | 0 | 0 | 0 | 0 | 0 | 0 | 0 | 0 | 0 | 0 | 0 | 0 | 0 | 0 | 0 | 0 | 0 | 0 | 0 | 0 | 0 | 0 |  | C4 | 0 | 0 | 0 | 0 | 0 | C4 | 0 | 0 | 0 | 0 | 0 | C4 | [5 empty] | C4 | [5 empty] | 0 | [6 empty] | 0 | [6 empty] | 0 | [6 empty] | 0 | [6 empty] | 0 | [6 empty] | 0
|  |  | 0 | 0 |  | 0 | 0 | 0 | 0 | 0 |  | 0 | 0 | 0 | 0 | 0 |  | 0 | 0 | 0 | 0 | 0 |  | 0 | 0 | 0 | 0 | 0 |  | 0 | 0 | 0 | 0 | 0 |  | 0 | 0 | 0 | 0 | 0 | [21 empty] | 0 | 0 | 0 | 0 | 0 | 0 |  | 0 | 0 | 0 | 0 | 0 | 0 |  | 0 | 0 | 0 | 0 | 0 | 0 |  | 0 | 0 | 0 | 0 | 0 | 0 |  | 0 | 0 | 0 | 0 | 0 | 0 |  | 0 | 0 | 0 | 0 | 0 | 0
[62 empty] | 1671874.1523 | 741477.4209 | 4072208.4229 | 2425824.9133 | 1900864.4855 | 10812249.3949 |  | 1671874.1523 | 741477.4209 | 4072208.4229 | 2425824.9133 | 1900864.4855 | 10812249.3949 |  | 1511158.4278 | 601150.5132 | 1759399.1342 | 6269504.2793 | 4220554.8124 | 14361767.1669 |  | 1698143.2931 | 599119.8822 | 1716077.1736 | 6060153.1733 | 2737254.0832 | 12810747.6053 |  | 1284718.3399 | 582409.7313 | 828932.7316 | 7197364.4842 | 7969070.0718 | 17862495.3588 |  | 1658688.0704 | 578348.4693 | 742288.8104 | 6778662.2722 | 5002468.6133 | 14760456.2356
| EHV Network | [65 empty] | 0 | [6 empty] | 0 | [6 empty] | 0 | [6 empty] | 0 | [6 empty] | 0 | [6 empty] | 0
| EHV Switchgear (GM) |  | 0 | 0 | C1 | 0 | 0 | 0 | 0 | 0 | 0 | 0 | 0 | 0 | 0 | 0 | 0 | 0 | 0 | 0 | 0 | 0 | 0 | 0 | 0 | 0 | 0 | 0 | 0 | 0 | 0 | 0 | 0 | 0 | 0 | 0 | 0 | 0 | 0 | 0 | 0 |  | C1 | 0.0063556 | 0.0094628 | 0.016731 | 0.027096 | 0.063557 | C1 | 38588.7833 | 38588.7833 | 38588.7833 | 38588.7833 | 38588.7833 | C1 | 245.2549 | 365.1584 | 645.6332 | 1045.6109 | 2452.5907 | C1 | 0 | 0 | 0 | 0 | 0 | 0 |  | 0 | 0 | 0 | 0 | 0 | 0 |  | 0 | 0 | 0 | 0 | 0 | 0 |  | 0 | 0 | 0 | 0 | 0 | 0 |  | 0 | 0 | 0 | 0 | 0 | 0 |  | 0 | 0 | 0 | 0 | 0 | 0
|  |  | 1711 | 1711 | C2 | 848 | 492 | 245 | 85 | 41 | 1711 | 848 | 492 | 245 | 85 | 41 | 1711 | 31.5 | 0 | 0 | -20 | -12 | -0.5 | 781 | 273 | 407 | 176 | 74 | 1711 | 63 | 0 | 0 | -39 | -24 | 0 | 710 | 153 | 289 | 423 | 136 | 1711 |  | C2 | 0.0063556 | 0.0094628 | 0.016731 | 0.027096 | 0.063557 | C2 | 55126.8333 | 55126.8333 | 55126.8333 | 55126.8333 | 55126.8333 | C2 | 350.3641 | 521.6549 | 922.3331 | 1493.7298 | 3503.701 | C2 | 297108.7821 | 256654.1948 | 225971.6156 | 126967.0322 | 143651.7429 | 1050353.3675 |  | 297108.7821 | 256654.1948 | 225971.6156 | 126967.0322 | 143651.7429 | 1050353.3675 |  | 273634.3854 | 142411.7788 | 375389.5818 | 262896.4431 | 259273.8774 | 1313606.0665 |  | 284670.8555 | 142411.7788 | 375389.5818 | 233021.8473 | 217229.4648 | 1252723.5282 |  | 248758.5322 | 79813.1947 | 266554.2731 | 631847.7012 | 476503.3422 | 1703477.0434 |  | 270831.4723 | 79813.1947 | 266554.2731 | 573592.2394 | 392414.5171 | 1583205.6967
|  |  | 3 | 3 | C3 | 2 | 0 | 1 | 0 | 0 | 3 | 2 | 0 | 1 | 0 | 0 | 3 | 0.5 | 0 | 0 | 0 | -0.5 | 0 | 2 | 0 | 0 | 1 | 0 | 3 | 1 | 0 | 0 | 0 | -1 | 0 | 2 | 0 | 0 | 0 | 1 | 3 |  | C3 | 0.0063556 | 0.0094628 | 0.016731 | 0.027096 | 0.063557 | C3 | 82690.25 | 82690.25 | 82690.25 | 82690.25 | 82690.25 | C3 | 525.5462 | 782.4823 | 1383.4997 | 2240.5947 | 5255.5516 | C3 | 1051.0924 | 0 | 1383.4997 | 0 | 0 | 2434.5921 |  | 1051.0924 | 0 | 1383.4997 | 0 | 0 | 2434.5921 |  | 1051.0924 | 0 | 0 | 2240.5947 | 0 | 3291.6871 |  | 1313.8655 | 0 | 0 | 2240.5947 | -2627.7758 | 926.6844 |  | 1051.0924 | 0 | 0 | 0 | 5255.5516 | 6306.644 |  | 1576.6386 | 0 | 0 | 0 | 0 | 1576.6386
|  |  | 82 | 82 | C4 | 37 | 27 | 14 | 3 | 1 | 82 | 37 | 27 | 14 | 3 | 1 | 82 | 2.5 | 0 | 0 | -1.5 | -1 | 0 | 32 | 14 | 25 | 8 | 3 | 82 | 5 | 0 | 0 | -3 | -2 | 0 | 31 | 6 | 14 | 25 | 6 | 82 |  | C4 | 0.0063556 | 0.0094628 | 0.016731 | 0.027096 | 0.063557 | C4 | 137817.0833 | 137817.0833 | 137817.0833 | 137817.0833 | 137817.0833 | C4 | 875.9103 | 1304.1372 | 2305.8328 | 3734.3245 | 8759.2526 | C4 | 32408.682 | 35211.7036 | 32281.6594 | 11202.9734 | 8759.2526 | 119864.271 |  | 32408.682 | 35211.7036 | 32281.6594 | 11202.9734 | 8759.2526 | 119864.271 |  | 28029.1304 | 18257.9204 | 57645.8203 | 29874.5958 | 26277.7578 | 160085.2247 |  | 30218.9062 | 18257.9204 | 57645.8203 | 24273.1091 | 17518.5052 | 147914.2612 |  | 27153.2201 | 7824.823 | 32281.6594 | 93358.1119 | 52555.5157 | 213173.33 |  | 31532.7717 | 7824.823 | 32281.6594 | 82155.1385 | 35037.0105 | 188831.403
|  |  | 1796 | 1796 |  | 887 | 519 | 260 | 88 | 42 |  | 887 | 519 | 260 | 88 | 42 |  | 34.5 | 0 | 0 | -21.5 | -13.5 |  | 815 | 287 | 432 | 185 | 77 |  | 69 | 0 | 0 | -42 | -27 |  | 743 | 159 | 303 | 448 | 143 | [21 empty] | 330568.5565 | 291865.8984 | 259636.7746 | 138170.0056 | 152410.9955 | 1172652.2305 |  | 330568.5565 | 291865.8984 | 259636.7746 | 138170.0056 | 152410.9955 | 1172652.2305 |  | 302714.6082 | 160669.6992 | 433035.4021 | 295011.6336 | 285551.6352 | 1476982.9782 |  | 316203.6272 | 160669.6992 | 433035.4021 | 259535.551 | 232120.1943 | 1401564.4738 |  | 276962.8446 | 87638.0177 | 298835.9324 | 725205.8131 | 534314.4095 | 1922957.0174 |  | 303940.8826 | 87638.0177 | 298835.9324 | 655747.3779 | 427451.5276 | 1773613.7382
| EHV Transformer |  | 0 | 0 | C1 | 0 | 0 | 0 | 0 | 0 | 0 | 0 | 0 | 0 | 0 | 0 | 0 | 0 | 0 | 0 | 0 | 0 | 0 | 0 | 0 | 0 | 0 | 0 | 0 | 0 | 0 | 0 | 0 | 0 | 0 | 0 | 0 | 0 | 0 | 0 | 0 |  | C1 | 0.012939 | 0.019265 | 0.034062 | 0.055165 | 0.12939 | C1 | 105898.793 | 105898.793 | 105898.793 | 105898.793 | 105898.793 | C1 | 1370.2462 | 2040.1506 | 3607.1712 | 5841.858 | 13702.6952 | C1 | 0 | 0 | 0 | 0 | 0 | 0 |  | 0 | 0 | 0 | 0 | 0 | 0 |  | 0 | 0 | 0 | 0 | 0 | 0 |  | 0 | 0 | 0 | 0 | 0 | 0 |  | 0 | 0 | 0 | 0 | 0 | 0 |  | 0 | 0 | 0 | 0 | 0 | 0
|  |  | 713 | 713 | C2 | 314 | 172 | 109 | 61 | 57 | 713 | 314 | 172 | 109 | 61 | 57 | 713 | 43.5 | 0 | -3.5 | -23 | -17 | 0 | 269 | 151 | 102 | 109 | 82 | 713 | 87 | 0 | -7 | -46 | -34 | 0 | 231 | 93 | 109 | 138 | 142 | 713 |  | C2 | 0.012939 | 0.019265 | 0.034062 | 0.055165 | 0.12939 | C2 | 151283.99 | 151283.99 | 151283.99 | 151283.99 | 151283.99 | C2 | 1957.4945 | 2914.5008 | 5153.1018 | 8345.5114 | 19575.2788 | C2 | 614653.2736 | 501294.1368 | 561688.0939 | 509076.1975 | 1115790.8933 | 3302502.5952 |  | 614653.2736 | 501294.1368 | 561688.0939 | 509076.1975 | 1115790.8933 | 3302502.5952 |  | 526566.021 | 440089.6201 | 525616.3815 | 909660.7463 | 1605172.8641 | 4007105.633 |  | 611717.0318 | 440089.6201 | 507580.5253 | 717713.9834 | 1272393.124 | 3549494.2845 |  | 452181.2299 | 271048.574 | 561688.0939 | 1151680.5779 | 2779689.5939 | 5216288.0697 |  | 622483.2516 | 271048.574 | 525616.3815 | 767787.052 | 2114130.1137 | 4301065.3727
|  |  | 0 | 0 | C3 | 0 | 0 | 0 | 0 | 0 | 0 | 0 | 0 | 0 | 0 | 0 | 0 | 0 | 0 | 0 | 0 | 0 | 0 | 0 | 0 | 0 | 0 | 0 | 0 | 0 | 0 | 0 | 0 | 0 | 0 | 0 | 0 | 0 | 0 | 0 | 0 |  | C3 | 0.012939 | 0.019265 | 0.034062 | 0.055165 | 0.12939 | C3 | 226925.985 | 226925.985 | 226925.985 | 226925.985 | 226925.985 | C3 | 2936.2418 | 4371.7512 | 7729.6527 | 12518.2672 | 29362.9182 | C3 | 0 | 0 | 0 | 0 | 0 | 0 |  | 0 | 0 | 0 | 0 | 0 | 0 |  | 0 | 0 | 0 | 0 | 0 | 0 |  | 0 | 0 | 0 | 0 | 0 | 0 |  | 0 | 0 | 0 | 0 | 0 | 0 |  | 0 | 0 | 0 | 0 | 0 | 0
|  |  | 0 | 0 | C4 | 0 | 0 | 0 | 0 | 0 | 0 | 0 | 0 | 0 | 0 | 0 | 0 | 0 | 0 | 0 | 0 | 0 | 0 | 0 | 0 | 0 | 0 | 0 | 0 | 0 | 0 | 0 | 0 | 0 | 0 | 0 | 0 | 0 | 0 | 0 | 0 |  | C4 | 0.012939 | 0.019265 | 0.034062 | 0.055165 | 0.12939 | C4 | 378209.975 | 378209.975 | 378209.975 | 378209.975 | 378209.975 | C4 | 4893.7363 | 7286.252 | 12882.7544 | 20863.7786 | 48938.1971 | C4 | 0 | 0 | 0 | 0 | 0 | 0 |  | 0 | 0 | 0 | 0 | 0 | 0 |  | 0 | 0 | 0 | 0 | 0 | 0 |  | 0 | 0 | 0 | 0 | 0 | 0 |  | 0 | 0 | 0 | 0 | 0 | 0 |  | 0 | 0 | 0 | 0 | 0 | 0
|  |  | 713 | 713 |  | 314 | 172 | 109 | 61 | 57 |  | 314 | 172 | 109 | 61 | 57 |  | 43.5 | 0 | -3.5 | -23 | -17 |  | 269 | 151 | 102 | 109 | 82 |  | 87 | 0 | -7 | -46 | -34 |  | 231 | 93 | 109 | 138 | 142 | [21 empty] | 614653.2736 | 501294.1368 | 561688.0939 | 509076.1975 | 1115790.8933 | 3302502.5952 |  | 614653.2736 | 501294.1368 | 561688.0939 | 509076.1975 | 1115790.8933 | 3302502.5952 |  | 526566.021 | 440089.6201 | 525616.3815 | 909660.7463 | 1605172.8641 | 4007105.633 |  | 611717.0318 | 440089.6201 | 507580.5253 | 717713.9834 | 1272393.124 | 3549494.2845 |  | 452181.2299 | 271048.574 | 561688.0939 | 1151680.5779 | 2779689.5939 | 5216288.0697 |  | 622483.2516 | 271048.574 | 525616.3815 | 767787.052 | 2114130.1137 | 4301065.3727
| EHV UG Cable (Gas) |  | 0 | 0 | C1 | 0 | 0 | 0 | 0 | 0 | 0 | 0 | 0 | 0 | 0 | 0 | 0 | 0 | 0 | 0 | 0 | 0 | 0 | 0 | 0 | 0 | 0 | 0 | 0 | 0 | 0 | 0 | 0 | 0 | 0 | 0 | 0 | 0 | 0 | 0 | 0 |  | C1 | 1.2835 | 1.9111 | 3.3789 | 5.4722 | 12.8357 | C1 | 234.941 | 234.941 | 234.941 | 234.941 | 234.941 | C1 | 301.5577 | 448.9872 | 793.8501 | 1285.65 | 3015.6279 | C1 | 0 | 0 | 0 | 0 | 0 | 0 |  | 0 | 0 | 0 | 0 | 0 | 0 |  | 0 | 0 | 0 | 0 | 0 | 0 |  | 0 | 0 | 0 | 0 | 0 | 0 |  | 0 | 0 | 0 | 0 | 0 | 0 |  | 0 | 0 | 0 | 0 | 0 | 0
|  |  | 275.154 | 259.154 | C2 | 248.8099 | 14.5511 | 6.9643 | 4.8129 | 0.015827 | 275.154 | 248.8099 | 14.5511 | 6.9643 | 4.8129 | 0.015827 | 275.154 | 0 | -1 | -1.5 | -5.5 | 0 | -8 | 227.2368 | 36.1242 | 6.9643 | 4.8129 | 0.015827 | 275.154 | 0 | -2 | -3 | -11 | 0 | -16 | 44.5844 | 216.6193 | 3.3688 | 10.5657 | 0.015827 | 275.154 |  | C2 | 1.2835 | 1.9111 | 3.3789 | 5.4722 | 12.8357 | C2 | 335.63 | 335.63 | 335.63 | 335.63 | 335.63 | C2 | 430.7966 | 641.4103 | 1134.0716 | 1836.6429 | 4308.0399 | C2 | 107186.4753 | 9333.2442 | 7897.9925 | 8839.4879 | 68.1854 | 133325.3853 |  | 107186.4753 | 9333.2442 | 7897.9925 | 8839.4879 | 68.1854 | 133325.3853 |  | 97892.8503 | 23170.4618 | 7897.9925 | 8839.4879 | 68.1854 | 137868.978 |  | 97892.8503 | 22529.0515 | 6196.8851 | -1262.0479 | 68.1854 | 125424.9244 |  | 19206.8251 | 138941.8498 | 3820.4165 | 19405.3827 | 68.1854 | 181442.6595 |  | 19206.8251 | 137659.0292 | 418.2017 | -797.6888 | 68.1854 | 156554.5525
|  |  | 0 | 0 | C3 | 0 | 0 | 0 | 0 | 0 | 0 | 0 | 0 | 0 | 0 | 0 | 0 | 0 | 0 | 0 | 0 | 0 | 0 | 0 | 0 | 0 | 0 | 0 | 0 | 0 | 0 | 0 | 0 | 0 | 0 | 0 | 0 | 0 | 0 | 0 | 0 |  | C3 | 1.2835 | 1.9111 | 3.3789 | 5.4722 | 12.8357 | C3 | 503.445 | 503.445 | 503.445 | 503.445 | 503.445 | C3 | 646.195 | 962.1155 | 1701.1074 | 2754.9643 | 6462.0599 | C3 | 0 | 0 | 0 | 0 | 0 | 0 |  | 0 | 0 | 0 | 0 | 0 | 0 |  | 0 | 0 | 0 | 0 | 0 | 0 |  | 0 | 0 | 0 | 0 | 0 | 0 |  | 0 | 0 | 0 | 0 | 0 | 0 |  | 0 | 0 | 0 | 0 | 0 | 0
|  |  | 0 | 0 | C4 | 0 | 0 | 0 | 0 | 0 | 0 | 0 | 0 | 0 | 0 | 0 | 0 | 0 | 0 | 0 | 0 | 0 | 0 | 0 | 0 | 0 | 0 | 0 | 0 | 0 | 0 | 0 | 0 | 0 | 0 | 0 | 0 | 0 | 0 | 0 | 0 |  | C4 | 1.2835 | 1.9111 | 3.3789 | 5.4722 | 12.8357 | C4 | 839.075 | 839.075 | 839.075 | 839.075 | 839.075 | C4 | 1076.9916 | 1603.5258 | 2835.179 | 4591.6072 | 10770.0998 | C4 | 0 | 0 | 0 | 0 | 0 | 0 |  | 0 | 0 | 0 | 0 | 0 | 0 |  | 0 | 0 | 0 | 0 | 0 | 0 |  | 0 | 0 | 0 | 0 | 0 | 0 |  | 0 | 0 | 0 | 0 | 0 | 0 |  | 0 | 0 | 0 | 0 | 0 | 0
|  |  | 275.154 | 259.154 |  | 248.8099 | 14.5511 | 6.9643 | 4.8129 | 0.015827 |  | 248.8099 | 14.5511 | 6.9643 | 4.8129 | 0.015827 |  | 0 | -1 | -1.5 | -5.5 | 0 |  | 227.2368 | 36.1242 | 6.9643 | 4.8129 | 0.015827 |  | 0 | -2 | -3 | -11 | 0 |  | 44.5844 | 216.6193 | 3.3688 | 10.5657 | 0.015827 | [21 empty] | 107186.4753 | 9333.2442 | 7897.9925 | 8839.4879 | 68.1854 | 133325.3853 |  | 107186.4753 | 9333.2442 | 7897.9925 | 8839.4879 | 68.1854 | 133325.3853 |  | 97892.8503 | 23170.4618 | 7897.9925 | 8839.4879 | 68.1854 | 137868.978 |  | 97892.8503 | 22529.0515 | 6196.8851 | -1262.0479 | 68.1854 | 125424.9244 |  | 19206.8251 | 138941.8498 | 3820.4165 | 19405.3827 | 68.1854 | 181442.6595 |  | 19206.8251 | 137659.0292 | 418.2017 | -797.6888 | 68.1854 | 156554.5525
| EHV UG Cable (Oil) |  | 14.7393 | 10.7393 | C1 | 1.5127 | 1.9731 | 8.4456 | 0.86723 | 1.9406 | 14.7393 | 1.5127 | 1.9731 | 8.4456 | 0.86723 | 1.9406 | 14.7393 | 0 | 0 | 0 | -0.5 | -1.5 | -2 | 0 | 1.7604 | 10.1711 | 0.53573 | 2.2721 | 14.7393 | 0 | 0 | 0 | -1 | -3 | -4 | 0 | 1.5127 | 0.24767 | 10.1711 | 2.8078 | 14.7393 |  | C1 | 0.59691 | 0.88874 | 1.5714 | 2.5449 | 5.9692 | C1 | 4584.44 | 4584.44 | 4584.44 | 4584.44 | 4584.44 | C1 | 2736.5138 | 4074.3776 | 7203.8692 | 11666.7544 | 27365.6051 | C1 | 4139.4956 | 8039.0686 | 60841.3206 | 10117.7532 | 53106.1864 | 136243.8245 |  | 4139.4956 | 8039.0686 | 60841.3206 | 10117.7532 | 53106.1864 | 136243.8245 |  | 0 | 7172.3644 | 73270.949 | 6250.2471 | 62177.8306 | 148871.3912 |  | 0 | 7172.3644 | 73270.949 | 416.8699 | 21129.4229 | 101989.6063 |  | 0 | 6163.268 | 1784.1741 | 118663.1992 | 76838.4457 | 203449.0869 |  | 0 | 6163.268 | 1784.1741 | 106996.4448 | -5258.3697 | 109685.5171
|  |  | 241.3159 | 215.3159 | C2 | 11.3611 | 57.2858 | 117.3026 | 17.5349 | 37.8315 | 241.3159 | 11.3611 | 57.2858 | 117.3026 | 17.5349 | 37.8315 | 241.3159 | 0 | 0 | -2 | -3.5 | -7.5 | -13 | 7.0374 | 17.0036 | 156.684 | 17.1337 | 43.4573 | 241.3159 | 0 | 0 | -4 | -7 | -15 | -26 | 6.0011 | 13.7216 | 4.4337 | 169.5141 | 47.6455 | 241.3159 |  | C2 | 0.59691 | 0.88874 | 1.5714 | 2.5449 | 5.9692 | C2 | 6549.2 | 6549.2 | 6549.2 | 6549.2 | 6549.2 | C2 | 3909.3055 | 5820.5395 | 10291.2417 | 16666.792 | 39093.7216 | C2 | 44414.0722 | 333434.1518 | 1207189.1575 | 292251.0999 | 1478975.0431 | 3356263.5246 |  | 44414.0722 | 333434.1518 | 1207189.1575 | 292251.0999 | 1478975.0431 | 3356263.5246 |  | 27511.3107 | 98970.0642 | 1612472.5771 | 285564.0907 | 1698906.2706 | 3723424.3133 |  | 27511.3107 | 98970.0642 | 1591890.0937 | 227230.3186 | 1405703.3584 | 3351305.1455 |  | 23460.0054 | 79867.0951 | 45628.5857 | 2825255.7148 | 1862638.6671 | 4836850.0681 |  | 23460.0054 | 79867.0951 | 4463.6188 | 2708588.1707 | 1276232.8427 | 4092611.7326
|  |  | 69.5068 | 54.5068 | C3 | 0 | 14.144 | 43.4376 | 0.58063 | 11.3446 | 69.5068 | 0 | 14.144 | 43.4376 | 0.58063 | 11.3446 | 69.5068 | 0 | 0 | 0 | -2.5 | -5 | -7.5 | 0 | 0 | 55.0336 | 3.1286 | 11.3446 | 69.5068 | 0 | 0 | 0 | -5 | -10 | -15 | 0 | 0 | 0 | 55.0336 | 14.4732 | 69.5068 |  | C3 | 0.59691 | 0.88874 | 1.5714 | 2.5449 | 5.9692 | C3 | 9823.8 | 9823.8 | 9823.8 | 9823.8 | 9823.8 | C3 | 5863.9582 | 8730.8092 | 15436.8626 | 25000.188 | 58640.5824 | C3 | 0 | 123488.2808 | 670540.2602 | 14515.8847 | 665254.6012 | 1473799.027 |  | 0 | 123488.2808 | 670540.2602 | 14515.8847 | 665254.6012 | 1473799.027 |  | 0 | 0 | 849546.2073 | 78215.4069 | 665254.6012 | 1593016.2154 |  | 0 | 0 | 849546.2073 | 15714.9368 | 372051.689 | 1237312.8331 |  | 0 | 0 | 0 | 1375850.4859 | 848717.1021 | 2224567.588 |  | 0 | 0 | 0 | 1250849.5458 | 262311.2776 | 1513160.8235
|  |  | 0 | 0 | C4 | 0 | 0 | 0 | 0 | 0 | 0 | 0 | 0 | 0 | 0 | 0 | 0 | 0 | 0 | 0 | 0 | 0 | 0 | 0 | 0 | 0 | 0 | 0 | 0 | 0 | 0 | 0 | 0 | 0 | 0 | 0 | 0 | 0 | 0 | 0 | 0 |  | C4 | 0.59691 | 0.88874 | 1.5714 | 2.5449 | 5.9692 | C4 | 16373 | 16373 | 16373 | 16373 | 16373 | C4 | 9773.2637 | 14551.3486 | 25728.1043 | 41666.98 | 97734.3041 | C4 | 0 | 0 | 0 | 0 | 0 | 0 |  | 0 | 0 | 0 | 0 | 0 | 0 |  | 0 | 0 | 0 | 0 | 0 | 0 |  | 0 | 0 | 0 | 0 | 0 | 0 |  | 0 | 0 | 0 | 0 | 0 | 0 |  | 0 | 0 | 0 | 0 | 0 | 0
|  |  | 325.562 | 280.562 |  | 12.8738 | 73.4028 | 169.1858 | 18.9828 | 51.1168 |  | 12.8738 | 73.4028 | 169.1858 | 18.9828 | 51.1168 |  | 0 | 0 | -2 | -6.5 | -14 |  | 7.0374 | 18.7639 | 221.8886 | 20.798 | 57.074 |  | 0 | 0 | -4 | -13 | -28 |  | 6.0011 | 15.2343 | 4.6814 | 234.7187 | 64.9265 | [21 empty] | 48553.5678 | 464961.5013 | 1938570.7384 | 316884.7378 | 2197335.8308 | 4966306.3761 |  | 48553.5678 | 464961.5013 | 1938570.7384 | 316884.7378 | 2197335.8308 | 4966306.3761 |  | 27511.3107 | 106142.4286 | 2535289.7335 | 370029.7447 | 2426338.7024 | 5465311.9199 |  | 27511.3107 | 106142.4286 | 2514707.25 | 243362.1254 | 1798884.4703 | 4690607.585 |  | 23460.0054 | 86030.363 | 47412.7598 | 4319769.3999 | 2788194.2149 | 7264866.743 |  | 23460.0054 | 86030.363 | 6247.7929 | 4066434.1613 | 1533285.7506 | 5715458.0732
| EHV UG Cable (Non Pressurised) |  | 0 | 0 | C1 | 0 | 0 | 0 | 0 | 0 | 0 | 0 | 0 | 0 | 0 | 0 | 0 | 0 | 0 | 0 | 0 | 0 | 0 | 0 | 0 | 0 | 0 | 0 | 0 | 0 | 0 | 0 | 0 | 0 | 0 | 0 | 0 | 0 | 0 | 0 | 0 |  | C1 | 0 | 0 | 0 | 0 | 0 | C1 | 0 | 0 | 0 | 0 | 0 | C1 | [5 empty] | C1 | [5 empty] | 0 | [6 empty] | 0 | [6 empty] | 0 | [6 empty] | 0 | [6 empty] | 0 | [6 empty] | 0
|  |  | 0 | 0 | C2 | 0 | 0 | 0 | 0 | 0 | 0 | 0 | 0 | 0 | 0 | 0 | 0 | 0 | 0 | 0 | 0 | 0 | 0 | 0 | 0 | 0 | 0 | 0 | 0 | 0 | 0 | 0 | 0 | 0 | 0 | 0 | 0 | 0 | 0 | 0 | 0 |  | C2 | 0 | 0 | 0 | 0 | 0 | C2 | 0 | 0 | 0 | 0 | 0 | C2 | [5 empty] | C2 | [5 empty] | 0 | [6 empty] | 0 | [6 empty] | 0 | [6 empty] | 0 | [6 empty] | 0 | [6 empty] | 0
|  |  | 0 | 0 | C3 | 0 | 0 | 0 | 0 | 0 | 0 | 0 | 0 | 0 | 0 | 0 | 0 | 0 | 0 | 0 | 0 | 0 | 0 | 0 | 0 | 0 | 0 | 0 | 0 | 0 | 0 | 0 | 0 | 0 | 0 | 0 | 0 | 0 | 0 | 0 | 0 |  | C3 | 0 | 0 | 0 | 0 | 0 | C3 | 0 | 0 | 0 | 0 | 0 | C3 | [5 empty] | C3 | [5 empty] | 0 | [6 empty] | 0 | [6 empty] | 0 | [6 empty] | 0 | [6 empty] | 0 | [6 empty] | 0
|  |  | 0 | 0 | C4 | 0 | 0 | 0 | 0 | 0 | 0 | 0 | 0 | 0 | 0 | 0 | 0 | 0 | 0 | 0 | 0 | 0 | 0 | 0 | 0 | 0 | 0 | 0 | 0 | 0 | 0 | 0 | 0 | 0 | 0 | 0 | 0 | 0 | 0 | 0 | 0 |  | C4 | 0 | 0 | 0 | 0 | 0 | C4 | 0 | 0 | 0 | 0 | 0 | C4 | [5 empty] | C4 | [5 empty] | 0 | [6 empty] | 0 | [6 empty] | 0 | [6 empty] | 0 | [6 empty] | 0 | [6 empty] | 0
|  |  | 0 | 0 |  | 0 | 0 | 0 | 0 | 0 |  | 0 | 0 | 0 | 0 | 0 |  | 0 | 0 | 0 | 0 | 0 |  | 0 | 0 | 0 | 0 | 0 |  | 0 | 0 | 0 | 0 | 0 |  | 0 | 0 | 0 | 0 | 0 | [21 empty] | 0 | 0 | 0 | 0 | 0 | 0 |  | 0 | 0 | 0 | 0 | 0 | 0 |  | 0 | 0 | 0 | 0 | 0 | 0 |  | 0 | 0 | 0 | 0 | 0 | 0 |  | 0 | 0 | 0 | 0 | 0 | 0 |  | 0 | 0 | 0 | 0 | 0 | 0
| EHV OHL Support - Towers |  | 0 | 0 | C1 | 0 | 0 | 0 | 0 | 0 | 0 | 0 | 0 | 0 | 0 | 0 | 0 | 0 | 0 | 0 | 0 | 0 | 0 | 0 | 0 | 0 | 0 | 0 | 0 | 0 | 0 | 0 | 0 | 0 | 0 | 0 | 0 | 0 | 0 | 0 | 0 |  | C1 | 0.015533 | 0.023127 | 0.04089 | 0.066222 | 0.15533 | C1 | 4566.618 | 4566.618 | 4566.618 | 4566.618 | 4566.618 | C1 | 70.9321 | 105.6104 | 186.7287 | 302.4094 | 709.3333 | C1 | 0 | 0 | 0 | 0 | 0 | 0 |  | 0 | 0 | 0 | 0 | 0 | 0 |  | 0 | 0 | 0 | 0 | 0 | 0 |  | 0 | 0 | 0 | 0 | 0 | 0 |  | 0 | 0 | 0 | 0 | 0 | 0 |  | 0 | 0 | 0 | 0 | 0 | 0
|  |  | 930 | 930 | C2 | 47 | 59 | 774 | 42 | 8 | 930 | 47 | 59 | 774 | 42 | 8 | 930 | 100 | 0 | 0 | -96 | -4 | 0 | 46 | 0 | 798 | 78 | 8 | 930 | 200 | 0 | 0 | -192 | -8 | 0 | 0 | 4 | 214 | 704 | 8 | 930 |  | C2 | 0.015533 | 0.023127 | 0.04089 | 0.066222 | 0.15533 | C2 | 6523.74 | 6523.74 | 6523.74 | 6523.74 | 6523.74 | C2 | 101.3316 | 150.8719 | 266.7553 | 432.0135 | 1013.3332 | C2 | 4762.5849 | 8901.445 | 206468.5959 | 18144.5654 | 8106.6658 | 246383.857 |  | 4762.5849 | 8901.445 | 206468.5959 | 18144.5654 | 8106.6658 | 246383.857 |  | 4661.2533 | 0 | 212870.7229 | 33697.05 | 8106.6658 | 259335.692 |  | 14794.4127 | 0 | 212870.7229 | -7776.2423 | 4053.3329 | 223942.2262 |  | 0 | 603.4878 | 57085.6325 | 304137.4771 | 8106.6658 | 369933.2631 |  | 20266.3188 | 603.4878 | 57085.6325 | 221190.8924 | 0 | 299146.3315
|  |  | 0 | 0 | C3 | 0 | 0 | 0 | 0 | 0 | 0 | 0 | 0 | 0 | 0 | 0 | 0 | 0 | 0 | 0 | 0 | 0 | 0 | 0 | 0 | 0 | 0 | 0 | 0 | 0 | 0 | 0 | 0 | 0 | 0 | 0 | 0 | 0 | 0 | 0 | 0 |  | C3 | 0.015533 | 0.023127 | 0.04089 | 0.066222 | 0.15533 | C3 | 9785.61 | 9785.61 | 9785.61 | 9785.61 | 9785.61 | C3 | 151.9974 | 226.3079 | 400.1329 | 648.0202 | 1519.9998 | C3 | 0 | 0 | 0 | 0 | 0 | 0 |  | 0 | 0 | 0 | 0 | 0 | 0 |  | 0 | 0 | 0 | 0 | 0 | 0 |  | 0 | 0 | 0 | 0 | 0 | 0 |  | 0 | 0 | 0 | 0 | 0 | 0 |  | 0 | 0 | 0 | 0 | 0 | 0
|  |  | 0 | 0 | C4 | 0 | 0 | 0 | 0 | 0 | 0 | 0 | 0 | 0 | 0 | 0 | 0 | 0 | 0 | 0 | 0 | 0 | 0 | 0 | 0 | 0 | 0 | 0 | 0 | 0 | 0 | 0 | 0 | 0 | 0 | 0 | 0 | 0 | 0 | 0 | 0 |  | C4 | 0.015533 | 0.023127 | 0.04089 | 0.066222 | 0.15533 | C4 | 16309.35 | 16309.35 | 16309.35 | 16309.35 | 16309.35 | C4 | 253.329 | 377.1799 | 666.8882 | 1080.0337 | 2533.333 | C4 | 0 | 0 | 0 | 0 | 0 | 0 |  | 0 | 0 | 0 | 0 | 0 | 0 |  | 0 | 0 | 0 | 0 | 0 | 0 |  | 0 | 0 | 0 | 0 | 0 | 0 |  | 0 | 0 | 0 | 0 | 0 | 0 |  | 0 | 0 | 0 | 0 | 0 | 0
|  |  | 930 | 930 |  | 47 | 59 | 774 | 42 | 8 |  | 47 | 59 | 774 | 42 | 8 |  | 100 | 0 | 0 | -96 | -4 |  | 46 | 0 | 798 | 78 | 8 |  | 200 | 0 | 0 | -192 | -8 |  | 0 | 4 | 214 | 704 | 8 | [21 empty] | 4762.5849 | 8901.445 | 206468.5959 | 18144.5654 | 8106.6658 | 246383.857 |  | 4762.5849 | 8901.445 | 206468.5959 | 18144.5654 | 8106.6658 | 246383.857 |  | 4661.2533 | 0 | 212870.7229 | 33697.05 | 8106.6658 | 259335.692 |  | 14794.4127 | 0 | 212870.7229 | -7776.2423 | 4053.3329 | 223942.2262 |  | 0 | 603.4878 | 57085.6325 | 304137.4771 | 8106.6658 | 369933.2631 |  | 20266.3188 | 603.4878 | 57085.6325 | 221190.8924 | 0 | 299146.3315
| EHV OHL Support - Poles |  | 0 | 0 | C1 | 0 | 0 | 0 | 0 | 0 | 0 | 0 | 0 | 0 | 0 | 0 | 0 | 0 | 0 | 0 | 0 | 0 | 0 | 0 | 0 | 0 | 0 | 0 | 0 | 0 | 0 | 0 | 0 | 0 | 0 | 0 | 0 | 0 | 0 | 0 | 0 |  | C1 | 0.0081226 | 0.012094 | 0.021383 | 0.03463 | 0.081228 | C1 | 1655.598 | 1655.598 | 1655.598 | 1655.598 | 1655.598 | C1 | 13.4478 | 20.0224 | 35.4013 | 57.3329 | 134.4804 | C1 | 0 | 0 | 0 | 0 | 0 | 0 |  | 0 | 0 | 0 | 0 | 0 | 0 |  | 0 | 0 | 0 | 0 | 0 | 0 |  | 0 | 0 | 0 | 0 | 0 | 0 |  | 0 | 0 | 0 | 0 | 0 | 0 |  | 0 | 0 | 0 | 0 | 0 | 0
|  |  | 12844 | 12844 | C2 | 7696 | 3316 | 1005 | 331 | 496 | 12844 | 7696 | 3316 | 1005 | 331 | 496 | 12844 | 247 | 0 | 0 | -67 | -180 | 0 | 5205 | 5677 | 802 | 568 | 592 | 12844 | 494 | 0 | 0 | -134 | -360 | 0 | 4290 | 3696 | 2955 | 1056 | 847 | 12844 |  | C2 | 0.0081226 | 0.012094 | 0.021383 | 0.03463 | 0.081228 | C2 | 2365.14 | 2365.14 | 2365.14 | 2365.14 | 2365.14 | C2 | 19.2112 | 28.6034 | 50.5733 | 81.9041 | 192.1148 | C2 | 147849.037 | 94848.7453 | 50826.2036 | 27110.2698 | 95288.946 | 415923.2017 |  | 147849.037 | 94848.7453 | 50826.2036 | 27110.2698 | 95288.946 | 415923.2017 |  | 99994.0537 | 162381.2807 | 40559.8162 | 46521.5507 | 113731.9679 | 463188.6692 |  | 104739.2086 | 162381.2807 | 40559.8162 | 41033.9734 | 79151.302 | 427865.5809 |  | 82415.8483 | 105718.0225 | 149444.2107 | 86490.7702 | 162721.2446 | 586790.0963 |  | 91906.1581 | 105718.0225 | 149444.2107 | 75515.6157 | 93559.9128 | 516143.9197
|  |  | 0 | 0 | C3 | 0 | 0 | 0 | 0 | 0 | 0 | 0 | 0 | 0 | 0 | 0 | 0 | 0 | 0 | 0 | 0 | 0 | 0 | 0 | 0 | 0 | 0 | 0 | 0 | 0 | 0 | 0 | 0 | 0 | 0 | 0 | 0 | 0 | 0 | 0 | 0 |  | C3 | 0.0081226 | 0.012094 | 0.021383 | 0.03463 | 0.081228 | C3 | 3547.71 | 3547.71 | 3547.71 | 3547.71 | 3547.71 | C3 | 28.8167 | 42.905 | 75.86 | 122.8562 | 288.1722 | C3 | 0 | 0 | 0 | 0 | 0 | 0 |  | 0 | 0 | 0 | 0 | 0 | 0 |  | 0 | 0 | 0 | 0 | 0 | 0 |  | 0 | 0 | 0 | 0 | 0 | 0 |  | 0 | 0 | 0 | 0 | 0 | 0 |  | 0 | 0 | 0 | 0 | 0 | 0
|  |  | 0 | 0 | C4 | 0 | 0 | 0 | 0 | 0 | 0 | 0 | 0 | 0 | 0 | 0 | 0 | 0 | 0 | 0 | 0 | 0 | 0 | 0 | 0 | 0 | 0 | 0 | 0 | 0 | 0 | 0 | 0 | 0 | 0 | 0 | 0 | 0 | 0 | 0 | 0 |  | C4 | 0.0081226 | 0.012094 | 0.021383 | 0.03463 | 0.081228 | C4 | 5912.85 | 5912.85 | 5912.85 | 5912.85 | 5912.85 | C4 | 48.0279 | 71.5084 | 126.4333 | 204.7603 | 480.287 | C4 | 0 | 0 | 0 | 0 | 0 | 0 |  | 0 | 0 | 0 | 0 | 0 | 0 |  | 0 | 0 | 0 | 0 | 0 | 0 |  | 0 | 0 | 0 | 0 | 0 | 0 |  | 0 | 0 | 0 | 0 | 0 | 0 |  | 0 | 0 | 0 | 0 | 0 | 0
|  |  | 12844 | 12844 |  | 7696 | 3316 | 1005 | 331 | 496 |  | 7696 | 3316 | 1005 | 331 | 496 |  | 247 | 0 | 0 | -67 | -180 |  | 5205 | 5677 | 802 | 568 | 592 |  | 494 | 0 | 0 | -134 | -360 |  | 4290 | 3696 | 2955 | 1056 | 847 | [21 empty] | 147849.037 | 94848.7453 | 50826.2036 | 27110.2698 | 95288.946 | 415923.2017 |  | 147849.037 | 94848.7453 | 50826.2036 | 27110.2698 | 95288.946 | 415923.2017 |  | 99994.0537 | 162381.2807 | 40559.8162 | 46521.5507 | 113731.9679 | 463188.6692 |  | 104739.2086 | 162381.2807 | 40559.8162 | 41033.9734 | 79151.302 | 427865.5809 |  | 82415.8483 | 105718.0225 | 149444.2107 | 86490.7702 | 162721.2446 | 586790.0963 |  | 91906.1581 | 105718.0225 | 149444.2107 | 75515.6157 | 93559.9128 | 516143.9197
| EHV OHL Fittings |  | 0 | 0 | C1 | 0 | 0 | 0 | 0 | 0 | 0 | 0 | 0 | 0 | 0 | 0 | 0 | 0 | 0 | 0 | 0 | 0 | 0 | 0 | 0 | 0 | 0 | 0 | 0 | 0 | 0 | 0 | 0 | 0 | 0 | 0 | 0 | 0 | 0 | 0 | 0 |  | C1 | 0.002736 | 0.0040737 | 0.0072026 | 0.011665 | 0.027361 | C1 | 1250.662 | 1250.662 | 1250.662 | 1250.662 | 1250.662 | C1 | 3.4219 | 5.0948 | 9.0081 | 14.5887 | 34.2192 | C1 | 0 | 0 | 0 | 0 | 0 | 0 |  | 0 | 0 | 0 | 0 | 0 | 0 |  | 0 | 0 | 0 | 0 | 0 | 0 |  | 0 | 0 | 0 | 0 | 0 | 0 |  | 0 | 0 | 0 | 0 | 0 | 0 |  | 0 | 0 | 0 | 0 | 0 | 0
|  |  | 1224 | 1224 | C2 | 0 | 0 | 6 | 1023 | 195 | 1224 | 0 | 0 | 6 | 1023 | 195 | 1224 | 101 | 0 | 0 | 0 | -101 | 0 | 0 | 0 | 6 | 1023 | 195 | 1224 | 202 | 0 | 0 | 0 | -202 | 0 | 0 | 0 | 0 | 4 | 1220 | 1224 |  | C2 | 0.002736 | 0.0040737 | 0.0072026 | 0.011665 | 0.027361 | C2 | 1786.66 | 1786.66 | 1786.66 | 1786.66 | 1786.66 | C2 | 4.8884 | 7.2783 | 12.8687 | 20.8409 | 48.8846 | C2 | 0 | 0 | 77.2119 | 21320.2805 | 9532.5017 | 30929.9942 |  | 0 | 0 | 77.2119 | 21320.2805 | 9532.5017 | 30929.9942 |  | 0 | 0 | 77.2119 | 21320.2805 | 9532.5017 | 30929.9942 |  | 493.7263 | 0 | 77.2119 | 21320.2805 | 4595.1547 | 26486.3734 |  | 0 | 0 | 0 | 83.3638 | 59639.2416 | 59722.6053 |  | 987.4526 | 0 | 0 | 83.3638 | 49764.5475 | 50835.3638
|  |  | 224 | 224 | C3 | 0 | 0 | 3 | 124 | 97 | 224 | 0 | 0 | 3 | 124 | 97 | 224 | 110.5 | 0 | 0 | 0 | -110.5 | 0 | 0 | 0 | 3 | 124 | 97 | 224 | 221 | 0 | 0 | 0 | -221 | 0 | 0 | 0 | 0 | 3 | 221 | 224 |  | C3 | 0.002736 | 0.0040737 | 0.0072026 | 0.011665 | 0.027361 | C3 | 2679.99 | 2679.99 | 2679.99 | 2679.99 | 2679.99 | C3 | 7.3326 | 10.9174 | 19.303 | 31.2614 | 73.3269 | C3 | 0 | 0 | 57.9089 | 3876.4146 | 7112.7128 | 11047.0364 |  | 0 | 0 | 57.9089 | 3876.4146 | 7112.7128 | 11047.0364 |  | 0 | 0 | 57.9089 | 3876.4146 | 7112.7128 | 11047.0364 |  | 810.2488 | 0 | 57.9089 | 3876.4146 | -989.9136 | 3754.6588 |  | 0 | 0 | 0 | 93.7842 | 16205.2529 | 16299.0372 |  | 1620.4977 | 0 | 0 | 93.7842 | 0 | 1714.2819
|  |  | 0 | 0 | C4 | 0 | 0 | 0 | 0 | 0 | 0 | 0 | 0 | 0 | 0 | 0 | 0 | 0 | 0 | 0 | 0 | 0 | 0 | 0 | 0 | 0 | 0 | 0 | 0 | 0 | 0 | 0 | 0 | 0 | 0 | 0 | 0 | 0 | 0 | 0 | 0 |  | C4 | 0.002736 | 0.0040737 | 0.0072026 | 0.011665 | 0.027361 | C4 | 4466.65 | 4466.65 | 4466.65 | 4466.65 | 4466.65 | C4 | 12.2209 | 18.1957 | 32.1716 | 52.1023 | 122.2116 | C4 | 0 | 0 | 0 | 0 | 0 | 0 |  | 0 | 0 | 0 | 0 | 0 | 0 |  | 0 | 0 | 0 | 0 | 0 | 0 |  | 0 | 0 | 0 | 0 | 0 | 0 |  | 0 | 0 | 0 | 0 | 0 | 0 |  | 0 | 0 | 0 | 0 | 0 | 0
|  |  | 1448 | 1448 |  | 0 | 0 | 9 | 1147 | 292 |  | 0 | 0 | 9 | 1147 | 292 |  | 211.5 | 0 | 0 | 0 | -211.5 |  | 0 | 0 | 9 | 1147 | 292 |  | 423 | 0 | 0 | 0 | -423 |  | 0 | 0 | 0 | 7 | 1441 | [21 empty] | 0 | 0 | 135.1208 | 25196.6952 | 16645.2146 | 41977.0306 |  | 0 | 0 | 135.1208 | 25196.6952 | 16645.2146 | 41977.0306 |  | 0 | 0 | 135.1208 | 25196.6952 | 16645.2146 | 41977.0306 |  | 1303.9751 | 0 | 135.1208 | 25196.6952 | 3605.241 | 30241.0322 |  | 0 | 0 | 0 | 177.148 | 75844.4945 | 76021.6425 |  | 2607.9502 | 0 | 0 | 177.148 | 49764.5475 | 52549.6457
| EHV OHL (Tower Line) Conductor |  | 0 | 0 | C1 | 0 | 0 | 0 | 0 | 0 | 0 | 0 | 0 | 0 | 0 | 0 | 0 | 0 | 0 | 0 | 0 | 0 | 0 | 0 | 0 | 0 | 0 | 0 | 0 | 0 | 0 | 0 | 0 | 0 | 0 | 0 | 0 | 0 | 0 | 0 | 0 |  | C1 | 0.00228 | 0.0033947 | 0.0060022 | 0.0097206 | 0.022801 | C1 | 11952.304 | 11952.304 | 11952.304 | 11952.304 | 11952.304 | C1 | 27.2517 | 40.5749 | 71.74 | 116.1838 | 272.5215 | C1 | 0 | 0 | 0 | 0 | 0 | 0 |  | 0 | 0 | 0 | 0 | 0 | 0 |  | 0 | 0 | 0 | 0 | 0 | 0 |  | 0 | 0 | 0 | 0 | 0 | 0 |  | 0 | 0 | 0 | 0 | 0 | 0 |  | 0 | 0 | 0 | 0 | 0 | 0
|  |  | 345.22 | 345.22 | C2 | 144.5212 | 88.7967 | 86.0785 | 18.1218 | 7.7018 | 345.22 | 144.5212 | 88.7967 | 86.0785 | 18.1218 | 7.7018 | 345.22 | 1.5 | 0 | 0 | 0 | -1.5 | 0 | 143.1621 | 90.1559 | 0 | 86.0785 | 25.8235 | 345.22 | 3 | 0 | 0 | 0 | -3 | 0 | 22.1992 | 122.322 | 88.7967 | 0 | 111.902 | 345.22 |  | C2 | 0.00228 | 0.0033947 | 0.0060022 | 0.0097206 | 0.022801 | C2 | 17074.72 | 17074.72 | 17074.72 | 17074.72 | 17074.72 | C2 | 38.931 | 57.9641 | 102.4857 | 165.9769 | 389.3164 | C2 | 5626.3529 | 5147.0215 | 8821.8172 | 3007.7981 | 2998.421 | 25601.4106 |  | 5626.3529 | 5147.0215 | 8821.8172 | 3007.7981 | 2998.421 | 25601.4106 |  | 5573.4404 | 5225.8024 | 0 | 14287.0409 | 10053.5292 | 35139.813 |  | 5631.8369 | 5225.8024 | 0 | 14287.0409 | 9469.5546 | 34614.2349 |  | 864.236 | 7090.2847 | 9100.4009 | 0 | 43565.2932 | 60620.2148 |  | 981.029 | 7090.2847 | 9100.4009 | 0 | 42397.344 | 59569.0585
|  |  | 0 | 0 | C3 | 0 | 0 | 0 | 0 | 0 | 0 | 0 | 0 | 0 | 0 | 0 | 0 | 0 | 0 | 0 | 0 | 0 | 0 | 0 | 0 | 0 | 0 | 0 | 0 | 0 | 0 | 0 | 0 | 0 | 0 | 0 | 0 | 0 | 0 | 0 | 0 |  | C3 | 0.00228 | 0.0033947 | 0.0060022 | 0.0097206 | 0.022801 | C3 | 25612.08 | 25612.08 | 25612.08 | 25612.08 | 25612.08 | C3 | 58.3965 | 86.9461 | 153.7286 | 248.9654 | 583.9746 | C3 | 0 | 0 | 0 | 0 | 0 | 0 |  | 0 | 0 | 0 | 0 | 0 | 0 |  | 0 | 0 | 0 | 0 | 0 | 0 |  | 0 | 0 | 0 | 0 | 0 | 0 |  | 0 | 0 | 0 | 0 | 0 | 0 |  | 0 | 0 | 0 | 0 | 0 | 0
|  |  | 0 | 0 | C4 | 0 | 0 | 0 | 0 | 0 | 0 | 0 | 0 | 0 | 0 | 0 | 0 | 0 | 0 | 0 | 0 | 0 | 0 | 0 | 0 | 0 | 0 | 0 | 0 | 0 | 0 | 0 | 0 | 0 | 0 | 0 | 0 | 0 | 0 | 0 | 0 |  | C4 | 0.00228 | 0.0033947 | 0.0060022 | 0.0097206 | 0.022801 | C4 | 42686.8 | 42686.8 | 42686.8 | 42686.8 | 42686.8 | C4 | 97.3274 | 144.9102 | 256.2144 | 414.9423 | 973.291 | C4 | 0 | 0 | 0 | 0 | 0 | 0 |  | 0 | 0 | 0 | 0 | 0 | 0 |  | 0 | 0 | 0 | 0 | 0 | 0 |  | 0 | 0 | 0 | 0 | 0 | 0 |  | 0 | 0 | 0 | 0 | 0 | 0 |  | 0 | 0 | 0 | 0 | 0 | 0
|  |  | 345.22 | 345.22 |  | 144.5212 | 88.7967 | 86.0785 | 18.1218 | 7.7018 |  | 144.5212 | 88.7967 | 86.0785 | 18.1218 | 7.7018 |  | 1.5 | 0 | 0 | 0 | -1.5 |  | 143.1621 | 90.1559 | 0 | 86.0785 | 25.8235 |  | 3 | 0 | 0 | 0 | -3 |  | 22.1992 | 122.322 | 88.7967 | 0 | 111.902 | [21 empty] | 5626.3529 | 5147.0215 | 8821.8172 | 3007.7981 | 2998.421 | 25601.4106 |  | 5626.3529 | 5147.0215 | 8821.8172 | 3007.7981 | 2998.421 | 25601.4106 |  | 5573.4404 | 5225.8024 | 0 | 14287.0409 | 10053.5292 | 35139.813 |  | 5631.8369 | 5225.8024 | 0 | 14287.0409 | 9469.5546 | 34614.2349 |  | 864.236 | 7090.2847 | 9100.4009 | 0 | 43565.2932 | 60620.2148 |  | 981.029 | 7090.2847 | 9100.4009 | 0 | 42397.344 | 59569.0585
| [Please insert new asset category as required] |  | 0 | 0 | C1 | 0 | 0 | 0 | 0 | 0 | 0 | 0 | 0 | 0 | 0 | 0 | 0 | 0 | 0 | 0 | 0 | 0 | 0 | 0 | 0 | 0 | 0 | 0 | 0 | 0 | 0 | 0 | 0 | 0 | 0 | 0 | 0 | 0 | 0 | 0 | 0 |  | C1 | 0 | 0 | 0 | 0 | 0 | C1 | 0 | 0 | 0 | 0 | 0 | C1 | [5 empty] | C1 | [5 empty] | 0 | [6 empty] | 0 | [6 empty] | 0 | [6 empty] | 0 | [6 empty] | 0 | [6 empty] | 0
|  |  | 0 | 0 | C2 | 0 | 0 | 0 | 0 | 0 | 0 | 0 | 0 | 0 | 0 | 0 | 0 | 0 | 0 | 0 | 0 | 0 | 0 | 0 | 0 | 0 | 0 | 0 | 0 | 0 | 0 | 0 | 0 | 0 | 0 | 0 | 0 | 0 | 0 | 0 | 0 |  | C2 | 0 | 0 | 0 | 0 | 0 | C2 | 0 | 0 | 0 | 0 | 0 | C2 | [5 empty] | C2 | [5 empty] | 0 | [6 empty] | 0 | [6 empty] | 0 | [6 empty] | 0 | [6 empty] | 0 | [6 empty] | 0
|  |  | 0 | 0 | C3 | 0 | 0 | 0 | 0 | 0 | 0 | 0 | 0 | 0 | 0 | 0 | 0 | 0 | 0 | 0 | 0 | 0 | 0 | 0 | 0 | 0 | 0 | 0 | 0 | 0 | 0 | 0 | 0 | 0 | 0 | 0 | 0 | 0 | 0 | 0 | 0 |  | C3 | 0 | 0 | 0 | 0 | 0 | C3 | 0 | 0 | 0 | 0 | 0 | C3 | [5 empty] | C3 | [5 empty] | 0 | [6 empty] | 0 | [6 empty] | 0 | [6 empty] | 0 | [6 empty] | 0 | [6 empty] | 0
|  |  | 0 | 0 | C4 | 0 | 0 | 0 | 0 | 0 | 0 | 0 | 0 | 0 | 0 | 0 | 0 | 0 | 0 | 0 | 0 | 0 | 0 | 0 | 0 | 0 | 0 | 0 | 0 | 0 | 0 | 0 | 0 | 0 | 0 | 0 | 0 | 0 | 0 | 0 | 0 |  | C4 | 0 | 0 | 0 | 0 | 0 | C4 | 0 | 0 | 0 | 0 | 0 | C4 | [5 empty] | C4 | [5 empty] | 0 | [6 empty] | 0 | [6 empty] | 0 | [6 empty] | 0 | [6 empty] | 0 | [6 empty] | 0
|  |  | 0 | 0 |  | 0 | 0 | 0 | 0 | 0 |  | 0 | 0 | 0 | 0 | 0 |  | 0 | 0 | 0 | 0 | 0 |  | 0 | 0 | 0 | 0 | 0 |  | 0 | 0 | 0 | 0 | 0 |  | 0 | 0 | 0 | 0 | 0 | [21 empty] | 0 | 0 | 0 | 0 | 0 | 0 |  | 0 | 0 | 0 | 0 | 0 | 0 |  | 0 | 0 | 0 | 0 | 0 | 0 |  | 0 | 0 | 0 | 0 | 0 | 0 |  | 0 | 0 | 0 | 0 | 0 | 0 |  | 0 | 0 | 0 | 0 | 0 | 0
| [Please insert new asset category as required] |  | 0 | 0 | C1 | 0 | 0 | 0 | 0 | 0 | 0 | 0 | 0 | 0 | 0 | 0 | 0 | 0 | 0 | 0 | 0 | 0 | 0 | 0 | 0 | 0 | 0 | 0 | 0 | 0 | 0 | 0 | 0 | 0 | 0 | 0 | 0 | 0 | 0 | 0 | 0 |  | C1 | 0 | 0 | 0 | 0 | 0 | C1 | 0 | 0 | 0 | 0 | 0 | C1 | [5 empty] | C1 | [5 empty] | 0 | [6 empty] | 0 | [6 empty] | 0 | [6 empty] | 0 | [6 empty] | 0 | [6 empty] | 0
|  |  | 0 | 0 | C2 | 0 | 0 | 0 | 0 | 0 | 0 | 0 | 0 | 0 | 0 | 0 | 0 | 0 | 0 | 0 | 0 | 0 | 0 | 0 | 0 | 0 | 0 | 0 | 0 | 0 | 0 | 0 | 0 | 0 | 0 | 0 | 0 | 0 | 0 | 0 | 0 |  | C2 | 0 | 0 | 0 | 0 | 0 | C2 | 0 | 0 | 0 | 0 | 0 | C2 | [5 empty] | C2 | [5 empty] | 0 | [6 empty] | 0 | [6 empty] | 0 | [6 empty] | 0 | [6 empty] | 0 | [6 empty] | 0
|  |  | 0 | 0 | C3 | 0 | 0 | 0 | 0 | 0 | 0 | 0 | 0 | 0 | 0 | 0 | 0 | 0 | 0 | 0 | 0 | 0 | 0 | 0 | 0 | 0 | 0 | 0 | 0 | 0 | 0 | 0 | 0 | 0 | 0 | 0 | 0 | 0 | 0 | 0 | 0 |  | C3 | 0 | 0 | 0 | 0 | 0 | C3 | 0 | 0 | 0 | 0 | 0 | C3 | [5 empty] | C3 | [5 empty] | 0 | [6 empty] | 0 | [6 empty] | 0 | [6 empty] | 0 | [6 empty] | 0 | [6 empty] | 0
|  |  | 0 | 0 | C4 | 0 | 0 | 0 | 0 | 0 | 0 | 0 | 0 | 0 | 0 | 0 | 0 | 0 | 0 | 0 | 0 | 0 | 0 | 0 | 0 | 0 | 0 | 0 | 0 | 0 | 0 | 0 | 0 | 0 | 0 | 0 | 0 | 0 | 0 | 0 | 0 |  | C4 | 0 | 0 | 0 | 0 | 0 | C4 | 0 | 0 | 0 | 0 | 0 | C4 | [5 empty] | C4 | [5 empty] | 0 | [6 empty] | 0 | [6 empty] | 0 | [6 empty] | 0 | [6 empty] | 0 | [6 empty] | 0
|  |  | 0 | 0 |  | 0 | 0 | 0 | 0 | 0 |  | 0 | 0 | 0 | 0 | 0 |  | 0 | 0 | 0 | 0 | 0 |  | 0 | 0 | 0 | 0 | 0 |  | 0 | 0 | 0 | 0 | 0 |  | 0 | 0 | 0 | 0 | 0 | [21 empty] | 0 | 0 | 0 | 0 | 0 | 0 |  | 0 | 0 | 0 | 0 | 0 | 0 |  | 0 | 0 | 0 | 0 | 0 | 0 |  | 0 | 0 | 0 | 0 | 0 | 0 |  | 0 | 0 | 0 | 0 | 0 | 0 |  | 0 | 0 | 0 | 0 | 0 | 0
| [Please insert new asset category as required] |  | 0 | 0 | C1 | 0 | 0 | 0 | 0 | 0 | 0 | 0 | 0 | 0 | 0 | 0 | 0 | 0 | 0 | 0 | 0 | 0 | 0 | 0 | 0 | 0 | 0 | 0 | 0 | 0 | 0 | 0 | 0 | 0 | 0 | 0 | 0 | 0 | 0 | 0 | 0 |  | C1 | 0 | 0 | 0 | 0 | 0 | C1 | 0 | 0 | 0 | 0 | 0 | C1 | [5 empty] | C1 | [5 empty] | 0 | [6 empty] | 0 | [6 empty] | 0 | [6 empty] | 0 | [6 empty] | 0 | [6 empty] | 0
|  |  | 0 | 0 | C2 | 0 | 0 | 0 | 0 | 0 | 0 | 0 | 0 | 0 | 0 | 0 | 0 | 0 | 0 | 0 | 0 | 0 | 0 | 0 | 0 | 0 | 0 | 0 | 0 | 0 | 0 | 0 | 0 | 0 | 0 | 0 | 0 | 0 | 0 | 0 | 0 |  | C2 | 0 | 0 | 0 | 0 | 0 | C2 | 0 | 0 | 0 | 0 | 0 | C2 | [5 empty] | C2 | [5 empty] | 0 | [6 empty] | 0 | [6 empty] | 0 | [6 empty] | 0 | [6 empty] | 0 | [6 empty] | 0
|  |  | 0 | 0 | C3 | 0 | 0 | 0 | 0 | 0 | 0 | 0 | 0 | 0 | 0 | 0 | 0 | 0 | 0 | 0 | 0 | 0 | 0 | 0 | 0 | 0 | 0 | 0 | 0 | 0 | 0 | 0 | 0 | 0 | 0 | 0 | 0 | 0 | 0 | 0 | 0 |  | C3 | 0 | 0 | 0 | 0 | 0 | C3 | 0 | 0 | 0 | 0 | 0 | C3 | [5 empty] | C3 | [5 empty] | 0 | [6 empty] | 0 | [6 empty] | 0 | [6 empty] | 0 | [6 empty] | 0 | [6 empty] | 0
|  |  | 0 | 0 | C4 | 0 | 0 | 0 | 0 | 0 | 0 | 0 | 0 | 0 | 0 | 0 | 0 | 0 | 0 | 0 | 0 | 0 | 0 | 0 | 0 | 0 | 0 | 0 | 0 | 0 | 0 | 0 | 0 | 0 | 0 | 0 | 0 | 0 | 0 | 0 | 0 |  | C4 | 0 | 0 | 0 | 0 | 0 | C4 | 0 | 0 | 0 | 0 | 0 | C4 | [5 empty] | C4 | [5 empty] | 0 | [6 empty] | 0 | [6 empty] | 0 | [6 empty] | 0 | [6 empty] | 0 | [6 empty] | 0
|  |  | 0 | 0 |  | 0 | 0 | 0 | 0 | 0 |  | 0 | 0 | 0 | 0 | 0 |  | 0 | 0 | 0 | 0 | 0 |  | 0 | 0 | 0 | 0 | 0 |  | 0 | 0 | 0 | 0 | 0 |  | 0 | 0 | 0 | 0 | 0 | [21 empty] | 0 | 0 | 0 | 0 | 0 | 0 |  | 0 | 0 | 0 | 0 | 0 | 0 |  | 0 | 0 | 0 | 0 | 0 | 0 |  | 0 | 0 | 0 | 0 | 0 | 0 |  | 0 | 0 | 0 | 0 | 0 | 0 |  | 0 | 0 | 0 | 0 | 0 | 0
| [Please insert new asset category as required] |  | 0 | 0 | C1 | 0 | 0 | 0 | 0 | 0 | 0 | 0 | 0 | 0 | 0 | 0 | 0 | 0 | 0 | 0 | 0 | 0 | 0 | 0 | 0 | 0 | 0 | 0 | 0 | 0 | 0 | 0 | 0 | 0 | 0 | 0 | 0 | 0 | 0 | 0 | 0 |  | C1 | 0 | 0 | 0 | 0 | 0 | C1 | 0 | 0 | 0 | 0 | 0 | C1 | [5 empty] | C1 | [5 empty] | 0 | [6 empty] | 0 | [6 empty] | 0 | [6 empty] | 0 | [6 empty] | 0 | [6 empty] | 0
|  |  | 0 | 0 | C2 | 0 | 0 | 0 | 0 | 0 | 0 | 0 | 0 | 0 | 0 | 0 | 0 | 0 | 0 | 0 | 0 | 0 | 0 | 0 | 0 | 0 | 0 | 0 | 0 | 0 | 0 | 0 | 0 | 0 | 0 | 0 | 0 | 0 | 0 | 0 | 0 |  | C2 | 0 | 0 | 0 | 0 | 0 | C2 | 0 | 0 | 0 | 0 | 0 | C2 | [5 empty] | C2 | [5 empty] | 0 | [6 empty] | 0 | [6 empty] | 0 | [6 empty] | 0 | [6 empty] | 0 | [6 empty] | 0
|  |  | 0 | 0 | C3 | 0 | 0 | 0 | 0 | 0 | 0 | 0 | 0 | 0 | 0 | 0 | 0 | 0 | 0 | 0 | 0 | 0 | 0 | 0 | 0 | 0 | 0 | 0 | 0 | 0 | 0 | 0 | 0 | 0 | 0 | 0 | 0 | 0 | 0 | 0 | 0 |  | C3 | 0 | 0 | 0 | 0 | 0 | C3 | 0 | 0 | 0 | 0 | 0 | C3 | [5 empty] | C3 | [5 empty] | 0 | [6 empty] | 0 | [6 empty] | 0 | [6 empty] | 0 | [6 empty] | 0 | [6 empty] | 0
|  |  | 0 | 0 | C4 | 0 | 0 | 0 | 0 | 0 | 0 | 0 | 0 | 0 | 0 | 0 | 0 | 0 | 0 | 0 | 0 | 0 | 0 | 0 | 0 | 0 | 0 | 0 | 0 | 0 | 0 | 0 | 0 | 0 | 0 | 0 | 0 | 0 | 0 | 0 | 0 |  | C4 | 0 | 0 | 0 | 0 | 0 | C4 | 0 | 0 | 0 | 0 | 0 | C4 | [5 empty] | C4 | [5 empty] | 0 | [6 empty] | 0 | [6 empty] | 0 | [6 empty] | 0 | [6 empty] | 0 | [6 empty] | 0
|  |  | 0 | 0 |  | 0 | 0 | 0 | 0 | 0 |  | 0 | 0 | 0 | 0 | 0 |  | 0 | 0 | 0 | 0 | 0 |  | 0 | 0 | 0 | 0 | 0 |  | 0 | 0 | 0 | 0 | 0 |  | 0 | 0 | 0 | 0 | 0 | [21 empty] | 0 | 0 | 0 | 0 | 0 | 0 |  | 0 | 0 | 0 | 0 | 0 | 0 |  | 0 | 0 | 0 | 0 | 0 | 0 |  | 0 | 0 | 0 | 0 | 0 | 0 |  | 0 | 0 | 0 | 0 | 0 | 0 |  | 0 | 0 | 0 | 0 | 0 | 0
[62 empty] | 1259199.848 | 1376351.9923 | 3034045.3371 | 1046429.7573 | 3588645.1523 | 10304672.087 |  | 1259199.848 | 1376351.9923 | 3034045.3371 | 1046429.7573 | 3588645.1523 | 10304672.087 |  | 1064913.5377 | 897679.2929 | 3755405.1696 | 1703243.9493 | 4465668.7645 | 11886910.7139 |  | 1179794.2534 | 897037.8826 | 3715085.7225 | 1292091.0791 | 3399745.4044 | 10483754.3419 |  | 855090.9893 | 697070.5995 | 1127387.4468 | 6606866.569 | 6392504.1017 | 15678919.7063 |  | 1084852.4208 | 695787.7789 | 1046748.5525 | 5786054.5584 | 4260657.3815 | 12874100.692
| 132kV Network | [65 empty] | 0 | [6 empty] | 0 | [6 empty] | 0 | [6 empty] | 0 | [6 empty] | 0 | [6 empty] | 0
| 132kV CBs |  | 94 | 92 | C1 | 44 | 19 | 17 | 6 | 8 | 94 | 44 | 19 | 17 | 6 | 8 | 94 | 15.5 | 0 | -2 | -7.5 | -7 | -1 | 36 | 15 | 14 | 19 | 10 | 94 | 31 | 0 | -4 | -15 | -14 | -2 | 32 | 6 | 15 | 25 | 16 | 94 |  | C1 | 0.012284 | 0.018289 | 0.032337 | 0.05237 | 0.12284 | C1 | 141932.532 | 141932.532 | 141932.532 | 141932.532 | 141932.532 | C1 | 1743.4558 | 2595.82 | 4589.6452 | 7432.9867 | 17434.8556 | C1 | 76712.0564 | 49320.5802 | 78023.9691 | 44597.92 | 139478.8447 | 388133.3704 |  | 76712.0564 | 49320.5802 | 78023.9691 | 44597.92 | 139478.8447 | 388133.3704 |  | 62764.4098 | 38937.3001 | 64255.0334 | 141226.7468 | 174348.5559 | 481532.0459 |  | 89787.9751 | 38937.3001 | 55075.7429 | 85479.3467 | 52304.5668 | 321584.9316 |  | 55790.5865 | 15574.9201 | 68844.6786 | 185824.6668 | 278957.6894 | 604992.5413 |  | 109837.7171 | 15574.9201 | 50486.0977 | 74329.8667 | 34869.7112 | 285098.3127
|  |  | 3 | 3 | C2 | 3 | 0 | 0 | 0 | 0 | 3 | 3 | 0 | 0 | 0 | 0 | 3 | 0 | 0 | 0 | 0 | 0 | 0 | 3 | 0 | 0 | 0 | 0 | 3 | 0 | 0 | 0 | 0 | 0 | 0 | 3 | 0 | 0 | 0 | 0 | 3 |  | C2 | 0.012284 | 0.018289 | 0.032337 | 0.05237 | 0.12284 | C2 | 202760.76 | 202760.76 | 202760.76 | 202760.76 | 202760.76 | C2 | 2490.6512 | 3708.3143 | 6556.6361 | 10618.5524 | 24906.9366 | C2 | 7471.9535 | 0 | 0 | 0 | 0 | 7471.9535 |  | 7471.9535 | 0 | 0 | 0 | 0 | 7471.9535 |  | 7471.9535 | 0 | 0 | 0 | 0 | 7471.9535 |  | 7471.9535 | 0 | 0 | 0 | 0 | 7471.9535 |  | 7471.9535 | 0 | 0 | 0 | 0 | 7471.9535 |  | 7471.9535 | 0 | 0 | 0 | 0 | 7471.9535
|  |  | 81 | 81 | C3 | 81 | 0 | 0 | 0 | 0 | 81 | 81 | 0 | 0 | 0 | 0 | 81 | 0 | 0 | 0 | 0 | 0 | 0 | 81 | 0 | 0 | 0 | 0 | 81 | 0 | 0 | 0 | 0 | 0 | 0 | 81 | 0 | 0 | 0 | 0 | 81 |  | C3 | 0.012284 | 0.018289 | 0.032337 | 0.05237 | 0.12284 | C3 | 304141.14 | 304141.14 | 304141.14 | 304141.14 | 304141.14 | C3 | 3735.9768 | 5562.4714 | 9834.9541 | 15927.8286 | 37360.4048 | C3 | 302614.1186 | 0 | 0 | 0 | 0 | 302614.1186 |  | 302614.1186 | 0 | 0 | 0 | 0 | 302614.1186 |  | 302614.1186 | 0 | 0 | 0 | 0 | 302614.1186 |  | 302614.1186 | 0 | 0 | 0 | 0 | 302614.1186 |  | 302614.1186 | 0 | 0 | 0 | 0 | 302614.1186 |  | 302614.1186 | 0 | 0 | 0 | 0 | 302614.1186
|  |  | 0 | 0 | C4 | 0 | 0 | 0 | 0 | 0 | 0 | 0 | 0 | 0 | 0 | 0 | 0 | 0 | 0 | 0 | 0 | 0 | 0 | 0 | 0 | 0 | 0 | 0 | 0 | 0 | 0 | 0 | 0 | 0 | 0 | 0 | 0 | 0 | 0 | 0 | 0 |  | C4 | 0.012284 | 0.018289 | 0.032337 | 0.05237 | 0.12284 | C4 | 506901.9 | 506901.9 | 506901.9 | 506901.9 | 506901.9 | C4 | 6226.628 | 9270.7857 | 16391.5901 | 26546.381 | 62267.3414 | C4 | 0 | 0 | 0 | 0 | 0 | 0 |  | 0 | 0 | 0 | 0 | 0 | 0 |  | 0 | 0 | 0 | 0 | 0 | 0 |  | 0 | 0 | 0 | 0 | 0 | 0 |  | 0 | 0 | 0 | 0 | 0 | 0 |  | 0 | 0 | 0 | 0 | 0 | 0
|  |  | 178 | 176 |  | 128 | 19 | 17 | 6 | 8 |  | 128 | 19 | 17 | 6 | 8 |  | 15.5 | 0 | -2 | -7.5 | -7 |  | 120 | 15 | 14 | 19 | 10 |  | 31 | 0 | -4 | -15 | -14 |  | 116 | 6 | 15 | 25 | 16 | [21 empty] | 386798.1286 | 49320.5802 | 78023.9691 | 44597.92 | 139478.8447 | 698219.4425 |  | 386798.1286 | 49320.5802 | 78023.9691 | 44597.92 | 139478.8447 | 698219.4425 |  | 372850.4819 | 38937.3001 | 64255.0334 | 141226.7468 | 174348.5559 | 791618.1181 |  | 399874.0473 | 38937.3001 | 55075.7429 | 85479.3467 | 52304.5668 | 631671.0038 |  | 365876.6586 | 15574.9201 | 68844.6786 | 185824.6668 | 278957.6894 | 915078.6135 |  | 419923.7893 | 15574.9201 | 50486.0977 | 74329.8667 | 34869.7112 | 595184.3849
| 132kV Transformer |  | 0 | 0 | C1 | 0 | 0 | 0 | 0 | 0 | 0 | 0 | 0 | 0 | 0 | 0 | 0 | 0 | 0 | 0 | 0 | 0 | 0 | 0 | 0 | 0 | 0 | 0 | 0 | 0 | 0 | 0 | 0 | 0 | 0 | 0 | 0 | 0 | 0 | 0 | 0 |  | C1 | 0.012939 | 0.019265 | 0.034062 | 0.055165 | 0.12939 | C1 | 371942.893 | 371942.893 | 371942.893 | 371942.893 | 371942.893 | C1 | 4812.6452 | 7165.516 | 12669.2823 | 20518.0579 | 48127.2727 | C1 | 0 | 0 | 0 | 0 | 0 | 0 |  | 0 | 0 | 0 | 0 | 0 | 0 |  | 0 | 0 | 0 | 0 | 0 | 0 |  | 0 | 0 | 0 | 0 | 0 | 0 |  | 0 | 0 | 0 | 0 | 0 | 0 |  | 0 | 0 | 0 | 0 | 0 | 0
|  |  | 158 | 158 | C2 | 87 | 23 | 22 | 17 | 9 | 158 | 87 | 23 | 22 | 17 | 9 | 158 | 8.5 | 0 | -1.5 | -1.5 | -5.5 | 0 | 70 | 31 | 17 | 21 | 19 | 158 | 17 | 0 | -3 | -3 | -11 | 0 | 57 | 32 | 16 | 22 | 31 | 158 |  | C2 | 0.012939 | 0.019265 | 0.034062 | 0.055165 | 0.12939 | C2 | 531346.99 | 531346.99 | 531346.99 | 531346.99 | 531346.99 | C2 | 6875.2074 | 10236.4515 | 18098.9748 | 29311.5113 | 68753.2467 | C2 | 598143.0461 | 235438.3843 | 398177.4452 | 498295.6919 | 618779.2202 | 2348833.7877 |  | 598143.0461 | 235438.3843 | 398177.4452 | 498295.6919 | 618779.2202 | 2348833.7877 |  | 481264.5198 | 317329.9962 | 307682.5713 | 615541.7371 | 1306311.6871 | 3028130.5115 |  | 539703.783 | 317329.9962 | 280534.1091 | 571574.4701 | 928168.8303 | 2637311.1887 |  | 391886.8233 | 327566.4477 | 289583.5965 | 644853.2483 | 2131350.6475 | 3785240.7633 |  | 508765.3495 | 327566.4477 | 235286.6721 | 556918.7145 | 1375064.9338 | 3003602.1177
|  |  | 0 | 0 | C3 | 0 | 0 | 0 | 0 | 0 | 0 | 0 | 0 | 0 | 0 | 0 | 0 | 0 | 0 | 0 | 0 | 0 | 0 | 0 | 0 | 0 | 0 | 0 | 0 | 0 | 0 | 0 | 0 | 0 | 0 | 0 | 0 | 0 | 0 | 0 | 0 |  | C3 | 0.012939 | 0.019265 | 0.034062 | 0.055165 | 0.12939 | C3 | 797020.485 | 797020.485 | 797020.485 | 797020.485 | 797020.485 | C3 | 10312.8111 | 15354.6772 | 27148.4622 | 43967.2669 | 103129.87 | C3 | 0 | 0 | 0 | 0 | 0 | 0 |  | 0 | 0 | 0 | 0 | 0 | 0 |  | 0 | 0 | 0 | 0 | 0 | 0 |  | 0 | 0 | 0 | 0 | 0 | 0 |  | 0 | 0 | 0 | 0 | 0 | 0 |  | 0 | 0 | 0 | 0 | 0 | 0
|  |  | 4 | 4 | C4 | 2 | 1 | 0 | 1 | 0 | 4 | 2 | 1 | 0 | 1 | 0 | 4 | 0 | 0 | 0 | 0 | 0 | 0 | 1 | 1 | 1 | 0 | 1 | 4 | 0 | 0 | 0 | 0 | 0 | 0 | 1 | 1 | 0 | 1 | 1 | 4 |  | C4 | 0.012939 | 0.019265 | 0.034062 | 0.055165 | 0.12939 | C4 | 1328367.475 | 1328367.475 | 1328367.475 | 1328367.475 | 1328367.475 | C4 | 17188.0186 | 25591.1287 | 45247.4369 | 73278.7782 | 171883.1167 | C4 | 34376.0371 | 25591.1287 | 0 | 73278.7782 | 0 | 133245.9441 |  | 34376.0371 | 25591.1287 | 0 | 73278.7782 | 0 | 133245.9441 |  | 17188.0186 | 25591.1287 | 45247.4369 | 0 | 171883.1167 | 259909.701 |  | 17188.0186 | 25591.1287 | 45247.4369 | 0 | 171883.1167 | 259909.701 |  | 17188.0186 | 25591.1287 | 0 | 73278.7782 | 171883.1167 | 287941.0422 |  | 17188.0186 | 25591.1287 | 0 | 73278.7782 | 171883.1167 | 287941.0422
|  |  | 162 | 162 |  | 89 | 24 | 22 | 18 | 9 |  | 89 | 24 | 22 | 18 | 9 |  | 8.5 | 0 | -1.5 | -1.5 | -5.5 |  | 71 | 32 | 18 | 21 | 20 |  | 17 | 0 | -3 | -3 | -11 |  | 58 | 33 | 16 | 23 | 32 | [21 empty] | 632519.0832 | 261029.513 | 398177.4452 | 571574.4701 | 618779.2202 | 2482079.7317 |  | 632519.0832 | 261029.513 | 398177.4452 | 571574.4701 | 618779.2202 | 2482079.7317 |  | 498452.5384 | 342921.1249 | 352930.0082 | 615541.7371 | 1478194.8039 | 3288040.2125 |  | 556891.8015 | 342921.1249 | 325781.546 | 571574.4701 | 1100051.9471 | 2897220.8897 |  | 409074.8419 | 353157.5764 | 289583.5965 | 718132.0266 | 2303233.7642 | 4073181.8055 |  | 525953.3681 | 353157.5764 | 235286.6721 | 630197.4927 | 1546948.0506 | 3291543.1599
| 132kV UG Cable (Gas) |  | 0 | 0 | C1 | 0 | 0 | 0 | 0 | 0 | 0 | 0 | 0 | 0 | 0 | 0 | 0 | 0 | 0 | 0 | 0 | 0 | 0 | 0 | 0 | 0 | 0 | 0 | 0 | 0 | 0 | 0 | 0 | 0 | 0 | 0 | 0 | 0 | 0 | 0 | 0 |  | C1 | 0 | 0 | 0 | 0 | 0 | C1 | 0 | 0 | 0 | 0 | 0 | C1 | [5 empty] | C1 | [5 empty] | 0 | [6 empty] | 0 | [6 empty] | 0 | [6 empty] | 0 | [6 empty] | 0 | [6 empty] | 0
|  |  | 0 | 0 | C2 | 0 | 0 | 0 | 0 | 0 | 0 | 0 | 0 | 0 | 0 | 0 | 0 | 0 | 0 | 0 | 0 | 0 | 0 | 0 | 0 | 0 | 0 | 0 | 0 | 0 | 0 | 0 | 0 | 0 | 0 | 0 | 0 | 0 | 0 | 0 | 0 |  | C2 | 0 | 0 | 0 | 0 | 0 | C2 | 0 | 0 | 0 | 0 | 0 | C2 | [5 empty] | C2 | [5 empty] | 0 | [6 empty] | 0 | [6 empty] | 0 | [6 empty] | 0 | [6 empty] | 0 | [6 empty] | 0
|  |  | 0 | 0 | C3 | 0 | 0 | 0 | 0 | 0 | 0 | 0 | 0 | 0 | 0 | 0 | 0 | 0 | 0 | 0 | 0 | 0 | 0 | 0 | 0 | 0 | 0 | 0 | 0 | 0 | 0 | 0 | 0 | 0 | 0 | 0 | 0 | 0 | 0 | 0 | 0 |  | C3 | 0 | 0 | 0 | 0 | 0 | C3 | 0 | 0 | 0 | 0 | 0 | C3 | [5 empty] | C3 | [5 empty] | 0 | [6 empty] | 0 | [6 empty] | 0 | [6 empty] | 0 | [6 empty] | 0 | [6 empty] | 0
|  |  | 0 | 0 | C4 | 0 | 0 | 0 | 0 | 0 | 0 | 0 | 0 | 0 | 0 | 0 | 0 | 0 | 0 | 0 | 0 | 0 | 0 | 0 | 0 | 0 | 0 | 0 | 0 | 0 | 0 | 0 | 0 | 0 | 0 | 0 | 0 | 0 | 0 | 0 | 0 |  | C4 | 0 | 0 | 0 | 0 | 0 | C4 | 0 | 0 | 0 | 0 | 0 | C4 | [5 empty] | C4 | [5 empty] | 0 | [6 empty] | 0 | [6 empty] | 0 | [6 empty] | 0 | [6 empty] | 0 | [6 empty] | 0
|  |  | 0 | 0 |  | 0 | 0 | 0 | 0 | 0 |  | 0 | 0 | 0 | 0 | 0 |  | 0 | 0 | 0 | 0 | 0 |  | 0 | 0 | 0 | 0 | 0 |  | 0 | 0 | 0 | 0 | 0 |  | 0 | 0 | 0 | 0 | 0 | [21 empty] | 0 | 0 | 0 | 0 | 0 | 0 |  | 0 | 0 | 0 | 0 | 0 | 0 |  | 0 | 0 | 0 | 0 | 0 | 0 |  | 0 | 0 | 0 | 0 | 0 | 0 |  | 0 | 0 | 0 | 0 | 0 | 0 |  | 0 | 0 | 0 | 0 | 0 | 0
| 132kV UG Cable (Oil) |  | 0 | 0 | C1 | 0 | 0 | 0 | 0 | 0 | 0 | 0 | 0 | 0 | 0 | 0 | 0 | 0 | 0 | 0 | 0 | 0 | 0 | 0 | 0 | 0 | 0 | 0 | 0 | 0 | 0 | 0 | 0 | 0 | 0 | 0 | 0 | 0 | 0 | 0 | 0 |  | C1 | 0.59691 | 0.88874 | 1.5714 | 2.5449 | 5.9692 | C1 | 4415.397 | 4415.397 | 4415.397 | 4415.397 | 4415.397 | C1 | 2635.6098 | 3924.1423 | 6938.2395 | 11236.5638 | 26356.5475 | C1 | 0 | 0 | 0 | 0 | 0 | 0 |  | 0 | 0 | 0 | 0 | 0 | 0 |  | 0 | 0 | 0 | 0 | 0 | 0 |  | 0 | 0 | 0 | 0 | 0 | 0 |  | 0 | 0 | 0 | 0 | 0 | 0 |  | 0 | 0 | 0 | 0 | 0 | 0
|  |  | 157.44 | 145.87 | C2 | 109.9659 | 0 | 29.2536 | 1.7193 | 16.5012 | 157.44 | 109.9659 | 0 | 29.2536 | 1.7193 | 16.5012 | 157.44 | 0 | 0 | -1.1532 | -3.4755 | -1.1564 | -5.785 | 109.9659 | 0 | 29.2536 | 1.7193 | 16.5012 | 157.44 | 0 | 0 | -2.3063 | -6.9509 | -2.3128 | -11.57 | 108.7907 | 1.1752 | 11.2267 | 19.7462 | 16.5012 | 157.44 |  | C2 | 0.59691 | 0.88874 | 1.5714 | 2.5449 | 5.9692 | C2 | 6307.71 | 6307.71 | 6307.71 | 6307.71 | 6307.71 | C2 | 3765.1569 | 5605.9175 | 9911.7707 | 16052.234 | 37652.2108 | C2 | 414038.9808 | 0 | 289954.7122 | 27598.906 | 621305.7832 | 1352898.3822 |  | 414038.9808 | 0 | 289954.7122 | 27598.906 | 621305.7832 | 1352898.3822 |  | 414038.9808 | 0 | 289954.7122 | 27598.906 | 621305.7832 | 1352898.3822 |  | 414038.9808 | 0 | 278524.8023 | -28189.9646 | 577765.6567 | 1242139.4753 |  | 409614.0933 | 6588.1861 | 111276.4773 | 316970.4953 | 621305.7832 | 1465755.0353 |  | 409614.0933 | 6588.1861 | 88416.6576 | 205392.7541 | 534225.5303 | 1244237.2215
|  |  | 0 | 0 | C3 | 0 | 0 | 0 | 0 | 0 | 0 | 0 | 0 | 0 | 0 | 0 | 0 | 0 | 0 | 0 | 0 | 0 | 0 | 0 | 0 | 0 | 0 | 0 | 0 | 0 | 0 | 0 | 0 | 0 | 0 | 0 | 0 | 0 | 0 | 0 | 0 |  | C3 | 0.59691 | 0.88874 | 1.5714 | 2.5449 | 5.9692 | C3 | 9461.565 | 9461.565 | 9461.565 | 9461.565 | 9461.565 | C3 | 5647.7353 | 8408.8763 | 14867.656 | 24078.3509 | 56478.3162 | C3 | 0 | 0 | 0 | 0 | 0 | 0 |  | 0 | 0 | 0 | 0 | 0 | 0 |  | 0 | 0 | 0 | 0 | 0 | 0 |  | 0 | 0 | 0 | 0 | 0 | 0 |  | 0 | 0 | 0 | 0 | 0 | 0 |  | 0 | 0 | 0 | 0 | 0 | 0
|  |  | 0 | 0 | C4 | 0 | 0 | 0 | 0 | 0 | 0 | 0 | 0 | 0 | 0 | 0 | 0 | 0 | 0 | 0 | 0 | 0 | 0 | 0 | 0 | 0 | 0 | 0 | 0 | 0 | 0 | 0 | 0 | 0 | 0 | 0 | 0 | 0 | 0 | 0 | 0 |  | C4 | 0.59691 | 0.88874 | 1.5714 | 2.5449 | 5.9692 | C4 | 15769.275 | 15769.275 | 15769.275 | 15769.275 | 15769.275 | C4 | 9412.8922 | 14014.7938 | 24779.4267 | 40130.5849 | 94130.527 | C4 | 0 | 0 | 0 | 0 | 0 | 0 |  | 0 | 0 | 0 | 0 | 0 | 0 |  | 0 | 0 | 0 | 0 | 0 | 0 |  | 0 | 0 | 0 | 0 | 0 | 0 |  | 0 | 0 | 0 | 0 | 0 | 0 |  | 0 | 0 | 0 | 0 | 0 | 0
|  |  | 157.44 | 145.87 |  | 109.9659 | 0 | 29.2536 | 1.7193 | 16.5012 |  | 109.9659 | 0 | 29.2536 | 1.7193 | 16.5012 |  | 0 | 0 | -1.1532 | -3.4755 | -1.1564 |  | 109.9659 | 0 | 29.2536 | 1.7193 | 16.5012 |  | 0 | 0 | -2.3063 | -6.9509 | -2.3128 |  | 108.7907 | 1.1752 | 11.2267 | 19.7462 | 16.5012 | [21 empty] | 414038.9808 | 0 | 289954.7122 | 27598.906 | 621305.7832 | 1352898.3822 |  | 414038.9808 | 0 | 289954.7122 | 27598.906 | 621305.7832 | 1352898.3822 |  | 414038.9808 | 0 | 289954.7122 | 27598.906 | 621305.7832 | 1352898.3822 |  | 414038.9808 | 0 | 278524.8023 | -28189.9646 | 577765.6567 | 1242139.4753 |  | 409614.0933 | 6588.1861 | 111276.4773 | 316970.4953 | 621305.7832 | 1465755.0353 |  | 409614.0933 | 6588.1861 | 88416.6576 | 205392.7541 | 534225.5303 | 1244237.2215
| 132kV UG Cable (Non Pressurised) |  | 0 | 0 | C1 | 0 | 0 | 0 | 0 | 0 | 0 | 0 | 0 | 0 | 0 | 0 | 0 | 0 | 0 | 0 | 0 | 0 | 0 | 0 | 0 | 0 | 0 | 0 | 0 | 0 | 0 | 0 | 0 | 0 | 0 | 0 | 0 | 0 | 0 | 0 | 0 |  | C1 | 0 | 0 | 0 | 0 | 0 | C1 | 0 | 0 | 0 | 0 | 0 | C1 | [5 empty] | C1 | [5 empty] | 0 | [6 empty] | 0 | [6 empty] | 0 | [6 empty] | 0 | [6 empty] | 0 | [6 empty] | 0
|  |  | 0 | 0 | C2 | 0 | 0 | 0 | 0 | 0 | 0 | 0 | 0 | 0 | 0 | 0 | 0 | 0 | 0 | 0 | 0 | 0 | 0 | 0 | 0 | 0 | 0 | 0 | 0 | 0 | 0 | 0 | 0 | 0 | 0 | 0 | 0 | 0 | 0 | 0 | 0 |  | C2 | 0 | 0 | 0 | 0 | 0 | C2 | 0 | 0 | 0 | 0 | 0 | C2 | [5 empty] | C2 | [5 empty] | 0 | [6 empty] | 0 | [6 empty] | 0 | [6 empty] | 0 | [6 empty] | 0 | [6 empty] | 0
|  |  | 0 | 0 | C3 | 0 | 0 | 0 | 0 | 0 | 0 | 0 | 0 | 0 | 0 | 0 | 0 | 0 | 0 | 0 | 0 | 0 | 0 | 0 | 0 | 0 | 0 | 0 | 0 | 0 | 0 | 0 | 0 | 0 | 0 | 0 | 0 | 0 | 0 | 0 | 0 |  | C3 | 0 | 0 | 0 | 0 | 0 | C3 | 0 | 0 | 0 | 0 | 0 | C3 | [5 empty] | C3 | [5 empty] | 0 | [6 empty] | 0 | [6 empty] | 0 | [6 empty] | 0 | [6 empty] | 0 | [6 empty] | 0
|  |  | 0 | 0 | C4 | 0 | 0 | 0 | 0 | 0 | 0 | 0 | 0 | 0 | 0 | 0 | 0 | 0 | 0 | 0 | 0 | 0 | 0 | 0 | 0 | 0 | 0 | 0 | 0 | 0 | 0 | 0 | 0 | 0 | 0 | 0 | 0 | 0 | 0 | 0 | 0 |  | C4 | 0 | 0 | 0 | 0 | 0 | C4 | 0 | 0 | 0 | 0 | 0 | C4 | [5 empty] | C4 | [5 empty] | 0 | [6 empty] | 0 | [6 empty] | 0 | [6 empty] | 0 | [6 empty] | 0 | [6 empty] | 0
|  |  | 0 | 0 |  | 0 | 0 | 0 | 0 | 0 |  | 0 | 0 | 0 | 0 | 0 |  | 0 | 0 | 0 | 0 | 0 |  | 0 | 0 | 0 | 0 | 0 |  | 0 | 0 | 0 | 0 | 0 |  | 0 | 0 | 0 | 0 | 0 | [21 empty] | 0 | 0 | 0 | 0 | 0 | 0 |  | 0 | 0 | 0 | 0 | 0 | 0 |  | 0 | 0 | 0 | 0 | 0 | 0 |  | 0 | 0 | 0 | 0 | 0 | 0 |  | 0 | 0 | 0 | 0 | 0 | 0 |  | 0 | 0 | 0 | 0 | 0 | 0
| 132kV OHL Support - Tower |  | 0 | 0 | C1 | 0 | 0 | 0 | 0 | 0 | 0 | 0 | 0 | 0 | 0 | 0 | 0 | 0 | 0 | 0 | 0 | 0 | 0 | 0 | 0 | 0 | 0 | 0 | 0 | 0 | 0 | 0 | 0 | 0 | 0 | 0 | 0 | 0 | 0 | 0 | 0 |  | C1 | 0.015533 | 0.023127 | 0.04089 | 0.066222 | 0.15533 | C1 | 10348.961 | 10348.961 | 10348.961 | 10348.961 | 10348.961 | C1 | 160.7478 | 239.3363 | 423.1683 | 685.3263 | 1607.5052 | C1 | 0 | 0 | 0 | 0 | 0 | 0 |  | 0 | 0 | 0 | 0 | 0 | 0 |  | 0 | 0 | 0 | 0 | 0 | 0 |  | 0 | 0 | 0 | 0 | 0 | 0 |  | 0 | 0 | 0 | 0 | 0 | 0 |  | 0 | 0 | 0 | 0 | 0 | 0
|  |  | 3127 | 3127 | C2 | 287 | 74 | 1127 | 814 | 825 | 3127 | 287 | 74 | 1127 | 814 | 825 | 3127 | 100 | 0 | 0 | -22.5 | -77.5 | 0 | 175 | 38 | 1024 | 641 | 1249 | 3127 | 200 | 0 | 0 | -45 | -155 | 0 | 12 | 52 | 839 | 463 | 1761 | 3127 |  | C2 | 0.015533 | 0.023127 | 0.04089 | 0.066222 | 0.15533 | C2 | 14784.23 | 14784.23 | 14784.23 | 14784.23 | 14784.23 | C2 | 229.6397 | 341.909 | 604.5262 | 979.0375 | 2296.436 | C2 | 65906.5893 | 25301.268 | 681300.9993 | 796936.5602 | 1894559.6998 | 3464005.1166 |  | 65906.5893 | 25301.268 | 681300.9993 | 796936.5602 | 1894559.6998 | 3464005.1166 |  | 40186.9447 | 12992.543 | 619034.8032 | 627563.0652 | 2868248.5638 | 4168025.9199 |  | 63150.9131 | 12992.543 | 619034.8032 | 605534.7205 | 2690274.7738 | 3990987.7536 |  | 2755.6762 | 17779.2694 | 507197.4608 | 453294.3825 | 4044023.7957 | 5025050.5847 |  | 48683.613 | 17779.2694 | 507197.4608 | 409237.6931 | 3688076.2157 | 4670974.252
|  |  | 0 | 0 | C3 | 0 | 0 | 0 | 0 | 0 | 0 | 0 | 0 | 0 | 0 | 0 | 0 | 0 | 0 | 0 | 0 | 0 | 0 | 0 | 0 | 0 | 0 | 0 | 0 | 0 | 0 | 0 | 0 | 0 | 0 | 0 | 0 | 0 | 0 | 0 | 0 |  | C3 | 0.015533 | 0.023127 | 0.04089 | 0.066222 | 0.15533 | C3 | 22176.345 | 22176.345 | 22176.345 | 22176.345 | 22176.345 | C3 | 344.4595 | 512.8635 | 906.7893 | 1468.5563 | 3444.654 | C3 | 0 | 0 | 0 | 0 | 0 | 0 |  | 0 | 0 | 0 | 0 | 0 | 0 |  | 0 | 0 | 0 | 0 | 0 | 0 |  | 0 | 0 | 0 | 0 | 0 | 0 |  | 0 | 0 | 0 | 0 | 0 | 0 |  | 0 | 0 | 0 | 0 | 0 | 0
|  |  | 0 | 0 | C4 | 0 | 0 | 0 | 0 | 0 | 0 | 0 | 0 | 0 | 0 | 0 | 0 | 0 | 0 | 0 | 0 | 0 | 0 | 0 | 0 | 0 | 0 | 0 | 0 | 0 | 0 | 0 | 0 | 0 | 0 | 0 | 0 | 0 | 0 | 0 | 0 |  | C4 | 0.015533 | 0.023127 | 0.04089 | 0.066222 | 0.15533 | C4 | 36960.575 | 36960.575 | 36960.575 | 36960.575 | 36960.575 | C4 | 574.0992 | 854.7726 | 1511.3154 | 2447.5939 | 5741.09 | C4 | 0 | 0 | 0 | 0 | 0 | 0 |  | 0 | 0 | 0 | 0 | 0 | 0 |  | 0 | 0 | 0 | 0 | 0 | 0 |  | 0 | 0 | 0 | 0 | 0 | 0 |  | 0 | 0 | 0 | 0 | 0 | 0 |  | 0 | 0 | 0 | 0 | 0 | 0
|  |  | 3127 | 3127 |  | 287 | 74 | 1127 | 814 | 825 |  | 287 | 74 | 1127 | 814 | 825 |  | 100 | 0 | 0 | -22.5 | -77.5 |  | 175 | 38 | 1024 | 641 | 1249 |  | 200 | 0 | 0 | -45 | -155 |  | 12 | 52 | 839 | 463 | 1761 | [21 empty] | 65906.5893 | 25301.268 | 681300.9993 | 796936.5602 | 1894559.6998 | 3464005.1166 |  | 65906.5893 | 25301.268 | 681300.9993 | 796936.5602 | 1894559.6998 | 3464005.1166 |  | 40186.9447 | 12992.543 | 619034.8032 | 627563.0652 | 2868248.5638 | 4168025.9199 |  | 63150.9131 | 12992.543 | 619034.8032 | 605534.7205 | 2690274.7738 | 3990987.7536 |  | 2755.6762 | 17779.2694 | 507197.4608 | 453294.3825 | 4044023.7957 | 5025050.5847 |  | 48683.613 | 17779.2694 | 507197.4608 | 409237.6931 | 3688076.2157 | 4670974.252
| 132kV OHL Fittings |  | 0 | 0 | C1 | 0 | 0 | 0 | 0 | 0 | 0 | 0 | 0 | 0 | 0 | 0 | 0 | 0 | 0 | 0 | 0 | 0 | 0 | 0 | 0 | 0 | 0 | 0 | 0 | 0 | 0 | 0 | 0 | 0 | 0 | 0 | 0 | 0 | 0 | 0 | 0 | 0 | C1 | 0.002736 | 0.0040737 | 0.0072026 | 0.011665 | 0.027361 | C1 | 1709.792 | 1709.792 | 1709.792 | 1709.792 | 1709.792 | C1 | 4.6781 | 6.9651 | 12.315 | 19.9443 | 46.7814 | C1 | 0 | 0 | 0 | 0 | 0 | 0 |  | 0 | 0 | 0 | 0 | 0 | 0 |  | 0 | 0 | 0 | 0 | 0 | 0 |  | 0 | 0 | 0 | 0 | 0 | 0 |  | 0 | 0 | 0 | 0 | 0 | 0 |  | 0 | 0 | 0 | 0 | 0 | 0
|  |  | 5610 | 5610 | C2 | 1223 | 651 | 733 | 1935 | 1068 | 5610 | 1223 | 651 | 733 | 1935 | 1068 | 5610 | 771.5 | -1.5 | -560.5 | -151 | -58.5 | 0 | 3 | 1571 | 3 | 944 | 3089 | 5610 | 1543 | -3 | -1121 | -302 | -117 | 0 | 3 | 3 | 1121 | 302 | 4181 | 5610 |  | C2 | 0.002736 | 0.0040737 | 0.0072026 | 0.011665 | 0.027361 | C2 | 2442.56 | 2442.56 | 2442.56 | 2442.56 | 2442.56 | C2 | 6.6829 | 9.9502 | 17.5929 | 28.4918 | 66.8306 | C2 | 8173.2477 | 6477.5805 | 12895.5641 | 55131.7244 | 71375.1215 | 154053.2381 |  | 8173.2477 | 6477.5805 | 12895.5641 | 55131.7244 | 71375.1215 | 154053.2381 |  | 20.0488 | 15631.7649 | 52.7786 | 26896.3038 | 206439.841 | 249040.7371 |  | 5175.9447 | 15616.8396 | -9808.0177 | 22594.0349 | 202530.2487 | 236109.05 |  | 20.0488 | 29.8506 | 19721.5926 | 8604.5379 | 279418.8978 | 307794.9277 |  | 10331.8405 | 0 | 0 | 0 | 271599.7131 | 281931.5536
|  |  | 0 | 0 | C3 | 0 | 0 | 0 | 0 | 0 | 0 | 0 | 0 | 0 | 0 | 0 | 0 | 0 | 0 | 0 | 0 | 0 | 0 | 0 | 0 | 0 | 0 | 0 | 0 | 0 | 0 | 0 | 0 | 0 | 0 | 0 | 0 | 0 | 0 | 0 | 0 |  | C3 | 0.002736 | 0.0040737 | 0.0072026 | 0.011665 | 0.027361 | C3 | 3663.84 | 3663.84 | 3663.84 | 3663.84 | 3663.84 | C3 | 10.0244 | 14.9253 | 26.3893 | 42.7378 | 100.246 | C3 | 0 | 0 | 0 | 0 | 0 | 0 |  | 0 | 0 | 0 | 0 | 0 | 0 |  | 0 | 0 | 0 | 0 | 0 | 0 |  | 0 | 0 | 0 | 0 | 0 | 0 |  | 0 | 0 | 0 | 0 | 0 | 0 |  | 0 | 0 | 0 | 0 | 0 | 0
|  |  | 0 | 0 | C4 | 0 | 0 | 0 | 0 | 0 | 0 | 0 | 0 | 0 | 0 | 0 | 0 | 0 | 0 | 0 | 0 | 0 | 0 | 0 | 0 | 0 | 0 | 0 | 0 | 0 | 0 | 0 | 0 | 0 | 0 | 0 | 0 | 0 | 0 | 0 | 0 |  | C4 | 0.002736 | 0.0040737 | 0.0072026 | 0.011665 | 0.027361 | C4 | 6106.4 | 6106.4 | 6106.4 | 6106.4 | 6106.4 | C4 | 16.7074 | 24.8755 | 43.9821 | 71.2296 | 167.0766 | C4 | 0 | 0 | 0 | 0 | 0 | 0 |  | 0 | 0 | 0 | 0 | 0 | 0 |  | 0 | 0 | 0 | 0 | 0 | 0 |  | 0 | 0 | 0 | 0 | 0 | 0 |  | 0 | 0 | 0 | 0 | 0 | 0 |  | 0 | 0 | 0 | 0 | 0 | 0
|  |  | 5610 | 5610 |  | 1223 | 651 | 733 | 1935 | 1068 |  | 1223 | 651 | 733 | 1935 | 1068 |  | 771.5 | -1.5 | -560.5 | -151 | -58.5 |  | 3 | 1571 | 3 | 944 | 3089 |  | 1543 | -3 | -1121 | -302 | -117 |  | 3 | 3 | 1121 | 302 | 4181 | [21 empty] | 8173.2477 | 6477.5805 | 12895.5641 | 55131.7244 | 71375.1215 | 154053.2381 |  | 8173.2477 | 6477.5805 | 12895.5641 | 55131.7244 | 71375.1215 | 154053.2381 |  | 20.0488 | 15631.7649 | 52.7786 | 26896.3038 | 206439.841 | 249040.7371 |  | 5175.9447 | 15616.8396 | -9808.0177 | 22594.0349 | 202530.2487 | 236109.05 |  | 20.0488 | 29.8506 | 19721.5926 | 8604.5379 | 279418.8978 | 307794.9277 |  | 10331.8405 | 0 | 0 | 0 | 271599.7131 | 281931.5536
| 132kV OHL (Tower Line) Conductor |  | 0 | 0 | C1 | 0 | 0 | 0 | 0 | 0 | 0 | 0 | 0 | 0 | 0 | 0 | 0 | 0 | 0 | 0 | 0 | 0 | 0 | 0 | 0 | 0 | 0 | 0 | 0 | 0 | 0 | 0 | 0 | 0 | 0 | 0 | 0 | 0 | 0 | 0 | 0 |  | C1 | 0.00228 | 0.0033947 | 0.0060022 | 0.0097206 | 0.022801 | C1 | 15214.535 | 15214.535 | 15214.535 | 15214.535 | 15214.535 | C1 | 34.6897 | 51.6493 | 91.3206 | 147.8948 | 346.9028 | C1 | 0 | 0 | 0 | 0 | 0 | 0 |  | 0 | 0 | 0 | 0 | 0 | 0 |  | 0 | 0 | 0 | 0 | 0 | 0 |  | 0 | 0 | 0 | 0 | 0 | 0 |  | 0 | 0 | 0 | 0 | 0 | 0 |  | 0 | 0 | 0 | 0 | 0 | 0
|  |  | 1595.26 | 1595.26 | C2 | 539.1109 | 431.1806 | 16.2505 | 125.6707 | 483.0472 | 1595.26 | 539.1109 | 431.1806 | 16.2505 | 125.6707 | 483.0472 | 1595.26 | 45 | 0 | -4 | -8 | -33 | 0 | 539.1109 | 431.1806 | 16.2505 | 125.6707 | 483.0472 | 1595.26 | 90 | 0 | -8 | -16 | -66 | 0 | 31.0112 | 635.9373 | 303.3432 | 16.2505 | 608.7179 | 1595.26 |  | C2 | 0.00228 | 0.0033947 | 0.0060022 | 0.0097206 | 0.022801 | C2 | 21735.05 | 21735.05 | 21735.05 | 21735.05 | 21735.05 | C2 | 49.5567 | 73.7846 | 130.4579 | 211.2782 | 495.5754 | C2 | 26716.5582 | 31814.5094 | 2120.0102 | 26551.4917 | 239386.3019 | 326588.8714 |  | 26716.5582 | 31814.5094 | 2120.0102 | 26551.4917 | 239386.3019 | 326588.8714 |  | 26716.5582 | 31814.5094 | 2120.0102 | 26551.4917 | 239386.3019 | 326588.8714 |  | 28946.6096 | 31814.5094 | 1598.1785 | 24861.2658 | 223032.3127 | 310252.876 |  | 1536.8106 | 46922.4045 | 39573.5245 | 3433.3825 | 301665.631 | 393131.7532 |  | 5996.9134 | 46922.4045 | 38529.861 | 52.9308 | 268957.6528 | 360459.7624
|  |  | 0 | 0 | C3 | 0 | 0 | 0 | 0 | 0 | 0 | 0 | 0 | 0 | 0 | 0 | 0 | 0 | 0 | 0 | 0 | 0 | 0 | 0 | 0 | 0 | 0 | 0 | 0 | 0 | 0 | 0 | 0 | 0 | 0 | 0 | 0 | 0 | 0 | 0 | 0 |  | C3 | 0.00228 | 0.0033947 | 0.0060022 | 0.0097206 | 0.022801 | C3 | 32602.575 | 32602.575 | 32602.575 | 32602.575 | 32602.575 | C3 | 74.335 | 110.677 | 195.6869 | 316.9174 | 743.3631 | C3 | 0 | 0 | 0 | 0 | 0 | 0 |  | 0 | 0 | 0 | 0 | 0 | 0 |  | 0 | 0 | 0 | 0 | 0 | 0 |  | 0 | 0 | 0 | 0 | 0 | 0 |  | 0 | 0 | 0 | 0 | 0 | 0 |  | 0 | 0 | 0 | 0 | 0 | 0
|  |  | 0 | 0 | C4 | 0 | 0 | 0 | 0 | 0 | 0 | 0 | 0 | 0 | 0 | 0 | 0 | 0 | 0 | 0 | 0 | 0 | 0 | 0 | 0 | 0 | 0 | 0 | 0 | 0 | 0 | 0 | 0 | 0 | 0 | 0 | 0 | 0 | 0 | 0 | 0 |  | C4 | 0.00228 | 0.0033947 | 0.0060022 | 0.0097206 | 0.022801 | C4 | 54337.625 | 54337.625 | 54337.625 | 54337.625 | 54337.625 | C4 | 123.8917 | 184.4616 | 326.1449 | 528.1956 | 1238.9386 | C4 | 0 | 0 | 0 | 0 | 0 | 0 |  | 0 | 0 | 0 | 0 | 0 | 0 |  | 0 | 0 | 0 | 0 | 0 | 0 |  | 0 | 0 | 0 | 0 | 0 | 0 |  | 0 | 0 | 0 | 0 | 0 | 0 |  | 0 | 0 | 0 | 0 | 0 | 0
|  |  | 1595.26 | 1595.26 |  | 539.1109 | 431.1806 | 16.2505 | 125.6707 | 483.0472 |  | 539.1109 | 431.1806 | 16.2505 | 125.6707 | 483.0472 |  | 45 | 0 | -4 | -8 | -33 |  | 539.1109 | 431.1806 | 16.2505 | 125.6707 | 483.0472 |  | 90 | 0 | -8 | -16 | -66 |  | 31.0112 | 635.9373 | 303.3432 | 16.2505 | 608.7179 | [21 empty] | 26716.5582 | 31814.5094 | 2120.0102 | 26551.4917 | 239386.3019 | 326588.8714 |  | 26716.5582 | 31814.5094 | 2120.0102 | 26551.4917 | 239386.3019 | 326588.8714 |  | 26716.5582 | 31814.5094 | 2120.0102 | 26551.4917 | 239386.3019 | 326588.8714 |  | 28946.6096 | 31814.5094 | 1598.1785 | 24861.2658 | 223032.3127 | 310252.876 |  | 1536.8106 | 46922.4045 | 39573.5245 | 3433.3825 | 301665.631 | 393131.7532 |  | 5996.9134 | 46922.4045 | 38529.861 | 52.9308 | 268957.6528 | 360459.7624
| [Please insert new asset category as required] |  | 0 | 0 | C1 | 0 | 0 | 0 | 0 | 0 | 0 | 0 | 0 | 0 | 0 | 0 | 0 | 0 | 0 | 0 | 0 | 0 | 0 | 0 | 0 | 0 | 0 | 0 | 0 | 0 | 0 | 0 | 0 | 0 | 0 | 0 | 0 | 0 | 0 | 0 | 0 |  | C1 | 0 | 0 | 0 | 0 | 0 | C1 | 0 | 0 | 0 | 0 | 0 | C1 | [5 empty] | C1 | [5 empty] | 0 | [6 empty] | 0 | [6 empty] | 0 | [6 empty] | 0 | [6 empty] | 0 | [6 empty] | 0
|  |  | 0 | 0 | C2 | 0 | 0 | 0 | 0 | 0 | 0 | 0 | 0 | 0 | 0 | 0 | 0 | 0 | 0 | 0 | 0 | 0 | 0 | 0 | 0 | 0 | 0 | 0 | 0 | 0 | 0 | 0 | 0 | 0 | 0 | 0 | 0 | 0 | 0 | 0 | 0 |  | C2 | 0 | 0 | 0 | 0 | 0 | C2 | 0 | 0 | 0 | 0 | 0 | C2 | [5 empty] | C2 | [5 empty] | 0 | [6 empty] | 0 | [6 empty] | 0 | [6 empty] | 0 | [6 empty] | 0 | [6 empty] | 0
|  |  | 0 | 0 | C3 | 0 | 0 | 0 | 0 | 0 | 0 | 0 | 0 | 0 | 0 | 0 | 0 | 0 | 0 | 0 | 0 | 0 | 0 | 0 | 0 | 0 | 0 | 0 | 0 | 0 | 0 | 0 | 0 | 0 | 0 | 0 | 0 | 0 | 0 | 0 | 0 |  | C3 | 0 | 0 | 0 | 0 | 0 | C3 | 0 | 0 | 0 | 0 | 0 | C3 | [5 empty] | C3 | [5 empty] | 0 | [6 empty] | 0 | [6 empty] | 0 | [6 empty] | 0 | [6 empty] | 0 | [6 empty] | 0
|  |  | 0 | 0 | C4 | 0 | 0 | 0 | 0 | 0 | 0 | 0 | 0 | 0 | 0 | 0 | 0 | 0 | 0 | 0 | 0 | 0 | 0 | 0 | 0 | 0 | 0 | 0 | 0 | 0 | 0 | 0 | 0 | 0 | 0 | 0 | 0 | 0 | 0 | 0 | 0 |  | C4 | 0 | 0 | 0 | 0 | 0 | C4 | 0 | 0 | 0 | 0 | 0 | C4 | [5 empty] | C4 | [5 empty] | 0 | [6 empty] | 0 | [6 empty] | 0 | [6 empty] | 0 | [6 empty] | 0 | [6 empty] | 0
|  |  | 0 | 0 |  | 0 | 0 | 0 | 0 | 0 |  | 0 | 0 | 0 | 0 | 0 |  | 0 | 0 | 0 | 0 | 0 |  | 0 | 0 | 0 | 0 | 0 |  | 0 | 0 | 0 | 0 | 0 |  | 0 | 0 | 0 | 0 | 0 | [21 empty] | 0 | 0 | 0 | 0 | 0 | 0 |  | 0 | 0 | 0 | 0 | 0 | 0 |  | 0 | 0 | 0 | 0 | 0 | 0 |  | 0 | 0 | 0 | 0 | 0 | 0 |  | 0 | 0 | 0 | 0 | 0 | 0 |  | 0 | 0 | 0 | 0 | 0 | 0
| [Please insert new asset category as required] |  | 0 | 0 | C1 | 0 | 0 | 0 | 0 | 0 | 0 | 0 | 0 | 0 | 0 | 0 | 0 | 0 | 0 | 0 | 0 | 0 | 0 | 0 | 0 | 0 | 0 | 0 | 0 | 0 | 0 | 0 | 0 | 0 | 0 | 0 | 0 | 0 | 0 | 0 | 0 |  | C1 | 0 | 0 | 0 | 0 | 0 | C1 | 0 | 0 | 0 | 0 | 0 | C1 | [5 empty] | C1 | [5 empty] | 0 | [6 empty] | 0 | [6 empty] | 0 | [6 empty] | 0 | [6 empty] | 0 | [6 empty] | 0
|  |  | 0 | 0 | C2 | 0 | 0 | 0 | 0 | 0 | 0 | 0 | 0 | 0 | 0 | 0 | 0 | 0 | 0 | 0 | 0 | 0 | 0 | 0 | 0 | 0 | 0 | 0 | 0 | 0 | 0 | 0 | 0 | 0 | 0 | 0 | 0 | 0 | 0 | 0 | 0 |  | C2 | 0 | 0 | 0 | 0 | 0 | C2 | 0 | 0 | 0 | 0 | 0 | C2 | [5 empty] | C2 | [5 empty] | 0 | [6 empty] | 0 | [6 empty] | 0 | [6 empty] | 0 | [6 empty] | 0 | [6 empty] | 0
|  |  | 0 | 0 | C3 | 0 | 0 | 0 | 0 | 0 | 0 | 0 | 0 | 0 | 0 | 0 | 0 | 0 | 0 | 0 | 0 | 0 | 0 | 0 | 0 | 0 | 0 | 0 | 0 | 0 | 0 | 0 | 0 | 0 | 0 | 0 | 0 | 0 | 0 | 0 | 0 |  | C3 | 0 | 0 | 0 | 0 | 0 | C3 | 0 | 0 | 0 | 0 | 0 | C3 | [5 empty] | C3 | [5 empty] | 0 | [6 empty] | 0 | [6 empty] | 0 | [6 empty] | 0 | [6 empty] | 0 | [6 empty] | 0
|  |  | 0 | 0 | C4 | 0 | 0 | 0 | 0 | 0 | 0 | 0 | 0 | 0 | 0 | 0 | 0 | 0 | 0 | 0 | 0 | 0 | 0 | 0 | 0 | 0 | 0 | 0 | 0 | 0 | 0 | 0 | 0 | 0 | 0 | 0 | 0 | 0 | 0 | 0 | 0 |  | C4 | 0 | 0 | 0 | 0 | 0 | C4 | 0 | 0 | 0 | 0 | 0 | C4 | [5 empty] | C4 | [5 empty] | 0 | [6 empty] | 0 | [6 empty] | 0 | [6 empty] | 0 | [6 empty] | 0 | [6 empty] | 0
|  |  | 0 | 0 |  | 0 | 0 | 0 | 0 | 0 |  | 0 | 0 | 0 | 0 | 0 |  | 0 | 0 | 0 | 0 | 0 |  | 0 | 0 | 0 | 0 | 0 |  | 0 | 0 | 0 | 0 | 0 |  | 0 | 0 | 0 | 0 | 0 | [21 empty] | 0 | 0 | 0 | 0 | 0 | 0 |  | 0 | 0 | 0 | 0 | 0 | 0 |  | 0 | 0 | 0 | 0 | 0 | 0 |  | 0 | 0 | 0 | 0 | 0 | 0 |  | 0 | 0 | 0 | 0 | 0 | 0 |  | 0 | 0 | 0 | 0 | 0 | 0
| [Please insert new asset category as required] |  | 0 | 0 | C1 | 0 | 0 | 0 | 0 | 0 | 0 | 0 | 0 | 0 | 0 | 0 | 0 | 0 | 0 | 0 | 0 | 0 | 0 | 0 | 0 | 0 | 0 | 0 | 0 | 0 | 0 | 0 | 0 | 0 | 0 | 0 | 0 | 0 | 0 | 0 | 0 |  | C1 | 0 | 0 | 0 | 0 | 0 | C1 | 0 | 0 | 0 | 0 | 0 | C1 | [5 empty] | C1 | [5 empty] | 0 | [6 empty] | 0 | [6 empty] | 0 | [6 empty] | 0 | [6 empty] | 0 | [6 empty] | 0
|  |  | 0 | 0 | C2 | 0 | 0 | 0 | 0 | 0 | 0 | 0 | 0 | 0 | 0 | 0 | 0 | 0 | 0 | 0 | 0 | 0 | 0 | 0 | 0 | 0 | 0 | 0 | 0 | 0 | 0 | 0 | 0 | 0 | 0 | 0 | 0 | 0 | 0 | 0 | 0 |  | C2 | 0 | 0 | 0 | 0 | 0 | C2 | 0 | 0 | 0 | 0 | 0 | C2 | [5 empty] | C2 | [5 empty] | 0 | [6 empty] | 0 | [6 empty] | 0 | [6 empty] | 0 | [6 empty] | 0 | [6 empty] | 0
|  |  | 0 | 0 | C3 | 0 | 0 | 0 | 0 | 0 | 0 | 0 | 0 | 0 | 0 | 0 | 0 | 0 | 0 | 0 | 0 | 0 | 0 | 0 | 0 | 0 | 0 | 0 | 0 | 0 | 0 | 0 | 0 | 0 | 0 | 0 | 0 | 0 | 0 | 0 | 0 |  | C3 | 0 | 0 | 0 | 0 | 0 | C3 | 0 | 0 | 0 | 0 | 0 | C3 | [5 empty] | C3 | [5 empty] | 0 | [6 empty] | 0 | [6 empty] | 0 | [6 empty] | 0 | [6 empty] | 0 | [6 empty] | 0
|  |  | 0 | 0 | C4 | 0 | 0 | 0 | 0 | 0 | 0 | 0 | 0 | 0 | 0 | 0 | 0 | 0 | 0 | 0 | 0 | 0 | 0 | 0 | 0 | 0 | 0 | 0 | 0 | 0 | 0 | 0 | 0 | 0 | 0 | 0 | 0 | 0 | 0 | 0 | 0 |  | C4 | 0 | 0 | 0 | 0 | 0 | C4 | 0 | 0 | 0 | 0 | 0 | C4 | [5 empty] | C4 | [5 empty] | 0 | [6 empty] | 0 | [6 empty] | 0 | [6 empty] | 0 | [6 empty] | 0 | [6 empty] | 0
|  |  | 0 | 0 |  | 0 | 0 | 0 | 0 | 0 |  | 0 | 0 | 0 | 0 | 0 |  | 0 | 0 | 0 | 0 | 0 |  | 0 | 0 | 0 | 0 | 0 |  | 0 | 0 | 0 | 0 | 0 |  | 0 | 0 | 0 | 0 | 0 | [21 empty] | 0 | 0 | 0 | 0 | 0 | 0 |  | 0 | 0 | 0 | 0 | 0 | 0 |  | 0 | 0 | 0 | 0 | 0 | 0 |  | 0 | 0 | 0 | 0 | 0 | 0 |  | 0 | 0 | 0 | 0 | 0 | 0 |  | 0 | 0 | 0 | 0 | 0 | 0
| [Please insert new asset category as required] |  | 0 | 0 | C1 | 0 | 0 | 0 | 0 | 0 | 0 | 0 | 0 | 0 | 0 | 0 | 0 | 0 | 0 | 0 | 0 | 0 | 0 | 0 | 0 | 0 | 0 | 0 | 0 | 0 | 0 | 0 | 0 | 0 | 0 | 0 | 0 | 0 | 0 | 0 | 0 |  | C1 | 0 | 0 | 0 | 0 | 0 | C1 | 0 | 0 | 0 | 0 | 0 | C1 | [5 empty] | C1 | [5 empty] | 0 | [6 empty] | 0 | [6 empty] | 0 | [6 empty] | 0 | [6 empty] | 0 | [6 empty] | 0
|  |  | 0 | 0 | C2 | 0 | 0 | 0 | 0 | 0 | 0 | 0 | 0 | 0 | 0 | 0 | 0 | 0 | 0 | 0 | 0 | 0 | 0 | 0 | 0 | 0 | 0 | 0 | 0 | 0 | 0 | 0 | 0 | 0 | 0 | 0 | 0 | 0 | 0 | 0 | 0 |  | C2 | 0 | 0 | 0 | 0 | 0 | C2 | 0 | 0 | 0 | 0 | 0 | C2 | [5 empty] | C2 | [5 empty] | 0 | [6 empty] | 0 | [6 empty] | 0 | [6 empty] | 0 | [6 empty] | 0 | [6 empty] | 0
|  |  | 0 | 0 | C3 | 0 | 0 | 0 | 0 | 0 | 0 | 0 | 0 | 0 | 0 | 0 | 0 | 0 | 0 | 0 | 0 | 0 | 0 | 0 | 0 | 0 | 0 | 0 | 0 | 0 | 0 | 0 | 0 | 0 | 0 | 0 | 0 | 0 | 0 | 0 | 0 |  | C3 | 0 | 0 | 0 | 0 | 0 | C3 | 0 | 0 | 0 | 0 | 0 | C3 | [5 empty] | C3 | [5 empty] | 0 | [6 empty] | 0 | [6 empty] | 0 | [6 empty] | 0 | [6 empty] | 0 | [6 empty] | 0
|  |  | 0 | 0 | C4 | 0 | 0 | 0 | 0 | 0 | 0 | 0 | 0 | 0 | 0 | 0 | 0 | 0 | 0 | 0 | 0 | 0 | 0 | 0 | 0 | 0 | 0 | 0 | 0 | 0 | 0 | 0 | 0 | 0 | 0 | 0 | 0 | 0 | 0 | 0 | 0 |  | C4 | 0 | 0 | 0 | 0 | 0 | C4 | 0 | 0 | 0 | 0 | 0 | C4 | [5 empty] | C4 | [5 empty] | 0 | [6 empty] | 0 | [6 empty] | 0 | [6 empty] | 0 | [6 empty] | 0 | [6 empty] | 0
|  |  | 0 | 0 |  | 0 | 0 | 0 | 0 | 0 |  | 0 | 0 | 0 | 0 | 0 |  | 0 | 0 | 0 | 0 | 0 |  | 0 | 0 | 0 | 0 | 0 |  | 0 | 0 | 0 | 0 | 0 |  | 0 | 0 | 0 | 0 | 0 | [21 empty] | 0 | 0 | 0 | 0 | 0 | 0 |  | 0 | 0 | 0 | 0 | 0 | 0 |  | 0 | 0 | 0 | 0 | 0 | 0 |  | 0 | 0 | 0 | 0 | 0 | 0 |  | 0 | 0 | 0 | 0 | 0 | 0 |  | 0 | 0 | 0 | 0 | 0 | 0
[62 empty] | 1534152.5878 | 373943.4511 | 1462472.7001 | 1522391.0725 | 3584884.9712 | 8477844.7826 |  | 1534152.5878 | 373943.4511 | 1462472.7001 | 1522391.0725 | 3584884.9712 | 8477844.7826 |  | 1352265.553 | 442297.2423 | 1328347.3458 | 1465378.2505 | 5587923.8495 | 10176212.2411 |  | 1468078.297 | 442282.317 | 1270207.0552 | 1281853.8734 | 4845959.5057 | 9308381.0484 |  | 1188878.1295 | 440052.2071 | 1036197.3304 | 1686259.4916 | 7828605.5611 | 12179992.7198 |  | 1420503.6176 | 440022.3565 | 919916.7492 | 1319210.7374 | 6344676.8736 | 10444330.3343
| Other | [65 empty] | 0 | [6 empty] | 0 | [6 empty] | 0 | [6 empty] | 0 | [6 empty] | 0 | [6 empty] | 0
| Submarine Cables |  | 0 | 0 | C1 | 0 | 0 | 0 | 0 | 0 | 0 | 0 | 0 | 0 | 0 | 0 | 0 | 0 | 0 | 0 | 0 | 0 | 0 | 0 | 0 | 0 | 0 | 0 | 0 | 0 | 0 | 0 | 0 | 0 | 0 | 0 | 0 | 0 | 0 | 0 | 0 |  | C1 | 0 | 0 | 0 | 0 | 0 | C1 | 0 | 0 | 0 | 0 | 0 | C1 | [5 empty] | C1 | [5 empty] | 0 | [6 empty] | 0 | [6 empty] | 0 | [6 empty] | 0 | [6 empty] | 0 | [6 empty] | 0
|  |  | 0 | 0 | C2 | 0 | 0 | 0 | 0 | 0 | 0 | 0 | 0 | 0 | 0 | 0 | 0 | 0 | 0 | 0 | 0 | 0 | 0 | 0 | 0 | 0 | 0 | 0 | 0 | 0 | 0 | 0 | 0 | 0 | 0 | 0 | 0 | 0 | 0 | 0 | 0 |  | C2 | 0 | 0 | 0 | 0 | 0 | C2 | 0 | 0 | 0 | 0 | 0 | C2 | [5 empty] | C2 | [5 empty] | 0 | [6 empty] | 0 | [6 empty] | 0 | [6 empty] | 0 | [6 empty] | 0 | [6 empty] | 0
|  |  | 0 | 0 | C3 | 0 | 0 | 0 | 0 | 0 | 0 | 0 | 0 | 0 | 0 | 0 | 0 | 0 | 0 | 0 | 0 | 0 | 0 | 0 | 0 | 0 | 0 | 0 | 0 | 0 | 0 | 0 | 0 | 0 | 0 | 0 | 0 | 0 | 0 | 0 | 0 |  | C3 | 0 | 0 | 0 | 0 | 0 | C3 | 0 | 0 | 0 | 0 | 0 | C3 | [5 empty] | C3 | [5 empty] | 0 | [6 empty] | 0 | [6 empty] | 0 | [6 empty] | 0 | [6 empty] | 0 | [6 empty] | 0
|  |  | 0 | 0 | C4 | 0 | 0 | 0 | 0 | 0 | 0 | 0 | 0 | 0 | 0 | 0 | 0 | 0 | 0 | 0 | 0 | 0 | 0 | 0 | 0 | 0 | 0 | 0 | 0 | 0 | 0 | 0 | 0 | 0 | 0 | 0 | 0 | 0 | 0 | 0 | 0 |  | C4 | 0 | 0 | 0 | 0 | 0 | C4 | 0 | 0 | 0 | 0 | 0 | C4 | [5 empty] | C4 | [5 empty] | 0 | [6 empty] | 0 | [6 empty] | 0 | [6 empty] | 0 | [6 empty] | 0 | [6 empty] | 0
|  |  | 0 | 0 |  | 0 | 0 | 0 | 0 | 0 |  | 0 | 0 | 0 | 0 | 0 |  | 0 | 0 | 0 | 0 | 0 |  | 0 | 0 | 0 | 0 | 0 |  | 0 | 0 | 0 | 0 | 0 |  | 0 | 0 | 0 | 0 | 0 | [21 empty] | 0 | 0 | 0 | 0 | 0 | 0 |  | 0 | 0 | 0 | 0 | 0 | 0 |  | 0 | 0 | 0 | 0 | 0 | 0 |  | 0 | 0 | 0 | 0 | 0 | 0 |  | 0 | 0 | 0 | 0 | 0 | 0 |  | 0 | 0 | 0 | 0 | 0 | 0
| [Please insert new asset category as required] |  | 0 | 0 | C1 | 0 | 0 | 0 | 0 | 0 | 0 | 0 | 0 | 0 | 0 | 0 | 0 | 0 | 0 | 0 | 0 | 0 | 0 | 0 | 0 | 0 | 0 | 0 | 0 | 0 | 0 | 0 | 0 | 0 | 0 | 0 | 0 | 0 | 0 | 0 | 0 |  | C1 | 0 | 0 | 0 | 0 | 0 | C1 | 0 | 0 | 0 | 0 | 0 | C1 | [5 empty] | C1 | [5 empty] | 0 | [6 empty] | 0 | [6 empty] | 0 | [6 empty] | 0 | [6 empty] | 0 | [6 empty] | 0
|  |  | 0 | 0 | C2 | 0 | 0 | 0 | 0 | 0 | 0 | 0 | 0 | 0 | 0 | 0 | 0 | 0 | 0 | 0 | 0 | 0 | 0 | 0 | 0 | 0 | 0 | 0 | 0 | 0 | 0 | 0 | 0 | 0 | 0 | 0 | 0 | 0 | 0 | 0 | 0 |  | C2 | 0 | 0 | 0 | 0 | 0 | C2 | 0 | 0 | 0 | 0 | 0 | C2 | [5 empty] | C2 | [5 empty] | 0 | [6 empty] | 0 | [6 empty] | 0 | [6 empty] | 0 | [6 empty] | 0 | [6 empty] | 0
|  |  | 0 | 0 | C3 | 0 | 0 | 0 | 0 | 0 | 0 | 0 | 0 | 0 | 0 | 0 | 0 | 0 | 0 | 0 | 0 | 0 | 0 | 0 | 0 | 0 | 0 | 0 | 0 | 0 | 0 | 0 | 0 | 0 | 0 | 0 | 0 | 0 | 0 | 0 | 0 |  | C3 | 0 | 0 | 0 | 0 | 0 | C3 | 0 | 0 | 0 | 0 | 0 | C3 | [5 empty] | C3 | [5 empty] | 0 | [6 empty] | 0 | [6 empty] | 0 | [6 empty] | 0 | [6 empty] | 0 | [6 empty] | 0
|  |  | 0 | 0 | C4 | 0 | 0 | 0 | 0 | 0 | 0 | 0 | 0 | 0 | 0 | 0 | 0 | 0 | 0 | 0 | 0 | 0 | 0 | 0 | 0 | 0 | 0 | 0 | 0 | 0 | 0 | 0 | 0 | 0 | 0 | 0 | 0 | 0 | 0 | 0 | 0 |  | C4 | 0 | 0 | 0 | 0 | 0 | C4 | 0 | 0 | 0 | 0 | 0 | C4 | [5 empty] | C4 | [5 empty] | 0 | [6 empty] | 0 | [6 empty] | 0 | [6 empty] | 0 | [6 empty] | 0 | [6 empty] | 0
|  |  | 0 | 0 |  | 0 | 0 | 0 | 0 | 0 |  | 0 | 0 | 0 | 0 | 0 |  | 0 | 0 | 0 | 0 | 0 |  | 0 | 0 | 0 | 0 | 0 |  | 0 | 0 | 0 | 0 | 0 |  | 0 | 0 | 0 | 0 | 0 | [21 empty] | 0 | 0 | 0 | 0 | 0 | 0 |  | 0 | 0 | 0 | 0 | 0 | 0 |  | 0 | 0 | 0 | 0 | 0 | 0 |  | 0 | 0 | 0 | 0 | 0 | 0 |  | 0 | 0 | 0 | 0 | 0 | 0 |  | 0 | 0 | 0 | 0 | 0 | 0
| [Please insert new asset category as required] |  | 0 | 0 | C1 | 0 | 0 | 0 | 0 | 0 | 0 | 0 | 0 | 0 | 0 | 0 | 0 | 0 | 0 | 0 | 0 | 0 | 0 | 0 | 0 | 0 | 0 | 0 | 0 | 0 | 0 | 0 | 0 | 0 | 0 | 0 | 0 | 0 | 0 | 0 | 0 |  | C1 | 0 | 0 | 0 | 0 | 0 | C1 | 0 | 0 | 0 | 0 | 0 | C1 | [5 empty] | C1 | [5 empty] | 0 | [6 empty] | 0 | [6 empty] | 0 | [6 empty] | 0 | [6 empty] | 0 | [6 empty] | 0
|  |  | 0 | 0 | C2 | 0 | 0 | 0 | 0 | 0 | 0 | 0 | 0 | 0 | 0 | 0 | 0 | 0 | 0 | 0 | 0 | 0 | 0 | 0 | 0 | 0 | 0 | 0 | 0 | 0 | 0 | 0 | 0 | 0 | 0 | 0 | 0 | 0 | 0 | 0 | 0 |  | C2 | 0 | 0 | 0 | 0 | 0 | C2 | 0 | 0 | 0 | 0 | 0 | C2 | [5 empty] | C2 | [5 empty] | 0 | [6 empty] | 0 | [6 empty] | 0 | [6 empty] | 0 | [6 empty] | 0 | [6 empty] | 0
|  |  | 0 | 0 | C3 | 0 | 0 | 0 | 0 | 0 | 0 | 0 | 0 | 0 | 0 | 0 | 0 | 0 | 0 | 0 | 0 | 0 | 0 | 0 | 0 | 0 | 0 | 0 | 0 | 0 | 0 | 0 | 0 | 0 | 0 | 0 | 0 | 0 | 0 | 0 | 0 |  | C3 | 0 | 0 | 0 | 0 | 0 | C3 | 0 | 0 | 0 | 0 | 0 | C3 | [5 empty] | C3 | [5 empty] | 0 | [6 empty] | 0 | [6 empty] | 0 | [6 empty] | 0 | [6 empty] | 0 | [6 empty] | 0
|  |  | 0 | 0 | C4 | 0 | 0 | 0 | 0 | 0 | 0 | 0 | 0 | 0 | 0 | 0 | 0 | 0 | 0 | 0 | 0 | 0 | 0 | 0 | 0 | 0 | 0 | 0 | 0 | 0 | 0 | 0 | 0 | 0 | 0 | 0 | 0 | 0 | 0 | 0 | 0 |  | C4 | 0 | 0 | 0 | 0 | 0 | C4 | 0 | 0 | 0 | 0 | 0 | C4 | [5 empty] | C4 | [5 empty] | 0 | [6 empty] | 0 | [6 empty] | 0 | [6 empty] | 0 | [6 empty] | 0 | [6 empty] | 0
|  |  | 0 | 0 |  | 0 | 0 | 0 | 0 | 0 |  | 0 | 0 | 0 | 0 | 0 |  | 0 | 0 | 0 | 0 | 0 |  | 0 | 0 | 0 | 0 | 0 |  | 0 | 0 | 0 | 0 | 0 |  | 0 | 0 | 0 | 0 | 0 | [21 empty] | 0 | 0 | 0 | 0 | 0 | 0 |  | 0 | 0 | 0 | 0 | 0 | 0 |  | 0 | 0 | 0 | 0 | 0 | 0 |  | 0 | 0 | 0 | 0 | 0 | 0 |  | 0 | 0 | 0 | 0 | 0 | 0 |  | 0 | 0 | 0 | 0 | 0 | 0
| [Please insert new asset category as required] |  | 0 | 0 | C1 | 0 | 0 | 0 | 0 | 0 | 0 | 0 | 0 | 0 | 0 | 0 | 0 | 0 | 0 | 0 | 0 | 0 | 0 | 0 | 0 | 0 | 0 | 0 | 0 | 0 | 0 | 0 | 0 | 0 | 0 | 0 | 0 | 0 | 0 | 0 | 0 |  | C1 | 0 | 0 | 0 | 0 | 0 | C1 | 0 | 0 | 0 | 0 | 0 | C1 | [5 empty] | C1 | [5 empty] | 0 | [6 empty] | 0 | [6 empty] | 0 | [6 empty] | 0 | [6 empty] | 0 | [6 empty] | 0
|  |  | 0 | 0 | C2 | 0 | 0 | 0 | 0 | 0 | 0 | 0 | 0 | 0 | 0 | 0 | 0 | 0 | 0 | 0 | 0 | 0 | 0 | 0 | 0 | 0 | 0 | 0 | 0 | 0 | 0 | 0 | 0 | 0 | 0 | 0 | 0 | 0 | 0 | 0 | 0 |  | C2 | 0 | 0 | 0 | 0 | 0 | C2 | 0 | 0 | 0 | 0 | 0 | C2 | [5 empty] | C2 | [5 empty] | 0 | [6 empty] | 0 | [6 empty] | 0 | [6 empty] | 0 | [6 empty] | 0 | [6 empty] | 0
|  |  | 0 | 0 | C3 | 0 | 0 | 0 | 0 | 0 | 0 | 0 | 0 | 0 | 0 | 0 | 0 | 0 | 0 | 0 | 0 | 0 | 0 | 0 | 0 | 0 | 0 | 0 | 0 | 0 | 0 | 0 | 0 | 0 | 0 | 0 | 0 | 0 | 0 | 0 | 0 |  | C3 | 0 | 0 | 0 | 0 | 0 | C3 | 0 | 0 | 0 | 0 | 0 | C3 | [5 empty] | C3 | [5 empty] | 0 | [6 empty] | 0 | [6 empty] | 0 | [6 empty] | 0 | [6 empty] | 0 | [6 empty] | 0
|  |  | 0 | 0 | C4 | 0 | 0 | 0 | 0 | 0 | 0 | 0 | 0 | 0 | 0 | 0 | 0 | 0 | 0 | 0 | 0 | 0 | 0 | 0 | 0 | 0 | 0 | 0 | 0 | 0 | 0 | 0 | 0 | 0 | 0 | 0 | 0 | 0 | 0 | 0 | 0 |  | C4 | 0 | 0 | 0 | 0 | 0 | C4 | 0 | 0 | 0 | 0 | 0 | C4 | [5 empty] | C4 | [5 empty] | 0 | [6 empty] | 0 | [6 empty] | 0 | [6 empty] | 0 | [6 empty] | 0 | [6 empty] | 0
|  |  | 0 | 0 |  | 0 | 0 | 0 | 0 | 0 |  | 0 | 0 | 0 | 0 | 0 |  | 0 | 0 | 0 | 0 | 0 |  | 0 | 0 | 0 | 0 | 0 |  | 0 | 0 | 0 | 0 | 0 |  | 0 | 0 | 0 | 0 | 0 | [21 empty] | 0 | 0 | 0 | 0 | 0 | 0 |  | 0 | 0 | 0 | 0 | 0 | 0 |  | 0 | 0 | 0 | 0 | 0 | 0 |  | 0 | 0 | 0 | 0 | 0 | 0 |  | 0 | 0 | 0 | 0 | 0 | 0 |  | 0 | 0 | 0 | 0 | 0 | 0
| [Please insert new asset category as required] |  | 0 | 0 | C1 | 0 | 0 | 0 | 0 | 0 | 0 | 0 | 0 | 0 | 0 | 0 | 0 | 0 | 0 | 0 | 0 | 0 | 0 | 0 | 0 | 0 | 0 | 0 | 0 | 0 | 0 | 0 | 0 | 0 | 0 | 0 | 0 | 0 | 0 | 0 | 0 |  | C1 | 0 | 0 | 0 | 0 | 0 | C1 | 0 | 0 | 0 | 0 | 0 | C1 | [5 empty] | C1 | [5 empty] | 0 | [6 empty] | 0 | [6 empty] | 0 | [6 empty] | 0 | [6 empty] | 0 | [6 empty] | 0
|  |  | 0 | 0 | C2 | 0 | 0 | 0 | 0 | 0 | 0 | 0 | 0 | 0 | 0 | 0 | 0 | 0 | 0 | 0 | 0 | 0 | 0 | 0 | 0 | 0 | 0 | 0 | 0 | 0 | 0 | 0 | 0 | 0 | 0 | 0 | 0 | 0 | 0 | 0 | 0 |  | C2 | 0 | 0 | 0 | 0 | 0 | C2 | 0 | 0 | 0 | 0 | 0 | C2 | [5 empty] | C2 | [5 empty] | 0 | [6 empty] | 0 | [6 empty] | 0 | [6 empty] | 0 | [6 empty] | 0 | [6 empty] | 0
|  |  | 0 | 0 | C3 | 0 | 0 | 0 | 0 | 0 | 0 | 0 | 0 | 0 | 0 | 0 | 0 | 0 | 0 | 0 | 0 | 0 | 0 | 0 | 0 | 0 | 0 | 0 | 0 | 0 | 0 | 0 | 0 | 0 | 0 | 0 | 0 | 0 | 0 | 0 | 0 |  | C3 | 0 | 0 | 0 | 0 | 0 | C3 | 0 | 0 | 0 | 0 | 0 | C3 | [5 empty] | C3 | [5 empty] | 0 | [6 empty] | 0 | [6 empty] | 0 | [6 empty] | 0 | [6 empty] | 0 | [6 empty] | 0
|  |  | 0 | 0 | C4 | 0 | 0 | 0 | 0 | 0 | 0 | 0 | 0 | 0 | 0 | 0 | 0 | 0 | 0 | 0 | 0 | 0 | 0 | 0 | 0 | 0 | 0 | 0 | 0 | 0 | 0 | 0 | 0 | 0 | 0 | 0 | 0 | 0 | 0 | 0 | 0 |  | C4 | 0 | 0 | 0 | 0 | 0 | C4 | 0 | 0 | 0 | 0 | 0 | C4 | [5 empty] | C4 | [5 empty] | 0 | [6 empty] | 0 | [6 empty] | 0 | [6 empty] | 0 | [6 empty] | 0 | [6 empty] | 0
|  |  | 0 | 0 |  | 0 | 0 | 0 | 0 | 0 |  | 0 | 0 | 0 | 0 | 0 |  | 0 | 0 | 0 | 0 | 0 |  | 0 | 0 | 0 | 0 | 0 |  | 0 | 0 | 0 | 0 | 0 |  | 0 | 0 | 0 | 0 | 0 | [21 empty] | 0 | 0 | 0 | 0 | 0 | 0 |  | 0 | 0 | 0 | 0 | 0 | 0 |  | 0 | 0 | 0 | 0 | 0 | 0 |  | 0 | 0 | 0 | 0 | 0 | 0 |  | 0 | 0 | 0 | 0 | 0 | 0 |  | 0 | 0 | 0 | 0 | 0 | 0
| [Please insert new asset category as required] |  | 0 | 0 | C1 | 0 | 0 | 0 | 0 | 0 | 0 | 0 | 0 | 0 | 0 | 0 | 0 | 0 | 0 | 0 | 0 | 0 | 0 | 0 | 0 | 0 | 0 | 0 | 0 | 0 | 0 | 0 | 0 | 0 | 0 | 0 | 0 | 0 | 0 | 0 | 0 |  | C1 | 0 | 0 | 0 | 0 | 0 | C1 | 0 | 0 | 0 | 0 | 0 | C1 | [5 empty] | C1 | [5 empty] | 0 | [6 empty] | 0 | [6 empty] | 0 | [6 empty] | 0 | [6 empty] | 0 | [6 empty] | 0
|  |  | 0 | 0 | C2 | 0 | 0 | 0 | 0 | 0 | 0 | 0 | 0 | 0 | 0 | 0 | 0 | 0 | 0 | 0 | 0 | 0 | 0 | 0 | 0 | 0 | 0 | 0 | 0 | 0 | 0 | 0 | 0 | 0 | 0 | 0 | 0 | 0 | 0 | 0 | 0 |  | C2 | 0 | 0 | 0 | 0 | 0 | C2 | 0 | 0 | 0 | 0 | 0 | C2 | [5 empty] | C2 | [5 empty] | 0 | [6 empty] | 0 | [6 empty] | 0 | [6 empty] | 0 | [6 empty] | 0 | [6 empty] | 0
|  |  | 0 | 0 | C3 | 0 | 0 | 0 | 0 | 0 | 0 | 0 | 0 | 0 | 0 | 0 | 0 | 0 | 0 | 0 | 0 | 0 | 0 | 0 | 0 | 0 | 0 | 0 | 0 | 0 | 0 | 0 | 0 | 0 | 0 | 0 | 0 | 0 | 0 | 0 | 0 |  | C3 | 0 | 0 | 0 | 0 | 0 | C3 | 0 | 0 | 0 | 0 | 0 | C3 | [5 empty] | C3 | [5 empty] | 0 | [6 empty] | 0 | [6 empty] | 0 | [6 empty] | 0 | [6 empty] | 0 | [6 empty] | 0
|  |  | 0 | 0 | C4 | 0 | 0 | 0 | 0 | 0 | 0 | 0 | 0 | 0 | 0 | 0 | 0 | 0 | 0 | 0 | 0 | 0 | 0 | 0 | 0 | 0 | 0 | 0 | 0 | 0 | 0 | 0 | 0 | 0 | 0 | 0 | 0 | 0 | 0 | 0 | 0 |  | C4 | 0 | 0 | 0 | 0 | 0 | C4 | 0 | 0 | 0 | 0 | 0 | C4 | [5 empty] | C4 | [5 empty] | 0 | [6 empty] | 0 | [6 empty] | 0 | [6 empty] | 0 | [6 empty] | 0 | [6 empty] | 0
|  |  | 0 | 0 |  | 0 | 0 | 0 | 0 | 0 |  | 0 | 0 | 0 | 0 | 0 |  | 0 | 0 | 0 | 0 | 0 |  | 0 | 0 | 0 | 0 | 0 |  | 0 | 0 | 0 | 0 | 0 |  | 0 | 0 | 0 | 0 | 0 | [21 empty] | 0 | 0 | 0 | 0 | 0 | 0 |  | 0 | 0 | 0 | 0 | 0 | 0 |  | 0 | 0 | 0 | 0 | 0 | 0 |  | 0 | 0 | 0 | 0 | 0 | 0 |  | 0 | 0 | 0 | 0 | 0 | 0 |  | 0 | 0 | 0 | 0 | 0 | 0
[62 empty] | 0 | 0 | 0 | 0 | 0 | 0 |  | 0 | 0 | 0 | 0 | 0 | 0 |  | 0 | 0 | 0 | 0 | 0 | 0 |  | 0 | 0 | 0 | 0 | 0 | 0 |  | 0 | 0 | 0 | 0 | 0 | 0 |  | 0 | 0 | 0 | 0 | 0 | 0
| TOTAL |  | 273748.636 | 271877.066 |  | 108738.2818 | 44332.9313 | 85493.7327 | 20972.3075 | 14211.3827 |  | 108738.2818 | 44332.9313 | 85493.7327 | 20972.3075 | 14211.3827 |  | 10400 | -24 | -1900.1532 | -3674.9755 | -5737.1564 |  | 96601.5132 | 40680.2247 | 46422.357 | 66006.0794 | 24038.4617 |  | 20800 | -48 | -3800.3063 | -7348.9509 | -11474.3128 |  | 82598.5866 | 28251.2881 | 34154.4168 | 91669.2811 | 37075.0634 |  |  |  | 0 | 0 | 0 | 0 | 0 |  | 0 | 0 | 0 | 0 | 0 | [7 empty] | 5781425.8858 | 3405744.1937 | 10089818.5897 | 5202407.294 | 10237777.9832 | 34717173.9465 |  | 5781425.8858 | 3405744.1937 | 10089818.5897 | 5202407.294 | 10237777.9832 | 34717173.9465 |  | 5152321.4169 | 2726738.1965 | 8110025.254 | 10745388.5474 | 15608547.891 | 42343021.3058 |  | 5683553.6601 | 2724051.2299 | 7882094.0244 | 9719066.1672 | 12030474.4575 | 38039239.5391 |  | 4419670.8774 | 2183080.1805 | 4247823.7899 | 18215914.5397 | 23735243.5787 | 52801732.9662 |  | 5482135.3639 | 2177706.2473 | 3791961.3306 | 16164763.5092 | 16579096.7117 | 44195663.1626
Health Index Definitions
|  |  | HI1 | New or as new | [56 empty] | LV Network | 1316199.2977 | 913971.3294 | 1521092.1297 | 207761.551 | 1163383.3742 | 5122407.682 | LV Network | 1316199.2977 | 913971.3294 | 1521092.1297 | 207761.551 | 1163383.3742 | 5122407.682 | LV Network | 1223983.8984 | 785611.1481 | 1266873.6045 | 1307262.0683 | 1334400.4646 | 5918131.1839 | LV Network | 1337537.8167 | 785611.1481 | 1180724.0731 | 1084968.0414 | 1047515.4642 | 5436356.5436 | LV Network | 1090983.4187 | 463547.6426 | 1255306.2811 | 2725423.9949 | 1545063.844 | 7080325.1813 | LV Network | 1318091.2551 | 463547.6426 | 1083007.2185 | 2280835.9412 | 971293.8434 | 6116775.9007
|  |  | HI2 | Good or seviceable condition | [56 empty] | HV Network | 1671874.1523 | 741477.4209 | 4072208.4229 | 2425824.9133 | 1900864.4855 | 10812249.3949 | HV Network | 1671874.1523 | 741477.4209 | 4072208.4229 | 2425824.9133 | 1900864.4855 | 10812249.3949 | HV Network | 1511158.4278 | 601150.5132 | 1759399.1342 | 6269504.2793 | 4220554.8124 | 14361767.1669 | HV Network | 1698143.2931 | 599119.8822 | 1716077.1736 | 6060153.1733 | 2737254.0832 | 12810747.6053 | HV Network | 1284718.3399 | 582409.7313 | 828932.7316 | 7197364.4842 | 7969070.0718 | 17862495.3588 | HV Network | 1658688.0704 | 578348.4693 | 742288.8104 | 6778662.2722 | 5002468.6133 | 14760456.2356
|  |  | HI3 | Deterioration requires assessment and monitoring | [56 empty] | EHV Network | 1259199.848 | 1376351.9923 | 3034045.3371 | 1046429.7573 | 3588645.1523 | 10304672.087 | EHV Network | 1259199.848 | 1376351.9923 | 3034045.3371 | 1046429.7573 | 3588645.1523 | 10304672.087 | EHV Network | 1064913.5377 | 897679.2929 | 3755405.1696 | 1703243.9493 | 4465668.7645 | 11886910.7139 | EHV Network | 1179794.2534 | 897037.8826 | 3715085.7225 | 1292091.0791 | 3399745.4044 | 10483754.3419 | EHV Network | 855090.9893 | 697070.5995 | 1127387.4468 | 6606866.569 | 6392504.1017 | 15678919.7063 | EHV Network | 1084852.4208 | 695787.7789 | 1046748.5525 | 5786054.5584 | 4260657.3815 | 12874100.692
|  |  | HI4 | Material deterioration, intervention requires consideration | [56 empty] | 132kV Network | 1534152.5878 | 373943.4511 | 1462472.7001 | 1522391.0725 | 3584884.9712 | 8477844.7826 | 132kV Network | 1534152.5878 | 373943.4511 | 1462472.7001 | 1522391.0725 | 3584884.9712 | 8477844.7826 | 132kV Network | 1352265.553 | 442297.2423 | 1328347.3458 | 1465378.2505 | 5587923.8495 | 10176212.2411 | 132kV Network | 1468078.297 | 442282.317 | 1270207.0552 | 1281853.8734 | 4845959.5057 | 9308381.0484 | 132kV Network | 1188878.1295 | 440052.2071 | 1036197.3304 | 1686259.4916 | 7828605.5611 | 12179992.7198 | 132kV Network | 1420503.6176 | 440022.3565 | 919916.7492 | 1319210.7374 | 6344676.8736 | 10444330.3343
|  |  | HI5 | End of serviceable life, intervention required | [56 empty] | Other | 0 | 0 | 0 | 0 | 0 | 0 | Other | 0 | 0 | 0 | 0 | 0 | 0 | Other | 0 | 0 | 0 | 0 | 0 | 0 | Other | 0 | 0 | 0 | 0 | 0 | 0 | Other | 0 | 0 | 0 | 0 | 0 | 0 | Other | 0 | 0 | 0 | 0 | 0 | 0
[61 empty] | Total | 5781425.8858 | 3405744.1937 | 10089818.5897 | 5202407.294 | 10237777.9832 | 34717173.9465 | Total | 5781425.8858 | 3405744.1937 | 10089818.5897 | 5202407.294 | 10237777.9832 | 34717173.9465 | Total | 5152321.4169 | 2726738.1965 | 8110025.254 | 10745388.5474 | 15608547.891 | 42343021.3058 | Total | 5683553.6601 | 2724051.2299 | 7882094.0244 | 9719066.1672 | 12030474.4575 | 38039239.5391 | Total | 4419670.8774 | 2183080.1805 | 4247823.7899 | 18215914.5397 | 23735243.5787 | 52801732.9662 | Total | 5482135.3639 | 2177706.2473 | 3791961.3306 | 16164763.5092 | 16579096.7117 | 44195663.1626
Criticality Index Definitions
|  |  | C1 | Low criticality
|  |  | C2 | Average criticality
|  |  | C3 | High criticality
|  |  | C4 | Very high criticality

## ENWL - Refurb
HI4: Secondary deliverables RIIO-ED1 - refurbishment | [50 empty] | Criticality weightings C1 to C4 | Criticality Rating Boundaries
ENWL | [49 empty] | C1 | 0.7 | Below 75% of average
[50 empty] | C2 | 1 | 75%-125%
[50 empty] | C3 | 1.5 | 125%-200%
[50 empty] | C4 | 2.5 | Over 200% of average
Price base (2012/13)
| ASSET CATEGORIES |  | ASSET REGISTER |  |  | End of DPCR5 (31 March 2015) with investment | [5 empty] | End of DPCR5 (31 March 2015) without investment | [5 empty] | Mid-Period Review (31 March 2019) planned investment | [5 empty] | Mid-Period Review (31 March 2019) without investment | [5 empty] | End of RIIO-ED1 (31 March 2023) planned investment | [5 empty] | End of RIIO-ED1 (31 March 2023) without investment | [8 empty] | Probability of failure | [5 empty] | Criticality/consequence of failure | [5 empty] | Probability of failure x Consequence of failure
Is it your current intention to have a health index for this asset category in the RIIO-ED1 control period.
|  |  | as at 31st March 2015 | as at 31st March 2023 |  | HI 1 | HI 2 | HI 3 | HI 4 | HI 5 |  | HI 1 | HI 2 | HI 3 | HI 4 | HI 5 |  | HI 1 | HI 2 | HI 3 | HI 4 | HI 5 |  | HI 1 | HI 2 | HI 3 | HI 4 | HI 5 |  | HI 1 | HI 2 | HI 3 | HI 4 | HI 5 |  | HI 1 | HI 2 | HI 3 | HI 4 | HI 5 |  |  |  |  | HI 1 | HI 2 | HI 3 | HI 4 | HI 5 |  | HI 1 | HI 2 | HI 3 | HI 4 | HI 5 |  | HI 1 | HI 2 | HI 3 | HI 4 | HI 5 |  | End of DPCR5 (without investment) | [6 empty] | Position at Beginning of RIIO-ED1 | [6 empty] | Mid Period (Without Investment) | [6 empty] | Mid Period (With Investment) | [6 empty] | End of RIIO-ED1 (Without Investment) | [6 empty] | End of RIIO-ED1 (With Investment)
| LV Network | [61 empty] | 1 | 2 | 3 | 4 | 5 | Total |  | 1 | 2 | 3 | 4 | 5 | Total |  | 1 | 2 | 3 | 4 | 5 | Total |  | 1 | 2 | 3 | 4 | 5 | Total |  | 1 | 2 | 3 | 4 | 5 | Total |  | 1 | 2 | 3 | 4 | 5 | Total
| LV Switchgear and Other |  | 0 | 0 | C1 | 0 | 0 | 0 | 0 | 0 | 0 | 0 | 0 | 0 | 0 | 0 | 0 | 0 | 0 | 0 | 0 | 0 | 0 | 0 | 0 | 0 | 0 | 0 | 0 | 0 | 0 | 0 | 0 | 0 | 0 | 0 | 0 | 0 | 0 | 0 | 0 | Yes |  | C1 | 0.0016359 | 0.0024356 | 0.0043064 | 0.0069743 | 0.016359 | C1 | 15951.523 | 15951.523 | 15951.523 | 15951.523 | 15951.523 | C1 | 26.0946 | 38.852 | 68.6939 | 111.2506 | 260.9501 | C1 | 0 | 0 | 0 | 0 | 0 | 0 |  | 0 | 0 | 0 | 0 | 0 | 0 |  | 0 | 0 | 0 | 0 | 0 | 0 |  | 0 | 0 | 0 | 0 | 0 | 0 |  | 0 | 0 | 0 | 0 | 0 | 0 |  | 0 | 0 | 0 | 0 | 0 | 0
|  |  | 17354 | 17354 | C2 | 14577 | 2062 | 357 | 297 | 61 | 17354 | 14577 | 2062 | 357 | 297 | 61 | 17354 | 0 | 0 | 0 | 0 | 0 | 0 | 13494 | 2421 | 949 | 379 | 111 | 17354 | 0 | 0 | 0 | 0 | 0 | 0 | 11512 | 3696 | 1355 | 426 | 365 | 17354 | No |  | C2 | 0.0016359 | 0.0024356 | 0.0043064 | 0.0069743 | 0.016359 | C2 | 22787.89 | 22787.89 | 22787.89 | 22787.89 | 22787.89 | C2 | 37.2779 | 55.5029 | 98.1341 | 158.9295 | 372.7858 | C2 | 543400.6391 | 114446.9648 | 35033.8912 | 47202.0484 | 22739.9357 | 762823.4791 |  | 543400.6391 | 114446.9648 | 35033.8912 | 47202.0484 | 22739.9357 | 762823.4791 |  | 503028.6221 | 134372.5032 | 93129.3074 | 60234.2638 | 41379.2272 | 832143.9237 |  | 503028.6221 | 134372.5032 | 93129.3074 | 60234.2638 | 41379.2272 | 832143.9237 |  | 429143.7303 | 205138.6914 | 132971.7718 | 67703.9482 | 136066.8283 | 971024.9701 |  | 429143.7303 | 205138.6914 | 132971.7718 | 67703.9482 | 136066.8283 | 971024.9701
|  |  | 0 | 0 | C3 | 0 | 0 | 0 | 0 | 0 | 0 | 0 | 0 | 0 | 0 | 0 | 0 | 0 | 0 | 0 | 0 | 0 | 0 | 0 | 0 | 0 | 0 | 0 | 0 | 0 | 0 | 0 | 0 | 0 | 0 | 0 | 0 | 0 | 0 | 0 | 0 |  |  | C3 | 0.0016359 | 0.0024356 | 0.0043064 | 0.0069743 | 0.016359 | C3 | 34181.835 | 34181.835 | 34181.835 | 34181.835 | 34181.835 | C3 | 55.9169 | 83.2543 | 147.2012 | 238.3942 | 559.1787 | C3 | 0 | 0 | 0 | 0 | 0 | 0 |  | 0 | 0 | 0 | 0 | 0 | 0 |  | 0 | 0 | 0 | 0 | 0 | 0 |  | 0 | 0 | 0 | 0 | 0 | 0 |  | 0 | 0 | 0 | 0 | 0 | 0 |  | 0 | 0 | 0 | 0 | 0 | 0
|  |  | 0 | 0 | C4 | 0 | 0 | 0 | 0 | 0 | 0 | 0 | 0 | 0 | 0 | 0 | 0 | 0 | 0 | 0 | 0 | 0 | 0 | 0 | 0 | 0 | 0 | 0 | 0 | 0 | 0 | 0 | 0 | 0 | 0 | 0 | 0 | 0 | 0 | 0 | 0 |  |  | C4 | 0.0016359 | 0.0024356 | 0.0043064 | 0.0069743 | 0.016359 | C4 | 56969.725 | 56969.725 | 56969.725 | 56969.725 | 56969.725 | C4 | 93.1949 | 138.7572 | 245.3354 | 397.3236 | 931.9646 | C4 | 0 | 0 | 0 | 0 | 0 | 0 |  | 0 | 0 | 0 | 0 | 0 | 0 |  | 0 | 0 | 0 | 0 | 0 | 0 |  | 0 | 0 | 0 | 0 | 0 | 0 |  | 0 | 0 | 0 | 0 | 0 | 0 |  | 0 | 0 | 0 | 0 | 0 | 0
|  |  | 17354 | 17354 |  | 14577 | 2062 | 357 | 297 | 61 |  | 14577 | 2062 | 357 | 297 | 61 |  | 0 | 0 | 0 | 0 | 0 |  | 13494 | 2421 | 949 | 379 | 111 |  | 0 | 0 | 0 | 0 | 0 |  | 11512 | 3696 | 1355 | 426 | 365 | [22 empty] | 543400.6391 | 114446.9648 | 35033.8912 | 47202.0484 | 22739.9357 | 762823.4791 |  | 543400.6391 | 114446.9648 | 35033.8912 | 47202.0484 | 22739.9357 | 762823.4791 |  | 503028.6221 | 134372.5032 | 93129.3074 | 60234.2638 | 41379.2272 | 832143.9237 |  | 503028.6221 | 134372.5032 | 93129.3074 | 60234.2638 | 41379.2272 | 832143.9237 |  | 429143.7303 | 205138.6914 | 132971.7718 | 67703.9482 | 136066.8283 | 971024.9701 |  | 429143.7303 | 205138.6914 | 132971.7718 | 67703.9482 | 136066.8283 | 971024.9701
| LV UGB |  | 0 | 0 | C1 | 0 | 0 | 0 | 0 | 0 | 0 | 0 | 0 | 0 | 0 | 0 | 0 | 0 | 0 | 0 | 0 | 0 | 0 | 0 | 0 | 0 | 0 | 0 | 0 | 0 | 0 | 0 | 0 | 0 | 0 | 0 | 0 | 0 | 0 | 0 | 0 |  |  | C1 | 0.0021945 | 0.0032674 | 0.0057771 | 0.0093561 | 0.021946 | C1 | 10589.341 | 10589.341 | 10589.341 | 10589.341 | 10589.341 | C1 | 23.2387 | 34.5999 | 61.1758 | 99.0749 | 232.3907 | C1 | 0 | 0 | 0 | 0 | 0 | 0 |  | 0 | 0 | 0 | 0 | 0 | 0 |  | 0 | 0 | 0 | 0 | 0 | 0 |  | 0 | 0 | 0 | 0 | 0 | 0 |  | 0 | 0 | 0 | 0 | 0 | 0 |  | 0 | 0 | 0 | 0 | 0 | 0
|  |  | 19200 | 19200 | C2 | 8155 | 6251 | 3929 | 359 | 506 | 19200 | 8155 | 6251 | 3929 | 359 | 506 | 19200 | 0 | 0 | 0 | 0 | 0 | 0 | 7189 | 4069 | 3992 | 3359 | 591 | 19200 | 0 | 0 | 0 | 0 | 0 | 0 | 6679 | 2018 | 4151 | 5564 | 788 | 19200 |  |  | C2 | 0.0021945 | 0.0032674 | 0.0057771 | 0.0093561 | 0.021946 | C2 | 15127.63 | 15127.63 | 15127.63 | 15127.63 | 15127.63 | C2 | 33.1981 | 49.4284 | 87.394 | 141.5356 | 331.9868 | C2 | 270730.5791 | 308977.2283 | 343370.946 | 50811.2877 | 167985.2963 | 1141875.3373 |  | 270730.5791 | 308977.2283 | 343370.946 | 50811.2877 | 167985.2963 | 1141875.3373 |  | 238661.2058 | 201124.3548 | 348876.7668 | 475418.1484 | 196204.1701 | 1460284.6458 |  | 238661.2058 | 201124.3548 | 348876.7668 | 475418.1484 | 196204.1701 | 1460284.6458 |  | 221730.1702 | 99746.608 | 362772.4095 | 787504.191 | 261605.5602 | 1733358.9388 |  | 221730.1702 | 99746.608 | 362772.4095 | 787504.191 | 261605.5602 | 1733358.9388
|  |  | 0 | 0 | C3 | 0 | 0 | 0 | 0 | 0 | 0 | 0 | 0 | 0 | 0 | 0 | 0 | 0 | 0 | 0 | 0 | 0 | 0 | 0 | 0 | 0 | 0 | 0 | 0 | 0 | 0 | 0 | 0 | 0 | 0 | 0 | 0 | 0 | 0 | 0 | 0 |  |  | C3 | 0.0021945 | 0.0032674 | 0.0057771 | 0.0093561 | 0.021946 | C3 | 22691.445 | 22691.445 | 22691.445 | 22691.445 | 22691.445 | C3 | 49.7972 | 74.1427 | 131.091 | 212.3034 | 497.9801 | C3 | 0 | 0 | 0 | 0 | 0 | 0 |  | 0 | 0 | 0 | 0 | 0 | 0 |  | 0 | 0 | 0 | 0 | 0 | 0 |  | 0 | 0 | 0 | 0 | 0 | 0 |  | 0 | 0 | 0 | 0 | 0 | 0 |  | 0 | 0 | 0 | 0 | 0 | 0
|  |  | 0 | 0 | C4 | 0 | 0 | 0 | 0 | 0 | 0 | 0 | 0 | 0 | 0 | 0 | 0 | 0 | 0 | 0 | 0 | 0 | 0 | 0 | 0 | 0 | 0 | 0 | 0 | 0 | 0 | 0 | 0 | 0 | 0 | 0 | 0 | 0 | 0 | 0 | 0 |  |  | C4 | 0.0021945 | 0.0032674 | 0.0057771 | 0.0093561 | 0.021946 | C4 | 37819.075 | 37819.075 | 37819.075 | 37819.075 | 37819.075 | C4 | 82.9953 | 123.5711 | 218.4849 | 353.8391 | 829.9669 | C4 | 0 | 0 | 0 | 0 | 0 | 0 |  | 0 | 0 | 0 | 0 | 0 | 0 |  | 0 | 0 | 0 | 0 | 0 | 0 |  | 0 | 0 | 0 | 0 | 0 | 0 |  | 0 | 0 | 0 | 0 | 0 | 0 |  | 0 | 0 | 0 | 0 | 0 | 0
|  |  | 19200 | 19200 |  | 8155 | 6251 | 3929 | 359 | 506 |  | 8155 | 6251 | 3929 | 359 | 506 |  | 0 | 0 | 0 | 0 | 0 |  | 7189 | 4069 | 3992 | 3359 | 591 |  | 0 | 0 | 0 | 0 | 0 |  | 6679 | 2018 | 4151 | 5564 | 788 | [22 empty] | 270730.5791 | 308977.2283 | 343370.946 | 50811.2877 | 167985.2963 | 1141875.3373 |  | 270730.5791 | 308977.2283 | 343370.946 | 50811.2877 | 167985.2963 | 1141875.3373 |  | 238661.2058 | 201124.3548 | 348876.7668 | 475418.1484 | 196204.1701 | 1460284.6458 |  | 238661.2058 | 201124.3548 | 348876.7668 | 475418.1484 | 196204.1701 | 1460284.6458 |  | 221730.1702 | 99746.608 | 362772.4095 | 787504.191 | 261605.5602 | 1733358.9388 |  | 221730.1702 | 99746.608 | 362772.4095 | 787504.191 | 261605.5602 | 1733358.9388
| LV OHL Support |  | 0 | 0 | C1 | 0 | 0 | 0 | 0 | 0 | 0 | 0 | 0 | 0 | 0 | 0 | 0 | 0 | 0 | 0 | 0 | 0 | 0 | 0 | 0 | 0 | 0 | 0 | 0 | 0 | 0 | 0 | 0 | 0 | 0 | 0 | 0 | 0 | 0 | 0 | 0 |  |  | C1 | 0.0081226 | 0.012094 | 0.021383 | 0.03463 | 0.081228 | C1 | 2065.581 | 2065.581 | 2065.581 | 2065.581 | 2065.581 | C1 | 16.7779 | 24.9806 | 44.1679 | 71.5305 | 167.7823 | C1 | 0 | 0 | 0 | 0 | 0 | 0 |  | 0 | 0 | 0 | 0 | 0 | 0 |  | 0 | 0 | 0 | 0 | 0 | 0 |  | 0 | 0 | 0 | 0 | 0 | 0 |  | 0 | 0 | 0 | 0 | 0 | 0 |  | 0 | 0 | 0 | 0 | 0 | 0
|  |  | 57935 | 57935 | C2 | 20947 | 13746 | 18110 | 1074 | 4058 | 57935 | 20947 | 13746 | 18110 | 1074 | 4058 | 57935 | 0 | 0 | 0 | 0 | 0 | 0 | 20122 | 12613 | 13073 | 7551 | 4576 | 57935 | 0 | 0 | 0 | 0 | 0 | 0 | 18362 | 4446 | 12038 | 18302 | 4787 | 57935 |  |  | C2 | 0.0081226 | 0.012094 | 0.021383 | 0.03463 | 0.081228 | C2 | 2950.83 | 2950.83 | 2950.83 | 2950.83 | 2950.83 | C2 | 23.9685 | 35.6865 | 63.097 | 102.1864 | 239.689 | C2 | 502068.0796 | 490547.1364 | 1142687.2925 | 109748.2149 | 972658.1422 | 3217708.8656 |  | 502068.0796 | 490547.1364 | 1142687.2925 | 109748.2149 | 972658.1422 | 3217708.8656 |  | 482294.0706 | 450114.2901 | 824867.5303 | 771609.6561 | 1096817.0672 | 3625702.6144 |  | 482294.0706 | 450114.2901 | 824867.5303 | 771609.6561 | 1096817.0672 | 3625702.6144 |  | 440109.5182 | 158662.3431 | 759562.0998 | 1870215.8557 | 1147391.4556 | 4375941.2723 |  | 440109.5182 | 158662.3431 | 759562.0998 | 1870215.8557 | 1147391.4556 | 4375941.2723
|  |  | 0 | 0 | C3 | 0 | 0 | 0 | 0 | 0 | 0 | 0 | 0 | 0 | 0 | 0 | 0 | 0 | 0 | 0 | 0 | 0 | 0 | 0 | 0 | 0 | 0 | 0 | 0 | 0 | 0 | 0 | 0 | 0 | 0 | 0 | 0 | 0 | 0 | 0 | 0 |  |  | C3 | 0.0081226 | 0.012094 | 0.021383 | 0.03463 | 0.081228 | C3 | 4426.245 | 4426.245 | 4426.245 | 4426.245 | 4426.245 | C3 | 35.9527 | 53.5298 | 94.6456 | 153.2796 | 359.5336 | C3 | 0 | 0 | 0 | 0 | 0 | 0 |  | 0 | 0 | 0 | 0 | 0 | 0 |  | 0 | 0 | 0 | 0 | 0 | 0 |  | 0 | 0 | 0 | 0 | 0 | 0 |  | 0 | 0 | 0 | 0 | 0 | 0 |  | 0 | 0 | 0 | 0 | 0 | 0
|  |  | 0 | 0 | C4 | 0 | 0 | 0 | 0 | 0 | 0 | 0 | 0 | 0 | 0 | 0 | 0 | 0 | 0 | 0 | 0 | 0 | 0 | 0 | 0 | 0 | 0 | 0 | 0 | 0 | 0 | 0 | 0 | 0 | 0 | 0 | 0 | 0 | 0 | 0 | 0 |  |  | C4 | 0.0081226 | 0.012094 | 0.021383 | 0.03463 | 0.081228 | C4 | 7377.075 | 7377.075 | 7377.075 | 7377.075 | 7377.075 | C4 | 59.9212 | 89.2163 | 157.7426 | 255.466 | 599.2226 | C4 | 0 | 0 | 0 | 0 | 0 | 0 |  | 0 | 0 | 0 | 0 | 0 | 0 |  | 0 | 0 | 0 | 0 | 0 | 0 |  | 0 | 0 | 0 | 0 | 0 | 0 |  | 0 | 0 | 0 | 0 | 0 | 0 |  | 0 | 0 | 0 | 0 | 0 | 0
|  |  | 57935 | 57935 |  | 20947 | 13746 | 18110 | 1074 | 4058 |  | 20947 | 13746 | 18110 | 1074 | 4058 |  | 0 | 0 | 0 | 0 | 0 |  | 20122 | 12613 | 13073 | 7551 | 4576 |  | 0 | 0 | 0 | 0 | 0 |  | 18362 | 4446 | 12038 | 18302 | 4787 | [22 empty] | 502068.0796 | 490547.1364 | 1142687.2925 | 109748.2149 | 972658.1422 | 3217708.8656 |  | 502068.0796 | 490547.1364 | 1142687.2925 | 109748.2149 | 972658.1422 | 3217708.8656 |  | 482294.0706 | 450114.2901 | 824867.5303 | 771609.6561 | 1096817.0672 | 3625702.6144 |  | 482294.0706 | 450114.2901 | 824867.5303 | 771609.6561 | 1096817.0672 | 3625702.6144 |  | 440109.5182 | 158662.3431 | 759562.0998 | 1870215.8557 | 1147391.4556 | 4375941.2723 |  | 440109.5182 | 158662.3431 | 759562.0998 | 1870215.8557 | 1147391.4556 | 4375941.2723
| [Please insert new asset category as required] |  | 0 | 0 | C1 | 0 | 0 | 0 | 0 | 0 | 0 | 0 | 0 | 0 | 0 | 0 | 0 | 0 | 0 | 0 | 0 | 0 | 0 | 0 | 0 | 0 | 0 | 0 | 0 | 0 | 0 | 0 | 0 | 0 | 0 | 0 | 0 | 0 | 0 | 0 | 0 |  |  | C1 | 0 | 0 | 0 | 0 | 0 | C1 | 0 | 0 | 0 | 0 | 0 | C1 | [5 empty] | C1 | [5 empty] | 0 | [6 empty] | 0 | [6 empty] | 0 | [6 empty] | 0 | [6 empty] | 0 | [6 empty] | 0
|  |  | 0 | 0 | C2 | 0 | 0 | 0 | 0 | 0 | 0 | 0 | 0 | 0 | 0 | 0 | 0 | 0 | 0 | 0 | 0 | 0 | 0 | 0 | 0 | 0 | 0 | 0 | 0 | 0 | 0 | 0 | 0 | 0 | 0 | 0 | 0 | 0 | 0 | 0 | 0 |  |  | C2 | 0 | 0 | 0 | 0 | 0 | C2 | 0 | 0 | 0 | 0 | 0 | C2 | [5 empty] | C2 | [5 empty] | 0 | [6 empty] | 0 | [6 empty] | 0 | [6 empty] | 0 | [6 empty] | 0 | [6 empty] | 0
|  |  | 0 | 0 | C3 | 0 | 0 | 0 | 0 | 0 | 0 | 0 | 0 | 0 | 0 | 0 | 0 | 0 | 0 | 0 | 0 | 0 | 0 | 0 | 0 | 0 | 0 | 0 | 0 | 0 | 0 | 0 | 0 | 0 | 0 | 0 | 0 | 0 | 0 | 0 | 0 |  |  | C3 | 0 | 0 | 0 | 0 | 0 | C3 | 0 | 0 | 0 | 0 | 0 | C3 | [5 empty] | C3 | [5 empty] | 0 | [6 empty] | 0 | [6 empty] | 0 | [6 empty] | 0 | [6 empty] | 0 | [6 empty] | 0
|  |  | 0 | 0 | C4 | 0 | 0 | 0 | 0 | 0 | 0 | 0 | 0 | 0 | 0 | 0 | 0 | 0 | 0 | 0 | 0 | 0 | 0 | 0 | 0 | 0 | 0 | 0 | 0 | 0 | 0 | 0 | 0 | 0 | 0 | 0 | 0 | 0 | 0 | 0 | 0 |  |  | C4 | 0 | 0 | 0 | 0 | 0 | C4 | 0 | 0 | 0 | 0 | 0 | C4 | [5 empty] | C4 | [5 empty] | 0 | [6 empty] | 0 | [6 empty] | 0 | [6 empty] | 0 | [6 empty] | 0 | [6 empty] | 0
|  |  | 0 | 0 |  | 0 | 0 | 0 | 0 | 0 |  | 0 | 0 | 0 | 0 | 0 |  | 0 | 0 | 0 | 0 | 0 |  | 0 | 0 | 0 | 0 | 0 |  | 0 | 0 | 0 | 0 | 0 |  | 0 | 0 | 0 | 0 | 0 | [22 empty] | 0 | 0 | 0 | 0 | 0 | 0 |  | 0 | 0 | 0 | 0 | 0 | 0 |  | 0 | 0 | 0 | 0 | 0 | 0 |  | 0 | 0 | 0 | 0 | 0 | 0 |  | 0 | 0 | 0 | 0 | 0 | 0 |  | 0 | 0 | 0 | 0 | 0 | 0
| [Please insert new asset category as required] |  | 0 | 0 | C1 | 0 | 0 | 0 | 0 | 0 | 0 | 0 | 0 | 0 | 0 | 0 | 0 | 0 | 0 | 0 | 0 | 0 | 0 | 0 | 0 | 0 | 0 | 0 | 0 | 0 | 0 | 0 | 0 | 0 | 0 | 0 | 0 | 0 | 0 | 0 | 0 |  |  | C1 | 0 | 0 | 0 | 0 | 0 | C1 | 0 | 0 | 0 | 0 | 0 | C1 | [5 empty] | C1 | [5 empty] | 0 | [6 empty] | 0 | [6 empty] | 0 | [6 empty] | 0 | [6 empty] | 0 | [6 empty] | 0
|  |  | 0 | 0 | C2 | 0 | 0 | 0 | 0 | 0 | 0 | 0 | 0 | 0 | 0 | 0 | 0 | 0 | 0 | 0 | 0 | 0 | 0 | 0 | 0 | 0 | 0 | 0 | 0 | 0 | 0 | 0 | 0 | 0 | 0 | 0 | 0 | 0 | 0 | 0 | 0 |  |  | C2 | 0 | 0 | 0 | 0 | 0 | C2 | 0 | 0 | 0 | 0 | 0 | C2 | [5 empty] | C2 | [5 empty] | 0 | [6 empty] | 0 | [6 empty] | 0 | [6 empty] | 0 | [6 empty] | 0 | [6 empty] | 0
|  |  | 0 | 0 | C3 | 0 | 0 | 0 | 0 | 0 | 0 | 0 | 0 | 0 | 0 | 0 | 0 | 0 | 0 | 0 | 0 | 0 | 0 | 0 | 0 | 0 | 0 | 0 | 0 | 0 | 0 | 0 | 0 | 0 | 0 | 0 | 0 | 0 | 0 | 0 | 0 |  |  | C3 | 0 | 0 | 0 | 0 | 0 | C3 | 0 | 0 | 0 | 0 | 0 | C3 | [5 empty] | C3 | [5 empty] | 0 | [6 empty] | 0 | [6 empty] | 0 | [6 empty] | 0 | [6 empty] | 0 | [6 empty] | 0
|  |  | 0 | 0 | C4 | 0 | 0 | 0 | 0 | 0 | 0 | 0 | 0 | 0 | 0 | 0 | 0 | 0 | 0 | 0 | 0 | 0 | 0 | 0 | 0 | 0 | 0 | 0 | 0 | 0 | 0 | 0 | 0 | 0 | 0 | 0 | 0 | 0 | 0 | 0 | 0 |  |  | C4 | 0 | 0 | 0 | 0 | 0 | C4 | 0 | 0 | 0 | 0 | 0 | C4 | [5 empty] | C4 | [5 empty] | 0 | [6 empty] | 0 | [6 empty] | 0 | [6 empty] | 0 | [6 empty] | 0 | [6 empty] | 0
|  |  | 0 | 0 |  | 0 | 0 | 0 | 0 | 0 |  | 0 | 0 | 0 | 0 | 0 |  | 0 | 0 | 0 | 0 | 0 |  | 0 | 0 | 0 | 0 | 0 |  | 0 | 0 | 0 | 0 | 0 |  | 0 | 0 | 0 | 0 | 0 | [22 empty] | 0 | 0 | 0 | 0 | 0 | 0 |  | 0 | 0 | 0 | 0 | 0 | 0 |  | 0 | 0 | 0 | 0 | 0 | 0 |  | 0 | 0 | 0 | 0 | 0 | 0 |  | 0 | 0 | 0 | 0 | 0 | 0 |  | 0 | 0 | 0 | 0 | 0 | 0
| [Please insert new asset category as required] |  | 0 | 0 | C1 | 0 | 0 | 0 | 0 | 0 | 0 | 0 | 0 | 0 | 0 | 0 | 0 | 0 | 0 | 0 | 0 | 0 | 0 | 0 | 0 | 0 | 0 | 0 | 0 | 0 | 0 | 0 | 0 | 0 | 0 | 0 | 0 | 0 | 0 | 0 | 0 |  |  | C1 | 0 | 0 | 0 | 0 | 0 | C1 | 0 | 0 | 0 | 0 | 0 | C1 | [5 empty] | C1 | [5 empty] | 0 | [6 empty] | 0 | [6 empty] | 0 | [6 empty] | 0 | [6 empty] | 0 | [6 empty] | 0
|  |  | 0 | 0 | C2 | 0 | 0 | 0 | 0 | 0 | 0 | 0 | 0 | 0 | 0 | 0 | 0 | 0 | 0 | 0 | 0 | 0 | 0 | 0 | 0 | 0 | 0 | 0 | 0 | 0 | 0 | 0 | 0 | 0 | 0 | 0 | 0 | 0 | 0 | 0 | 0 |  |  | C2 | 0 | 0 | 0 | 0 | 0 | C2 | 0 | 0 | 0 | 0 | 0 | C2 | [5 empty] | C2 | [5 empty] | 0 | [6 empty] | 0 | [6 empty] | 0 | [6 empty] | 0 | [6 empty] | 0 | [6 empty] | 0
|  |  | 0 | 0 | C3 | 0 | 0 | 0 | 0 | 0 | 0 | 0 | 0 | 0 | 0 | 0 | 0 | 0 | 0 | 0 | 0 | 0 | 0 | 0 | 0 | 0 | 0 | 0 | 0 | 0 | 0 | 0 | 0 | 0 | 0 | 0 | 0 | 0 | 0 | 0 | 0 |  |  | C3 | 0 | 0 | 0 | 0 | 0 | C3 | 0 | 0 | 0 | 0 | 0 | C3 | [5 empty] | C3 | [5 empty] | 0 | [6 empty] | 0 | [6 empty] | 0 | [6 empty] | 0 | [6 empty] | 0 | [6 empty] | 0
|  |  | 0 | 0 | C4 | 0 | 0 | 0 | 0 | 0 | 0 | 0 | 0 | 0 | 0 | 0 | 0 | 0 | 0 | 0 | 0 | 0 | 0 | 0 | 0 | 0 | 0 | 0 | 0 | 0 | 0 | 0 | 0 | 0 | 0 | 0 | 0 | 0 | 0 | 0 | 0 |  |  | C4 | 0 | 0 | 0 | 0 | 0 | C4 | 0 | 0 | 0 | 0 | 0 | C4 | [5 empty] | C4 | [5 empty] | 0 | [6 empty] | 0 | [6 empty] | 0 | [6 empty] | 0 | [6 empty] | 0 | [6 empty] | 0
|  |  | 0 | 0 |  | 0 | 0 | 0 | 0 | 0 |  | 0 | 0 | 0 | 0 | 0 |  | 0 | 0 | 0 | 0 | 0 |  | 0 | 0 | 0 | 0 | 0 |  | 0 | 0 | 0 | 0 | 0 |  | 0 | 0 | 0 | 0 | 0 | [22 empty] | 0 | 0 | 0 | 0 | 0 | 0 |  | 0 | 0 | 0 | 0 | 0 | 0 |  | 0 | 0 | 0 | 0 | 0 | 0 |  | 0 | 0 | 0 | 0 | 0 | 0 |  | 0 | 0 | 0 | 0 | 0 | 0 |  | 0 | 0 | 0 | 0 | 0 | 0
| [Please insert new asset category as required] |  | 0 | 0 | C1 | 0 | 0 | 0 | 0 | 0 | 0 | 0 | 0 | 0 | 0 | 0 | 0 | 0 | 0 | 0 | 0 | 0 | 0 | 0 | 0 | 0 | 0 | 0 | 0 | 0 | 0 | 0 | 0 | 0 | 0 | 0 | 0 | 0 | 0 | 0 | 0 |  |  | C1 | 0 | 0 | 0 | 0 | 0 | C1 | 0 | 0 | 0 | 0 | 0 | C1 | [5 empty] | C1 | [5 empty] | 0 | [6 empty] | 0 | [6 empty] | 0 | [6 empty] | 0 | [6 empty] | 0 | [6 empty] | 0
|  |  | 0 | 0 | C2 | 0 | 0 | 0 | 0 | 0 | 0 | 0 | 0 | 0 | 0 | 0 | 0 | 0 | 0 | 0 | 0 | 0 | 0 | 0 | 0 | 0 | 0 | 0 | 0 | 0 | 0 | 0 | 0 | 0 | 0 | 0 | 0 | 0 | 0 | 0 | 0 |  |  | C2 | 0 | 0 | 0 | 0 | 0 | C2 | 0 | 0 | 0 | 0 | 0 | C2 | [5 empty] | C2 | [5 empty] | 0 | [6 empty] | 0 | [6 empty] | 0 | [6 empty] | 0 | [6 empty] | 0 | [6 empty] | 0
|  |  | 0 | 0 | C3 | 0 | 0 | 0 | 0 | 0 | 0 | 0 | 0 | 0 | 0 | 0 | 0 | 0 | 0 | 0 | 0 | 0 | 0 | 0 | 0 | 0 | 0 | 0 | 0 | 0 | 0 | 0 | 0 | 0 | 0 | 0 | 0 | 0 | 0 | 0 | 0 |  |  | C3 | 0 | 0 | 0 | 0 | 0 | C3 | 0 | 0 | 0 | 0 | 0 | C3 | [5 empty] | C3 | [5 empty] | 0 | [6 empty] | 0 | [6 empty] | 0 | [6 empty] | 0 | [6 empty] | 0 | [6 empty] | 0
|  |  | 0 | 0 | C4 | 0 | 0 | 0 | 0 | 0 | 0 | 0 | 0 | 0 | 0 | 0 | 0 | 0 | 0 | 0 | 0 | 0 | 0 | 0 | 0 | 0 | 0 | 0 | 0 | 0 | 0 | 0 | 0 | 0 | 0 | 0 | 0 | 0 | 0 | 0 | 0 |  |  | C4 | 0 | 0 | 0 | 0 | 0 | C4 | 0 | 0 | 0 | 0 | 0 | C4 | [5 empty] | C4 | [5 empty] | 0 | [6 empty] | 0 | [6 empty] | 0 | [6 empty] | 0 | [6 empty] | 0 | [6 empty] | 0
|  |  | 0 | 0 |  | 0 | 0 | 0 | 0 | 0 |  | 0 | 0 | 0 | 0 | 0 |  | 0 | 0 | 0 | 0 | 0 |  | 0 | 0 | 0 | 0 | 0 |  | 0 | 0 | 0 | 0 | 0 |  | 0 | 0 | 0 | 0 | 0 | [22 empty] | 0 | 0 | 0 | 0 | 0 | 0 |  | 0 | 0 | 0 | 0 | 0 | 0 |  | 0 | 0 | 0 | 0 | 0 | 0 |  | 0 | 0 | 0 | 0 | 0 | 0 |  | 0 | 0 | 0 | 0 | 0 | 0 |  | 0 | 0 | 0 | 0 | 0 | 0
| [Please insert new asset category as required] |  | 0 | 0 | C1 | 0 | 0 | 0 | 0 | 0 | 0 | 0 | 0 | 0 | 0 | 0 | 0 | 0 | 0 | 0 | 0 | 0 | 0 | 0 | 0 | 0 | 0 | 0 | 0 | 0 | 0 | 0 | 0 | 0 | 0 | 0 | 0 | 0 | 0 | 0 | 0 |  |  | C1 | 0 | 0 | 0 | 0 | 0 | C1 | 0 | 0 | 0 | 0 | 0 | C1 | [5 empty] | C1 | [5 empty] | 0 | [6 empty] | 0 | [6 empty] | 0 | [6 empty] | 0 | [6 empty] | 0 | [6 empty] | 0
|  |  | 0 | 0 | C2 | 0 | 0 | 0 | 0 | 0 | 0 | 0 | 0 | 0 | 0 | 0 | 0 | 0 | 0 | 0 | 0 | 0 | 0 | 0 | 0 | 0 | 0 | 0 | 0 | 0 | 0 | 0 | 0 | 0 | 0 | 0 | 0 | 0 | 0 | 0 | 0 |  |  | C2 | 0 | 0 | 0 | 0 | 0 | C2 | 0 | 0 | 0 | 0 | 0 | C2 | [5 empty] | C2 | [5 empty] | 0 | [6 empty] | 0 | [6 empty] | 0 | [6 empty] | 0 | [6 empty] | 0 | [6 empty] | 0
|  |  | 0 | 0 | C3 | 0 | 0 | 0 | 0 | 0 | 0 | 0 | 0 | 0 | 0 | 0 | 0 | 0 | 0 | 0 | 0 | 0 | 0 | 0 | 0 | 0 | 0 | 0 | 0 | 0 | 0 | 0 | 0 | 0 | 0 | 0 | 0 | 0 | 0 | 0 | 0 |  |  | C3 | 0 | 0 | 0 | 0 | 0 | C3 | 0 | 0 | 0 | 0 | 0 | C3 | [5 empty] | C3 | [5 empty] | 0 | [6 empty] | 0 | [6 empty] | 0 | [6 empty] | 0 | [6 empty] | 0 | [6 empty] | 0
|  |  | 0 | 0 | C4 | 0 | 0 | 0 | 0 | 0 | 0 | 0 | 0 | 0 | 0 | 0 | 0 | 0 | 0 | 0 | 0 | 0 | 0 | 0 | 0 | 0 | 0 | 0 | 0 | 0 | 0 | 0 | 0 | 0 | 0 | 0 | 0 | 0 | 0 | 0 | 0 |  |  | C4 | 0 | 0 | 0 | 0 | 0 | C4 | 0 | 0 | 0 | 0 | 0 | C4 | [5 empty] | C4 | [5 empty] | 0 | [6 empty] | 0 | [6 empty] | 0 | [6 empty] | 0 | [6 empty] | 0 | [6 empty] | 0
|  |  | 0 | 0 |  | 0 | 0 | 0 | 0 | 0 |  | 0 | 0 | 0 | 0 | 0 |  | 0 | 0 | 0 | 0 | 0 |  | 0 | 0 | 0 | 0 | 0 |  | 0 | 0 | 0 | 0 | 0 |  | 0 | 0 | 0 | 0 | 0 | [22 empty] | 0 | 0 | 0 | 0 | 0 | 0 |  | 0 | 0 | 0 | 0 | 0 | 0 |  | 0 | 0 | 0 | 0 | 0 | 0 |  | 0 | 0 | 0 | 0 | 0 | 0 |  | 0 | 0 | 0 | 0 | 0 | 0 |  | 0 | 0 | 0 | 0 | 0 | 0
[63 empty] | 1316199.2977 | 913971.3294 | 1521092.1297 | 207761.551 | 1163383.3742 | 5122407.682 |  | 1316199.2977 | 913971.3294 | 1521092.1297 | 207761.551 | 1163383.3742 | 5122407.682 |  | 1223983.8984 | 785611.1481 | 1266873.6045 | 1307262.0683 | 1334400.4646 | 5918131.1839 |  | 1223983.8984 | 785611.1481 | 1266873.6045 | 1307262.0683 | 1334400.4646 | 5918131.1839 |  | 1090983.4187 | 463547.6426 | 1255306.2811 | 2725423.9949 | 1545063.844 | 7080325.1813 |  | 1090983.4187 | 463547.6426 | 1255306.2811 | 2725423.9949 | 1545063.844 | 7080325.1813
| HV Network | [73 empty] | 0 | [6 empty] | 0 | [6 empty] | 0 | [6 empty] | 0 | [6 empty] | 0
| HV Switchgear (GM) - Primary |  | 0 | 0 | C1 | 0 | 0 | 0 | 0 | 0 | 0 | 0 | 0 | 0 | 0 | 0 | 0 | 0 | 0 | 0 | 0 | 0 | 0 | 0 | 0 | 0 | 0 | 0 | 0 | 0 | 0 | 0 | 0 | 0 | 0 | 0 | 0 | 0 | 0 | 0 | 0 |  |  | C1 | 0.001482 | 0.0022066 | 0.0039014 | 0.0063184 | 0.01482 | C1 | 26629.134 | 26629.134 | 26629.134 | 26629.134 | 26629.134 | C1 | 39.465 | 58.7592 | 103.8916 | 168.2537 | 394.6567 | C1 | 0 | 0 | 0 | 0 | 0 | 0 |  | 0 | 0 | 0 | 0 | 0 | 0 |  | 0 | 0 | 0 | 0 | 0 | 0 |  | 0 | 0 | 0 | 0 | 0 | 0 |  | 0 | 0 | 0 | 0 | 0 | 0 |  | 0 | 0 | 0 | 0 | 0 | 0
|  |  | 4451 | 4451 | C2 | 1943 | 500 | 788 | 755 | 465 | 4451 | 1943 | 500 | 788 | 755 | 465 | 4451 | 131 | 0 | 0 | -37.5 | -93.5 | 0 | 1710 | 462 | 306 | 1107 | 866 | 4451 | 262 | 0 | 0 | -75 | -187 | 0 | 1547 | 352 | 305 | 750 | 1497 | 4451 |  |  | C2 | 0.001482 | 0.0022066 | 0.0039014 | 0.0063184 | 0.01482 | C2 | 38041.62 | 38041.62 | 38041.62 | 38041.62 | 38041.62 | C2 | 56.3786 | 83.9417 | 148.4165 | 240.3624 | 563.7953 | C2 | 109543.5662 | 41970.8443 | 116952.2177 | 181473.5904 | 262164.8323 | 712105.0509 |  | 109543.5662 | 41970.8443 | 116952.2177 | 181473.5904 | 262164.8323 | 712105.0509 |  | 96407.3588 | 38781.0602 | 45415.4551 | 266081.1452 | 488246.7629 | 934931.7821 |  | 103792.9518 | 38781.0602 | 45415.4551 | 257067.5563 | 435531.8988 | 880588.9221 |  | 87217.6515 | 29547.4744 | 45267.0386 | 180271.7786 | 844001.6213 | 1186305.5644 |  | 101988.8375 | 29547.4744 | 45267.0386 | 162244.6007 | 738571.893 | 1077619.8442
|  |  | 1 | 1 | C3 | 1 | 0 | 0 | 0 | 0 | 1 | 1 | 0 | 0 | 0 | 0 | 1 | 0 | 0 | 0 | 0 | 0 | 0 | 1 | 0 | 0 | 0 | 0 | 1 | 0 | 0 | 0 | 0 | 0 | 0 | 1 | 0 | 0 | 0 | 0 | 1 |  |  | C3 | 0.001482 | 0.0022066 | 0.0039014 | 0.0063184 | 0.01482 | C3 | 57062.43 | 57062.43 | 57062.43 | 57062.43 | 57062.43 | C3 | 84.5679 | 125.9125 | 222.6248 | 360.5436 | 845.693 | C3 | 84.5679 | 0 | 0 | 0 | 0 | 84.5679 |  | 84.5679 | 0 | 0 | 0 | 0 | 84.5679 |  | 84.5679 | 0 | 0 | 0 | 0 | 84.5679 |  | 84.5679 | 0 | 0 | 0 | 0 | 84.5679 |  | 84.5679 | 0 | 0 | 0 | 0 | 84.5679 |  | 84.5679 | 0 | 0 | 0 | 0 | 84.5679
|  |  | 0 | 0 | C4 | 0 | 0 | 0 | 0 | 0 | 0 | 0 | 0 | 0 | 0 | 0 | 0 | 0 | 0 | 0 | 0 | 0 | 0 | 0 | 0 | 0 | 0 | 0 | 0 | 0 | 0 | 0 | 0 | 0 | 0 | 0 | 0 | 0 | 0 | 0 | 0 |  |  | C4 | 0.001482 | 0.0022066 | 0.0039014 | 0.0063184 | 0.01482 | C4 | 95104.05 | 95104.05 | 95104.05 | 95104.05 | 95104.05 | C4 | 140.9464 | 209.8542 | 371.0413 | 600.9059 | 1409.4883 | C4 | 0 | 0 | 0 | 0 | 0 | 0 |  | 0 | 0 | 0 | 0 | 0 | 0 |  | 0 | 0 | 0 | 0 | 0 | 0 |  | 0 | 0 | 0 | 0 | 0 | 0 |  | 0 | 0 | 0 | 0 | 0 | 0 |  | 0 | 0 | 0 | 0 | 0 | 0
|  |  | 4452 | 4452 |  | 1944 | 500 | 788 | 755 | 465 |  | 1944 | 500 | 788 | 755 | 465 |  | 131 | 0 | 0 | -37.5 | -93.5 |  | 1711 | 462 | 306 | 1107 | 866 |  | 262 | 0 | 0 | -75 | -187 |  | 1548 | 352 | 305 | 750 | 1497 | [22 empty] | 109628.134 | 41970.8443 | 116952.2177 | 181473.5904 | 262164.8323 | 712189.6188 |  | 109628.134 | 41970.8443 | 116952.2177 | 181473.5904 | 262164.8323 | 712189.6188 |  | 96491.9267 | 38781.0602 | 45415.4551 | 266081.1452 | 488246.7629 | 935016.35 |  | 103877.5196 | 38781.0602 | 45415.4551 | 257067.5563 | 435531.8988 | 880673.4899 |  | 87302.2194 | 29547.4744 | 45267.0386 | 180271.7786 | 844001.6213 | 1186390.1322 |  | 102073.4053 | 29547.4744 | 45267.0386 | 162244.6007 | 738571.893 | 1077704.4121
| HV Switchgear (GM) - Distribution |  | 7237 | 7237 | C1 | 2730 | 2147 | 581 | 1455 | 324 | 7237 | 2730 | 2147 | 581 | 1455 | 324 | 7237 | 0 | 0 | 0 | 0 | 0 | 0 | 2306 | 1733 | 928 | 937 | 1333 | 7237 | 0 | 0 | 0 | 0 | 0 | 0 | 1883 | 1004 | 1330 | 997 | 2023 | 7237 |  |  | C1 | 0.0019095 | 0.0028431 | 0.0050268 | 0.008141 | 0.019096 | C1 | 12099.157 | 12099.157 | 12099.157 | 12099.157 | 12099.157 | C1 | 23.1037 | 34.399 | 60.8205 | 98.4995 | 231.041 | C1 | 63073.1164 | 73854.5599 | 35336.6963 | 143316.7799 | 74857.2828 | 390438.4354 |  | 63073.1164 | 73854.5599 | 35336.6963 | 143316.7799 | 74857.2828 | 390438.4354 |  | 53277.1452 | 59613.3918 | 56441.4014 | 92294.0363 | 307977.6481 | 569603.6229 |  | 53277.1452 | 59613.3918 | 56441.4014 | 92294.0363 | 307977.6481 | 569603.6229 |  | 43504.2777 | 34536.5525 | 80891.2326 | 98204.0066 | 467395.9356 | 724532.005 |  | 43504.2777 | 34536.5525 | 80891.2326 | 98204.0066 | 467395.9356 | 724532.005
|  |  | 20054 | 20054 | C2 | 10262 | 3513 | 796 | 4399 | 1084 | 20054 | 10262 | 3513 | 796 | 4399 | 1084 | 20054 | 0 | 0 | 0 | 0 | 0 | 0 | 9116 | 3519 | 1308 | 1512 | 4599 | 20054 | 0 | 0 | 0 | 0 | 0 | 0 | 7817 | 2751 | 2409 | 1341 | 5736 | 20054 |  |  | C2 | 0.0019095 | 0.0028431 | 0.0050268 | 0.008141 | 0.019096 | C2 | 17284.51 | 17284.51 | 17284.51 | 17284.51 | 17284.51 | C2 | 33.0053 | 49.1414 | 86.8864 | 140.7136 | 330.0586 | C2 | 338700.3248 | 172633.6209 | 69161.5694 | 618999.0327 | 357783.4858 | 1557278.0337 |  | 338700.3248 | 172633.6209 | 69161.5694 | 618999.0327 | 357783.4858 | 1557278.0337 |  | 300876.2581 | 172928.4691 | 113647.4031 | 212758.931 | 1517939.346 | 2318150.4073 |  | 300876.2581 | 172928.4691 | 113647.4031 | 212758.931 | 1517939.346 | 2318150.4073 |  | 258002.3815 | 135187.8996 | 209309.3226 | 188696.909 | 1893215.9358 | 2684412.4485 |  | 258002.3815 | 135187.8996 | 209309.3226 | 188696.909 | 1893215.9358 | 2684412.4485
|  |  | 2351 | 2351 | C3 | 1059 | 500 | 108 | 560 | 124 | 2351 | 1059 | 500 | 108 | 560 | 124 | 2351 | 0 | 0 | 0 | 0 | 0 | 0 | 932 | 469 | 168 | 221 | 561 | 2351 | 0 | 0 | 0 | 0 | 0 | 0 | 768 | 338 | 348 | 168 | 729 | 2351 |  |  | C3 | 0.0019095 | 0.0028431 | 0.0050268 | 0.008141 | 0.019096 | C3 | 25926.765 | 25926.765 | 25926.765 | 25926.765 | 25926.765 | C3 | 49.5079 | 73.712 | 130.3296 | 211.0704 | 495.0878 | C3 | 52428.9092 | 36856.025 | 14075.5958 | 118199.4061 | 61390.8933 | 282950.8294 |  | 52428.9092 | 36856.025 | 14075.5958 | 118199.4061 | 61390.8933 | 282950.8294 |  | 46141.4007 | 34570.9514 | 21895.3712 | 46646.5513 | 277744.2835 | 426998.5582 |  | 46141.4007 | 34570.9514 | 21895.3712 | 46646.5513 | 277744.2835 | 426998.5582 |  | 38022.0984 | 24914.6729 | 45354.6976 | 35459.8218 | 360919.0422 | 504670.3329 |  | 38022.0984 | 24914.6729 | 45354.6976 | 35459.8218 | 360919.0422 | 504670.3329
|  |  | 554 | 554 | C4 | 291 | 77 | 24 | 140 | 22 | 554 | 291 | 77 | 24 | 140 | 22 | 554 | 0 | 0 | 0 | 0 | 0 | 0 | 252 | 92 | 23 | 41 | 146 | 554 | 0 | 0 | 0 | 0 | 0 | 0 | 222 | 69 | 62 | 27 | 174 | 554 |  |  | C4 | 0.0019095 | 0.0028431 | 0.0050268 | 0.008141 | 0.019096 | C4 | 43211.275 | 43211.275 | 43211.275 | 43211.275 | 43211.275 | C4 | 82.5132 | 122.8534 | 217.216 | 351.7839 | 825.1464 | C4 | 24011.3512 | 9459.7131 | 5213.1836 | 49249.7525 | 18153.2211 | 106087.2216 |  | 24011.3512 | 9459.7131 | 5213.1836 | 49249.7525 | 18153.2211 | 106087.2216 |  | 20793.3351 | 11302.5143 | 4995.9676 | 14423.1418 | 120471.3767 | 171986.3355 |  | 20793.3351 | 11302.5143 | 4995.9676 | 14423.1418 | 120471.3767 | 171986.3355 |  | 18317.938 | 8476.8857 | 13467.391 | 9498.1666 | 143575.4763 | 193335.8577 |  | 18317.938 | 8476.8857 | 13467.391 | 9498.1666 | 143575.4763 | 193335.8577
|  |  | 30196 | 30196 |  | 14342 | 6237 | 1509 | 6554 | 1554 |  | 14342 | 6237 | 1509 | 6554 | 1554 |  | 0 | 0 | 0 | 0 | 0 |  | 12606 | 5813 | 2427 | 2711 | 6639 |  | 0 | 0 | 0 | 0 | 0 |  | 10690 | 4162 | 4149 | 2533 | 8662 | [22 empty] | 478213.7016 | 292803.9189 | 123787.0452 | 929764.9713 | 512184.883 | 2336754.52 |  | 478213.7016 | 292803.9189 | 123787.0452 | 929764.9713 | 512184.883 | 2336754.52 |  | 421088.1391 | 278415.3267 | 196980.1433 | 366122.6604 | 2224132.6543 | 3486738.9239 |  | 421088.1391 | 278415.3267 | 196980.1433 | 366122.6604 | 2224132.6543 | 3486738.9239 |  | 357846.6957 | 203116.0107 | 349022.6438 | 331858.904 | 2865106.3899 | 4106950.644 |  | 357846.6957 | 203116.0107 | 349022.6438 | 331858.904 | 2865106.3899 | 4106950.644
| HV Transformer (GM) |  | 1580 | 1580 | C1 | 952 | 150 | 89 | 353 | 36 | 1580 | 952 | 150 | 89 | 353 | 36 | 1580 | 0 | 0 | 0 | 0 | 0 | 0 | 883 | 143 | 76 | 365 | 113 | 1580 | 0 | 0 | 0 | 0 | 0 | 0 | 780 | 162 | 89 | 143 | 406 | 1580 |  |  | C1 | 0.002223 | 0.0033099 | 0.0058521 | 0.0094776 | 0.022231 | C1 | 13316.478 | 13316.478 | 13316.478 | 13316.478 | 13316.478 | C1 | 29.603 | 44.0757 | 77.9299 | 126.2084 | 296.035 | C1 | 28182.0548 | 6611.3568 | 6935.7572 | 44551.5499 | 10657.2613 | 96937.98 |  | 28182.0548 | 6611.3568 | 6935.7572 | 44551.5499 | 10657.2613 | 96937.98 |  | 26139.4479 | 6302.8268 | 5922.6691 | 46066.0502 | 33451.959 | 117882.9529 |  | 26139.4479 | 6302.8268 | 5922.6691 | 46066.0502 | 33451.959 | 117882.9529 |  | 23090.339 | 7140.2653 | 6935.7572 | 18047.795 | 120190.2244 | 175404.3809 |  | 23090.339 | 7140.2653 | 6935.7572 | 18047.795 | 120190.2244 | 175404.3809
|  |  | 13497 | 13497 | C2 | 6515 | 742 | 646 | 5320 | 274 | 13497 | 6515 | 742 | 646 | 5320 | 274 | 13497 | 0 | 0 | 0 | 0 | 0 | 0 | 6208 | 630 | 451 | 5416 | 792 | 13497 | 0 | 0 | 0 | 0 | 0 | 0 | 5685 | 816 | 355 | 913 | 5728 | 13497 |  |  | C2 | 0.002223 | 0.0033099 | 0.0058521 | 0.0094776 | 0.022231 | C2 | 19023.54 | 19023.54 | 19023.54 | 19023.54 | 19023.54 | C2 | 42.29 | 62.9653 | 111.3284 | 180.2977 | 422.9072 | C2 | 275519.3382 | 46720.2544 | 71918.1246 | 959183.5111 | 115876.571 | 1469217.7993 |  | 275519.3382 | 46720.2544 | 71918.1246 | 959183.5111 | 115876.571 | 1469217.7993 |  | 262536.3087 | 39668.1405 | 50209.0932 | 976492.0857 | 334942.4973 | 1663848.1254 |  | 262536.3087 | 39668.1405 | 50209.0932 | 976492.0857 | 334942.4973 | 1663848.1254 |  | 240418.6397 | 51379.6868 | 39521.57 | 164611.7567 | 2422412.4046 | 2918344.0578 |  | 240418.6397 | 51379.6868 | 39521.57 | 164611.7567 | 2422412.4046 | 2918344.0578
|  |  | 1530 | 1530 | C3 | 629 | 51 | 50 | 787 | 13 | 1530 | 629 | 51 | 50 | 787 | 13 | 1530 | 0 | 0 | 0 | 0 | 0 | 0 | 611 | 43 | 24 | 779 | 73 | 1530 | 0 | 0 | 0 | 0 | 0 | 0 | 574 | 54 | 26 | 55 | 821 | 1530 |  |  | C3 | 0.002223 | 0.0033099 | 0.0058521 | 0.0094776 | 0.022231 | C3 | 28535.31 | 28535.31 | 28535.31 | 28535.31 | 28535.31 | C3 | 63.435 | 94.448 | 166.9925 | 270.4465 | 634.3608 | C3 | 39900.6133 | 4816.8456 | 8349.6275 | 212841.3787 | 8246.6903 | 274155.1554 |  | 39900.6133 | 4816.8456 | 8349.6275 | 212841.3787 | 8246.6903 | 274155.1554 |  | 38758.7833 | 4061.262 | 4007.8212 | 210677.8069 | 46308.3377 | 303814.0111 |  | 38758.7833 | 4061.262 | 4007.8212 | 210677.8069 | 46308.3377 | 303814.0111 |  | 36411.6884 | 5100.1895 | 4341.8063 | 14874.5563 | 520810.2088 | 581538.4494 |  | 36411.6884 | 5100.1895 | 4341.8063 | 14874.5563 | 520810.2088 | 581538.4494
|  |  | 26 | 26 | C4 | 8 | 3 | 3 | 12 | 0 | 26 | 8 | 3 | 3 | 12 | 0 | 26 | 0 | 0 | 0 | 0 | 0 | 0 | 7 | 3 | 3 | 12 | 1 | 26 | 0 | 0 | 0 | 0 | 0 | 0 | 5 | 4 | 1 | 5 | 11 | 26 |  |  | C4 | 0.002223 | 0.0033099 | 0.0058521 | 0.0094776 | 0.022231 | C4 | 47558.85 | 47558.85 | 47558.85 | 47558.85 | 47558.85 | C4 | 105.725 | 157.4133 | 278.3209 | 450.7441 | 1057.268 | C4 | 845.8 | 472.2398 | 834.9627 | 5408.9296 | 0 | 7561.9321 |  | 845.8 | 472.2398 | 834.9627 | 5408.9296 | 0 | 7561.9321 |  | 740.075 | 472.2398 | 834.9627 | 5408.9296 | 1057.268 | 8513.475 |  | 740.075 | 472.2398 | 834.9627 | 5408.9296 | 1057.268 | 8513.475 |  | 528.625 | 629.653 | 278.3209 | 2253.7207 | 11629.9478 | 15320.2674 |  | 528.625 | 629.653 | 278.3209 | 2253.7207 | 11629.9478 | 15320.2674
|  |  | 16633 | 16633 |  | 8104 | 946 | 788 | 6472 | 323 |  | 8104 | 946 | 788 | 6472 | 323 |  | 0 | 0 | 0 | 0 | 0 |  | 7709 | 819 | 554 | 6572 | 979 |  | 0 | 0 | 0 | 0 | 0 |  | 7044 | 1036 | 471 | 1116 | 6966 | [22 empty] | 344447.8062 | 58620.6966 | 88038.472 | 1221985.3693 | 134780.5226 | 1847872.8667 |  | 344447.8062 | 58620.6966 | 88038.472 | 1221985.3693 | 134780.5226 | 1847872.8667 |  | 328174.6149 | 50504.4691 | 60974.5462 | 1238644.8724 | 415760.062 | 2094058.5645 |  | 328174.6149 | 50504.4691 | 60974.5462 | 1238644.8724 | 415760.062 | 2094058.5645 |  | 300449.2921 | 64249.7946 | 51077.4544 | 199787.8287 | 3075042.7857 | 3690607.1555 |  | 300449.2921 | 64249.7946 | 51077.4544 | 199787.8287 | 3075042.7857 | 3690607.1555
| HV UG Cable |  | 0 | 0 | C1 | 0 | 0 | 0 | 0 | 0 | 0 | 0 | 0 | 0 | 0 | 0 | 0 | 0 | 0 | 0 | 0 | 0 | 0 | 0 | 0 | 0 | 0 | 0 | 0 | 0 | 0 | 0 | 0 | 0 | 0 | 0 | 0 | 0 | 0 | 0 | 0 |  |  | C1 | 0 | 0 | 0 | 0 | 0 | C1 | 0 | 0 | 0 | 0 | 0 | C1 | [5 empty] | C1 | [5 empty] | 0 | [6 empty] | 0 | [6 empty] | 0 | [6 empty] | 0 | [6 empty] | 0 | [6 empty] | 0
|  |  | 0 | 0 | C2 | 0 | 0 | 0 | 0 | 0 | 0 | 0 | 0 | 0 | 0 | 0 | 0 | 0 | 0 | 0 | 0 | 0 | 0 | 0 | 0 | 0 | 0 | 0 | 0 | 0 | 0 | 0 | 0 | 0 | 0 | 0 | 0 | 0 | 0 | 0 | 0 |  |  | C2 | 0 | 0 | 0 | 0 | 0 | C2 | 0 | 0 | 0 | 0 | 0 | C2 | [5 empty] | C2 | [5 empty] | 0 | [6 empty] | 0 | [6 empty] | 0 | [6 empty] | 0 | [6 empty] | 0 | [6 empty] | 0
|  |  | 0 | 0 | C3 | 0 | 0 | 0 | 0 | 0 | 0 | 0 | 0 | 0 | 0 | 0 | 0 | 0 | 0 | 0 | 0 | 0 | 0 | 0 | 0 | 0 | 0 | 0 | 0 | 0 | 0 | 0 | 0 | 0 | 0 | 0 | 0 | 0 | 0 | 0 | 0 |  |  | C3 | 0 | 0 | 0 | 0 | 0 | C3 | 0 | 0 | 0 | 0 | 0 | C3 | [5 empty] | C3 | [5 empty] | 0 | [6 empty] | 0 | [6 empty] | 0 | [6 empty] | 0 | [6 empty] | 0 | [6 empty] | 0
|  |  | 0 | 0 | C4 | 0 | 0 | 0 | 0 | 0 | 0 | 0 | 0 | 0 | 0 | 0 | 0 | 0 | 0 | 0 | 0 | 0 | 0 | 0 | 0 | 0 | 0 | 0 | 0 | 0 | 0 | 0 | 0 | 0 | 0 | 0 | 0 | 0 | 0 | 0 | 0 |  |  | C4 | 0 | 0 | 0 | 0 | 0 | C4 | 0 | 0 | 0 | 0 | 0 | C4 | [5 empty] | C4 | [5 empty] | 0 | [6 empty] | 0 | [6 empty] | 0 | [6 empty] | 0 | [6 empty] | 0 | [6 empty] | 0
|  |  | 0 | 0 |  | 0 | 0 | 0 | 0 | 0 |  | 0 | 0 | 0 | 0 | 0 |  | 0 | 0 | 0 | 0 | 0 |  | 0 | 0 | 0 | 0 | 0 |  | 0 | 0 | 0 | 0 | 0 |  | 0 | 0 | 0 | 0 | 0 | [22 empty] | 0 | 0 | 0 | 0 | 0 | 0 |  | 0 | 0 | 0 | 0 | 0 | 0 |  | 0 | 0 | 0 | 0 | 0 | 0 |  | 0 | 0 | 0 | 0 | 0 | 0 |  | 0 | 0 | 0 | 0 | 0 | 0 |  | 0 | 0 | 0 | 0 | 0 | 0
| HV OHL Support - Poles |  | 0 | 0 | C1 | 0 | 0 | 0 | 0 | 0 | 0 | 0 | 0 | 0 | 0 | 0 | 0 | 0 | 0 | 0 | 0 | 0 | 0 | 0 | 0 | 0 | 0 | 0 | 0 | 0 | 0 | 0 | 0 | 0 | 0 | 0 | 0 | 0 | 0 | 0 | 0 |  |  | C1 | 0.0081226 | 0.012094 | 0.021383 | 0.03463 | 0.081228 | C1 | 2202.144 | 2202.144 | 2202.144 | 2202.144 | 2202.144 | C1 | 17.8872 | 26.6321 | 47.088 | 76.2596 | 178.875 | C1 | 0 | 0 | 0 | 0 | 0 | 0 |  | 0 | 0 | 0 | 0 | 0 | 0 |  | 0 | 0 | 0 | 0 | 0 | 0 |  | 0 | 0 | 0 | 0 | 0 | 0 |  | 0 | 0 | 0 | 0 | 0 | 0 |  | 0 | 0 | 0 | 0 | 0 | 0
|  |  | 98472 | 98472 | C2 | 28943 | 9149 | 55649 | 850 | 3881 | 98472 | 28943 | 9149 | 55649 | 850 | 3881 | 98472 | 0 | 0 | 0 | 0 | 0 | 0 | 26040 | 6136 | 21645 | 40376 | 4275 | 98472 | 0 | 0 | 0 | 0 | 0 | 0 | 21098 | 7504 | 5702 | 59531 | 4637 | 98472 |  |  | C2 | 0.0081226 | 0.012094 | 0.021383 | 0.03463 | 0.081228 | C2 | 3145.92 | 3145.92 | 3145.92 | 3145.92 | 3145.92 | C2 | 25.5531 | 38.0459 | 67.2686 | 108.9423 | 255.5358 | C2 | 739584.5105 | 348081.9611 | 3743430.6879 | 92600.9823 | 991734.2476 | 5915432.3894 |  | 739584.5105 | 348081.9611 | 3743430.6879 | 92600.9823 | 991734.2476 | 5915432.3894 |  | 665403.7471 | 233449.6572 | 1456028.9896 | 4398655.6013 | 1092415.3333 | 7845953.3285 |  | 665403.7471 | 233449.6572 | 1456028.9896 | 4398655.6013 | 1092415.3333 | 7845953.3285 |  | 539120.1328 | 285496.4517 | 383565.5948 | 6485445.9729 | 1184919.275 | 8878547.4271 |  | 539120.1328 | 285496.4517 | 383565.5948 | 6485445.9729 | 1184919.275 | 8878547.4271
|  |  | 0 | 0 | C3 | 0 | 0 | 0 | 0 | 0 | 0 | 0 | 0 | 0 | 0 | 0 | 0 | 0 | 0 | 0 | 0 | 0 | 0 | 0 | 0 | 0 | 0 | 0 | 0 | 0 | 0 | 0 | 0 | 0 | 0 | 0 | 0 | 0 | 0 | 0 | 0 |  |  | C3 | 0.0081226 | 0.012094 | 0.021383 | 0.03463 | 0.081228 | C3 | 4718.88 | 4718.88 | 4718.88 | 4718.88 | 4718.88 | C3 | 38.3297 | 57.0689 | 100.9029 | 163.4135 | 383.3036 | C3 | 0 | 0 | 0 | 0 | 0 | 0 |  | 0 | 0 | 0 | 0 | 0 | 0 |  | 0 | 0 | 0 | 0 | 0 | 0 |  | 0 | 0 | 0 | 0 | 0 | 0 |  | 0 | 0 | 0 | 0 | 0 | 0 |  | 0 | 0 | 0 | 0 | 0 | 0
|  |  | 0 | 0 | C4 | 0 | 0 | 0 | 0 | 0 | 0 | 0 | 0 | 0 | 0 | 0 | 0 | 0 | 0 | 0 | 0 | 0 | 0 | 0 | 0 | 0 | 0 | 0 | 0 | 0 | 0 | 0 | 0 | 0 | 0 | 0 | 0 | 0 | 0 | 0 | 0 |  |  | C4 | 0.0081226 | 0.012094 | 0.021383 | 0.03463 | 0.081228 | C4 | 7864.8 | 7864.8 | 7864.8 | 7864.8 | 7864.8 | C4 | 63.8828 | 95.1148 | 168.1715 | 272.3558 | 638.8394 | C4 | 0 | 0 | 0 | 0 | 0 | 0 |  | 0 | 0 | 0 | 0 | 0 | 0 |  | 0 | 0 | 0 | 0 | 0 | 0 |  | 0 | 0 | 0 | 0 | 0 | 0 |  | 0 | 0 | 0 | 0 | 0 | 0 |  | 0 | 0 | 0 | 0 | 0 | 0
|  |  | 98472 | 98472 |  | 28943 | 9149 | 55649 | 850 | 3881 |  | 28943 | 9149 | 55649 | 850 | 3881 |  | 0 | 0 | 0 | 0 | 0 |  | 26040 | 6136 | 21645 | 40376 | 4275 |  | 0 | 0 | 0 | 0 | 0 |  | 21098 | 7504 | 5702 | 59531 | 4637 | [22 empty] | 739584.5105 | 348081.9611 | 3743430.6879 | 92600.9823 | 991734.2476 | 5915432.3894 |  | 739584.5105 | 348081.9611 | 3743430.6879 | 92600.9823 | 991734.2476 | 5915432.3894 |  | 665403.7471 | 233449.6572 | 1456028.9896 | 4398655.6013 | 1092415.3333 | 7845953.3285 |  | 665403.7471 | 233449.6572 | 1456028.9896 | 4398655.6013 | 1092415.3333 | 7845953.3285 |  | 539120.1328 | 285496.4517 | 383565.5948 | 6485445.9729 | 1184919.275 | 8878547.4271 |  | 539120.1328 | 285496.4517 | 383565.5948 | 6485445.9729 | 1184919.275 | 8878547.4271
| [Please insert new asset category as required] |  | 0 | 0 | C1 | 0 | 0 | 0 | 0 | 0 | 0 | 0 | 0 | 0 | 0 | 0 | 0 | 0 | 0 | 0 | 0 | 0 | 0 | 0 | 0 | 0 | 0 | 0 | 0 | 0 | 0 | 0 | 0 | 0 | 0 | 0 | 0 | 0 | 0 | 0 | 0 |  |  | C1 | 0 | 0 | 0 | 0 | 0 | C1 | 0 | 0 | 0 | 0 | 0 | C1 | [5 empty] | C1 | [5 empty] | 0 | [6 empty] | 0 | [6 empty] | 0 | [6 empty] | 0 | [6 empty] | 0 | [6 empty] | 0
|  |  | 0 | 0 | C2 | 0 | 0 | 0 | 0 | 0 | 0 | 0 | 0 | 0 | 0 | 0 | 0 | 0 | 0 | 0 | 0 | 0 | 0 | 0 | 0 | 0 | 0 | 0 | 0 | 0 | 0 | 0 | 0 | 0 | 0 | 0 | 0 | 0 | 0 | 0 | 0 |  |  | C2 | 0 | 0 | 0 | 0 | 0 | C2 | 0 | 0 | 0 | 0 | 0 | C2 | [5 empty] | C2 | [5 empty] | 0 | [6 empty] | 0 | [6 empty] | 0 | [6 empty] | 0 | [6 empty] | 0 | [6 empty] | 0
|  |  | 0 | 0 | C3 | 0 | 0 | 0 | 0 | 0 | 0 | 0 | 0 | 0 | 0 | 0 | 0 | 0 | 0 | 0 | 0 | 0 | 0 | 0 | 0 | 0 | 0 | 0 | 0 | 0 | 0 | 0 | 0 | 0 | 0 | 0 | 0 | 0 | 0 | 0 | 0 |  |  | C3 | 0 | 0 | 0 | 0 | 0 | C3 | 0 | 0 | 0 | 0 | 0 | C3 | [5 empty] | C3 | [5 empty] | 0 | [6 empty] | 0 | [6 empty] | 0 | [6 empty] | 0 | [6 empty] | 0 | [6 empty] | 0
|  |  | 0 | 0 | C4 | 0 | 0 | 0 | 0 | 0 | 0 | 0 | 0 | 0 | 0 | 0 | 0 | 0 | 0 | 0 | 0 | 0 | 0 | 0 | 0 | 0 | 0 | 0 | 0 | 0 | 0 | 0 | 0 | 0 | 0 | 0 | 0 | 0 | 0 | 0 | 0 |  |  | C4 | 0 | 0 | 0 | 0 | 0 | C4 | 0 | 0 | 0 | 0 | 0 | C4 | [5 empty] | C4 | [5 empty] | 0 | [6 empty] | 0 | [6 empty] | 0 | [6 empty] | 0 | [6 empty] | 0 | [6 empty] | 0
|  |  | 0 | 0 |  | 0 | 0 | 0 | 0 | 0 |  | 0 | 0 | 0 | 0 | 0 |  | 0 | 0 | 0 | 0 | 0 |  | 0 | 0 | 0 | 0 | 0 |  | 0 | 0 | 0 | 0 | 0 |  | 0 | 0 | 0 | 0 | 0 | [22 empty] | 0 | 0 | 0 | 0 | 0 | 0 |  | 0 | 0 | 0 | 0 | 0 | 0 |  | 0 | 0 | 0 | 0 | 0 | 0 |  | 0 | 0 | 0 | 0 | 0 | 0 |  | 0 | 0 | 0 | 0 | 0 | 0 |  | 0 | 0 | 0 | 0 | 0 | 0
| [Please insert new asset category as required] |  | 0 | 0 | C1 | 0 | 0 | 0 | 0 | 0 | 0 | 0 | 0 | 0 | 0 | 0 | 0 | 0 | 0 | 0 | 0 | 0 | 0 | 0 | 0 | 0 | 0 | 0 | 0 | 0 | 0 | 0 | 0 | 0 | 0 | 0 | 0 | 0 | 0 | 0 | 0 |  |  | C1 | 0 | 0 | 0 | 0 | 0 | C1 | 0 | 0 | 0 | 0 | 0 | C1 | [5 empty] | C1 | [5 empty] | 0 | [6 empty] | 0 | [6 empty] | 0 | [6 empty] | 0 | [6 empty] | 0 | [6 empty] | 0
|  |  | 0 | 0 | C2 | 0 | 0 | 0 | 0 | 0 | 0 | 0 | 0 | 0 | 0 | 0 | 0 | 0 | 0 | 0 | 0 | 0 | 0 | 0 | 0 | 0 | 0 | 0 | 0 | 0 | 0 | 0 | 0 | 0 | 0 | 0 | 0 | 0 | 0 | 0 | 0 |  |  | C2 | 0 | 0 | 0 | 0 | 0 | C2 | 0 | 0 | 0 | 0 | 0 | C2 | [5 empty] | C2 | [5 empty] | 0 | [6 empty] | 0 | [6 empty] | 0 | [6 empty] | 0 | [6 empty] | 0 | [6 empty] | 0
|  |  | 0 | 0 | C3 | 0 | 0 | 0 | 0 | 0 | 0 | 0 | 0 | 0 | 0 | 0 | 0 | 0 | 0 | 0 | 0 | 0 | 0 | 0 | 0 | 0 | 0 | 0 | 0 | 0 | 0 | 0 | 0 | 0 | 0 | 0 | 0 | 0 | 0 | 0 | 0 |  |  | C3 | 0 | 0 | 0 | 0 | 0 | C3 | 0 | 0 | 0 | 0 | 0 | C3 | [5 empty] | C3 | [5 empty] | 0 | [6 empty] | 0 | [6 empty] | 0 | [6 empty] | 0 | [6 empty] | 0 | [6 empty] | 0
|  |  | 0 | 0 | C4 | 0 | 0 | 0 | 0 | 0 | 0 | 0 | 0 | 0 | 0 | 0 | 0 | 0 | 0 | 0 | 0 | 0 | 0 | 0 | 0 | 0 | 0 | 0 | 0 | 0 | 0 | 0 | 0 | 0 | 0 | 0 | 0 | 0 | 0 | 0 | 0 |  |  | C4 | 0 | 0 | 0 | 0 | 0 | C4 | 0 | 0 | 0 | 0 | 0 | C4 | [5 empty] | C4 | [5 empty] | 0 | [6 empty] | 0 | [6 empty] | 0 | [6 empty] | 0 | [6 empty] | 0 | [6 empty] | 0
|  |  | 0 | 0 |  | 0 | 0 | 0 | 0 | 0 |  | 0 | 0 | 0 | 0 | 0 |  | 0 | 0 | 0 | 0 | 0 |  | 0 | 0 | 0 | 0 | 0 |  | 0 | 0 | 0 | 0 | 0 |  | 0 | 0 | 0 | 0 | 0 | [22 empty] | 0 | 0 | 0 | 0 | 0 | 0 |  | 0 | 0 | 0 | 0 | 0 | 0 |  | 0 | 0 | 0 | 0 | 0 | 0 |  | 0 | 0 | 0 | 0 | 0 | 0 |  | 0 | 0 | 0 | 0 | 0 | 0 |  | 0 | 0 | 0 | 0 | 0 | 0
| [Please insert new asset category as required] |  | 0 | 0 | C1 | 0 | 0 | 0 | 0 | 0 | 0 | 0 | 0 | 0 | 0 | 0 | 0 | 0 | 0 | 0 | 0 | 0 | 0 | 0 | 0 | 0 | 0 | 0 | 0 | 0 | 0 | 0 | 0 | 0 | 0 | 0 | 0 | 0 | 0 | 0 | 0 |  |  | C1 | 0 | 0 | 0 | 0 | 0 | C1 | 0 | 0 | 0 | 0 | 0 | C1 | [5 empty] | C1 | [5 empty] | 0 | [6 empty] | 0 | [6 empty] | 0 | [6 empty] | 0 | [6 empty] | 0 | [6 empty] | 0
|  |  | 0 | 0 | C2 | 0 | 0 | 0 | 0 | 0 | 0 | 0 | 0 | 0 | 0 | 0 | 0 | 0 | 0 | 0 | 0 | 0 | 0 | 0 | 0 | 0 | 0 | 0 | 0 | 0 | 0 | 0 | 0 | 0 | 0 | 0 | 0 | 0 | 0 | 0 | 0 |  |  | C2 | 0 | 0 | 0 | 0 | 0 | C2 | 0 | 0 | 0 | 0 | 0 | C2 | [5 empty] | C2 | [5 empty] | 0 | [6 empty] | 0 | [6 empty] | 0 | [6 empty] | 0 | [6 empty] | 0 | [6 empty] | 0
|  |  | 0 | 0 | C3 | 0 | 0 | 0 | 0 | 0 | 0 | 0 | 0 | 0 | 0 | 0 | 0 | 0 | 0 | 0 | 0 | 0 | 0 | 0 | 0 | 0 | 0 | 0 | 0 | 0 | 0 | 0 | 0 | 0 | 0 | 0 | 0 | 0 | 0 | 0 | 0 |  |  | C3 | 0 | 0 | 0 | 0 | 0 | C3 | 0 | 0 | 0 | 0 | 0 | C3 | [5 empty] | C3 | [5 empty] | 0 | [6 empty] | 0 | [6 empty] | 0 | [6 empty] | 0 | [6 empty] | 0 | [6 empty] | 0
|  |  | 0 | 0 | C4 | 0 | 0 | 0 | 0 | 0 | 0 | 0 | 0 | 0 | 0 | 0 | 0 | 0 | 0 | 0 | 0 | 0 | 0 | 0 | 0 | 0 | 0 | 0 | 0 | 0 | 0 | 0 | 0 | 0 | 0 | 0 | 0 | 0 | 0 | 0 | 0 |  |  | C4 | 0 | 0 | 0 | 0 | 0 | C4 | 0 | 0 | 0 | 0 | 0 | C4 | [5 empty] | C4 | [5 empty] | 0 | [6 empty] | 0 | [6 empty] | 0 | [6 empty] | 0 | [6 empty] | 0 | [6 empty] | 0
|  |  | 0 | 0 |  | 0 | 0 | 0 | 0 | 0 |  | 0 | 0 | 0 | 0 | 0 |  | 0 | 0 | 0 | 0 | 0 |  | 0 | 0 | 0 | 0 | 0 |  | 0 | 0 | 0 | 0 | 0 |  | 0 | 0 | 0 | 0 | 0 | [22 empty] | 0 | 0 | 0 | 0 | 0 | 0 |  | 0 | 0 | 0 | 0 | 0 | 0 |  | 0 | 0 | 0 | 0 | 0 | 0 |  | 0 | 0 | 0 | 0 | 0 | 0 |  | 0 | 0 | 0 | 0 | 0 | 0 |  | 0 | 0 | 0 | 0 | 0 | 0
| [Please insert new asset category as required] |  | 0 | 0 | C1 | 0 | 0 | 0 | 0 | 0 | 0 | 0 | 0 | 0 | 0 | 0 | 0 | 0 | 0 | 0 | 0 | 0 | 0 | 0 | 0 | 0 | 0 | 0 | 0 | 0 | 0 | 0 | 0 | 0 | 0 | 0 | 0 | 0 | 0 | 0 | 0 |  |  | C1 | 0 | 0 | 0 | 0 | 0 | C1 | 0 | 0 | 0 | 0 | 0 | C1 | [5 empty] | C1 | [5 empty] | 0 | [6 empty] | 0 | [6 empty] | 0 | [6 empty] | 0 | [6 empty] | 0 | [6 empty] | 0
|  |  | 0 | 0 | C2 | 0 | 0 | 0 | 0 | 0 | 0 | 0 | 0 | 0 | 0 | 0 | 0 | 0 | 0 | 0 | 0 | 0 | 0 | 0 | 0 | 0 | 0 | 0 | 0 | 0 | 0 | 0 | 0 | 0 | 0 | 0 | 0 | 0 | 0 | 0 | 0 |  |  | C2 | 0 | 0 | 0 | 0 | 0 | C2 | 0 | 0 | 0 | 0 | 0 | C2 | [5 empty] | C2 | [5 empty] | 0 | [6 empty] | 0 | [6 empty] | 0 | [6 empty] | 0 | [6 empty] | 0 | [6 empty] | 0
|  |  | 0 | 0 | C3 | 0 | 0 | 0 | 0 | 0 | 0 | 0 | 0 | 0 | 0 | 0 | 0 | 0 | 0 | 0 | 0 | 0 | 0 | 0 | 0 | 0 | 0 | 0 | 0 | 0 | 0 | 0 | 0 | 0 | 0 | 0 | 0 | 0 | 0 | 0 | 0 |  |  | C3 | 0 | 0 | 0 | 0 | 0 | C3 | 0 | 0 | 0 | 0 | 0 | C3 | [5 empty] | C3 | [5 empty] | 0 | [6 empty] | 0 | [6 empty] | 0 | [6 empty] | 0 | [6 empty] | 0 | [6 empty] | 0
|  |  | 0 | 0 | C4 | 0 | 0 | 0 | 0 | 0 | 0 | 0 | 0 | 0 | 0 | 0 | 0 | 0 | 0 | 0 | 0 | 0 | 0 | 0 | 0 | 0 | 0 | 0 | 0 | 0 | 0 | 0 | 0 | 0 | 0 | 0 | 0 | 0 | 0 | 0 | 0 |  |  | C4 | 0 | 0 | 0 | 0 | 0 | C4 | 0 | 0 | 0 | 0 | 0 | C4 | [5 empty] | C4 | [5 empty] | 0 | [6 empty] | 0 | [6 empty] | 0 | [6 empty] | 0 | [6 empty] | 0 | [6 empty] | 0
|  |  | 0 | 0 |  | 0 | 0 | 0 | 0 | 0 |  | 0 | 0 | 0 | 0 | 0 |  | 0 | 0 | 0 | 0 | 0 |  | 0 | 0 | 0 | 0 | 0 |  | 0 | 0 | 0 | 0 | 0 |  | 0 | 0 | 0 | 0 | 0 | [22 empty] | 0 | 0 | 0 | 0 | 0 | 0 |  | 0 | 0 | 0 | 0 | 0 | 0 |  | 0 | 0 | 0 | 0 | 0 | 0 |  | 0 | 0 | 0 | 0 | 0 | 0 |  | 0 | 0 | 0 | 0 | 0 | 0 |  | 0 | 0 | 0 | 0 | 0 | 0
| [Please insert new asset category as required] |  | 0 | 0 | C1 | 0 | 0 | 0 | 0 | 0 | 0 | 0 | 0 | 0 | 0 | 0 | 0 | 0 | 0 | 0 | 0 | 0 | 0 | 0 | 0 | 0 | 0 | 0 | 0 | 0 | 0 | 0 | 0 | 0 | 0 | 0 | 0 | 0 | 0 | 0 | 0 |  |  | C1 | 0 | 0 | 0 | 0 | 0 | C1 | 0 | 0 | 0 | 0 | 0 | C1 | [5 empty] | C1 | [5 empty] | 0 | [6 empty] | 0 | [6 empty] | 0 | [6 empty] | 0 | [6 empty] | 0 | [6 empty] | 0
|  |  | 0 | 0 | C2 | 0 | 0 | 0 | 0 | 0 | 0 | 0 | 0 | 0 | 0 | 0 | 0 | 0 | 0 | 0 | 0 | 0 | 0 | 0 | 0 | 0 | 0 | 0 | 0 | 0 | 0 | 0 | 0 | 0 | 0 | 0 | 0 | 0 | 0 | 0 | 0 |  |  | C2 | 0 | 0 | 0 | 0 | 0 | C2 | 0 | 0 | 0 | 0 | 0 | C2 | [5 empty] | C2 | [5 empty] | 0 | [6 empty] | 0 | [6 empty] | 0 | [6 empty] | 0 | [6 empty] | 0 | [6 empty] | 0
|  |  | 0 | 0 | C3 | 0 | 0 | 0 | 0 | 0 | 0 | 0 | 0 | 0 | 0 | 0 | 0 | 0 | 0 | 0 | 0 | 0 | 0 | 0 | 0 | 0 | 0 | 0 | 0 | 0 | 0 | 0 | 0 | 0 | 0 | 0 | 0 | 0 | 0 | 0 | 0 |  |  | C3 | 0 | 0 | 0 | 0 | 0 | C3 | 0 | 0 | 0 | 0 | 0 | C3 | [5 empty] | C3 | [5 empty] | 0 | [6 empty] | 0 | [6 empty] | 0 | [6 empty] | 0 | [6 empty] | 0 | [6 empty] | 0
|  |  | 0 | 0 | C4 | 0 | 0 | 0 | 0 | 0 | 0 | 0 | 0 | 0 | 0 | 0 | 0 | 0 | 0 | 0 | 0 | 0 | 0 | 0 | 0 | 0 | 0 | 0 | 0 | 0 | 0 | 0 | 0 | 0 | 0 | 0 | 0 | 0 | 0 | 0 | 0 |  |  | C4 | 0 | 0 | 0 | 0 | 0 | C4 | 0 | 0 | 0 | 0 | 0 | C4 | [5 empty] | C4 | [5 empty] | 0 | [6 empty] | 0 | [6 empty] | 0 | [6 empty] | 0 | [6 empty] | 0 | [6 empty] | 0
|  |  | 0 | 0 |  | 0 | 0 | 0 | 0 | 0 |  | 0 | 0 | 0 | 0 | 0 |  | 0 | 0 | 0 | 0 | 0 |  | 0 | 0 | 0 | 0 | 0 |  | 0 | 0 | 0 | 0 | 0 |  | 0 | 0 | 0 | 0 | 0 | [22 empty] | 0 | 0 | 0 | 0 | 0 | 0 |  | 0 | 0 | 0 | 0 | 0 | 0 |  | 0 | 0 | 0 | 0 | 0 | 0 |  | 0 | 0 | 0 | 0 | 0 | 0 |  | 0 | 0 | 0 | 0 | 0 | 0 |  | 0 | 0 | 0 | 0 | 0 | 0
[63 empty] | 1671874.1523 | 741477.4209 | 4072208.4229 | 2425824.9133 | 1900864.4855 | 10812249.3949 |  | 1671874.1523 | 741477.4209 | 4072208.4229 | 2425824.9133 | 1900864.4855 | 10812249.3949 |  | 1511158.4278 | 601150.5132 | 1759399.1342 | 6269504.2793 | 4220554.8124 | 14361767.1669 |  | 1518544.0208 | 601150.5132 | 1759399.1342 | 6260490.6904 | 4167839.9483 | 14307424.3068 |  | 1284718.3399 | 582409.7313 | 828932.7316 | 7197364.4842 | 7969070.0718 | 17862495.3588 |  | 1299489.5259 | 582409.7313 | 828932.7316 | 7179337.3063 | 7863640.3435 | 17753809.6387
| EHV Network | [66 empty] | 0 | [6 empty] | 0 | [6 empty] | 0 | [6 empty] | 0 | [6 empty] | 0 | [6 empty] | 0
| EHV Switchgear (GM) |  | 0 | 0 | C1 | 0 | 0 | 0 | 0 | 0 | 0 | 0 | 0 | 0 | 0 | 0 | 0 | 0 | 0 | 0 | 0 | 0 | 0 | 0 | 0 | 0 | 0 | 0 | 0 | 0 | 0 | 0 | 0 | 0 | 0 | 0 | 0 | 0 | 0 | 0 | 0 |  |  | C1 | 0.0063556 | 0.0094628 | 0.016731 | 0.027096 | 0.063557 | C1 | 38588.7833 | 38588.7833 | 38588.7833 | 38588.7833 | 38588.7833 | C1 | 245.2549 | 365.1584 | 645.6332 | 1045.6109 | 2452.5907 | C1 | 0 | 0 | 0 | 0 | 0 | 0 |  | 0 | 0 | 0 | 0 | 0 | 0 |  | 0 | 0 | 0 | 0 | 0 | 0 |  | 0 | 0 | 0 | 0 | 0 | 0 |  | 0 | 0 | 0 | 0 | 0 | 0 |  | 0 | 0 | 0 | 0 | 0 | 0
|  |  | 1711 | 1711 | C2 | 848 | 492 | 245 | 85 | 41 | 1711 | 848 | 492 | 245 | 85 | 41 | 1711 | 31.5 | 0 | 0 | -19.5 | -12 | 0 | 781 | 273 | 407 | 176 | 74 | 1711 | 63 | 0 | 0 | -39 | -24 | 0 | 710 | 153 | 289 | 423 | 136 | 1711 |  |  | C2 | 0.0063556 | 0.0094628 | 0.016731 | 0.027096 | 0.063557 | C2 | 55126.8333 | 55126.8333 | 55126.8333 | 55126.8333 | 55126.8333 | C2 | 350.3641 | 521.6549 | 922.3331 | 1493.7298 | 3503.701 | C2 | 297108.7821 | 256654.1948 | 225971.6156 | 126967.0322 | 143651.7429 | 1050353.3675 |  | 297108.7821 | 256654.1948 | 225971.6156 | 126967.0322 | 143651.7429 | 1050353.3675 |  | 273634.3854 | 142411.7788 | 375389.5818 | 262896.4431 | 259273.8774 | 1313606.0665 |  | 284670.8555 | 142411.7788 | 375389.5818 | 233768.7122 | 217229.4648 | 1253470.3931 |  | 248758.5322 | 79813.1947 | 266554.2731 | 631847.7012 | 476503.3422 | 1703477.0434 |  | 270831.4723 | 79813.1947 | 266554.2731 | 573592.2394 | 392414.5171 | 1583205.6967
|  |  | 3 | 3 | C3 | 2 | 0 | 1 | 0 | 0 | 3 | 2 | 0 | 1 | 0 | 0 | 3 | 0 | 0 | 0 | 0 | 0 | 0 | 2 | 0 | 0 | 1 | 0 | 3 | 0 | 0 | 0 | 0 | 0 | 0 | 2 | 0 | 0 | 0 | 1 | 3 |  |  | C3 | 0.0063556 | 0.0094628 | 0.016731 | 0.027096 | 0.063557 | C3 | 82690.25 | 82690.25 | 82690.25 | 82690.25 | 82690.25 | C3 | 525.5462 | 782.4823 | 1383.4997 | 2240.5947 | 5255.5516 | C3 | 1051.0924 | 0 | 1383.4997 | 0 | 0 | 2434.5921 |  | 1051.0924 | 0 | 1383.4997 | 0 | 0 | 2434.5921 |  | 1051.0924 | 0 | 0 | 2240.5947 | 0 | 3291.6871 |  | 1051.0924 | 0 | 0 | 2240.5947 | 0 | 3291.6871 |  | 1051.0924 | 0 | 0 | 0 | 5255.5516 | 6306.644 |  | 1051.0924 | 0 | 0 | 0 | 5255.5516 | 6306.644
|  |  | 82 | 82 | C4 | 37 | 27 | 14 | 3 | 1 | 82 | 37 | 27 | 14 | 3 | 1 | 82 | 12.5 | 0 | -2 | -8.5 | -2 | 0 | 32 | 14 | 25 | 8 | 3 | 82 | 25 | 0 | -4 | -17 | -4 | 0 | 31 | 6 | 14 | 25 | 6 | 82 |  |  | C4 | 0.0063556 | 0.0094628 | 0.016731 | 0.027096 | 0.063557 | C4 | 137817.0833 | 137817.0833 | 137817.0833 | 137817.0833 | 137817.0833 | C4 | 875.9103 | 1304.1372 | 2305.8328 | 3734.3245 | 8759.2526 | C4 | 32408.682 | 35211.7036 | 32281.6594 | 11202.9734 | 8759.2526 | 119864.271 |  | 32408.682 | 35211.7036 | 32281.6594 | 11202.9734 | 8759.2526 | 119864.271 |  | 28029.1304 | 18257.9204 | 57645.8203 | 29874.5958 | 26277.7578 | 160085.2247 |  | 38978.0094 | 18257.9204 | 53034.1547 | -1867.1622 | 8759.2526 | 117162.1749 |  | 27153.2201 | 7824.823 | 32281.6594 | 93358.1119 | 52555.5157 | 213173.33 |  | 49050.9782 | 7824.823 | 23058.3281 | 29874.5958 | 17518.5052 | 127327.2303
|  |  | 1796 | 1796 |  | 887 | 519 | 260 | 88 | 42 |  | 887 | 519 | 260 | 88 | 42 |  | 44 | 0 | -2 | -28 | -14 |  | 815 | 287 | 432 | 185 | 77 |  | 88 | 0 | -4 | -56 | -28 |  | 743 | 159 | 303 | 448 | 143 | [22 empty] | 330568.5565 | 291865.8984 | 259636.7746 | 138170.0056 | 152410.9955 | 1172652.2305 |  | 330568.5565 | 291865.8984 | 259636.7746 | 138170.0056 | 152410.9955 | 1172652.2305 |  | 302714.6082 | 160669.6992 | 433035.4021 | 295011.6336 | 285551.6352 | 1476982.9782 |  | 324699.9573 | 160669.6992 | 428423.7365 | 234142.1446 | 225988.7175 | 1373924.255 |  | 276962.8446 | 87638.0177 | 298835.9324 | 725205.8131 | 534314.4095 | 1922957.0174 |  | 320933.5429 | 87638.0177 | 289612.6012 | 603466.8352 | 415188.5739 | 1716839.571
| EHV Transformer |  | 0 | 0 | C1 | 0 | 0 | 0 | 0 | 0 | 0 | 0 | 0 | 0 | 0 | 0 | 0 | 0 | 0 | 0 | 0 | 0 | 0 | 0 | 0 | 0 | 0 | 0 | 0 | 0 | 0 | 0 | 0 | 0 | 0 | 0 | 0 | 0 | 0 | 0 | 0 |  |  | C1 | 0.012939 | 0.019265 | 0.034062 | 0.055165 | 0.12939 | C1 | 105898.793 | 105898.793 | 105898.793 | 105898.793 | 105898.793 | C1 | 1370.2462 | 2040.1506 | 3607.1712 | 5841.858 | 13702.6952 | C1 | 0 | 0 | 0 | 0 | 0 | 0 |  | 0 | 0 | 0 | 0 | 0 | 0 |  | 0 | 0 | 0 | 0 | 0 | 0 |  | 0 | 0 | 0 | 0 | 0 | 0 |  | 0 | 0 | 0 | 0 | 0 | 0 |  | 0 | 0 | 0 | 0 | 0 | 0
|  |  | 713 | 713 | C2 | 314 | 172 | 109 | 61 | 57 | 713 | 314 | 172 | 109 | 61 | 57 | 713 | 54.5 | 0 | 0 | -30.5 | -24 | 0 | 269 | 151 | 102 | 109 | 82 | 713 | 109 | 0 | 0 | -61 | -48 | 0 | 231 | 93 | 109 | 138 | 142 | 713 |  |  | C2 | 0.012939 | 0.019265 | 0.034062 | 0.055165 | 0.12939 | C2 | 151283.99 | 151283.99 | 151283.99 | 151283.99 | 151283.99 | C2 | 1957.4945 | 2914.5008 | 5153.1018 | 8345.5114 | 19575.2788 | C2 | 614653.2736 | 501294.1368 | 561688.0939 | 509076.1975 | 1115790.8933 | 3302502.5952 |  | 614653.2736 | 501294.1368 | 561688.0939 | 509076.1975 | 1115790.8933 | 3302502.5952 |  | 526566.021 | 440089.6201 | 525616.3815 | 909660.7463 | 1605172.8641 | 4007105.633 |  | 633249.4714 | 440089.6201 | 525616.3815 | 655122.6476 | 1135366.1722 | 3389444.2927 |  | 452181.2299 | 271048.574 | 561688.0939 | 1151680.5779 | 2779689.5939 | 5216288.0697 |  | 665548.1307 | 271048.574 | 561688.0939 | 642604.3804 | 1840076.2101 | 3980965.3891
|  |  | 0 | 0 | C3 | 0 | 0 | 0 | 0 | 0 | 0 | 0 | 0 | 0 | 0 | 0 | 0 | 0 | 0 | 0 | 0 | 0 | 0 | 0 | 0 | 0 | 0 | 0 | 0 | 0 | 0 | 0 | 0 | 0 | 0 | 0 | 0 | 0 | 0 | 0 | 0 |  |  | C3 | 0.012939 | 0.019265 | 0.034062 | 0.055165 | 0.12939 | C3 | 226925.985 | 226925.985 | 226925.985 | 226925.985 | 226925.985 | C3 | 2936.2418 | 4371.7512 | 7729.6527 | 12518.2672 | 29362.9182 | C3 | 0 | 0 | 0 | 0 | 0 | 0 |  | 0 | 0 | 0 | 0 | 0 | 0 |  | 0 | 0 | 0 | 0 | 0 | 0 |  | 0 | 0 | 0 | 0 | 0 | 0 |  | 0 | 0 | 0 | 0 | 0 | 0 |  | 0 | 0 | 0 | 0 | 0 | 0
|  |  | 0 | 0 | C4 | 0 | 0 | 0 | 0 | 0 | 0 | 0 | 0 | 0 | 0 | 0 | 0 | 0 | 0 | 0 | 0 | 0 | 0 | 0 | 0 | 0 | 0 | 0 | 0 | 0 | 0 | 0 | 0 | 0 | 0 | 0 | 0 | 0 | 0 | 0 | 0 |  |  | C4 | 0.012939 | 0.019265 | 0.034062 | 0.055165 | 0.12939 | C4 | 378209.975 | 378209.975 | 378209.975 | 378209.975 | 378209.975 | C4 | 4893.7363 | 7286.252 | 12882.7544 | 20863.7786 | 48938.1971 | C4 | 0 | 0 | 0 | 0 | 0 | 0 |  | 0 | 0 | 0 | 0 | 0 | 0 |  | 0 | 0 | 0 | 0 | 0 | 0 |  | 0 | 0 | 0 | 0 | 0 | 0 |  | 0 | 0 | 0 | 0 | 0 | 0 |  | 0 | 0 | 0 | 0 | 0 | 0
|  |  | 713 | 713 |  | 314 | 172 | 109 | 61 | 57 |  | 314 | 172 | 109 | 61 | 57 |  | 54.5 | 0 | 0 | -30.5 | -24 |  | 269 | 151 | 102 | 109 | 82 |  | 109 | 0 | 0 | -61 | -48 |  | 231 | 93 | 109 | 138 | 142 | [22 empty] | 614653.2736 | 501294.1368 | 561688.0939 | 509076.1975 | 1115790.8933 | 3302502.5952 |  | 614653.2736 | 501294.1368 | 561688.0939 | 509076.1975 | 1115790.8933 | 3302502.5952 |  | 526566.021 | 440089.6201 | 525616.3815 | 909660.7463 | 1605172.8641 | 4007105.633 |  | 633249.4714 | 440089.6201 | 525616.3815 | 655122.6476 | 1135366.1722 | 3389444.2927 |  | 452181.2299 | 271048.574 | 561688.0939 | 1151680.5779 | 2779689.5939 | 5216288.0697 |  | 665548.1307 | 271048.574 | 561688.0939 | 642604.3804 | 1840076.2101 | 3980965.3891
| EHV UG Cable (Gas) |  | 0 | 0 | C1 | 0 | 0 | 0 | 0 | 0 | 0 | 0 | 0 | 0 | 0 | 0 | 0 | 0 | 0 | 0 | 0 | 0 | 0 | 0 | 0 | 0 | 0 | 0 | 0 | 0 | 0 | 0 | 0 | 0 | 0 | 0 | 0 | 0 | 0 | 0 | 0 |  |  | C1 | 1.2835 | 1.9111 | 3.3789 | 5.4722 | 12.8357 | C1 | 234.941 | 234.941 | 234.941 | 234.941 | 234.941 | C1 | 301.5577 | 448.9872 | 793.8501 | 1285.65 | 3015.6279 | C1 | 0 | 0 | 0 | 0 | 0 | 0 |  | 0 | 0 | 0 | 0 | 0 | 0 |  | 0 | 0 | 0 | 0 | 0 | 0 |  | 0 | 0 | 0 | 0 | 0 | 0 |  | 0 | 0 | 0 | 0 | 0 | 0 |  | 0 | 0 | 0 | 0 | 0 | 0
|  |  | 275.154 | 275.154 | C2 | 248.8099 | 14.5511 | 6.9643 | 4.8129 | 0.015827 | 275.154 | 248.8099 | 14.5511 | 6.9643 | 4.8129 | 0.015827 | 275.154 | 0 | 0 | 0 | 0 | 0 | 0 | 227.2368 | 36.1242 | 6.9643 | 4.8129 | 0.015827 | 275.154 | 0 | 0 | 0 | 0 | 0 | 0 | 44.5844 | 216.6193 | 3.3688 | 10.5657 | 0.015827 | 275.154 |  |  | C2 | 1.2835 | 1.9111 | 3.3789 | 5.4722 | 12.8357 | C2 | 335.63 | 335.63 | 335.63 | 335.63 | 335.63 | C2 | 430.7966 | 641.4103 | 1134.0716 | 1836.6429 | 4308.0399 | C2 | 107186.4753 | 9333.2442 | 7897.9925 | 8839.4879 | 68.1854 | 133325.3853 |  | 107186.4753 | 9333.2442 | 7897.9925 | 8839.4879 | 68.1854 | 133325.3853 |  | 97892.8503 | 23170.4618 | 7897.9925 | 8839.4879 | 68.1854 | 137868.978 |  | 97892.8503 | 23170.4618 | 7897.9925 | 8839.4879 | 68.1854 | 137868.978 |  | 19206.8251 | 138941.8498 | 3820.4165 | 19405.3827 | 68.1854 | 181442.6595 |  | 19206.8251 | 138941.8498 | 3820.4165 | 19405.3827 | 68.1854 | 181442.6595
|  |  | 0 | 0 | C3 | 0 | 0 | 0 | 0 | 0 | 0 | 0 | 0 | 0 | 0 | 0 | 0 | 0 | 0 | 0 | 0 | 0 | 0 | 0 | 0 | 0 | 0 | 0 | 0 | 0 | 0 | 0 | 0 | 0 | 0 | 0 | 0 | 0 | 0 | 0 | 0 |  |  | C3 | 1.2835 | 1.9111 | 3.3789 | 5.4722 | 12.8357 | C3 | 503.445 | 503.445 | 503.445 | 503.445 | 503.445 | C3 | 646.195 | 962.1155 | 1701.1074 | 2754.9643 | 6462.0599 | C3 | 0 | 0 | 0 | 0 | 0 | 0 |  | 0 | 0 | 0 | 0 | 0 | 0 |  | 0 | 0 | 0 | 0 | 0 | 0 |  | 0 | 0 | 0 | 0 | 0 | 0 |  | 0 | 0 | 0 | 0 | 0 | 0 |  | 0 | 0 | 0 | 0 | 0 | 0
|  |  | 0 | 0 | C4 | 0 | 0 | 0 | 0 | 0 | 0 | 0 | 0 | 0 | 0 | 0 | 0 | 0 | 0 | 0 | 0 | 0 | 0 | 0 | 0 | 0 | 0 | 0 | 0 | 0 | 0 | 0 | 0 | 0 | 0 | 0 | 0 | 0 | 0 | 0 | 0 |  |  | C4 | 1.2835 | 1.9111 | 3.3789 | 5.4722 | 12.8357 | C4 | 839.075 | 839.075 | 839.075 | 839.075 | 839.075 | C4 | 1076.9916 | 1603.5258 | 2835.179 | 4591.6072 | 10770.0998 | C4 | 0 | 0 | 0 | 0 | 0 | 0 |  | 0 | 0 | 0 | 0 | 0 | 0 |  | 0 | 0 | 0 | 0 | 0 | 0 |  | 0 | 0 | 0 | 0 | 0 | 0 |  | 0 | 0 | 0 | 0 | 0 | 0 |  | 0 | 0 | 0 | 0 | 0 | 0
|  |  | 275.154 | 275.154 |  | 248.8099 | 14.5511 | 6.9643 | 4.8129 | 0.015827 |  | 248.8099 | 14.5511 | 6.9643 | 4.8129 | 0.015827 |  | 0 | 0 | 0 | 0 | 0 |  | 227.2368 | 36.1242 | 6.9643 | 4.8129 | 0.015827 |  | 0 | 0 | 0 | 0 | 0 |  | 44.5844 | 216.6193 | 3.3688 | 10.5657 | 0.015827 | [22 empty] | 107186.4753 | 9333.2442 | 7897.9925 | 8839.4879 | 68.1854 | 133325.3853 |  | 107186.4753 | 9333.2442 | 7897.9925 | 8839.4879 | 68.1854 | 133325.3853 |  | 97892.8503 | 23170.4618 | 7897.9925 | 8839.4879 | 68.1854 | 137868.978 |  | 97892.8503 | 23170.4618 | 7897.9925 | 8839.4879 | 68.1854 | 137868.978 |  | 19206.8251 | 138941.8498 | 3820.4165 | 19405.3827 | 68.1854 | 181442.6595 |  | 19206.8251 | 138941.8498 | 3820.4165 | 19405.3827 | 68.1854 | 181442.6595
| EHV UG Cable (Oil) |  | 14.7393 | 14.7393 | C1 | 1.5127 | 1.9731 | 8.4456 | 0.86723 | 1.9406 | 14.7393 | 1.5127 | 1.9731 | 8.4456 | 0.86723 | 1.9406 | 14.7393 | 0 | 0 | 0 | 0 | 0 | 0 | 0 | 1.7604 | 10.1711 | 0.53573 | 2.2721 | 14.7393 | 0 | 0 | 0 | 0 | 0 | 0 | 0 | 1.5127 | 0.24767 | 10.1711 | 2.8078 | 14.7393 |  |  | C1 | 0.59691 | 0.88874 | 1.5714 | 2.5449 | 5.9692 | C1 | 4584.44 | 4584.44 | 4584.44 | 4584.44 | 4584.44 | C1 | 2736.5138 | 4074.3776 | 7203.8692 | 11666.7544 | 27365.6051 | C1 | 4139.4956 | 8039.0686 | 60841.3206 | 10117.7532 | 53106.1864 | 136243.8245 |  | 4139.4956 | 8039.0686 | 60841.3206 | 10117.7532 | 53106.1864 | 136243.8245 |  | 0 | 7172.3644 | 73270.949 | 6250.2471 | 62177.8306 | 148871.3912 |  | 0 | 7172.3644 | 73270.949 | 6250.2471 | 62177.8306 | 148871.3912 |  | 0 | 6163.268 | 1784.1741 | 118663.1992 | 76838.4457 | 203449.0869 |  | 0 | 6163.268 | 1784.1741 | 118663.1992 | 76838.4457 | 203449.0869
|  |  | 241.3159 | 241.3159 | C2 | 11.3611 | 57.2858 | 117.3026 | 17.5349 | 37.8315 | 241.3159 | 11.3611 | 57.2858 | 117.3026 | 17.5349 | 37.8315 | 241.3159 | 0 | 0 | 0 | 0 | 0 | 0 | 7.0374 | 17.0036 | 156.684 | 17.1337 | 43.4573 | 241.3159 | 0 | 0 | 0 | 0 | 0 | 0 | 6.0011 | 13.7216 | 4.4337 | 169.5141 | 47.6455 | 241.3159 |  |  | C2 | 0.59691 | 0.88874 | 1.5714 | 2.5449 | 5.9692 | C2 | 6549.2 | 6549.2 | 6549.2 | 6549.2 | 6549.2 | C2 | 3909.3055 | 5820.5395 | 10291.2417 | 16666.792 | 39093.7216 | C2 | 44414.0722 | 333434.1518 | 1207189.1575 | 292251.0999 | 1478975.0431 | 3356263.5246 |  | 44414.0722 | 333434.1518 | 1207189.1575 | 292251.0999 | 1478975.0431 | 3356263.5246 |  | 27511.3107 | 98970.0642 | 1612472.5771 | 285564.0907 | 1698906.2706 | 3723424.3133 |  | 27511.3107 | 98970.0642 | 1612472.5771 | 285564.0907 | 1698906.2706 | 3723424.3133 |  | 23460.0054 | 79867.0951 | 45628.5857 | 2825255.7148 | 1862638.6671 | 4836850.0681 |  | 23460.0054 | 79867.0951 | 45628.5857 | 2825255.7148 | 1862638.6671 | 4836850.0681
|  |  | 69.5068 | 69.5068 | C3 | 0 | 14.144 | 43.4376 | 0.58063 | 11.3446 | 69.5068 | 0 | 14.144 | 43.4376 | 0.58063 | 11.3446 | 69.5068 | 0 | 0 | 0 | 0 | 0 | 0 | 0 | 0 | 55.0336 | 3.1286 | 11.3446 | 69.5068 | 0 | 0 | 0 | 0 | 0 | 0 | 0 | 0 | 0 | 55.0336 | 14.4732 | 69.5068 |  |  | C3 | 0.59691 | 0.88874 | 1.5714 | 2.5449 | 5.9692 | C3 | 9823.8 | 9823.8 | 9823.8 | 9823.8 | 9823.8 | C3 | 5863.9582 | 8730.8092 | 15436.8626 | 25000.188 | 58640.5824 | C3 | 0 | 123488.2808 | 670540.2602 | 14515.8847 | 665254.6012 | 1473799.027 |  | 0 | 123488.2808 | 670540.2602 | 14515.8847 | 665254.6012 | 1473799.027 |  | 0 | 0 | 849546.2073 | 78215.4069 | 665254.6012 | 1593016.2154 |  | 0 | 0 | 849546.2073 | 78215.4069 | 665254.6012 | 1593016.2154 |  | 0 | 0 | 0 | 1375850.4859 | 848717.1021 | 2224567.588 |  | 0 | 0 | 0 | 1375850.4859 | 848717.1021 | 2224567.588
|  |  | 0 | 0 | C4 | 0 | 0 | 0 | 0 | 0 | 0 | 0 | 0 | 0 | 0 | 0 | 0 | 0 | 0 | 0 | 0 | 0 | 0 | 0 | 0 | 0 | 0 | 0 | 0 | 0 | 0 | 0 | 0 | 0 | 0 | 0 | 0 | 0 | 0 | 0 | 0 |  |  | C4 | 0.59691 | 0.88874 | 1.5714 | 2.5449 | 5.9692 | C4 | 16373 | 16373 | 16373 | 16373 | 16373 | C4 | 9773.2637 | 14551.3486 | 25728.1043 | 41666.98 | 97734.3041 | C4 | 0 | 0 | 0 | 0 | 0 | 0 |  | 0 | 0 | 0 | 0 | 0 | 0 |  | 0 | 0 | 0 | 0 | 0 | 0 |  | 0 | 0 | 0 | 0 | 0 | 0 |  | 0 | 0 | 0 | 0 | 0 | 0 |  | 0 | 0 | 0 | 0 | 0 | 0
|  |  | 325.562 | 325.562 |  | 12.8738 | 73.4028 | 169.1858 | 18.9828 | 51.1168 |  | 12.8738 | 73.4028 | 169.1858 | 18.9828 | 51.1168 |  | 0 | 0 | 0 | 0 | 0 |  | 7.0374 | 18.7639 | 221.8886 | 20.798 | 57.074 |  | 0 | 0 | 0 | 0 | 0 |  | 6.0011 | 15.2343 | 4.6814 | 234.7187 | 64.9265 | [22 empty] | 48553.5678 | 464961.5013 | 1938570.7384 | 316884.7378 | 2197335.8308 | 4966306.3761 |  | 48553.5678 | 464961.5013 | 1938570.7384 | 316884.7378 | 2197335.8308 | 4966306.3761 |  | 27511.3107 | 106142.4286 | 2535289.7335 | 370029.7447 | 2426338.7024 | 5465311.9199 |  | 27511.3107 | 106142.4286 | 2535289.7335 | 370029.7447 | 2426338.7024 | 5465311.9199 |  | 23460.0054 | 86030.363 | 47412.7598 | 4319769.3999 | 2788194.2149 | 7264866.743 |  | 23460.0054 | 86030.363 | 47412.7598 | 4319769.3999 | 2788194.2149 | 7264866.743
| EHV UG Cable (Non Pressurised) |  | 0 | 0 | C1 | 0 | 0 | 0 | 0 | 0 | 0 | 0 | 0 | 0 | 0 | 0 | 0 | 0 | 0 | 0 | 0 | 0 | 0 | 0 | 0 | 0 | 0 | 0 | 0 | 0 | 0 | 0 | 0 | 0 | 0 | 0 | 0 | 0 | 0 | 0 | 0 |  |  | C1 | 0 | 0 | 0 | 0 | 0 | C1 | 0 | 0 | 0 | 0 | 0 | C1 | [5 empty] | C1 | [5 empty] | 0 | [6 empty] | 0 | [6 empty] | 0 | [6 empty] | 0 | [6 empty] | 0 | [6 empty] | 0
|  |  | 0 | 0 | C2 | 0 | 0 | 0 | 0 | 0 | 0 | 0 | 0 | 0 | 0 | 0 | 0 | 0 | 0 | 0 | 0 | 0 | 0 | 0 | 0 | 0 | 0 | 0 | 0 | 0 | 0 | 0 | 0 | 0 | 0 | 0 | 0 | 0 | 0 | 0 | 0 |  |  | C2 | 0 | 0 | 0 | 0 | 0 | C2 | 0 | 0 | 0 | 0 | 0 | C2 | [5 empty] | C2 | [5 empty] | 0 | [6 empty] | 0 | [6 empty] | 0 | [6 empty] | 0 | [6 empty] | 0 | [6 empty] | 0
|  |  | 0 | 0 | C3 | 0 | 0 | 0 | 0 | 0 | 0 | 0 | 0 | 0 | 0 | 0 | 0 | 0 | 0 | 0 | 0 | 0 | 0 | 0 | 0 | 0 | 0 | 0 | 0 | 0 | 0 | 0 | 0 | 0 | 0 | 0 | 0 | 0 | 0 | 0 | 0 |  |  | C3 | 0 | 0 | 0 | 0 | 0 | C3 | 0 | 0 | 0 | 0 | 0 | C3 | [5 empty] | C3 | [5 empty] | 0 | [6 empty] | 0 | [6 empty] | 0 | [6 empty] | 0 | [6 empty] | 0 | [6 empty] | 0
|  |  | 0 | 0 | C4 | 0 | 0 | 0 | 0 | 0 | 0 | 0 | 0 | 0 | 0 | 0 | 0 | 0 | 0 | 0 | 0 | 0 | 0 | 0 | 0 | 0 | 0 | 0 | 0 | 0 | 0 | 0 | 0 | 0 | 0 | 0 | 0 | 0 | 0 | 0 | 0 |  |  | C4 | 0 | 0 | 0 | 0 | 0 | C4 | 0 | 0 | 0 | 0 | 0 | C4 | [5 empty] | C4 | [5 empty] | 0 | [6 empty] | 0 | [6 empty] | 0 | [6 empty] | 0 | [6 empty] | 0 | [6 empty] | 0
|  |  | 0 | 0 |  | 0 | 0 | 0 | 0 | 0 |  | 0 | 0 | 0 | 0 | 0 |  | 0 | 0 | 0 | 0 | 0 |  | 0 | 0 | 0 | 0 | 0 |  | 0 | 0 | 0 | 0 | 0 |  | 0 | 0 | 0 | 0 | 0 | [22 empty] | 0 | 0 | 0 | 0 | 0 | 0 |  | 0 | 0 | 0 | 0 | 0 | 0 |  | 0 | 0 | 0 | 0 | 0 | 0 |  | 0 | 0 | 0 | 0 | 0 | 0 |  | 0 | 0 | 0 | 0 | 0 | 0 |  | 0 | 0 | 0 | 0 | 0 | 0
| EHV OHL Support - Towers |  | 0 | 0 | C1 | 0 | 0 | 0 | 0 | 0 | 0 | 0 | 0 | 0 | 0 | 0 | 0 | 0 | 0 | 0 | 0 | 0 | 0 | 0 | 0 | 0 | 0 | 0 | 0 | 0 | 0 | 0 | 0 | 0 | 0 | 0 | 0 | 0 | 0 | 0 | 0 |  |  | C1 | 0.015533 | 0.023127 | 0.04089 | 0.066222 | 0.15533 | C1 | 4566.618 | 4566.618 | 4566.618 | 4566.618 | 4566.618 | C1 | 70.9321 | 105.6104 | 186.7287 | 302.4094 | 709.3333 | C1 | 0 | 0 | 0 | 0 | 0 | 0 |  | 0 | 0 | 0 | 0 | 0 | 0 |  | 0 | 0 | 0 | 0 | 0 | 0 |  | 0 | 0 | 0 | 0 | 0 | 0 |  | 0 | 0 | 0 | 0 | 0 | 0 |  | 0 | 0 | 0 | 0 | 0 | 0
|  |  | 930 | 930 | C2 | 47 | 59 | 774 | 42 | 8 | 930 | 47 | 59 | 774 | 42 | 8 | 930 | 143.5 | -2 | -107 | -34.5 | 0 | 0 | 46 | 0 | 798 | 78 | 8 | 930 | 287 | -4 | -214 | -69 | 0 | 0 | 0 | 4 | 214 | 704 | 8 | 930 |  |  | C2 | 0.015533 | 0.023127 | 0.04089 | 0.066222 | 0.15533 | C2 | 6523.74 | 6523.74 | 6523.74 | 6523.74 | 6523.74 | C2 | 101.3316 | 150.8719 | 266.7553 | 432.0135 | 1013.3332 | C2 | 4762.5849 | 8901.445 | 206468.5959 | 18144.5654 | 8106.6658 | 246383.857 |  | 4762.5849 | 8901.445 | 206468.5959 | 18144.5654 | 8106.6658 | 246383.857 |  | 4661.2533 | 0 | 212870.7229 | 33697.05 | 8106.6658 | 259335.692 |  | 19202.3371 | -301.7439 | 184327.9067 | 18792.5856 | 8106.6658 | 230127.7512 |  | 0 | 603.4878 | 57085.6325 | 304137.4771 | 8106.6658 | 369933.2631 |  | 29082.1675 | 0 | 0 | 274328.5482 | 8106.6658 | 311517.3815
|  |  | 0 | 0 | C3 | 0 | 0 | 0 | 0 | 0 | 0 | 0 | 0 | 0 | 0 | 0 | 0 | 0 | 0 | 0 | 0 | 0 | 0 | 0 | 0 | 0 | 0 | 0 | 0 | 0 | 0 | 0 | 0 | 0 | 0 | 0 | 0 | 0 | 0 | 0 | 0 |  |  | C3 | 0.015533 | 0.023127 | 0.04089 | 0.066222 | 0.15533 | C3 | 9785.61 | 9785.61 | 9785.61 | 9785.61 | 9785.61 | C3 | 151.9974 | 226.3079 | 400.1329 | 648.0202 | 1519.9998 | C3 | 0 | 0 | 0 | 0 | 0 | 0 |  | 0 | 0 | 0 | 0 | 0 | 0 |  | 0 | 0 | 0 | 0 | 0 | 0 |  | 0 | 0 | 0 | 0 | 0 | 0 |  | 0 | 0 | 0 | 0 | 0 | 0 |  | 0 | 0 | 0 | 0 | 0 | 0
|  |  | 0 | 0 | C4 | 0 | 0 | 0 | 0 | 0 | 0 | 0 | 0 | 0 | 0 | 0 | 0 | 0 | 0 | 0 | 0 | 0 | 0 | 0 | 0 | 0 | 0 | 0 | 0 | 0 | 0 | 0 | 0 | 0 | 0 | 0 | 0 | 0 | 0 | 0 | 0 |  |  | C4 | 0.015533 | 0.023127 | 0.04089 | 0.066222 | 0.15533 | C4 | 16309.35 | 16309.35 | 16309.35 | 16309.35 | 16309.35 | C4 | 253.329 | 377.1799 | 666.8882 | 1080.0337 | 2533.333 | C4 | 0 | 0 | 0 | 0 | 0 | 0 |  | 0 | 0 | 0 | 0 | 0 | 0 |  | 0 | 0 | 0 | 0 | 0 | 0 |  | 0 | 0 | 0 | 0 | 0 | 0 |  | 0 | 0 | 0 | 0 | 0 | 0 |  | 0 | 0 | 0 | 0 | 0 | 0
|  |  | 930 | 930 |  | 47 | 59 | 774 | 42 | 8 |  | 47 | 59 | 774 | 42 | 8 |  | 143.5 | -2 | -107 | -34.5 | 0 |  | 46 | 0 | 798 | 78 | 8 |  | 287 | -4 | -214 | -69 | 0 |  | 0 | 4 | 214 | 704 | 8 | [22 empty] | 4762.5849 | 8901.445 | 206468.5959 | 18144.5654 | 8106.6658 | 246383.857 |  | 4762.5849 | 8901.445 | 206468.5959 | 18144.5654 | 8106.6658 | 246383.857 |  | 4661.2533 | 0 | 212870.7229 | 33697.05 | 8106.6658 | 259335.692 |  | 19202.3371 | -301.7439 | 184327.9067 | 18792.5856 | 8106.6658 | 230127.7512 |  | 0 | 603.4878 | 57085.6325 | 304137.4771 | 8106.6658 | 369933.2631 |  | 29082.1675 | 0 | 0 | 274328.5482 | 8106.6658 | 311517.3815
| EHV OHL Support - Poles |  | 0 | 0 | C1 | 0 | 0 | 0 | 0 | 0 | 0 | 0 | 0 | 0 | 0 | 0 | 0 | 0 | 0 | 0 | 0 | 0 | 0 | 0 | 0 | 0 | 0 | 0 | 0 | 0 | 0 | 0 | 0 | 0 | 0 | 0 | 0 | 0 | 0 | 0 | 0 |  |  | C1 | 0.0081226 | 0.012094 | 0.021383 | 0.03463 | 0.081228 | C1 | 1655.598 | 1655.598 | 1655.598 | 1655.598 | 1655.598 | C1 | 13.4478 | 20.0224 | 35.4013 | 57.3329 | 134.4804 | C1 | 0 | 0 | 0 | 0 | 0 | 0 |  | 0 | 0 | 0 | 0 | 0 | 0 |  | 0 | 0 | 0 | 0 | 0 | 0 |  | 0 | 0 | 0 | 0 | 0 | 0 |  | 0 | 0 | 0 | 0 | 0 | 0 |  | 0 | 0 | 0 | 0 | 0 | 0
|  |  | 12844 | 12844 | C2 | 7696 | 3316 | 1005 | 331 | 496 | 12844 | 7696 | 3316 | 1005 | 331 | 496 | 12844 | 0 | 0 | 0 | 0 | 0 | 0 | 5205 | 5677 | 802 | 568 | 592 | 12844 | 0 | 0 | 0 | 0 | 0 | 0 | 4290 | 3696 | 2955 | 1056 | 847 | 12844 |  |  | C2 | 0.0081226 | 0.012094 | 0.021383 | 0.03463 | 0.081228 | C2 | 2365.14 | 2365.14 | 2365.14 | 2365.14 | 2365.14 | C2 | 19.2112 | 28.6034 | 50.5733 | 81.9041 | 192.1148 | C2 | 147849.037 | 94848.7453 | 50826.2036 | 27110.2698 | 95288.946 | 415923.2017 |  | 147849.037 | 94848.7453 | 50826.2036 | 27110.2698 | 95288.946 | 415923.2017 |  | 99994.0537 | 162381.2807 | 40559.8162 | 46521.5507 | 113731.9679 | 463188.6692 |  | 99994.0537 | 162381.2807 | 40559.8162 | 46521.5507 | 113731.9679 | 463188.6692 |  | 82415.8483 | 105718.0225 | 149444.2107 | 86490.7702 | 162721.2446 | 586790.0963 |  | 82415.8483 | 105718.0225 | 149444.2107 | 86490.7702 | 162721.2446 | 586790.0963
|  |  | 0 | 0 | C3 | 0 | 0 | 0 | 0 | 0 | 0 | 0 | 0 | 0 | 0 | 0 | 0 | 0 | 0 | 0 | 0 | 0 | 0 | 0 | 0 | 0 | 0 | 0 | 0 | 0 | 0 | 0 | 0 | 0 | 0 | 0 | 0 | 0 | 0 | 0 | 0 |  |  | C3 | 0.0081226 | 0.012094 | 0.021383 | 0.03463 | 0.081228 | C3 | 3547.71 | 3547.71 | 3547.71 | 3547.71 | 3547.71 | C3 | 28.8167 | 42.905 | 75.86 | 122.8562 | 288.1722 | C3 | 0 | 0 | 0 | 0 | 0 | 0 |  | 0 | 0 | 0 | 0 | 0 | 0 |  | 0 | 0 | 0 | 0 | 0 | 0 |  | 0 | 0 | 0 | 0 | 0 | 0 |  | 0 | 0 | 0 | 0 | 0 | 0 |  | 0 | 0 | 0 | 0 | 0 | 0
|  |  | 0 | 0 | C4 | 0 | 0 | 0 | 0 | 0 | 0 | 0 | 0 | 0 | 0 | 0 | 0 | 0 | 0 | 0 | 0 | 0 | 0 | 0 | 0 | 0 | 0 | 0 | 0 | 0 | 0 | 0 | 0 | 0 | 0 | 0 | 0 | 0 | 0 | 0 | 0 |  |  | C4 | 0.0081226 | 0.012094 | 0.021383 | 0.03463 | 0.081228 | C4 | 5912.85 | 5912.85 | 5912.85 | 5912.85 | 5912.85 | C4 | 48.0279 | 71.5084 | 126.4333 | 204.7603 | 480.287 | C4 | 0 | 0 | 0 | 0 | 0 | 0 |  | 0 | 0 | 0 | 0 | 0 | 0 |  | 0 | 0 | 0 | 0 | 0 | 0 |  | 0 | 0 | 0 | 0 | 0 | 0 |  | 0 | 0 | 0 | 0 | 0 | 0 |  | 0 | 0 | 0 | 0 | 0 | 0
|  |  | 12844 | 12844 |  | 7696 | 3316 | 1005 | 331 | 496 |  | 7696 | 3316 | 1005 | 331 | 496 |  | 0 | 0 | 0 | 0 | 0 |  | 5205 | 5677 | 802 | 568 | 592 |  | 0 | 0 | 0 | 0 | 0 |  | 4290 | 3696 | 2955 | 1056 | 847 | [22 empty] | 147849.037 | 94848.7453 | 50826.2036 | 27110.2698 | 95288.946 | 415923.2017 |  | 147849.037 | 94848.7453 | 50826.2036 | 27110.2698 | 95288.946 | 415923.2017 |  | 99994.0537 | 162381.2807 | 40559.8162 | 46521.5507 | 113731.9679 | 463188.6692 |  | 99994.0537 | 162381.2807 | 40559.8162 | 46521.5507 | 113731.9679 | 463188.6692 |  | 82415.8483 | 105718.0225 | 149444.2107 | 86490.7702 | 162721.2446 | 586790.0963 |  | 82415.8483 | 105718.0225 | 149444.2107 | 86490.7702 | 162721.2446 | 586790.0963
| EHV OHL Fittings |  | 0 | 0 | C1 | 0 | 0 | 0 | 0 | 0 | 0 | 0 | 0 | 0 | 0 | 0 | 0 | 0 | 0 | 0 | 0 | 0 | 0 | 0 | 0 | 0 | 0 | 0 | 0 | 0 | 0 | 0 | 0 | 0 | 0 | 0 | 0 | 0 | 0 | 0 | 0 |  |  | C1 | 0.002736 | 0.0040737 | 0.0072026 | 0.011665 | 0.027361 | C1 | 1250.662 | 1250.662 | 1250.662 | 1250.662 | 1250.662 | C1 | 3.4219 | 5.0948 | 9.0081 | 14.5887 | 34.2192 | C1 | 0 | 0 | 0 | 0 | 0 | 0 |  | 0 | 0 | 0 | 0 | 0 | 0 |  | 0 | 0 | 0 | 0 | 0 | 0 |  | 0 | 0 | 0 | 0 | 0 | 0 |  | 0 | 0 | 0 | 0 | 0 | 0 |  | 0 | 0 | 0 | 0 | 0 | 0
|  |  | 1224 | 1224 | C2 | 0 | 0 | 6 | 1023 | 195 | 1224 | 0 | 0 | 6 | 1023 | 195 | 1224 | 0 | 0 | 0 | 0 | 0 | 0 | 0 | 0 | 6 | 1023 | 195 | 1224 | 0 | 0 | 0 | 0 | 0 | 0 | 0 | 0 | 0 | 4 | 1220 | 1224 |  |  | C2 | 0.002736 | 0.0040737 | 0.0072026 | 0.011665 | 0.027361 | C2 | 1786.66 | 1786.66 | 1786.66 | 1786.66 | 1786.66 | C2 | 4.8884 | 7.2783 | 12.8687 | 20.8409 | 48.8846 | C2 | 0 | 0 | 77.2119 | 21320.2805 | 9532.5017 | 30929.9942 |  | 0 | 0 | 77.2119 | 21320.2805 | 9532.5017 | 30929.9942 |  | 0 | 0 | 77.2119 | 21320.2805 | 9532.5017 | 30929.9942 |  | 0 | 0 | 77.2119 | 21320.2805 | 9532.5017 | 30929.9942 |  | 0 | 0 | 0 | 83.3638 | 59639.2416 | 59722.6053 |  | 0 | 0 | 0 | 83.3638 | 59639.2416 | 59722.6053
|  |  | 224 | 224 | C3 | 0 | 0 | 3 | 124 | 97 | 224 | 0 | 0 | 3 | 124 | 97 | 224 | 0 | 0 | 0 | 0 | 0 | 0 | 0 | 0 | 3 | 124 | 97 | 224 | 0 | 0 | 0 | 0 | 0 | 0 | 0 | 0 | 0 | 3 | 221 | 224 |  |  | C3 | 0.002736 | 0.0040737 | 0.0072026 | 0.011665 | 0.027361 | C3 | 2679.99 | 2679.99 | 2679.99 | 2679.99 | 2679.99 | C3 | 7.3326 | 10.9174 | 19.303 | 31.2614 | 73.3269 | C3 | 0 | 0 | 57.9089 | 3876.4146 | 7112.7128 | 11047.0364 |  | 0 | 0 | 57.9089 | 3876.4146 | 7112.7128 | 11047.0364 |  | 0 | 0 | 57.9089 | 3876.4146 | 7112.7128 | 11047.0364 |  | 0 | 0 | 57.9089 | 3876.4146 | 7112.7128 | 11047.0364 |  | 0 | 0 | 0 | 93.7842 | 16205.2529 | 16299.0372 |  | 0 | 0 | 0 | 93.7842 | 16205.2529 | 16299.0372
|  |  | 0 | 0 | C4 | 0 | 0 | 0 | 0 | 0 | 0 | 0 | 0 | 0 | 0 | 0 | 0 | 0 | 0 | 0 | 0 | 0 | 0 | 0 | 0 | 0 | 0 | 0 | 0 | 0 | 0 | 0 | 0 | 0 | 0 | 0 | 0 | 0 | 0 | 0 | 0 |  |  | C4 | 0.002736 | 0.0040737 | 0.0072026 | 0.011665 | 0.027361 | C4 | 4466.65 | 4466.65 | 4466.65 | 4466.65 | 4466.65 | C4 | 12.2209 | 18.1957 | 32.1716 | 52.1023 | 122.2116 | C4 | 0 | 0 | 0 | 0 | 0 | 0 |  | 0 | 0 | 0 | 0 | 0 | 0 |  | 0 | 0 | 0 | 0 | 0 | 0 |  | 0 | 0 | 0 | 0 | 0 | 0 |  | 0 | 0 | 0 | 0 | 0 | 0 |  | 0 | 0 | 0 | 0 | 0 | 0
|  |  | 1448 | 1448 |  | 0 | 0 | 9 | 1147 | 292 |  | 0 | 0 | 9 | 1147 | 292 |  | 0 | 0 | 0 | 0 | 0 |  | 0 | 0 | 9 | 1147 | 292 |  | 0 | 0 | 0 | 0 | 0 |  | 0 | 0 | 0 | 7 | 1441 | [22 empty] | 0 | 0 | 135.1208 | 25196.6952 | 16645.2146 | 41977.0306 |  | 0 | 0 | 135.1208 | 25196.6952 | 16645.2146 | 41977.0306 |  | 0 | 0 | 135.1208 | 25196.6952 | 16645.2146 | 41977.0306 |  | 0 | 0 | 135.1208 | 25196.6952 | 16645.2146 | 41977.0306 |  | 0 | 0 | 0 | 177.148 | 75844.4945 | 76021.6425 |  | 0 | 0 | 0 | 177.148 | 75844.4945 | 76021.6425
| EHV OHL (Tower Line) Conductor |  | 0 | 0 | C1 | 0 | 0 | 0 | 0 | 0 | 0 | 0 | 0 | 0 | 0 | 0 | 0 | 0 | 0 | 0 | 0 | 0 | 0 | 0 | 0 | 0 | 0 | 0 | 0 | 0 | 0 | 0 | 0 | 0 | 0 | 0 | 0 | 0 | 0 | 0 | 0 |  |  | C1 | 0.00228 | 0.0033947 | 0.0060022 | 0.0097206 | 0.022801 | C1 | 11952.304 | 11952.304 | 11952.304 | 11952.304 | 11952.304 | C1 | 27.2517 | 40.5749 | 71.74 | 116.1838 | 272.5215 | C1 | 0 | 0 | 0 | 0 | 0 | 0 |  | 0 | 0 | 0 | 0 | 0 | 0 |  | 0 | 0 | 0 | 0 | 0 | 0 |  | 0 | 0 | 0 | 0 | 0 | 0 |  | 0 | 0 | 0 | 0 | 0 | 0 |  | 0 | 0 | 0 | 0 | 0 | 0
|  |  | 345.22 | 345.22 | C2 | 144.5212 | 88.7967 | 86.0785 | 18.1218 | 7.7018 | 345.22 | 144.5212 | 88.7967 | 86.0785 | 18.1218 | 7.7018 | 345.22 | 0 | 0 | 0 | 0 | 0 | 0 | 143.1621 | 90.1559 | 0 | 86.0785 | 25.8235 | 345.22 | 0 | 0 | 0 | 0 | 0 | 0 | 22.1992 | 122.322 | 88.7967 | 0 | 111.902 | 345.22 |  |  | C2 | 0.00228 | 0.0033947 | 0.0060022 | 0.0097206 | 0.022801 | C2 | 17074.72 | 17074.72 | 17074.72 | 17074.72 | 17074.72 | C2 | 38.931 | 57.9641 | 102.4857 | 165.9769 | 389.3164 | C2 | 5626.3529 | 5147.0215 | 8821.8172 | 3007.7981 | 2998.421 | 25601.4106 |  | 5626.3529 | 5147.0215 | 8821.8172 | 3007.7981 | 2998.421 | 25601.4106 |  | 5573.4404 | 5225.8024 | 0 | 14287.0409 | 10053.5292 | 35139.813 |  | 5573.4404 | 5225.8024 | 0 | 14287.0409 | 10053.5292 | 35139.813 |  | 864.236 | 7090.2847 | 9100.4009 | 0 | 43565.2932 | 60620.2148 |  | 864.236 | 7090.2847 | 9100.4009 | 0 | 43565.2932 | 60620.2148
|  |  | 0 | 0 | C3 | 0 | 0 | 0 | 0 | 0 | 0 | 0 | 0 | 0 | 0 | 0 | 0 | 0 | 0 | 0 | 0 | 0 | 0 | 0 | 0 | 0 | 0 | 0 | 0 | 0 | 0 | 0 | 0 | 0 | 0 | 0 | 0 | 0 | 0 | 0 | 0 |  |  | C3 | 0.00228 | 0.0033947 | 0.0060022 | 0.0097206 | 0.022801 | C3 | 25612.08 | 25612.08 | 25612.08 | 25612.08 | 25612.08 | C3 | 58.3965 | 86.9461 | 153.7286 | 248.9654 | 583.9746 | C3 | 0 | 0 | 0 | 0 | 0 | 0 |  | 0 | 0 | 0 | 0 | 0 | 0 |  | 0 | 0 | 0 | 0 | 0 | 0 |  | 0 | 0 | 0 | 0 | 0 | 0 |  | 0 | 0 | 0 | 0 | 0 | 0 |  | 0 | 0 | 0 | 0 | 0 | 0
|  |  | 0 | 0 | C4 | 0 | 0 | 0 | 0 | 0 | 0 | 0 | 0 | 0 | 0 | 0 | 0 | 0 | 0 | 0 | 0 | 0 | 0 | 0 | 0 | 0 | 0 | 0 | 0 | 0 | 0 | 0 | 0 | 0 | 0 | 0 | 0 | 0 | 0 | 0 | 0 |  |  | C4 | 0.00228 | 0.0033947 | 0.0060022 | 0.0097206 | 0.022801 | C4 | 42686.8 | 42686.8 | 42686.8 | 42686.8 | 42686.8 | C4 | 97.3274 | 144.9102 | 256.2144 | 414.9423 | 973.291 | C4 | 0 | 0 | 0 | 0 | 0 | 0 |  | 0 | 0 | 0 | 0 | 0 | 0 |  | 0 | 0 | 0 | 0 | 0 | 0 |  | 0 | 0 | 0 | 0 | 0 | 0 |  | 0 | 0 | 0 | 0 | 0 | 0 |  | 0 | 0 | 0 | 0 | 0 | 0
|  |  | 345.22 | 345.22 |  | 144.5212 | 88.7967 | 86.0785 | 18.1218 | 7.7018 |  | 144.5212 | 88.7967 | 86.0785 | 18.1218 | 7.7018 |  | 0 | 0 | 0 | 0 | 0 |  | 143.1621 | 90.1559 | 0 | 86.0785 | 25.8235 |  | 0 | 0 | 0 | 0 | 0 |  | 22.1992 | 122.322 | 88.7967 | 0 | 111.902 | [22 empty] | 5626.3529 | 5147.0215 | 8821.8172 | 3007.7981 | 2998.421 | 25601.4106 |  | 5626.3529 | 5147.0215 | 8821.8172 | 3007.7981 | 2998.421 | 25601.4106 |  | 5573.4404 | 5225.8024 | 0 | 14287.0409 | 10053.5292 | 35139.813 |  | 5573.4404 | 5225.8024 | 0 | 14287.0409 | 10053.5292 | 35139.813 |  | 864.236 | 7090.2847 | 9100.4009 | 0 | 43565.2932 | 60620.2148 |  | 864.236 | 7090.2847 | 9100.4009 | 0 | 43565.2932 | 60620.2148
| [Please insert new asset category as required] |  | 0 | 0 | C1 | 0 | 0 | 0 | 0 | 0 | 0 | 0 | 0 | 0 | 0 | 0 | 0 | 0 | 0 | 0 | 0 | 0 | 0 | 0 | 0 | 0 | 0 | 0 | 0 | 0 | 0 | 0 | 0 | 0 | 0 | 0 | 0 | 0 | 0 | 0 | 0 |  |  | C1 | 0 | 0 | 0 | 0 | 0 | C1 | 0 | 0 | 0 | 0 | 0 | C1 | [5 empty] | C1 | [5 empty] | 0 | [6 empty] | 0 | [6 empty] | 0 | [6 empty] | 0 | [6 empty] | 0 | [6 empty] | 0
|  |  | 0 | 0 | C2 | 0 | 0 | 0 | 0 | 0 | 0 | 0 | 0 | 0 | 0 | 0 | 0 | 0 | 0 | 0 | 0 | 0 | 0 | 0 | 0 | 0 | 0 | 0 | 0 | 0 | 0 | 0 | 0 | 0 | 0 | 0 | 0 | 0 | 0 | 0 | 0 |  |  | C2 | 0 | 0 | 0 | 0 | 0 | C2 | 0 | 0 | 0 | 0 | 0 | C2 | [5 empty] | C2 | [5 empty] | 0 | [6 empty] | 0 | [6 empty] | 0 | [6 empty] | 0 | [6 empty] | 0 | [6 empty] | 0
|  |  | 0 | 0 | C3 | 0 | 0 | 0 | 0 | 0 | 0 | 0 | 0 | 0 | 0 | 0 | 0 | 0 | 0 | 0 | 0 | 0 | 0 | 0 | 0 | 0 | 0 | 0 | 0 | 0 | 0 | 0 | 0 | 0 | 0 | 0 | 0 | 0 | 0 | 0 | 0 |  |  | C3 | 0 | 0 | 0 | 0 | 0 | C3 | 0 | 0 | 0 | 0 | 0 | C3 | [5 empty] | C3 | [5 empty] | 0 | [6 empty] | 0 | [6 empty] | 0 | [6 empty] | 0 | [6 empty] | 0 | [6 empty] | 0
|  |  | 0 | 0 | C4 | 0 | 0 | 0 | 0 | 0 | 0 | 0 | 0 | 0 | 0 | 0 | 0 | 0 | 0 | 0 | 0 | 0 | 0 | 0 | 0 | 0 | 0 | 0 | 0 | 0 | 0 | 0 | 0 | 0 | 0 | 0 | 0 | 0 | 0 | 0 | 0 |  |  | C4 | 0 | 0 | 0 | 0 | 0 | C4 | 0 | 0 | 0 | 0 | 0 | C4 | [5 empty] | C4 | [5 empty] | 0 | [6 empty] | 0 | [6 empty] | 0 | [6 empty] | 0 | [6 empty] | 0 | [6 empty] | 0
|  |  | 0 | 0 |  | 0 | 0 | 0 | 0 | 0 |  | 0 | 0 | 0 | 0 | 0 |  | 0 | 0 | 0 | 0 | 0 |  | 0 | 0 | 0 | 0 | 0 |  | 0 | 0 | 0 | 0 | 0 |  | 0 | 0 | 0 | 0 | 0 | [22 empty] | 0 | 0 | 0 | 0 | 0 | 0 |  | 0 | 0 | 0 | 0 | 0 | 0 |  | 0 | 0 | 0 | 0 | 0 | 0 |  | 0 | 0 | 0 | 0 | 0 | 0 |  | 0 | 0 | 0 | 0 | 0 | 0 |  | 0 | 0 | 0 | 0 | 0 | 0
| [Please insert new asset category as required] |  | 0 | 0 | C1 | 0 | 0 | 0 | 0 | 0 | 0 | 0 | 0 | 0 | 0 | 0 | 0 | 0 | 0 | 0 | 0 | 0 | 0 | 0 | 0 | 0 | 0 | 0 | 0 | 0 | 0 | 0 | 0 | 0 | 0 | 0 | 0 | 0 | 0 | 0 | 0 |  |  | C1 | 0 | 0 | 0 | 0 | 0 | C1 | 0 | 0 | 0 | 0 | 0 | C1 | [5 empty] | C1 | [5 empty] | 0 | [6 empty] | 0 | [6 empty] | 0 | [6 empty] | 0 | [6 empty] | 0 | [6 empty] | 0
|  |  | 0 | 0 | C2 | 0 | 0 | 0 | 0 | 0 | 0 | 0 | 0 | 0 | 0 | 0 | 0 | 0 | 0 | 0 | 0 | 0 | 0 | 0 | 0 | 0 | 0 | 0 | 0 | 0 | 0 | 0 | 0 | 0 | 0 | 0 | 0 | 0 | 0 | 0 | 0 |  |  | C2 | 0 | 0 | 0 | 0 | 0 | C2 | 0 | 0 | 0 | 0 | 0 | C2 | [5 empty] | C2 | [5 empty] | 0 | [6 empty] | 0 | [6 empty] | 0 | [6 empty] | 0 | [6 empty] | 0 | [6 empty] | 0
|  |  | 0 | 0 | C3 | 0 | 0 | 0 | 0 | 0 | 0 | 0 | 0 | 0 | 0 | 0 | 0 | 0 | 0 | 0 | 0 | 0 | 0 | 0 | 0 | 0 | 0 | 0 | 0 | 0 | 0 | 0 | 0 | 0 | 0 | 0 | 0 | 0 | 0 | 0 | 0 |  |  | C3 | 0 | 0 | 0 | 0 | 0 | C3 | 0 | 0 | 0 | 0 | 0 | C3 | [5 empty] | C3 | [5 empty] | 0 | [6 empty] | 0 | [6 empty] | 0 | [6 empty] | 0 | [6 empty] | 0 | [6 empty] | 0
|  |  | 0 | 0 | C4 | 0 | 0 | 0 | 0 | 0 | 0 | 0 | 0 | 0 | 0 | 0 | 0 | 0 | 0 | 0 | 0 | 0 | 0 | 0 | 0 | 0 | 0 | 0 | 0 | 0 | 0 | 0 | 0 | 0 | 0 | 0 | 0 | 0 | 0 | 0 | 0 |  |  | C4 | 0 | 0 | 0 | 0 | 0 | C4 | 0 | 0 | 0 | 0 | 0 | C4 | [5 empty] | C4 | [5 empty] | 0 | [6 empty] | 0 | [6 empty] | 0 | [6 empty] | 0 | [6 empty] | 0 | [6 empty] | 0
|  |  | 0 | 0 |  | 0 | 0 | 0 | 0 | 0 |  | 0 | 0 | 0 | 0 | 0 |  | 0 | 0 | 0 | 0 | 0 |  | 0 | 0 | 0 | 0 | 0 |  | 0 | 0 | 0 | 0 | 0 |  | 0 | 0 | 0 | 0 | 0 | [22 empty] | 0 | 0 | 0 | 0 | 0 | 0 |  | 0 | 0 | 0 | 0 | 0 | 0 |  | 0 | 0 | 0 | 0 | 0 | 0 |  | 0 | 0 | 0 | 0 | 0 | 0 |  | 0 | 0 | 0 | 0 | 0 | 0 |  | 0 | 0 | 0 | 0 | 0 | 0
| [Please insert new asset category as required] |  | 0 | 0 | C1 | 0 | 0 | 0 | 0 | 0 | 0 | 0 | 0 | 0 | 0 | 0 | 0 | 0 | 0 | 0 | 0 | 0 | 0 | 0 | 0 | 0 | 0 | 0 | 0 | 0 | 0 | 0 | 0 | 0 | 0 | 0 | 0 | 0 | 0 | 0 | 0 |  |  | C1 | 0 | 0 | 0 | 0 | 0 | C1 | 0 | 0 | 0 | 0 | 0 | C1 | [5 empty] | C1 | [5 empty] | 0 | [6 empty] | 0 | [6 empty] | 0 | [6 empty] | 0 | [6 empty] | 0 | [6 empty] | 0
|  |  | 0 | 0 | C2 | 0 | 0 | 0 | 0 | 0 | 0 | 0 | 0 | 0 | 0 | 0 | 0 | 0 | 0 | 0 | 0 | 0 | 0 | 0 | 0 | 0 | 0 | 0 | 0 | 0 | 0 | 0 | 0 | 0 | 0 | 0 | 0 | 0 | 0 | 0 | 0 |  |  | C2 | 0 | 0 | 0 | 0 | 0 | C2 | 0 | 0 | 0 | 0 | 0 | C2 | [5 empty] | C2 | [5 empty] | 0 | [6 empty] | 0 | [6 empty] | 0 | [6 empty] | 0 | [6 empty] | 0 | [6 empty] | 0
|  |  | 0 | 0 | C3 | 0 | 0 | 0 | 0 | 0 | 0 | 0 | 0 | 0 | 0 | 0 | 0 | 0 | 0 | 0 | 0 | 0 | 0 | 0 | 0 | 0 | 0 | 0 | 0 | 0 | 0 | 0 | 0 | 0 | 0 | 0 | 0 | 0 | 0 | 0 | 0 |  |  | C3 | 0 | 0 | 0 | 0 | 0 | C3 | 0 | 0 | 0 | 0 | 0 | C3 | [5 empty] | C3 | [5 empty] | 0 | [6 empty] | 0 | [6 empty] | 0 | [6 empty] | 0 | [6 empty] | 0 | [6 empty] | 0
|  |  | 0 | 0 | C4 | 0 | 0 | 0 | 0 | 0 | 0 | 0 | 0 | 0 | 0 | 0 | 0 | 0 | 0 | 0 | 0 | 0 | 0 | 0 | 0 | 0 | 0 | 0 | 0 | 0 | 0 | 0 | 0 | 0 | 0 | 0 | 0 | 0 | 0 | 0 | 0 |  |  | C4 | 0 | 0 | 0 | 0 | 0 | C4 | 0 | 0 | 0 | 0 | 0 | C4 | [5 empty] | C4 | [5 empty] | 0 | [6 empty] | 0 | [6 empty] | 0 | [6 empty] | 0 | [6 empty] | 0 | [6 empty] | 0
|  |  | 0 | 0 |  | 0 | 0 | 0 | 0 | 0 |  | 0 | 0 | 0 | 0 | 0 |  | 0 | 0 | 0 | 0 | 0 |  | 0 | 0 | 0 | 0 | 0 |  | 0 | 0 | 0 | 0 | 0 |  | 0 | 0 | 0 | 0 | 0 | [22 empty] | 0 | 0 | 0 | 0 | 0 | 0 |  | 0 | 0 | 0 | 0 | 0 | 0 |  | 0 | 0 | 0 | 0 | 0 | 0 |  | 0 | 0 | 0 | 0 | 0 | 0 |  | 0 | 0 | 0 | 0 | 0 | 0 |  | 0 | 0 | 0 | 0 | 0 | 0
| [Please insert new asset category as required] |  | 0 | 0 | C1 | 0 | 0 | 0 | 0 | 0 | 0 | 0 | 0 | 0 | 0 | 0 | 0 | 0 | 0 | 0 | 0 | 0 | 0 | 0 | 0 | 0 | 0 | 0 | 0 | 0 | 0 | 0 | 0 | 0 | 0 | 0 | 0 | 0 | 0 | 0 | 0 |  |  | C1 | 0 | 0 | 0 | 0 | 0 | C1 | 0 | 0 | 0 | 0 | 0 | C1 | [5 empty] | C1 | [5 empty] | 0 | [6 empty] | 0 | [6 empty] | 0 | [6 empty] | 0 | [6 empty] | 0 | [6 empty] | 0
|  |  | 0 | 0 | C2 | 0 | 0 | 0 | 0 | 0 | 0 | 0 | 0 | 0 | 0 | 0 | 0 | 0 | 0 | 0 | 0 | 0 | 0 | 0 | 0 | 0 | 0 | 0 | 0 | 0 | 0 | 0 | 0 | 0 | 0 | 0 | 0 | 0 | 0 | 0 | 0 |  |  | C2 | 0 | 0 | 0 | 0 | 0 | C2 | 0 | 0 | 0 | 0 | 0 | C2 | [5 empty] | C2 | [5 empty] | 0 | [6 empty] | 0 | [6 empty] | 0 | [6 empty] | 0 | [6 empty] | 0 | [6 empty] | 0
|  |  | 0 | 0 | C3 | 0 | 0 | 0 | 0 | 0 | 0 | 0 | 0 | 0 | 0 | 0 | 0 | 0 | 0 | 0 | 0 | 0 | 0 | 0 | 0 | 0 | 0 | 0 | 0 | 0 | 0 | 0 | 0 | 0 | 0 | 0 | 0 | 0 | 0 | 0 | 0 |  |  | C3 | 0 | 0 | 0 | 0 | 0 | C3 | 0 | 0 | 0 | 0 | 0 | C3 | [5 empty] | C3 | [5 empty] | 0 | [6 empty] | 0 | [6 empty] | 0 | [6 empty] | 0 | [6 empty] | 0 | [6 empty] | 0
|  |  | 0 | 0 | C4 | 0 | 0 | 0 | 0 | 0 | 0 | 0 | 0 | 0 | 0 | 0 | 0 | 0 | 0 | 0 | 0 | 0 | 0 | 0 | 0 | 0 | 0 | 0 | 0 | 0 | 0 | 0 | 0 | 0 | 0 | 0 | 0 | 0 | 0 | 0 | 0 |  |  | C4 | 0 | 0 | 0 | 0 | 0 | C4 | 0 | 0 | 0 | 0 | 0 | C4 | [5 empty] | C4 | [5 empty] | 0 | [6 empty] | 0 | [6 empty] | 0 | [6 empty] | 0 | [6 empty] | 0 | [6 empty] | 0
|  |  | 0 | 0 |  | 0 | 0 | 0 | 0 | 0 |  | 0 | 0 | 0 | 0 | 0 |  | 0 | 0 | 0 | 0 | 0 |  | 0 | 0 | 0 | 0 | 0 |  | 0 | 0 | 0 | 0 | 0 |  | 0 | 0 | 0 | 0 | 0 | [22 empty] | 0 | 0 | 0 | 0 | 0 | 0 |  | 0 | 0 | 0 | 0 | 0 | 0 |  | 0 | 0 | 0 | 0 | 0 | 0 |  | 0 | 0 | 0 | 0 | 0 | 0 |  | 0 | 0 | 0 | 0 | 0 | 0 |  | 0 | 0 | 0 | 0 | 0 | 0
[63 empty] | 1259199.848 | 1376351.9923 | 3034045.3371 | 1046429.7573 | 3588645.1523 | 10304672.087 |  | 1259199.848 | 1376351.9923 | 3034045.3371 | 1046429.7573 | 3588645.1523 | 10304672.087 |  | 1064913.5377 | 897679.2929 | 3755405.1696 | 1703243.9493 | 4465668.7645 | 11886910.7139 |  | 1208123.4209 | 897377.549 | 3722250.6877 | 1372931.8971 | 3936299.1548 | 11136982.7096 |  | 855090.9893 | 697070.5995 | 1127387.4468 | 6606866.569 | 6392504.1017 | 15678919.7063 |  | 1141510.7558 | 696467.1117 | 1061078.483 | 5946242.4648 | 5333764.8823 | 14179063.6976
| 132kV Network | [66 empty] | 0 | [6 empty] | 0 | [6 empty] | 0 | [6 empty] | 0 | [6 empty] | 0 | [6 empty] | 0
| 132kV CBs |  | 94 | 94 | C1 | 44 | 19 | 17 | 6 | 8 | 94 | 44 | 19 | 17 | 6 | 8 | 94 | 4 | 0 | -2 | -1.5 | -0.5 | 0 | 36 | 15 | 14 | 19 | 10 | 94 | 8 | 0 | -4 | -3 | -1 | 0 | 32 | 6 | 15 | 25 | 16 | 94 |  |  | C1 | 0.012284 | 0.018289 | 0.032337 | 0.05237 | 0.12284 | C1 | 141932.532 | 141932.532 | 141932.532 | 141932.532 | 141932.532 | C1 | 1743.4558 | 2595.82 | 4589.6452 | 7432.9867 | 17434.8556 | C1 | 76712.0564 | 49320.5802 | 78023.9691 | 44597.92 | 139478.8447 | 388133.3704 |  | 76712.0564 | 49320.5802 | 78023.9691 | 44597.92 | 139478.8447 | 388133.3704 |  | 62764.4098 | 38937.3001 | 64255.0334 | 141226.7468 | 174348.5559 | 481532.0459 |  | 69738.2331 | 38937.3001 | 55075.7429 | 130077.2668 | 165631.1281 | 459459.6709 |  | 55790.5865 | 15574.9201 | 68844.6786 | 185824.6668 | 278957.6894 | 604992.5413 |  | 69738.2331 | 15574.9201 | 50486.0977 | 163525.7068 | 261522.8338 | 560847.7914
|  |  | 3 | 3 | C2 | 3 | 0 | 0 | 0 | 0 | 3 | 3 | 0 | 0 | 0 | 0 | 3 | 0 | 0 | 0 | 0 | 0 | 0 | 3 | 0 | 0 | 0 | 0 | 3 | 0 | 0 | 0 | 0 | 0 | 0 | 3 | 0 | 0 | 0 | 0 | 3 |  |  | C2 | 0.012284 | 0.018289 | 0.032337 | 0.05237 | 0.12284 | C2 | 202760.76 | 202760.76 | 202760.76 | 202760.76 | 202760.76 | C2 | 2490.6512 | 3708.3143 | 6556.6361 | 10618.5524 | 24906.9366 | C2 | 7471.9535 | 0 | 0 | 0 | 0 | 7471.9535 |  | 7471.9535 | 0 | 0 | 0 | 0 | 7471.9535 |  | 7471.9535 | 0 | 0 | 0 | 0 | 7471.9535 |  | 7471.9535 | 0 | 0 | 0 | 0 | 7471.9535 |  | 7471.9535 | 0 | 0 | 0 | 0 | 7471.9535 |  | 7471.9535 | 0 | 0 | 0 | 0 | 7471.9535
|  |  | 81 | 81 | C3 | 81 | 0 | 0 | 0 | 0 | 81 | 81 | 0 | 0 | 0 | 0 | 81 | 0 | 0 | 0 | 0 | 0 | 0 | 81 | 0 | 0 | 0 | 0 | 81 | 0 | 0 | 0 | 0 | 0 | 0 | 81 | 0 | 0 | 0 | 0 | 81 |  |  | C3 | 0.012284 | 0.018289 | 0.032337 | 0.05237 | 0.12284 | C3 | 304141.14 | 304141.14 | 304141.14 | 304141.14 | 304141.14 | C3 | 3735.9768 | 5562.4714 | 9834.9541 | 15927.8286 | 37360.4048 | C3 | 302614.1186 | 0 | 0 | 0 | 0 | 302614.1186 |  | 302614.1186 | 0 | 0 | 0 | 0 | 302614.1186 |  | 302614.1186 | 0 | 0 | 0 | 0 | 302614.1186 |  | 302614.1186 | 0 | 0 | 0 | 0 | 302614.1186 |  | 302614.1186 | 0 | 0 | 0 | 0 | 302614.1186 |  | 302614.1186 | 0 | 0 | 0 | 0 | 302614.1186
|  |  | 0 | 0 | C4 | 0 | 0 | 0 | 0 | 0 | 0 | 0 | 0 | 0 | 0 | 0 | 0 | 0 | 0 | 0 | 0 | 0 | 0 | 0 | 0 | 0 | 0 | 0 | 0 | 0 | 0 | 0 | 0 | 0 | 0 | 0 | 0 | 0 | 0 | 0 | 0 |  |  | C4 | 0.012284 | 0.018289 | 0.032337 | 0.05237 | 0.12284 | C4 | 506901.9 | 506901.9 | 506901.9 | 506901.9 | 506901.9 | C4 | 6226.628 | 9270.7857 | 16391.5901 | 26546.381 | 62267.3414 | C4 | 0 | 0 | 0 | 0 | 0 | 0 |  | 0 | 0 | 0 | 0 | 0 | 0 |  | 0 | 0 | 0 | 0 | 0 | 0 |  | 0 | 0 | 0 | 0 | 0 | 0 |  | 0 | 0 | 0 | 0 | 0 | 0 |  | 0 | 0 | 0 | 0 | 0 | 0
|  |  | 178 | 178 |  | 128 | 19 | 17 | 6 | 8 |  | 128 | 19 | 17 | 6 | 8 |  | 4 | 0 | -2 | -1.5 | -0.5 |  | 120 | 15 | 14 | 19 | 10 |  | 8 | 0 | -4 | -3 | -1 |  | 116 | 6 | 15 | 25 | 16 | [22 empty] | 386798.1286 | 49320.5802 | 78023.9691 | 44597.92 | 139478.8447 | 698219.4425 |  | 386798.1286 | 49320.5802 | 78023.9691 | 44597.92 | 139478.8447 | 698219.4425 |  | 372850.4819 | 38937.3001 | 64255.0334 | 141226.7468 | 174348.5559 | 791618.1181 |  | 379824.3052 | 38937.3001 | 55075.7429 | 130077.2668 | 165631.1281 | 769545.7431 |  | 365876.6586 | 15574.9201 | 68844.6786 | 185824.6668 | 278957.6894 | 915078.6135 |  | 379824.3052 | 15574.9201 | 50486.0977 | 163525.7068 | 261522.8338 | 870933.8635
| 132kV Transformer |  | 0 | 0 | C1 | 0 | 0 | 0 | 0 | 0 | 0 | 0 | 0 | 0 | 0 | 0 | 0 | 0 | 0 | 0 | 0 | 0 | 0 | 0 | 0 | 0 | 0 | 0 | 0 | 0 | 0 | 0 | 0 | 0 | 0 | 0 | 0 | 0 | 0 | 0 | 0 |  |  | C1 | 0.012939 | 0.019265 | 0.034062 | 0.055165 | 0.12939 | C1 | 371942.893 | 371942.893 | 371942.893 | 371942.893 | 371942.893 | C1 | 4812.6452 | 7165.516 | 12669.2823 | 20518.0579 | 48127.2727 | C1 | 0 | 0 | 0 | 0 | 0 | 0 |  | 0 | 0 | 0 | 0 | 0 | 0 |  | 0 | 0 | 0 | 0 | 0 | 0 |  | 0 | 0 | 0 | 0 | 0 | 0 |  | 0 | 0 | 0 | 0 | 0 | 0 |  | 0 | 0 | 0 | 0 | 0 | 0
|  |  | 158 | 158 | C2 | 87 | 23 | 22 | 17 | 9 | 158 | 87 | 23 | 22 | 17 | 9 | 158 | 6 | 0 | -2.5 | -1 | -2.5 | 0 | 70 | 31 | 17 | 21 | 19 | 158 | 12 | 0 | -5 | -2 | -5 | 0 | 57 | 32 | 16 | 22 | 31 | 158 |  |  | C2 | 0.012939 | 0.019265 | 0.034062 | 0.055165 | 0.12939 | C2 | 531346.99 | 531346.99 | 531346.99 | 531346.99 | 531346.99 | C2 | 6875.2074 | 10236.4515 | 18098.9748 | 29311.5113 | 68753.2467 | C2 | 598143.0461 | 235438.3843 | 398177.4452 | 498295.6919 | 618779.2202 | 2348833.7877 |  | 598143.0461 | 235438.3843 | 398177.4452 | 498295.6919 | 618779.2202 | 2348833.7877 |  | 481264.5198 | 317329.9962 | 307682.5713 | 615541.7371 | 1306311.6871 | 3028130.5115 |  | 522515.7644 | 317329.9962 | 262435.1343 | 586230.2258 | 1134428.5704 | 2822939.6911 |  | 391886.8233 | 327566.4477 | 289583.5965 | 644853.2483 | 2131350.6475 | 3785240.7633 |  | 474389.3124 | 327566.4477 | 199088.7226 | 586230.2258 | 1787584.414 | 3374859.1224
|  |  | 0 | 0 | C3 | 0 | 0 | 0 | 0 | 0 | 0 | 0 | 0 | 0 | 0 | 0 | 0 | 0 | 0 | 0 | 0 | 0 | 0 | 0 | 0 | 0 | 0 | 0 | 0 | 0 | 0 | 0 | 0 | 0 | 0 | 0 | 0 | 0 | 0 | 0 | 0 |  |  | C3 | 0.012939 | 0.019265 | 0.034062 | 0.055165 | 0.12939 | C3 | 797020.485 | 797020.485 | 797020.485 | 797020.485 | 797020.485 | C3 | 10312.8111 | 15354.6772 | 27148.4622 | 43967.2669 | 103129.87 | C3 | 0 | 0 | 0 | 0 | 0 | 0 |  | 0 | 0 | 0 | 0 | 0 | 0 |  | 0 | 0 | 0 | 0 | 0 | 0 |  | 0 | 0 | 0 | 0 | 0 | 0 |  | 0 | 0 | 0 | 0 | 0 | 0 |  | 0 | 0 | 0 | 0 | 0 | 0
|  |  | 4 | 4 | C4 | 2 | 1 | 0 | 1 | 0 | 4 | 2 | 1 | 0 | 1 | 0 | 4 | 1 | 0 | 0 | -0.5 | -0.5 | 0 | 1 | 1 | 1 | 0 | 1 | 4 | 2 | 0 | 0 | -1 | -1 | 0 | 1 | 1 | 0 | 1 | 1 | 4 |  |  | C4 | 0.012939 | 0.019265 | 0.034062 | 0.055165 | 0.12939 | C4 | 1328367.475 | 1328367.475 | 1328367.475 | 1328367.475 | 1328367.475 | C4 | 17188.0186 | 25591.1287 | 45247.4369 | 73278.7782 | 171883.1167 | C4 | 34376.0371 | 25591.1287 | 0 | 73278.7782 | 0 | 133245.9441 |  | 34376.0371 | 25591.1287 | 0 | 73278.7782 | 0 | 133245.9441 |  | 17188.0186 | 25591.1287 | 45247.4369 | 0 | 171883.1167 | 259909.701 |  | 34376.0371 | 25591.1287 | 45247.4369 | -36639.3891 | 85941.5584 | 154516.7721 |  | 17188.0186 | 25591.1287 | 0 | 73278.7782 | 171883.1167 | 287941.0422 |  | 51564.0557 | 25591.1287 | 0 | 0 | 0 | 77155.1844
|  |  | 162 | 162 |  | 89 | 24 | 22 | 18 | 9 |  | 89 | 24 | 22 | 18 | 9 |  | 7 | 0 | -2.5 | -1.5 | -3 |  | 71 | 32 | 18 | 21 | 20 |  | 14 | 0 | -5 | -3 | -6 |  | 58 | 33 | 16 | 23 | 32 | [22 empty] | 632519.0832 | 261029.513 | 398177.4452 | 571574.4701 | 618779.2202 | 2482079.7317 |  | 632519.0832 | 261029.513 | 398177.4452 | 571574.4701 | 618779.2202 | 2482079.7317 |  | 498452.5384 | 342921.1249 | 352930.0082 | 615541.7371 | 1478194.8039 | 3288040.2125 |  | 556891.8015 | 342921.1249 | 307682.5713 | 549590.8367 | 1220370.1288 | 2977456.4632 |  | 409074.8419 | 353157.5764 | 289583.5965 | 718132.0266 | 2303233.7642 | 4073181.8055 |  | 525953.3681 | 353157.5764 | 199088.7226 | 586230.2258 | 1787584.414 | 3452014.3069
| 132kV UG Cable (Gas) |  | 0 | 0 | C1 | 0 | 0 | 0 | 0 | 0 | 0 | 0 | 0 | 0 | 0 | 0 | 0 | 0 | 0 | 0 | 0 | 0 | 0 | 0 | 0 | 0 | 0 | 0 | 0 | 0 | 0 | 0 | 0 | 0 | 0 | 0 | 0 | 0 | 0 | 0 | 0 |  |  | C1 | 0 | 0 | 0 | 0 | 0 | C1 | 0 | 0 | 0 | 0 | 0 | C1 | [5 empty] | C1 | [5 empty] | 0 | [6 empty] | 0 | [6 empty] | 0 | [6 empty] | 0 | [6 empty] | 0 | [6 empty] | 0
|  |  | 0 | 0 | C2 | 0 | 0 | 0 | 0 | 0 | 0 | 0 | 0 | 0 | 0 | 0 | 0 | 0 | 0 | 0 | 0 | 0 | 0 | 0 | 0 | 0 | 0 | 0 | 0 | 0 | 0 | 0 | 0 | 0 | 0 | 0 | 0 | 0 | 0 | 0 | 0 |  |  | C2 | 0 | 0 | 0 | 0 | 0 | C2 | 0 | 0 | 0 | 0 | 0 | C2 | [5 empty] | C2 | [5 empty] | 0 | [6 empty] | 0 | [6 empty] | 0 | [6 empty] | 0 | [6 empty] | 0 | [6 empty] | 0
|  |  | 0 | 0 | C3 | 0 | 0 | 0 | 0 | 0 | 0 | 0 | 0 | 0 | 0 | 0 | 0 | 0 | 0 | 0 | 0 | 0 | 0 | 0 | 0 | 0 | 0 | 0 | 0 | 0 | 0 | 0 | 0 | 0 | 0 | 0 | 0 | 0 | 0 | 0 | 0 |  |  | C3 | 0 | 0 | 0 | 0 | 0 | C3 | 0 | 0 | 0 | 0 | 0 | C3 | [5 empty] | C3 | [5 empty] | 0 | [6 empty] | 0 | [6 empty] | 0 | [6 empty] | 0 | [6 empty] | 0 | [6 empty] | 0
|  |  | 0 | 0 | C4 | 0 | 0 | 0 | 0 | 0 | 0 | 0 | 0 | 0 | 0 | 0 | 0 | 0 | 0 | 0 | 0 | 0 | 0 | 0 | 0 | 0 | 0 | 0 | 0 | 0 | 0 | 0 | 0 | 0 | 0 | 0 | 0 | 0 | 0 | 0 | 0 |  |  | C4 | 0 | 0 | 0 | 0 | 0 | C4 | 0 | 0 | 0 | 0 | 0 | C4 | [5 empty] | C4 | [5 empty] | 0 | [6 empty] | 0 | [6 empty] | 0 | [6 empty] | 0 | [6 empty] | 0 | [6 empty] | 0
|  |  | 0 | 0 |  | 0 | 0 | 0 | 0 | 0 |  | 0 | 0 | 0 | 0 | 0 |  | 0 | 0 | 0 | 0 | 0 |  | 0 | 0 | 0 | 0 | 0 |  | 0 | 0 | 0 | 0 | 0 |  | 0 | 0 | 0 | 0 | 0 | [22 empty] | 0 | 0 | 0 | 0 | 0 | 0 |  | 0 | 0 | 0 | 0 | 0 | 0 |  | 0 | 0 | 0 | 0 | 0 | 0 |  | 0 | 0 | 0 | 0 | 0 | 0 |  | 0 | 0 | 0 | 0 | 0 | 0 |  | 0 | 0 | 0 | 0 | 0 | 0
| 132kV UG Cable (Oil) |  | 0 | 0 | C1 | 0 | 0 | 0 | 0 | 0 | 0 | 0 | 0 | 0 | 0 | 0 | 0 | 0 | 0 | 0 | 0 | 0 | 0 | 0 | 0 | 0 | 0 | 0 | 0 | 0 | 0 | 0 | 0 | 0 | 0 | 0 | 0 | 0 | 0 | 0 | 0 |  |  | C1 | 0.59691 | 0.88874 | 1.5714 | 2.5449 | 5.9692 | C1 | 4415.397 | 4415.397 | 4415.397 | 4415.397 | 4415.397 | C1 | 2635.6098 | 3924.1423 | 6938.2395 | 11236.5638 | 26356.5475 | C1 | 0 | 0 | 0 | 0 | 0 | 0 |  | 0 | 0 | 0 | 0 | 0 | 0 |  | 0 | 0 | 0 | 0 | 0 | 0 |  | 0 | 0 | 0 | 0 | 0 | 0 |  | 0 | 0 | 0 | 0 | 0 | 0 |  | 0 | 0 | 0 | 0 | 0 | 0
|  |  | 157.44 | 157.44 | C2 | 109.9659 | 0 | 29.2536 | 1.7193 | 16.5012 | 157.44 | 109.9659 | 0 | 29.2536 | 1.7193 | 16.5012 | 157.44 | 0 | 0 | 0 | 0 | 0 | 0 | 109.9659 | 0 | 29.2536 | 1.7193 | 16.5012 | 157.44 | 0 | 0 | 0 | 0 | 0 | 0 | 108.7907 | 1.1752 | 11.2267 | 19.7462 | 16.5012 | 157.44 |  |  | C2 | 0.59691 | 0.88874 | 1.5714 | 2.5449 | 5.9692 | C2 | 6307.71 | 6307.71 | 6307.71 | 6307.71 | 6307.71 | C2 | 3765.1569 | 5605.9175 | 9911.7707 | 16052.234 | 37652.2108 | C2 | 414038.9808 | 0 | 289954.7122 | 27598.906 | 621305.7832 | 1352898.3822 |  | 414038.9808 | 0 | 289954.7122 | 27598.906 | 621305.7832 | 1352898.3822 |  | 414038.9808 | 0 | 289954.7122 | 27598.906 | 621305.7832 | 1352898.3822 |  | 414038.9808 | 0 | 289954.7122 | 27598.906 | 621305.7832 | 1352898.3822 |  | 409614.0933 | 6588.1861 | 111276.4773 | 316970.4953 | 621305.7832 | 1465755.0353 |  | 409614.0933 | 6588.1861 | 111276.4773 | 316970.4953 | 621305.7832 | 1465755.0353
|  |  | 0 | 0 | C3 | 0 | 0 | 0 | 0 | 0 | 0 | 0 | 0 | 0 | 0 | 0 | 0 | 0 | 0 | 0 | 0 | 0 | 0 | 0 | 0 | 0 | 0 | 0 | 0 | 0 | 0 | 0 | 0 | 0 | 0 | 0 | 0 | 0 | 0 | 0 | 0 |  |  | C3 | 0.59691 | 0.88874 | 1.5714 | 2.5449 | 5.9692 | C3 | 9461.565 | 9461.565 | 9461.565 | 9461.565 | 9461.565 | C3 | 5647.7353 | 8408.8763 | 14867.656 | 24078.3509 | 56478.3162 | C3 | 0 | 0 | 0 | 0 | 0 | 0 |  | 0 | 0 | 0 | 0 | 0 | 0 |  | 0 | 0 | 0 | 0 | 0 | 0 |  | 0 | 0 | 0 | 0 | 0 | 0 |  | 0 | 0 | 0 | 0 | 0 | 0 |  | 0 | 0 | 0 | 0 | 0 | 0
|  |  | 0 | 0 | C4 | 0 | 0 | 0 | 0 | 0 | 0 | 0 | 0 | 0 | 0 | 0 | 0 | 0 | 0 | 0 | 0 | 0 | 0 | 0 | 0 | 0 | 0 | 0 | 0 | 0 | 0 | 0 | 0 | 0 | 0 | 0 | 0 | 0 | 0 | 0 | 0 |  |  | C4 | 0.59691 | 0.88874 | 1.5714 | 2.5449 | 5.9692 | C4 | 15769.275 | 15769.275 | 15769.275 | 15769.275 | 15769.275 | C4 | 9412.8922 | 14014.7938 | 24779.4267 | 40130.5849 | 94130.527 | C4 | 0 | 0 | 0 | 0 | 0 | 0 |  | 0 | 0 | 0 | 0 | 0 | 0 |  | 0 | 0 | 0 | 0 | 0 | 0 |  | 0 | 0 | 0 | 0 | 0 | 0 |  | 0 | 0 | 0 | 0 | 0 | 0 |  | 0 | 0 | 0 | 0 | 0 | 0
|  |  | 157.44 | 157.44 |  | 109.9659 | 0 | 29.2536 | 1.7193 | 16.5012 |  | 109.9659 | 0 | 29.2536 | 1.7193 | 16.5012 |  | 0 | 0 | 0 | 0 | 0 |  | 109.9659 | 0 | 29.2536 | 1.7193 | 16.5012 |  | 0 | 0 | 0 | 0 | 0 |  | 108.7907 | 1.1752 | 11.2267 | 19.7462 | 16.5012 | [22 empty] | 414038.9808 | 0 | 289954.7122 | 27598.906 | 621305.7832 | 1352898.3822 |  | 414038.9808 | 0 | 289954.7122 | 27598.906 | 621305.7832 | 1352898.3822 |  | 414038.9808 | 0 | 289954.7122 | 27598.906 | 621305.7832 | 1352898.3822 |  | 414038.9808 | 0 | 289954.7122 | 27598.906 | 621305.7832 | 1352898.3822 |  | 409614.0933 | 6588.1861 | 111276.4773 | 316970.4953 | 621305.7832 | 1465755.0353 |  | 409614.0933 | 6588.1861 | 111276.4773 | 316970.4953 | 621305.7832 | 1465755.0353
| 132kV UG Cable (Non Pressurised) |  | 0 | 0 | C1 | 0 | 0 | 0 | 0 | 0 | 0 | 0 | 0 | 0 | 0 | 0 | 0 | 0 | 0 | 0 | 0 | 0 | 0 | 0 | 0 | 0 | 0 | 0 | 0 | 0 | 0 | 0 | 0 | 0 | 0 | 0 | 0 | 0 | 0 | 0 | 0 |  |  | C1 | 0 | 0 | 0 | 0 | 0 | C1 | 0 | 0 | 0 | 0 | 0 | C1 | [5 empty] | C1 | [5 empty] | 0 | [6 empty] | 0 | [6 empty] | 0 | [6 empty] | 0 | [6 empty] | 0 | [6 empty] | 0
|  |  | 0 | 0 | C2 | 0 | 0 | 0 | 0 | 0 | 0 | 0 | 0 | 0 | 0 | 0 | 0 | 0 | 0 | 0 | 0 | 0 | 0 | 0 | 0 | 0 | 0 | 0 | 0 | 0 | 0 | 0 | 0 | 0 | 0 | 0 | 0 | 0 | 0 | 0 | 0 |  |  | C2 | 0 | 0 | 0 | 0 | 0 | C2 | 0 | 0 | 0 | 0 | 0 | C2 | [5 empty] | C2 | [5 empty] | 0 | [6 empty] | 0 | [6 empty] | 0 | [6 empty] | 0 | [6 empty] | 0 | [6 empty] | 0
|  |  | 0 | 0 | C3 | 0 | 0 | 0 | 0 | 0 | 0 | 0 | 0 | 0 | 0 | 0 | 0 | 0 | 0 | 0 | 0 | 0 | 0 | 0 | 0 | 0 | 0 | 0 | 0 | 0 | 0 | 0 | 0 | 0 | 0 | 0 | 0 | 0 | 0 | 0 | 0 |  |  | C3 | 0 | 0 | 0 | 0 | 0 | C3 | 0 | 0 | 0 | 0 | 0 | C3 | [5 empty] | C3 | [5 empty] | 0 | [6 empty] | 0 | [6 empty] | 0 | [6 empty] | 0 | [6 empty] | 0 | [6 empty] | 0
|  |  | 0 | 0 | C4 | 0 | 0 | 0 | 0 | 0 | 0 | 0 | 0 | 0 | 0 | 0 | 0 | 0 | 0 | 0 | 0 | 0 | 0 | 0 | 0 | 0 | 0 | 0 | 0 | 0 | 0 | 0 | 0 | 0 | 0 | 0 | 0 | 0 | 0 | 0 | 0 |  |  | C4 | 0 | 0 | 0 | 0 | 0 | C4 | 0 | 0 | 0 | 0 | 0 | C4 | [5 empty] | C4 | [5 empty] | 0 | [6 empty] | 0 | [6 empty] | 0 | [6 empty] | 0 | [6 empty] | 0 | [6 empty] | 0
|  |  | 0 | 0 |  | 0 | 0 | 0 | 0 | 0 |  | 0 | 0 | 0 | 0 | 0 |  | 0 | 0 | 0 | 0 | 0 |  | 0 | 0 | 0 | 0 | 0 |  | 0 | 0 | 0 | 0 | 0 |  | 0 | 0 | 0 | 0 | 0 | [22 empty] | 0 | 0 | 0 | 0 | 0 | 0 |  | 0 | 0 | 0 | 0 | 0 | 0 |  | 0 | 0 | 0 | 0 | 0 | 0 |  | 0 | 0 | 0 | 0 | 0 | 0 |  | 0 | 0 | 0 | 0 | 0 | 0 |  | 0 | 0 | 0 | 0 | 0 | 0
| 132kV OHL Support - Tower |  | 0 | 0 | C1 | 0 | 0 | 0 | 0 | 0 | 0 | 0 | 0 | 0 | 0 | 0 | 0 | 0 | 0 | 0 | 0 | 0 | 0 | 0 | 0 | 0 | 0 | 0 | 0 | 0 | 0 | 0 | 0 | 0 | 0 | 0 | 0 | 0 | 0 | 0 | 0 |  |  | C1 | 0.015533 | 0.023127 | 0.04089 | 0.066222 | 0.15533 | C1 | 10348.961 | 10348.961 | 10348.961 | 10348.961 | 10348.961 | C1 | 160.7478 | 239.3363 | 423.1683 | 685.3263 | 1607.5052 | C1 | 0 | 0 | 0 | 0 | 0 | 0 |  | 0 | 0 | 0 | 0 | 0 | 0 |  | 0 | 0 | 0 | 0 | 0 | 0 |  | 0 | 0 | 0 | 0 | 0 | 0 |  | 0 | 0 | 0 | 0 | 0 | 0 |  | 0 | 0 | 0 | 0 | 0 | 0
|  |  | 3127 | 3127 | C2 | 287 | 74 | 1127 | 814 | 825 | 3127 | 287 | 74 | 1127 | 814 | 825 | 3127 | 653 | -26 | -419.5 | -207.5 | 0 | 0 | 175 | 38 | 1024 | 641 | 1249 | 3127 | 1306 | -52 | -839 | -415 | 0 | 0 | 12 | 52 | 839 | 463 | 1761 | 3127 |  |  | C2 | 0.015533 | 0.023127 | 0.04089 | 0.066222 | 0.15533 | C2 | 14784.23 | 14784.23 | 14784.23 | 14784.23 | 14784.23 | C2 | 229.6397 | 341.909 | 604.5262 | 979.0375 | 2296.436 | C2 | 65906.5893 | 25301.268 | 681300.9993 | 796936.5602 | 1894559.6998 | 3464005.1166 |  | 65906.5893 | 25301.268 | 681300.9993 | 796936.5602 | 1894559.6998 | 3464005.1166 |  | 40186.9447 | 12992.543 | 619034.8032 | 627563.0652 | 2868248.5638 | 4168025.9199 |  | 190141.6583 | 4102.9083 | 365436.0728 | 424412.775 | 2868248.5638 | 3852341.9782 |  | 2755.6762 | 17779.2694 | 507197.4608 | 453294.3825 | 4044023.7957 | 5025050.5847 |  | 302665.1034 | 0 | 0 | 46993.8021 | 4044023.7957 | 4393682.7012
|  |  | 0 | 0 | C3 | 0 | 0 | 0 | 0 | 0 | 0 | 0 | 0 | 0 | 0 | 0 | 0 | 0 | 0 | 0 | 0 | 0 | 0 | 0 | 0 | 0 | 0 | 0 | 0 | 0 | 0 | 0 | 0 | 0 | 0 | 0 | 0 | 0 | 0 | 0 | 0 |  |  | C3 | 0.015533 | 0.023127 | 0.04089 | 0.066222 | 0.15533 | C3 | 22176.345 | 22176.345 | 22176.345 | 22176.345 | 22176.345 | C3 | 344.4595 | 512.8635 | 906.7893 | 1468.5563 | 3444.654 | C3 | 0 | 0 | 0 | 0 | 0 | 0 |  | 0 | 0 | 0 | 0 | 0 | 0 |  | 0 | 0 | 0 | 0 | 0 | 0 |  | 0 | 0 | 0 | 0 | 0 | 0 |  | 0 | 0 | 0 | 0 | 0 | 0 |  | 0 | 0 | 0 | 0 | 0 | 0
|  |  | 0 | 0 | C4 | 0 | 0 | 0 | 0 | 0 | 0 | 0 | 0 | 0 | 0 | 0 | 0 | 0 | 0 | 0 | 0 | 0 | 0 | 0 | 0 | 0 | 0 | 0 | 0 | 0 | 0 | 0 | 0 | 0 | 0 | 0 | 0 | 0 | 0 | 0 | 0 |  |  | C4 | 0.015533 | 0.023127 | 0.04089 | 0.066222 | 0.15533 | C4 | 36960.575 | 36960.575 | 36960.575 | 36960.575 | 36960.575 | C4 | 574.0992 | 854.7726 | 1511.3154 | 2447.5939 | 5741.09 | C4 | 0 | 0 | 0 | 0 | 0 | 0 |  | 0 | 0 | 0 | 0 | 0 | 0 |  | 0 | 0 | 0 | 0 | 0 | 0 |  | 0 | 0 | 0 | 0 | 0 | 0 |  | 0 | 0 | 0 | 0 | 0 | 0 |  | 0 | 0 | 0 | 0 | 0 | 0
|  |  | 3127 | 3127 |  | 287 | 74 | 1127 | 814 | 825 |  | 287 | 74 | 1127 | 814 | 825 |  | 653 | -26 | -419.5 | -207.5 | 0 |  | 175 | 38 | 1024 | 641 | 1249 |  | 1306 | -52 | -839 | -415 | 0 |  | 12 | 52 | 839 | 463 | 1761 | [22 empty] | 65906.5893 | 25301.268 | 681300.9993 | 796936.5602 | 1894559.6998 | 3464005.1166 |  | 65906.5893 | 25301.268 | 681300.9993 | 796936.5602 | 1894559.6998 | 3464005.1166 |  | 40186.9447 | 12992.543 | 619034.8032 | 627563.0652 | 2868248.5638 | 4168025.9199 |  | 190141.6583 | 4102.9083 | 365436.0728 | 424412.775 | 2868248.5638 | 3852341.9782 |  | 2755.6762 | 17779.2694 | 507197.4608 | 453294.3825 | 4044023.7957 | 5025050.5847 |  | 302665.1034 | 0 | 0 | 46993.8021 | 4044023.7957 | 4393682.7012
| 132kV OHL Fittings |  | 0 | 0 | C1 | 0 | 0 | 0 | 0 | 0 | 0 | 0 | 0 | 0 | 0 | 0 | 0 | 0 | 0 | 0 | 0 | 0 | 0 | 0 | 0 | 0 | 0 | 0 | 0 | 0 | 0 | 0 | 0 | 0 | 0 | 0 | 0 | 0 | 0 | 0 | 0 |  | 0 | C1 | 0.002736 | 0.0040737 | 0.0072026 | 0.011665 | 0.027361 | C1 | 1709.792 | 1709.792 | 1709.792 | 1709.792 | 1709.792 | C1 | 4.6781 | 6.9651 | 12.315 | 19.9443 | 46.7814 | C1 | 0 | 0 | 0 | 0 | 0 | 0 |  | 0 | 0 | 0 | 0 | 0 | 0 |  | 0 | 0 | 0 | 0 | 0 | 0 |  | 0 | 0 | 0 | 0 | 0 | 0 |  | 0 | 0 | 0 | 0 | 0 | 0 |  | 0 | 0 | 0 | 0 | 0 | 0
|  |  | 5610 | 5610 | C2 | 1223 | 651 | 733 | 1935 | 1068 | 5610 | 1223 | 651 | 733 | 1935 | 1068 | 5610 | 0 | 0 | 0 | 0 | 0 | 0 | 3 | 1571 | 3 | 944 | 3089 | 5610 | 0 | 0 | 0 | 0 | 0 | 0 | 3 | 3 | 1121 | 302 | 4181 | 5610 |  |  | C2 | 0.002736 | 0.0040737 | 0.0072026 | 0.011665 | 0.027361 | C2 | 2442.56 | 2442.56 | 2442.56 | 2442.56 | 2442.56 | C2 | 6.6829 | 9.9502 | 17.5929 | 28.4918 | 66.8306 | C2 | 8173.2477 | 6477.5805 | 12895.5641 | 55131.7244 | 71375.1215 | 154053.2381 |  | 8173.2477 | 6477.5805 | 12895.5641 | 55131.7244 | 71375.1215 | 154053.2381 |  | 20.0488 | 15631.7649 | 52.7786 | 26896.3038 | 206439.841 | 249040.7371 |  | 20.0488 | 15631.7649 | 52.7786 | 26896.3038 | 206439.841 | 249040.7371 |  | 20.0488 | 29.8506 | 19721.5926 | 8604.5379 | 279418.8978 | 307794.9277 |  | 20.0488 | 29.8506 | 19721.5926 | 8604.5379 | 279418.8978 | 307794.9277
|  |  | 0 | 0 | C3 | 0 | 0 | 0 | 0 | 0 | 0 | 0 | 0 | 0 | 0 | 0 | 0 | 0 | 0 | 0 | 0 | 0 | 0 | 0 | 0 | 0 | 0 | 0 | 0 | 0 | 0 | 0 | 0 | 0 | 0 | 0 | 0 | 0 | 0 | 0 | 0 |  |  | C3 | 0.002736 | 0.0040737 | 0.0072026 | 0.011665 | 0.027361 | C3 | 3663.84 | 3663.84 | 3663.84 | 3663.84 | 3663.84 | C3 | 10.0244 | 14.9253 | 26.3893 | 42.7378 | 100.246 | C3 | 0 | 0 | 0 | 0 | 0 | 0 |  | 0 | 0 | 0 | 0 | 0 | 0 |  | 0 | 0 | 0 | 0 | 0 | 0 |  | 0 | 0 | 0 | 0 | 0 | 0 |  | 0 | 0 | 0 | 0 | 0 | 0 |  | 0 | 0 | 0 | 0 | 0 | 0
|  |  | 0 | 0 | C4 | 0 | 0 | 0 | 0 | 0 | 0 | 0 | 0 | 0 | 0 | 0 | 0 | 0 | 0 | 0 | 0 | 0 | 0 | 0 | 0 | 0 | 0 | 0 | 0 | 0 | 0 | 0 | 0 | 0 | 0 | 0 | 0 | 0 | 0 | 0 | 0 |  |  | C4 | 0.002736 | 0.0040737 | 0.0072026 | 0.011665 | 0.027361 | C4 | 6106.4 | 6106.4 | 6106.4 | 6106.4 | 6106.4 | C4 | 16.7074 | 24.8755 | 43.9821 | 71.2296 | 167.0766 | C4 | 0 | 0 | 0 | 0 | 0 | 0 |  | 0 | 0 | 0 | 0 | 0 | 0 |  | 0 | 0 | 0 | 0 | 0 | 0 |  | 0 | 0 | 0 | 0 | 0 | 0 |  | 0 | 0 | 0 | 0 | 0 | 0 |  | 0 | 0 | 0 | 0 | 0 | 0
|  |  | 5610 | 5610 |  | 1223 | 651 | 733 | 1935 | 1068 |  | 1223 | 651 | 733 | 1935 | 1068 |  | 0 | 0 | 0 | 0 | 0 |  | 3 | 1571 | 3 | 944 | 3089 |  | 0 | 0 | 0 | 0 | 0 |  | 3 | 3 | 1121 | 302 | 4181 | [22 empty] | 8173.2477 | 6477.5805 | 12895.5641 | 55131.7244 | 71375.1215 | 154053.2381 |  | 8173.2477 | 6477.5805 | 12895.5641 | 55131.7244 | 71375.1215 | 154053.2381 |  | 20.0488 | 15631.7649 | 52.7786 | 26896.3038 | 206439.841 | 249040.7371 |  | 20.0488 | 15631.7649 | 52.7786 | 26896.3038 | 206439.841 | 249040.7371 |  | 20.0488 | 29.8506 | 19721.5926 | 8604.5379 | 279418.8978 | 307794.9277 |  | 20.0488 | 29.8506 | 19721.5926 | 8604.5379 | 279418.8978 | 307794.9277
| 132kV OHL (Tower Line) Conductor |  | 0 | 0 | C1 | 0 | 0 | 0 | 0 | 0 | 0 | 0 | 0 | 0 | 0 | 0 | 0 | 0 | 0 | 0 | 0 | 0 | 0 | 0 | 0 | 0 | 0 | 0 | 0 | 0 | 0 | 0 | 0 | 0 | 0 | 0 | 0 | 0 | 0 | 0 | 0 |  |  | C1 | 0.00228 | 0.0033947 | 0.0060022 | 0.0097206 | 0.022801 | C1 | 15214.535 | 15214.535 | 15214.535 | 15214.535 | 15214.535 | C1 | 34.6897 | 51.6493 | 91.3206 | 147.8948 | 346.9028 | C1 | 0 | 0 | 0 | 0 | 0 | 0 |  | 0 | 0 | 0 | 0 | 0 | 0 |  | 0 | 0 | 0 | 0 | 0 | 0 |  | 0 | 0 | 0 | 0 | 0 | 0 |  | 0 | 0 | 0 | 0 | 0 | 0 |  | 0 | 0 | 0 | 0 | 0 | 0
|  |  | 1595.26 | 1595.26 | C2 | 539.1109 | 431.1806 | 16.2505 | 125.6707 | 483.0472 | 1595.26 | 539.1109 | 431.1806 | 16.2505 | 125.6707 | 483.0472 | 1595.26 | 0 | 0 | 0 | 0 | 0 | 0 | 539.1109 | 431.1806 | 16.2505 | 125.6707 | 483.0472 | 1595.26 | 0 | 0 | 0 | 0 | 0 | 0 | 31.0112 | 635.9373 | 303.3432 | 16.2505 | 608.7179 | 1595.26 |  |  | C2 | 0.00228 | 0.0033947 | 0.0060022 | 0.0097206 | 0.022801 | C2 | 21735.05 | 21735.05 | 21735.05 | 21735.05 | 21735.05 | C2 | 49.5567 | 73.7846 | 130.4579 | 211.2782 | 495.5754 | C2 | 26716.5582 | 31814.5094 | 2120.0102 | 26551.4917 | 239386.3019 | 326588.8714 |  | 26716.5582 | 31814.5094 | 2120.0102 | 26551.4917 | 239386.3019 | 326588.8714 |  | 26716.5582 | 31814.5094 | 2120.0102 | 26551.4917 | 239386.3019 | 326588.8714 |  | 26716.5582 | 31814.5094 | 2120.0102 | 26551.4917 | 239386.3019 | 326588.8714 |  | 1536.8106 | 46922.4045 | 39573.5245 | 3433.3825 | 301665.631 | 393131.7532 |  | 1536.8106 | 46922.4045 | 39573.5245 | 3433.3825 | 301665.631 | 393131.7532
|  |  | 0 | 0 | C3 | 0 | 0 | 0 | 0 | 0 | 0 | 0 | 0 | 0 | 0 | 0 | 0 | 0 | 0 | 0 | 0 | 0 | 0 | 0 | 0 | 0 | 0 | 0 | 0 | 0 | 0 | 0 | 0 | 0 | 0 | 0 | 0 | 0 | 0 | 0 | 0 |  |  | C3 | 0.00228 | 0.0033947 | 0.0060022 | 0.0097206 | 0.022801 | C3 | 32602.575 | 32602.575 | 32602.575 | 32602.575 | 32602.575 | C3 | 74.335 | 110.677 | 195.6869 | 316.9174 | 743.3631 | C3 | 0 | 0 | 0 | 0 | 0 | 0 |  | 0 | 0 | 0 | 0 | 0 | 0 |  | 0 | 0 | 0 | 0 | 0 | 0 |  | 0 | 0 | 0 | 0 | 0 | 0 |  | 0 | 0 | 0 | 0 | 0 | 0 |  | 0 | 0 | 0 | 0 | 0 | 0
|  |  | 0 | 0 | C4 | 0 | 0 | 0 | 0 | 0 | 0 | 0 | 0 | 0 | 0 | 0 | 0 | 0 | 0 | 0 | 0 | 0 | 0 | 0 | 0 | 0 | 0 | 0 | 0 | 0 | 0 | 0 | 0 | 0 | 0 | 0 | 0 | 0 | 0 | 0 | 0 |  |  | C4 | 0.00228 | 0.0033947 | 0.0060022 | 0.0097206 | 0.022801 | C4 | 54337.625 | 54337.625 | 54337.625 | 54337.625 | 54337.625 | C4 | 123.8917 | 184.4616 | 326.1449 | 528.1956 | 1238.9386 | C4 | 0 | 0 | 0 | 0 | 0 | 0 |  | 0 | 0 | 0 | 0 | 0 | 0 |  | 0 | 0 | 0 | 0 | 0 | 0 |  | 0 | 0 | 0 | 0 | 0 | 0 |  | 0 | 0 | 0 | 0 | 0 | 0 |  | 0 | 0 | 0 | 0 | 0 | 0
|  |  | 1595.26 | 1595.26 |  | 539.1109 | 431.1806 | 16.2505 | 125.6707 | 483.0472 |  | 539.1109 | 431.1806 | 16.2505 | 125.6707 | 483.0472 |  | 0 | 0 | 0 | 0 | 0 |  | 539.1109 | 431.1806 | 16.2505 | 125.6707 | 483.0472 |  | 0 | 0 | 0 | 0 | 0 |  | 31.0112 | 635.9373 | 303.3432 | 16.2505 | 608.7179 | [22 empty] | 26716.5582 | 31814.5094 | 2120.0102 | 26551.4917 | 239386.3019 | 326588.8714 |  | 26716.5582 | 31814.5094 | 2120.0102 | 26551.4917 | 239386.3019 | 326588.8714 |  | 26716.5582 | 31814.5094 | 2120.0102 | 26551.4917 | 239386.3019 | 326588.8714 |  | 26716.5582 | 31814.5094 | 2120.0102 | 26551.4917 | 239386.3019 | 326588.8714 |  | 1536.8106 | 46922.4045 | 39573.5245 | 3433.3825 | 301665.631 | 393131.7532 |  | 1536.8106 | 46922.4045 | 39573.5245 | 3433.3825 | 301665.631 | 393131.7532
| [Please insert new asset category as required] |  | 0 | 0 | C1 | 0 | 0 | 0 | 0 | 0 | 0 | 0 | 0 | 0 | 0 | 0 | 0 | 0 | 0 | 0 | 0 | 0 | 0 | 0 | 0 | 0 | 0 | 0 | 0 | 0 | 0 | 0 | 0 | 0 | 0 | 0 | 0 | 0 | 0 | 0 | 0 |  |  | C1 | 0 | 0 | 0 | 0 | 0 | C1 | 0 | 0 | 0 | 0 | 0 | C1 | [5 empty] | C1 | [5 empty] | 0 | [6 empty] | 0 | [6 empty] | 0 | [6 empty] | 0 | [6 empty] | 0 | [6 empty] | 0
|  |  | 0 | 0 | C2 | 0 | 0 | 0 | 0 | 0 | 0 | 0 | 0 | 0 | 0 | 0 | 0 | 0 | 0 | 0 | 0 | 0 | 0 | 0 | 0 | 0 | 0 | 0 | 0 | 0 | 0 | 0 | 0 | 0 | 0 | 0 | 0 | 0 | 0 | 0 | 0 |  |  | C2 | 0 | 0 | 0 | 0 | 0 | C2 | 0 | 0 | 0 | 0 | 0 | C2 | [5 empty] | C2 | [5 empty] | 0 | [6 empty] | 0 | [6 empty] | 0 | [6 empty] | 0 | [6 empty] | 0 | [6 empty] | 0
|  |  | 0 | 0 | C3 | 0 | 0 | 0 | 0 | 0 | 0 | 0 | 0 | 0 | 0 | 0 | 0 | 0 | 0 | 0 | 0 | 0 | 0 | 0 | 0 | 0 | 0 | 0 | 0 | 0 | 0 | 0 | 0 | 0 | 0 | 0 | 0 | 0 | 0 | 0 | 0 |  |  | C3 | 0 | 0 | 0 | 0 | 0 | C3 | 0 | 0 | 0 | 0 | 0 | C3 | [5 empty] | C3 | [5 empty] | 0 | [6 empty] | 0 | [6 empty] | 0 | [6 empty] | 0 | [6 empty] | 0 | [6 empty] | 0
|  |  | 0 | 0 | C4 | 0 | 0 | 0 | 0 | 0 | 0 | 0 | 0 | 0 | 0 | 0 | 0 | 0 | 0 | 0 | 0 | 0 | 0 | 0 | 0 | 0 | 0 | 0 | 0 | 0 | 0 | 0 | 0 | 0 | 0 | 0 | 0 | 0 | 0 | 0 | 0 |  |  | C4 | 0 | 0 | 0 | 0 | 0 | C4 | 0 | 0 | 0 | 0 | 0 | C4 | [5 empty] | C4 | [5 empty] | 0 | [6 empty] | 0 | [6 empty] | 0 | [6 empty] | 0 | [6 empty] | 0 | [6 empty] | 0
|  |  | 0 | 0 |  | 0 | 0 | 0 | 0 | 0 |  | 0 | 0 | 0 | 0 | 0 |  | 0 | 0 | 0 | 0 | 0 |  | 0 | 0 | 0 | 0 | 0 |  | 0 | 0 | 0 | 0 | 0 |  | 0 | 0 | 0 | 0 | 0 | [22 empty] | 0 | 0 | 0 | 0 | 0 | 0 |  | 0 | 0 | 0 | 0 | 0 | 0 |  | 0 | 0 | 0 | 0 | 0 | 0 |  | 0 | 0 | 0 | 0 | 0 | 0 |  | 0 | 0 | 0 | 0 | 0 | 0 |  | 0 | 0 | 0 | 0 | 0 | 0
| [Please insert new asset category as required] |  | 0 | 0 | C1 | 0 | 0 | 0 | 0 | 0 | 0 | 0 | 0 | 0 | 0 | 0 | 0 | 0 | 0 | 0 | 0 | 0 | 0 | 0 | 0 | 0 | 0 | 0 | 0 | 0 | 0 | 0 | 0 | 0 | 0 | 0 | 0 | 0 | 0 | 0 | 0 |  |  | C1 | 0 | 0 | 0 | 0 | 0 | C1 | 0 | 0 | 0 | 0 | 0 | C1 | [5 empty] | C1 | [5 empty] | 0 | [6 empty] | 0 | [6 empty] | 0 | [6 empty] | 0 | [6 empty] | 0 | [6 empty] | 0
|  |  | 0 | 0 | C2 | 0 | 0 | 0 | 0 | 0 | 0 | 0 | 0 | 0 | 0 | 0 | 0 | 0 | 0 | 0 | 0 | 0 | 0 | 0 | 0 | 0 | 0 | 0 | 0 | 0 | 0 | 0 | 0 | 0 | 0 | 0 | 0 | 0 | 0 | 0 | 0 |  |  | C2 | 0 | 0 | 0 | 0 | 0 | C2 | 0 | 0 | 0 | 0 | 0 | C2 | [5 empty] | C2 | [5 empty] | 0 | [6 empty] | 0 | [6 empty] | 0 | [6 empty] | 0 | [6 empty] | 0 | [6 empty] | 0
|  |  | 0 | 0 | C3 | 0 | 0 | 0 | 0 | 0 | 0 | 0 | 0 | 0 | 0 | 0 | 0 | 0 | 0 | 0 | 0 | 0 | 0 | 0 | 0 | 0 | 0 | 0 | 0 | 0 | 0 | 0 | 0 | 0 | 0 | 0 | 0 | 0 | 0 | 0 | 0 |  |  | C3 | 0 | 0 | 0 | 0 | 0 | C3 | 0 | 0 | 0 | 0 | 0 | C3 | [5 empty] | C3 | [5 empty] | 0 | [6 empty] | 0 | [6 empty] | 0 | [6 empty] | 0 | [6 empty] | 0 | [6 empty] | 0
|  |  | 0 | 0 | C4 | 0 | 0 | 0 | 0 | 0 | 0 | 0 | 0 | 0 | 0 | 0 | 0 | 0 | 0 | 0 | 0 | 0 | 0 | 0 | 0 | 0 | 0 | 0 | 0 | 0 | 0 | 0 | 0 | 0 | 0 | 0 | 0 | 0 | 0 | 0 | 0 |  |  | C4 | 0 | 0 | 0 | 0 | 0 | C4 | 0 | 0 | 0 | 0 | 0 | C4 | [5 empty] | C4 | [5 empty] | 0 | [6 empty] | 0 | [6 empty] | 0 | [6 empty] | 0 | [6 empty] | 0 | [6 empty] | 0
|  |  | 0 | 0 |  | 0 | 0 | 0 | 0 | 0 |  | 0 | 0 | 0 | 0 | 0 |  | 0 | 0 | 0 | 0 | 0 |  | 0 | 0 | 0 | 0 | 0 |  | 0 | 0 | 0 | 0 | 0 |  | 0 | 0 | 0 | 0 | 0 | [22 empty] | 0 | 0 | 0 | 0 | 0 | 0 |  | 0 | 0 | 0 | 0 | 0 | 0 |  | 0 | 0 | 0 | 0 | 0 | 0 |  | 0 | 0 | 0 | 0 | 0 | 0 |  | 0 | 0 | 0 | 0 | 0 | 0 |  | 0 | 0 | 0 | 0 | 0 | 0
| [Please insert new asset category as required] |  | 0 | 0 | C1 | 0 | 0 | 0 | 0 | 0 | 0 | 0 | 0 | 0 | 0 | 0 | 0 | 0 | 0 | 0 | 0 | 0 | 0 | 0 | 0 | 0 | 0 | 0 | 0 | 0 | 0 | 0 | 0 | 0 | 0 | 0 | 0 | 0 | 0 | 0 | 0 |  |  | C1 | 0 | 0 | 0 | 0 | 0 | C1 | 0 | 0 | 0 | 0 | 0 | C1 | [5 empty] | C1 | [5 empty] | 0 | [6 empty] | 0 | [6 empty] | 0 | [6 empty] | 0 | [6 empty] | 0 | [6 empty] | 0
|  |  | 0 | 0 | C2 | 0 | 0 | 0 | 0 | 0 | 0 | 0 | 0 | 0 | 0 | 0 | 0 | 0 | 0 | 0 | 0 | 0 | 0 | 0 | 0 | 0 | 0 | 0 | 0 | 0 | 0 | 0 | 0 | 0 | 0 | 0 | 0 | 0 | 0 | 0 | 0 |  |  | C2 | 0 | 0 | 0 | 0 | 0 | C2 | 0 | 0 | 0 | 0 | 0 | C2 | [5 empty] | C2 | [5 empty] | 0 | [6 empty] | 0 | [6 empty] | 0 | [6 empty] | 0 | [6 empty] | 0 | [6 empty] | 0
|  |  | 0 | 0 | C3 | 0 | 0 | 0 | 0 | 0 | 0 | 0 | 0 | 0 | 0 | 0 | 0 | 0 | 0 | 0 | 0 | 0 | 0 | 0 | 0 | 0 | 0 | 0 | 0 | 0 | 0 | 0 | 0 | 0 | 0 | 0 | 0 | 0 | 0 | 0 | 0 |  |  | C3 | 0 | 0 | 0 | 0 | 0 | C3 | 0 | 0 | 0 | 0 | 0 | C3 | [5 empty] | C3 | [5 empty] | 0 | [6 empty] | 0 | [6 empty] | 0 | [6 empty] | 0 | [6 empty] | 0 | [6 empty] | 0
|  |  | 0 | 0 | C4 | 0 | 0 | 0 | 0 | 0 | 0 | 0 | 0 | 0 | 0 | 0 | 0 | 0 | 0 | 0 | 0 | 0 | 0 | 0 | 0 | 0 | 0 | 0 | 0 | 0 | 0 | 0 | 0 | 0 | 0 | 0 | 0 | 0 | 0 | 0 | 0 |  |  | C4 | 0 | 0 | 0 | 0 | 0 | C4 | 0 | 0 | 0 | 0 | 0 | C4 | [5 empty] | C4 | [5 empty] | 0 | [6 empty] | 0 | [6 empty] | 0 | [6 empty] | 0 | [6 empty] | 0 | [6 empty] | 0
|  |  | 0 | 0 |  | 0 | 0 | 0 | 0 | 0 |  | 0 | 0 | 0 | 0 | 0 |  | 0 | 0 | 0 | 0 | 0 |  | 0 | 0 | 0 | 0 | 0 |  | 0 | 0 | 0 | 0 | 0 |  | 0 | 0 | 0 | 0 | 0 | [22 empty] | 0 | 0 | 0 | 0 | 0 | 0 |  | 0 | 0 | 0 | 0 | 0 | 0 |  | 0 | 0 | 0 | 0 | 0 | 0 |  | 0 | 0 | 0 | 0 | 0 | 0 |  | 0 | 0 | 0 | 0 | 0 | 0 |  | 0 | 0 | 0 | 0 | 0 | 0
| [Please insert new asset category as required] |  | 0 | 0 | C1 | 0 | 0 | 0 | 0 | 0 | 0 | 0 | 0 | 0 | 0 | 0 | 0 | 0 | 0 | 0 | 0 | 0 | 0 | 0 | 0 | 0 | 0 | 0 | 0 | 0 | 0 | 0 | 0 | 0 | 0 | 0 | 0 | 0 | 0 | 0 | 0 |  |  | C1 | 0 | 0 | 0 | 0 | 0 | C1 | 0 | 0 | 0 | 0 | 0 | C1 | [5 empty] | C1 | [5 empty] | 0 | [6 empty] | 0 | [6 empty] | 0 | [6 empty] | 0 | [6 empty] | 0 | [6 empty] | 0
|  |  | 0 | 0 | C2 | 0 | 0 | 0 | 0 | 0 | 0 | 0 | 0 | 0 | 0 | 0 | 0 | 0 | 0 | 0 | 0 | 0 | 0 | 0 | 0 | 0 | 0 | 0 | 0 | 0 | 0 | 0 | 0 | 0 | 0 | 0 | 0 | 0 | 0 | 0 | 0 |  |  | C2 | 0 | 0 | 0 | 0 | 0 | C2 | 0 | 0 | 0 | 0 | 0 | C2 | [5 empty] | C2 | [5 empty] | 0 | [6 empty] | 0 | [6 empty] | 0 | [6 empty] | 0 | [6 empty] | 0 | [6 empty] | 0
|  |  | 0 | 0 | C3 | 0 | 0 | 0 | 0 | 0 | 0 | 0 | 0 | 0 | 0 | 0 | 0 | 0 | 0 | 0 | 0 | 0 | 0 | 0 | 0 | 0 | 0 | 0 | 0 | 0 | 0 | 0 | 0 | 0 | 0 | 0 | 0 | 0 | 0 | 0 | 0 |  |  | C3 | 0 | 0 | 0 | 0 | 0 | C3 | 0 | 0 | 0 | 0 | 0 | C3 | [5 empty] | C3 | [5 empty] | 0 | [6 empty] | 0 | [6 empty] | 0 | [6 empty] | 0 | [6 empty] | 0 | [6 empty] | 0
|  |  | 0 | 0 | C4 | 0 | 0 | 0 | 0 | 0 | 0 | 0 | 0 | 0 | 0 | 0 | 0 | 0 | 0 | 0 | 0 | 0 | 0 | 0 | 0 | 0 | 0 | 0 | 0 | 0 | 0 | 0 | 0 | 0 | 0 | 0 | 0 | 0 | 0 | 0 | 0 |  |  | C4 | 0 | 0 | 0 | 0 | 0 | C4 | 0 | 0 | 0 | 0 | 0 | C4 | [5 empty] | C4 | [5 empty] | 0 | [6 empty] | 0 | [6 empty] | 0 | [6 empty] | 0 | [6 empty] | 0 | [6 empty] | 0
|  |  | 0 | 0 |  | 0 | 0 | 0 | 0 | 0 |  | 0 | 0 | 0 | 0 | 0 |  | 0 | 0 | 0 | 0 | 0 |  | 0 | 0 | 0 | 0 | 0 |  | 0 | 0 | 0 | 0 | 0 |  | 0 | 0 | 0 | 0 | 0 | [22 empty] | 0 | 0 | 0 | 0 | 0 | 0 |  | 0 | 0 | 0 | 0 | 0 | 0 |  | 0 | 0 | 0 | 0 | 0 | 0 |  | 0 | 0 | 0 | 0 | 0 | 0 |  | 0 | 0 | 0 | 0 | 0 | 0 |  | 0 | 0 | 0 | 0 | 0 | 0
[63 empty] | 1534152.5878 | 373943.4511 | 1462472.7001 | 1522391.0725 | 3584884.9712 | 8477844.7826 |  | 1534152.5878 | 373943.4511 | 1462472.7001 | 1522391.0725 | 3584884.9712 | 8477844.7826 |  | 1352265.553 | 442297.2423 | 1328347.3458 | 1465378.2505 | 5587923.8495 | 10176212.2411 |  | 1567633.353 | 433407.6076 | 1020321.8879 | 1185127.5799 | 5321381.7466 | 9527872.1751 |  | 1188878.1295 | 440052.2071 | 1036197.3304 | 1686259.4916 | 7828605.5611 | 12179992.7198 |  | 1619613.7296 | 422272.9377 | 420146.4147 | 1125758.1504 | 7295521.3554 | 10883312.5877
| Other | [66 empty] | 0 | [6 empty] | 0 | [6 empty] | 0 | [6 empty] | 0 | [6 empty] | 0 | [6 empty] | 0
| Submarine Cables |  | 0 | 0 | C1 | 0 | 0 | 0 | 0 | 0 | 0 | 0 | 0 | 0 | 0 | 0 | 0 | 0 | 0 | 0 | 0 | 0 | 0 | 0 | 0 | 0 | 0 | 0 | 0 | 0 | 0 | 0 | 0 | 0 | 0 | 0 | 0 | 0 | 0 | 0 | 0 |  |  | C1 | 0 | 0 | 0 | 0 | 0 | C1 | 0 | 0 | 0 | 0 | 0 | C1 | [5 empty] | C1 | [5 empty] | 0 | [6 empty] | 0 | [6 empty] | 0 | [6 empty] | 0 | [6 empty] | 0 | [6 empty] | 0
|  |  | 0 | 0 | C2 | 0 | 0 | 0 | 0 | 0 | 0 | 0 | 0 | 0 | 0 | 0 | 0 | 0 | 0 | 0 | 0 | 0 | 0 | 0 | 0 | 0 | 0 | 0 | 0 | 0 | 0 | 0 | 0 | 0 | 0 | 0 | 0 | 0 | 0 | 0 | 0 |  |  | C2 | 0 | 0 | 0 | 0 | 0 | C2 | 0 | 0 | 0 | 0 | 0 | C2 | [5 empty] | C2 | [5 empty] | 0 | [6 empty] | 0 | [6 empty] | 0 | [6 empty] | 0 | [6 empty] | 0 | [6 empty] | 0
|  |  | 0 | 0 | C3 | 0 | 0 | 0 | 0 | 0 | 0 | 0 | 0 | 0 | 0 | 0 | 0 | 0 | 0 | 0 | 0 | 0 | 0 | 0 | 0 | 0 | 0 | 0 | 0 | 0 | 0 | 0 | 0 | 0 | 0 | 0 | 0 | 0 | 0 | 0 | 0 |  |  | C3 | 0 | 0 | 0 | 0 | 0 | C3 | 0 | 0 | 0 | 0 | 0 | C3 | [5 empty] | C3 | [5 empty] | 0 | [6 empty] | 0 | [6 empty] | 0 | [6 empty] | 0 | [6 empty] | 0 | [6 empty] | 0
|  |  | 0 | 0 | C4 | 0 | 0 | 0 | 0 | 0 | 0 | 0 | 0 | 0 | 0 | 0 | 0 | 0 | 0 | 0 | 0 | 0 | 0 | 0 | 0 | 0 | 0 | 0 | 0 | 0 | 0 | 0 | 0 | 0 | 0 | 0 | 0 | 0 | 0 | 0 | 0 |  |  | C4 | 0 | 0 | 0 | 0 | 0 | C4 | 0 | 0 | 0 | 0 | 0 | C4 | [5 empty] | C4 | [5 empty] | 0 | [6 empty] | 0 | [6 empty] | 0 | [6 empty] | 0 | [6 empty] | 0 | [6 empty] | 0
|  |  | 0 | 0 |  | 0 | 0 | 0 | 0 | 0 |  | 0 | 0 | 0 | 0 | 0 |  | 0 | 0 | 0 | 0 | 0 |  | 0 | 0 | 0 | 0 | 0 |  | 0 | 0 | 0 | 0 | 0 |  | 0 | 0 | 0 | 0 | 0 | [22 empty] | 0 | 0 | 0 | 0 | 0 | 0 |  | 0 | 0 | 0 | 0 | 0 | 0 |  | 0 | 0 | 0 | 0 | 0 | 0 |  | 0 | 0 | 0 | 0 | 0 | 0 |  | 0 | 0 | 0 | 0 | 0 | 0 |  | 0 | 0 | 0 | 0 | 0 | 0
| [Please insert new asset category as required] |  | 0 | 0 | C1 | 0 | 0 | 0 | 0 | 0 | 0 | 0 | 0 | 0 | 0 | 0 | 0 | 0 | 0 | 0 | 0 | 0 | 0 | 0 | 0 | 0 | 0 | 0 | 0 | 0 | 0 | 0 | 0 | 0 | 0 | 0 | 0 | 0 | 0 | 0 | 0 |  |  | C1 | 0 | 0 | 0 | 0 | 0 | C1 | 0 | 0 | 0 | 0 | 0 | C1 | [5 empty] | C1 | [5 empty] | 0 | [6 empty] | 0 | [6 empty] | 0 | [6 empty] | 0 | [6 empty] | 0 | [6 empty] | 0
|  |  | 0 | 0 | C2 | 0 | 0 | 0 | 0 | 0 | 0 | 0 | 0 | 0 | 0 | 0 | 0 | 0 | 0 | 0 | 0 | 0 | 0 | 0 | 0 | 0 | 0 | 0 | 0 | 0 | 0 | 0 | 0 | 0 | 0 | 0 | 0 | 0 | 0 | 0 | 0 |  |  | C2 | 0 | 0 | 0 | 0 | 0 | C2 | 0 | 0 | 0 | 0 | 0 | C2 | [5 empty] | C2 | [5 empty] | 0 | [6 empty] | 0 | [6 empty] | 0 | [6 empty] | 0 | [6 empty] | 0 | [6 empty] | 0
|  |  | 0 | 0 | C3 | 0 | 0 | 0 | 0 | 0 | 0 | 0 | 0 | 0 | 0 | 0 | 0 | 0 | 0 | 0 | 0 | 0 | 0 | 0 | 0 | 0 | 0 | 0 | 0 | 0 | 0 | 0 | 0 | 0 | 0 | 0 | 0 | 0 | 0 | 0 | 0 |  |  | C3 | 0 | 0 | 0 | 0 | 0 | C3 | 0 | 0 | 0 | 0 | 0 | C3 | [5 empty] | C3 | [5 empty] | 0 | [6 empty] | 0 | [6 empty] | 0 | [6 empty] | 0 | [6 empty] | 0 | [6 empty] | 0
|  |  | 0 | 0 | C4 | 0 | 0 | 0 | 0 | 0 | 0 | 0 | 0 | 0 | 0 | 0 | 0 | 0 | 0 | 0 | 0 | 0 | 0 | 0 | 0 | 0 | 0 | 0 | 0 | 0 | 0 | 0 | 0 | 0 | 0 | 0 | 0 | 0 | 0 | 0 | 0 |  |  | C4 | 0 | 0 | 0 | 0 | 0 | C4 | 0 | 0 | 0 | 0 | 0 | C4 | [5 empty] | C4 | [5 empty] | 0 | [6 empty] | 0 | [6 empty] | 0 | [6 empty] | 0 | [6 empty] | 0 | [6 empty] | 0
|  |  | 0 | 0 |  | 0 | 0 | 0 | 0 | 0 |  | 0 | 0 | 0 | 0 | 0 |  | 0 | 0 | 0 | 0 | 0 |  | 0 | 0 | 0 | 0 | 0 |  | 0 | 0 | 0 | 0 | 0 |  | 0 | 0 | 0 | 0 | 0 | [22 empty] | 0 | 0 | 0 | 0 | 0 | 0 |  | 0 | 0 | 0 | 0 | 0 | 0 |  | 0 | 0 | 0 | 0 | 0 | 0 |  | 0 | 0 | 0 | 0 | 0 | 0 |  | 0 | 0 | 0 | 0 | 0 | 0 |  | 0 | 0 | 0 | 0 | 0 | 0
| [Please insert new asset category as required] |  | 0 | 0 | C1 | 0 | 0 | 0 | 0 | 0 | 0 | 0 | 0 | 0 | 0 | 0 | 0 | 0 | 0 | 0 | 0 | 0 | 0 | 0 | 0 | 0 | 0 | 0 | 0 | 0 | 0 | 0 | 0 | 0 | 0 | 0 | 0 | 0 | 0 | 0 | 0 |  |  | C1 | 0 | 0 | 0 | 0 | 0 | C1 | 0 | 0 | 0 | 0 | 0 | C1 | [5 empty] | C1 | [5 empty] | 0 | [6 empty] | 0 | [6 empty] | 0 | [6 empty] | 0 | [6 empty] | 0 | [6 empty] | 0
|  |  | 0 | 0 | C2 | 0 | 0 | 0 | 0 | 0 | 0 | 0 | 0 | 0 | 0 | 0 | 0 | 0 | 0 | 0 | 0 | 0 | 0 | 0 | 0 | 0 | 0 | 0 | 0 | 0 | 0 | 0 | 0 | 0 | 0 | 0 | 0 | 0 | 0 | 0 | 0 |  |  | C2 | 0 | 0 | 0 | 0 | 0 | C2 | 0 | 0 | 0 | 0 | 0 | C2 | [5 empty] | C2 | [5 empty] | 0 | [6 empty] | 0 | [6 empty] | 0 | [6 empty] | 0 | [6 empty] | 0 | [6 empty] | 0
|  |  | 0 | 0 | C3 | 0 | 0 | 0 | 0 | 0 | 0 | 0 | 0 | 0 | 0 | 0 | 0 | 0 | 0 | 0 | 0 | 0 | 0 | 0 | 0 | 0 | 0 | 0 | 0 | 0 | 0 | 0 | 0 | 0 | 0 | 0 | 0 | 0 | 0 | 0 | 0 |  |  | C3 | 0 | 0 | 0 | 0 | 0 | C3 | 0 | 0 | 0 | 0 | 0 | C3 | [5 empty] | C3 | [5 empty] | 0 | [6 empty] | 0 | [6 empty] | 0 | [6 empty] | 0 | [6 empty] | 0 | [6 empty] | 0
|  |  | 0 | 0 | C4 | 0 | 0 | 0 | 0 | 0 | 0 | 0 | 0 | 0 | 0 | 0 | 0 | 0 | 0 | 0 | 0 | 0 | 0 | 0 | 0 | 0 | 0 | 0 | 0 | 0 | 0 | 0 | 0 | 0 | 0 | 0 | 0 | 0 | 0 | 0 | 0 |  |  | C4 | 0 | 0 | 0 | 0 | 0 | C4 | 0 | 0 | 0 | 0 | 0 | C4 | [5 empty] | C4 | [5 empty] | 0 | [6 empty] | 0 | [6 empty] | 0 | [6 empty] | 0 | [6 empty] | 0 | [6 empty] | 0
|  |  | 0 | 0 |  | 0 | 0 | 0 | 0 | 0 |  | 0 | 0 | 0 | 0 | 0 |  | 0 | 0 | 0 | 0 | 0 |  | 0 | 0 | 0 | 0 | 0 |  | 0 | 0 | 0 | 0 | 0 |  | 0 | 0 | 0 | 0 | 0 | [22 empty] | 0 | 0 | 0 | 0 | 0 | 0 |  | 0 | 0 | 0 | 0 | 0 | 0 |  | 0 | 0 | 0 | 0 | 0 | 0 |  | 0 | 0 | 0 | 0 | 0 | 0 |  | 0 | 0 | 0 | 0 | 0 | 0 |  | 0 | 0 | 0 | 0 | 0 | 0
| [Please insert new asset category as required] |  | 0 | 0 | C1 | 0 | 0 | 0 | 0 | 0 | 0 | 0 | 0 | 0 | 0 | 0 | 0 | 0 | 0 | 0 | 0 | 0 | 0 | 0 | 0 | 0 | 0 | 0 | 0 | 0 | 0 | 0 | 0 | 0 | 0 | 0 | 0 | 0 | 0 | 0 | 0 |  |  | C1 | 0 | 0 | 0 | 0 | 0 | C1 | 0 | 0 | 0 | 0 | 0 | C1 | [5 empty] | C1 | [5 empty] | 0 | [6 empty] | 0 | [6 empty] | 0 | [6 empty] | 0 | [6 empty] | 0 | [6 empty] | 0
|  |  | 0 | 0 | C2 | 0 | 0 | 0 | 0 | 0 | 0 | 0 | 0 | 0 | 0 | 0 | 0 | 0 | 0 | 0 | 0 | 0 | 0 | 0 | 0 | 0 | 0 | 0 | 0 | 0 | 0 | 0 | 0 | 0 | 0 | 0 | 0 | 0 | 0 | 0 | 0 |  |  | C2 | 0 | 0 | 0 | 0 | 0 | C2 | 0 | 0 | 0 | 0 | 0 | C2 | [5 empty] | C2 | [5 empty] | 0 | [6 empty] | 0 | [6 empty] | 0 | [6 empty] | 0 | [6 empty] | 0 | [6 empty] | 0
|  |  | 0 | 0 | C3 | 0 | 0 | 0 | 0 | 0 | 0 | 0 | 0 | 0 | 0 | 0 | 0 | 0 | 0 | 0 | 0 | 0 | 0 | 0 | 0 | 0 | 0 | 0 | 0 | 0 | 0 | 0 | 0 | 0 | 0 | 0 | 0 | 0 | 0 | 0 | 0 |  |  | C3 | 0 | 0 | 0 | 0 | 0 | C3 | 0 | 0 | 0 | 0 | 0 | C3 | [5 empty] | C3 | [5 empty] | 0 | [6 empty] | 0 | [6 empty] | 0 | [6 empty] | 0 | [6 empty] | 0 | [6 empty] | 0
|  |  | 0 | 0 | C4 | 0 | 0 | 0 | 0 | 0 | 0 | 0 | 0 | 0 | 0 | 0 | 0 | 0 | 0 | 0 | 0 | 0 | 0 | 0 | 0 | 0 | 0 | 0 | 0 | 0 | 0 | 0 | 0 | 0 | 0 | 0 | 0 | 0 | 0 | 0 | 0 |  |  | C4 | 0 | 0 | 0 | 0 | 0 | C4 | 0 | 0 | 0 | 0 | 0 | C4 | [5 empty] | C4 | [5 empty] | 0 | [6 empty] | 0 | [6 empty] | 0 | [6 empty] | 0 | [6 empty] | 0 | [6 empty] | 0
|  |  | 0 | 0 |  | 0 | 0 | 0 | 0 | 0 |  | 0 | 0 | 0 | 0 | 0 |  | 0 | 0 | 0 | 0 | 0 |  | 0 | 0 | 0 | 0 | 0 |  | 0 | 0 | 0 | 0 | 0 |  | 0 | 0 | 0 | 0 | 0 | [22 empty] | 0 | 0 | 0 | 0 | 0 | 0 |  | 0 | 0 | 0 | 0 | 0 | 0 |  | 0 | 0 | 0 | 0 | 0 | 0 |  | 0 | 0 | 0 | 0 | 0 | 0 |  | 0 | 0 | 0 | 0 | 0 | 0 |  | 0 | 0 | 0 | 0 | 0 | 0
| [Please insert new asset category as required] |  | 0 | 0 | C1 | 0 | 0 | 0 | 0 | 0 | 0 | 0 | 0 | 0 | 0 | 0 | 0 | 0 | 0 | 0 | 0 | 0 | 0 | 0 | 0 | 0 | 0 | 0 | 0 | 0 | 0 | 0 | 0 | 0 | 0 | 0 | 0 | 0 | 0 | 0 | 0 |  |  | C1 | 0 | 0 | 0 | 0 | 0 | C1 | 0 | 0 | 0 | 0 | 0 | C1 | [5 empty] | C1 | [5 empty] | 0 | [6 empty] | 0 | [6 empty] | 0 | [6 empty] | 0 | [6 empty] | 0 | [6 empty] | 0
|  |  | 0 | 0 | C2 | 0 | 0 | 0 | 0 | 0 | 0 | 0 | 0 | 0 | 0 | 0 | 0 | 0 | 0 | 0 | 0 | 0 | 0 | 0 | 0 | 0 | 0 | 0 | 0 | 0 | 0 | 0 | 0 | 0 | 0 | 0 | 0 | 0 | 0 | 0 | 0 |  |  | C2 | 0 | 0 | 0 | 0 | 0 | C2 | 0 | 0 | 0 | 0 | 0 | C2 | [5 empty] | C2 | [5 empty] | 0 | [6 empty] | 0 | [6 empty] | 0 | [6 empty] | 0 | [6 empty] | 0 | [6 empty] | 0
|  |  | 0 | 0 | C3 | 0 | 0 | 0 | 0 | 0 | 0 | 0 | 0 | 0 | 0 | 0 | 0 | 0 | 0 | 0 | 0 | 0 | 0 | 0 | 0 | 0 | 0 | 0 | 0 | 0 | 0 | 0 | 0 | 0 | 0 | 0 | 0 | 0 | 0 | 0 | 0 |  |  | C3 | 0 | 0 | 0 | 0 | 0 | C3 | 0 | 0 | 0 | 0 | 0 | C3 | [5 empty] | C3 | [5 empty] | 0 | [6 empty] | 0 | [6 empty] | 0 | [6 empty] | 0 | [6 empty] | 0 | [6 empty] | 0
|  |  | 0 | 0 | C4 | 0 | 0 | 0 | 0 | 0 | 0 | 0 | 0 | 0 | 0 | 0 | 0 | 0 | 0 | 0 | 0 | 0 | 0 | 0 | 0 | 0 | 0 | 0 | 0 | 0 | 0 | 0 | 0 | 0 | 0 | 0 | 0 | 0 | 0 | 0 | 0 |  |  | C4 | 0 | 0 | 0 | 0 | 0 | C4 | 0 | 0 | 0 | 0 | 0 | C4 | [5 empty] | C4 | [5 empty] | 0 | [6 empty] | 0 | [6 empty] | 0 | [6 empty] | 0 | [6 empty] | 0 | [6 empty] | 0
|  |  | 0 | 0 |  | 0 | 0 | 0 | 0 | 0 |  | 0 | 0 | 0 | 0 | 0 |  | 0 | 0 | 0 | 0 | 0 |  | 0 | 0 | 0 | 0 | 0 |  | 0 | 0 | 0 | 0 | 0 |  | 0 | 0 | 0 | 0 | 0 | [22 empty] | 0 | 0 | 0 | 0 | 0 | 0 |  | 0 | 0 | 0 | 0 | 0 | 0 |  | 0 | 0 | 0 | 0 | 0 | 0 |  | 0 | 0 | 0 | 0 | 0 | 0 |  | 0 | 0 | 0 | 0 | 0 | 0 |  | 0 | 0 | 0 | 0 | 0 | 0
| [Please insert new asset category as required] |  | 0 | 0 | C1 | 0 | 0 | 0 | 0 | 0 | 0 | 0 | 0 | 0 | 0 | 0 | 0 | 0 | 0 | 0 | 0 | 0 | 0 | 0 | 0 | 0 | 0 | 0 | 0 | 0 | 0 | 0 | 0 | 0 | 0 | 0 | 0 | 0 | 0 | 0 | 0 |  |  | C1 | 0 | 0 | 0 | 0 | 0 | C1 | 0 | 0 | 0 | 0 | 0 | C1 | [5 empty] | C1 | [5 empty] | 0 | [6 empty] | 0 | [6 empty] | 0 | [6 empty] | 0 | [6 empty] | 0 | [6 empty] | 0
|  |  | 0 | 0 | C2 | 0 | 0 | 0 | 0 | 0 | 0 | 0 | 0 | 0 | 0 | 0 | 0 | 0 | 0 | 0 | 0 | 0 | 0 | 0 | 0 | 0 | 0 | 0 | 0 | 0 | 0 | 0 | 0 | 0 | 0 | 0 | 0 | 0 | 0 | 0 | 0 |  |  | C2 | 0 | 0 | 0 | 0 | 0 | C2 | 0 | 0 | 0 | 0 | 0 | C2 | [5 empty] | C2 | [5 empty] | 0 | [6 empty] | 0 | [6 empty] | 0 | [6 empty] | 0 | [6 empty] | 0 | [6 empty] | 0
|  |  | 0 | 0 | C3 | 0 | 0 | 0 | 0 | 0 | 0 | 0 | 0 | 0 | 0 | 0 | 0 | 0 | 0 | 0 | 0 | 0 | 0 | 0 | 0 | 0 | 0 | 0 | 0 | 0 | 0 | 0 | 0 | 0 | 0 | 0 | 0 | 0 | 0 | 0 | 0 |  |  | C3 | 0 | 0 | 0 | 0 | 0 | C3 | 0 | 0 | 0 | 0 | 0 | C3 | [5 empty] | C3 | [5 empty] | 0 | [6 empty] | 0 | [6 empty] | 0 | [6 empty] | 0 | [6 empty] | 0 | [6 empty] | 0
|  |  | 0 | 0 | C4 | 0 | 0 | 0 | 0 | 0 | 0 | 0 | 0 | 0 | 0 | 0 | 0 | 0 | 0 | 0 | 0 | 0 | 0 | 0 | 0 | 0 | 0 | 0 | 0 | 0 | 0 | 0 | 0 | 0 | 0 | 0 | 0 | 0 | 0 | 0 | 0 |  |  | C4 | 0 | 0 | 0 | 0 | 0 | C4 | 0 | 0 | 0 | 0 | 0 | C4 | [5 empty] | C4 | [5 empty] | 0 | [6 empty] | 0 | [6 empty] | 0 | [6 empty] | 0 | [6 empty] | 0 | [6 empty] | 0
|  |  | 0 | 0 |  | 0 | 0 | 0 | 0 | 0 |  | 0 | 0 | 0 | 0 | 0 |  | 0 | 0 | 0 | 0 | 0 |  | 0 | 0 | 0 | 0 | 0 |  | 0 | 0 | 0 | 0 | 0 |  | 0 | 0 | 0 | 0 | 0 | [22 empty] | 0 | 0 | 0 | 0 | 0 | 0 |  | 0 | 0 | 0 | 0 | 0 | 0 |  | 0 | 0 | 0 | 0 | 0 | 0 |  | 0 | 0 | 0 | 0 | 0 | 0 |  | 0 | 0 | 0 | 0 | 0 | 0 |  | 0 | 0 | 0 | 0 | 0 | 0
[63 empty] | 0 | 0 | 0 | 0 | 0 | 0 |  | 0 | 0 | 0 | 0 | 0 | 0 |  | 0 | 0 | 0 | 0 | 0 | 0 |  | 0 | 0 | 0 | 0 | 0 | 0 |  | 0 | 0 | 0 | 0 | 0 | 0 |  | 0 | 0 | 0 | 0 | 0 | 0
| TOTAL |  | 273748.636 | 273748.636 |  | 108738.2818 | 44332.9313 | 85493.7327 | 20972.3075 | 14211.3827 |  | 108738.2818 | 44332.9313 | 85493.7327 | 20972.3075 | 14211.3827 |  | 1037 | -28 | -533 | -341 | -135 |  | 96601.5132 | 40680.2247 | 46422.357 | 66006.0794 | 24038.4617 |  | 2074 | -56 | -1066 | -682 | -270 |  | 82598.5866 | 28251.2881 | 34154.4168 | 91669.2811 | 37075.0634 |  |  |  |  | 0 | 0 | 0 | 0 | 0 |  | 0 | 0 | 0 | 0 | 0 | [7 empty] | 5781425.8858 | 3405744.1937 | 10089818.5897 | 5202407.294 | 10237777.9832 | 34717173.9465 |  | 5781425.8858 | 3405744.1937 | 10089818.5897 | 5202407.294 | 10237777.9832 | 34717173.9465 |  | 5152321.4169 | 2726738.1965 | 8110025.254 | 10745388.5474 | 15608547.891 | 42343021.3058 |  | 5518284.6932 | 2717546.8179 | 7768845.3143 | 10125812.2357 | 14759921.3143 | 40890410.3753 |  | 4419670.8774 | 2183080.1805 | 4247823.7899 | 18215914.5397 | 23735243.5787 | 52801732.9662 |  | 5151597.4299 | 2164697.4233 | 3565463.9105 | 16976761.9164 | 22037990.4253 | 49896511.1053
Health Index Definitions
|  |  | HI1 | New or as new | [57 empty] | LV Network | 1316199.2977 | 913971.3294 | 1521092.1297 | 207761.551 | 1163383.3742 | 5122407.682 | LV Network | 1316199.2977 | 913971.3294 | 1521092.1297 | 207761.551 | 1163383.3742 | 5122407.682 | LV Network | 1223983.8984 | 785611.1481 | 1266873.6045 | 1307262.0683 | 1334400.4646 | 5918131.1839 | LV Network | 1223983.8984 | 785611.1481 | 1266873.6045 | 1307262.0683 | 1334400.4646 | 5918131.1839 | LV Network | 1090983.4187 | 463547.6426 | 1255306.2811 | 2725423.9949 | 1545063.844 | 7080325.1813 | LV Network | 1090983.4187 | 463547.6426 | 1255306.2811 | 2725423.9949 | 1545063.844 | 7080325.1813
|  |  | HI2 | Good or seviceable condition | [57 empty] | HV Network | 1671874.1523 | 741477.4209 | 4072208.4229 | 2425824.9133 | 1900864.4855 | 10812249.3949 | HV Network | 1671874.1523 | 741477.4209 | 4072208.4229 | 2425824.9133 | 1900864.4855 | 10812249.3949 | HV Network | 1511158.4278 | 601150.5132 | 1759399.1342 | 6269504.2793 | 4220554.8124 | 14361767.1669 | HV Network | 1518544.0208 | 601150.5132 | 1759399.1342 | 6260490.6904 | 4167839.9483 | 14307424.3068 | HV Network | 1284718.3399 | 582409.7313 | 828932.7316 | 7197364.4842 | 7969070.0718 | 17862495.3588 | HV Network | 1299489.5259 | 582409.7313 | 828932.7316 | 7179337.3063 | 7863640.3435 | 17753809.6387
|  |  | HI3 | Deterioration requires assessment and monitoring | [57 empty] | EHV Network | 1259199.848 | 1376351.9923 | 3034045.3371 | 1046429.7573 | 3588645.1523 | 10304672.087 | EHV Network | 1259199.848 | 1376351.9923 | 3034045.3371 | 1046429.7573 | 3588645.1523 | 10304672.087 | EHV Network | 1064913.5377 | 897679.2929 | 3755405.1696 | 1703243.9493 | 4465668.7645 | 11886910.7139 | EHV Network | 1208123.4209 | 897377.549 | 3722250.6877 | 1372931.8971 | 3936299.1548 | 11136982.7096 | EHV Network | 855090.9893 | 697070.5995 | 1127387.4468 | 6606866.569 | 6392504.1017 | 15678919.7063 | EHV Network | 1141510.7558 | 696467.1117 | 1061078.483 | 5946242.4648 | 5333764.8823 | 14179063.6976
|  |  | HI4 | Material deterioration, intervention requires consideration | [57 empty] | 132kV Network | 1534152.5878 | 373943.4511 | 1462472.7001 | 1522391.0725 | 3584884.9712 | 8477844.7826 | 132kV Network | 1534152.5878 | 373943.4511 | 1462472.7001 | 1522391.0725 | 3584884.9712 | 8477844.7826 | 132kV Network | 1352265.553 | 442297.2423 | 1328347.3458 | 1465378.2505 | 5587923.8495 | 10176212.2411 | 132kV Network | 1567633.353 | 433407.6076 | 1020321.8879 | 1185127.5799 | 5321381.7466 | 9527872.1751 | 132kV Network | 1188878.1295 | 440052.2071 | 1036197.3304 | 1686259.4916 | 7828605.5611 | 12179992.7198 | 132kV Network | 1619613.7296 | 422272.9377 | 420146.4147 | 1125758.1504 | 7295521.3554 | 10883312.5877
|  |  | HI5 | End of serviceable life, intervention required | [57 empty] | Other | 0 | 0 | 0 | 0 | 0 | 0 | Other | 0 | 0 | 0 | 0 | 0 | 0 | Other | 0 | 0 | 0 | 0 | 0 | 0 | Other | 0 | 0 | 0 | 0 | 0 | 0 | Other | 0 | 0 | 0 | 0 | 0 | 0 | Other | 0 | 0 | 0 | 0 | 0 | 0
[62 empty] | Total | 5781425.8858 | 3405744.1937 | 10089818.5897 | 5202407.294 | 10237777.9832 | 34717173.9465 | Total | 5781425.8858 | 3405744.1937 | 10089818.5897 | 5202407.294 | 10237777.9832 | 34717173.9465 | Total | 5152321.4169 | 2726738.1965 | 8110025.254 | 10745388.5474 | 15608547.891 | 42343021.3058 | Total | 5518284.6932 | 2717546.8179 | 7768845.3143 | 10125812.2357 | 14759921.3143 | 40890410.3753 | Total | 4419670.8774 | 2183080.1805 | 4247823.7899 | 18215914.5397 | 23735243.5787 | 52801732.9662 | Total | 5151597.4299 | 2164697.4233 | 3565463.9105 | 16976761.9164 | 22037990.4253 | 49896511.1053
Criticality Index Definitions
|  |  | C1 | Low criticality
|  |  | C2 | Average criticality
|  |  | C3 | High criticality
|  |  | C4 | Very high criticality

## ENWL - HVP
HI7: Secondary deliverables RIIO-ED1 - HVP | [50 empty] | Criticality weightings C1 to C4 | Criticality Rating Boundaries
ENWL | [49 empty] | C1 | 0.7 | Below 75% of average
[50 empty] | C2 | 1 | 75%-125%
[50 empty] | C3 | 1.5 | 125%-200%
[50 empty] | C4 | 2.5 | Over 200% of average
Price base (2012/13)
| ASSET CATEGORIES |  | ASSET REGISTER |  |  | End of DPCR5 (31 March 2015) with investment | [5 empty] | End of DPCR5 (31 March 2015) without investment | [5 empty] | Mid-Period Review (31 March 2019) planned investment | [5 empty] | Mid-Period Review (31 March 2019) without investment | [5 empty] | End of RIIO-ED1 (31 March 2023) planned investment | [5 empty] | End of RIIO-ED1 (31 March 2023) without investment | [8 empty] | Probability of failure | [5 empty] | Criticality/consequence of failure | [5 empty] | Probability of failure x Consequence of failure
Is it your current intention to have a health index for this asset category in the RIIO-ED1 control period.
|  |  | as at 31st March 2015 | as at 31st March 2023 |  | HI 1 | HI 2 | HI 3 | HI 4 | HI 5 |  | HI 1 | HI 2 | HI 3 | HI 4 | HI 5 |  | HI 1 | HI 2 | HI 3 | HI 4 | HI 5 |  | HI 1 | HI 2 | HI 3 | HI 4 | HI 5 |  | HI 1 | HI 2 | HI 3 | HI 4 | HI 5 |  | HI 1 | HI 2 | HI 3 | HI 4 | HI 5 |  |  |  |  | HI 1 | HI 2 | HI 3 | HI 4 | HI 5 |  | HI 1 | HI 2 | HI 3 | HI 4 | HI 5 |  | HI 1 | HI 2 | HI 3 | HI 4 | HI 5 |  | End of DPCR5 (without investment) | [6 empty] | Position at Beginning of RIIO-ED1 | [6 empty] | Mid Period (Without Investment) | [6 empty] | Mid Period (With Investment) | [6 empty] | End of RIIO-ED1 (Without Investment) | [6 empty] | End of RIIO-ED1 (With Investment)
| LV Network | [61 empty] | 1 | 2 | 3 | 4 | 5 | Total |  | 1 | 2 | 3 | 4 | 5 | Total |  | 1 | 2 | 3 | 4 | 5 | Total |  | 1 | 2 | 3 | 4 | 5 | Total |  | 1 | 2 | 3 | 4 | 5 | Total |  | 1 | 2 | 3 | 4 | 5 | Total
| LV Switchgear and Other |  | 0 | 0 | C1 | 0 | 0 | 0 | 0 | 0 | 0 | 0 | 0 | 0 | 0 | 0 | 0 | 0 | 0 | 0 | 0 | 0 | 0 | 0 | 0 | 0 | 0 | 0 | 0 | 0 | 0 | 0 | 0 | 0 | 0 | 0 | 0 | 0 | 0 | 0 | 0 | Yes |  | C1 | 0.0016359 | 0.0024356 | 0.0043064 | 0.0069743 | 0.016359 | C1 | 15951.523 | 15951.523 | 15951.523 | 15951.523 | 15951.523 | C1 | 26.0946 | 38.852 | 68.6939 | 111.2506 | 260.9501 | C1 | 0 | 0 | 0 | 0 | 0 | 0 |  | 0 | 0 | 0 | 0 | 0 | 0 |  | 0 | 0 | 0 | 0 | 0 | 0 |  | 0 | 0 | 0 | 0 | 0 | 0 |  | 0 | 0 | 0 | 0 | 0 | 0 |  | 0 | 0 | 0 | 0 | 0 | 0
|  |  | 17354 | 17354 | C2 | 14577 | 2062 | 357 | 297 | 61 | 17354 | 14577 | 2062 | 357 | 297 | 61 | 17354 | 0 | 0 | 0 | 0 | 0 | 0 | 13494 | 2421 | 949 | 379 | 111 | 17354 | 0 | 0 | 0 | 0 | 0 | 0 | 11512 | 3696 | 1355 | 426 | 365 | 17354 | No |  | C2 | 0.0016359 | 0.0024356 | 0.0043064 | 0.0069743 | 0.016359 | C2 | 22787.89 | 22787.89 | 22787.89 | 22787.89 | 22787.89 | C2 | 37.2779 | 55.5029 | 98.1341 | 158.9295 | 372.7858 | C2 | 543400.6391 | 114446.9648 | 35033.8912 | 47202.0484 | 22739.9357 | 762823.4791 |  | 543400.6391 | 114446.9648 | 35033.8912 | 47202.0484 | 22739.9357 | 762823.4791 |  | 503028.6221 | 134372.5032 | 93129.3074 | 60234.2638 | 41379.2272 | 832143.9237 |  | 503028.6221 | 134372.5032 | 93129.3074 | 60234.2638 | 41379.2272 | 832143.9237 |  | 429143.7303 | 205138.6914 | 132971.7718 | 67703.9482 | 136066.8283 | 971024.9701 |  | 429143.7303 | 205138.6914 | 132971.7718 | 67703.9482 | 136066.8283 | 971024.9701
|  |  | 0 | 0 | C3 | 0 | 0 | 0 | 0 | 0 | 0 | 0 | 0 | 0 | 0 | 0 | 0 | 0 | 0 | 0 | 0 | 0 | 0 | 0 | 0 | 0 | 0 | 0 | 0 | 0 | 0 | 0 | 0 | 0 | 0 | 0 | 0 | 0 | 0 | 0 | 0 |  |  | C3 | 0.0016359 | 0.0024356 | 0.0043064 | 0.0069743 | 0.016359 | C3 | 34181.835 | 34181.835 | 34181.835 | 34181.835 | 34181.835 | C3 | 55.9169 | 83.2543 | 147.2012 | 238.3942 | 559.1787 | C3 | 0 | 0 | 0 | 0 | 0 | 0 |  | 0 | 0 | 0 | 0 | 0 | 0 |  | 0 | 0 | 0 | 0 | 0 | 0 |  | 0 | 0 | 0 | 0 | 0 | 0 |  | 0 | 0 | 0 | 0 | 0 | 0 |  | 0 | 0 | 0 | 0 | 0 | 0
|  |  | 0 | 0 | C4 | 0 | 0 | 0 | 0 | 0 | 0 | 0 | 0 | 0 | 0 | 0 | 0 | 0 | 0 | 0 | 0 | 0 | 0 | 0 | 0 | 0 | 0 | 0 | 0 | 0 | 0 | 0 | 0 | 0 | 0 | 0 | 0 | 0 | 0 | 0 | 0 |  |  | C4 | 0.0016359 | 0.0024356 | 0.0043064 | 0.0069743 | 0.016359 | C4 | 56969.725 | 56969.725 | 56969.725 | 56969.725 | 56969.725 | C4 | 93.1949 | 138.7572 | 245.3354 | 397.3236 | 931.9646 | C4 | 0 | 0 | 0 | 0 | 0 | 0 |  | 0 | 0 | 0 | 0 | 0 | 0 |  | 0 | 0 | 0 | 0 | 0 | 0 |  | 0 | 0 | 0 | 0 | 0 | 0 |  | 0 | 0 | 0 | 0 | 0 | 0 |  | 0 | 0 | 0 | 0 | 0 | 0
|  |  | 17354 | 17354 |  | 14577 | 2062 | 357 | 297 | 61 |  | 14577 | 2062 | 357 | 297 | 61 |  | 0 | 0 | 0 | 0 | 0 |  | 13494 | 2421 | 949 | 379 | 111 |  | 0 | 0 | 0 | 0 | 0 |  | 11512 | 3696 | 1355 | 426 | 365 | [22 empty] | 543400.6391 | 114446.9648 | 35033.8912 | 47202.0484 | 22739.9357 | 762823.4791 |  | 543400.6391 | 114446.9648 | 35033.8912 | 47202.0484 | 22739.9357 | 762823.4791 |  | 503028.6221 | 134372.5032 | 93129.3074 | 60234.2638 | 41379.2272 | 832143.9237 |  | 503028.6221 | 134372.5032 | 93129.3074 | 60234.2638 | 41379.2272 | 832143.9237 |  | 429143.7303 | 205138.6914 | 132971.7718 | 67703.9482 | 136066.8283 | 971024.9701 |  | 429143.7303 | 205138.6914 | 132971.7718 | 67703.9482 | 136066.8283 | 971024.9701
| LV UGB |  | 0 | 0 | C1 | 0 | 0 | 0 | 0 | 0 | 0 | 0 | 0 | 0 | 0 | 0 | 0 | 0 | 0 | 0 | 0 | 0 | 0 | 0 | 0 | 0 | 0 | 0 | 0 | 0 | 0 | 0 | 0 | 0 | 0 | 0 | 0 | 0 | 0 | 0 | 0 |  |  | C1 | 0.0021945 | 0.0032674 | 0.0057771 | 0.0093561 | 0.021946 | C1 | 10589.341 | 10589.341 | 10589.341 | 10589.341 | 10589.341 | C1 | 23.2387 | 34.5999 | 61.1758 | 99.0749 | 232.3907 | C1 | 0 | 0 | 0 | 0 | 0 | 0 |  | 0 | 0 | 0 | 0 | 0 | 0 |  | 0 | 0 | 0 | 0 | 0 | 0 |  | 0 | 0 | 0 | 0 | 0 | 0 |  | 0 | 0 | 0 | 0 | 0 | 0 |  | 0 | 0 | 0 | 0 | 0 | 0
|  |  | 19200 | 19200 | C2 | 8155 | 6251 | 3929 | 359 | 506 | 19200 | 8155 | 6251 | 3929 | 359 | 506 | 19200 | 0 | 0 | 0 | 0 | 0 | 0 | 7189 | 4069 | 3992 | 3359 | 591 | 19200 | 0 | 0 | 0 | 0 | 0 | 0 | 6679 | 2018 | 4151 | 5564 | 788 | 19200 |  |  | C2 | 0.0021945 | 0.0032674 | 0.0057771 | 0.0093561 | 0.021946 | C2 | 15127.63 | 15127.63 | 15127.63 | 15127.63 | 15127.63 | C2 | 33.1981 | 49.4284 | 87.394 | 141.5356 | 331.9868 | C2 | 270730.5791 | 308977.2283 | 343370.946 | 50811.2877 | 167985.2963 | 1141875.3373 |  | 270730.5791 | 308977.2283 | 343370.946 | 50811.2877 | 167985.2963 | 1141875.3373 |  | 238661.2058 | 201124.3548 | 348876.7668 | 475418.1484 | 196204.1701 | 1460284.6458 |  | 238661.2058 | 201124.3548 | 348876.7668 | 475418.1484 | 196204.1701 | 1460284.6458 |  | 221730.1702 | 99746.608 | 362772.4095 | 787504.191 | 261605.5602 | 1733358.9388 |  | 221730.1702 | 99746.608 | 362772.4095 | 787504.191 | 261605.5602 | 1733358.9388
|  |  | 0 | 0 | C3 | 0 | 0 | 0 | 0 | 0 | 0 | 0 | 0 | 0 | 0 | 0 | 0 | 0 | 0 | 0 | 0 | 0 | 0 | 0 | 0 | 0 | 0 | 0 | 0 | 0 | 0 | 0 | 0 | 0 | 0 | 0 | 0 | 0 | 0 | 0 | 0 |  |  | C3 | 0.0021945 | 0.0032674 | 0.0057771 | 0.0093561 | 0.021946 | C3 | 22691.445 | 22691.445 | 22691.445 | 22691.445 | 22691.445 | C3 | 49.7972 | 74.1427 | 131.091 | 212.3034 | 497.9801 | C3 | 0 | 0 | 0 | 0 | 0 | 0 |  | 0 | 0 | 0 | 0 | 0 | 0 |  | 0 | 0 | 0 | 0 | 0 | 0 |  | 0 | 0 | 0 | 0 | 0 | 0 |  | 0 | 0 | 0 | 0 | 0 | 0 |  | 0 | 0 | 0 | 0 | 0 | 0
|  |  | 0 | 0 | C4 | 0 | 0 | 0 | 0 | 0 | 0 | 0 | 0 | 0 | 0 | 0 | 0 | 0 | 0 | 0 | 0 | 0 | 0 | 0 | 0 | 0 | 0 | 0 | 0 | 0 | 0 | 0 | 0 | 0 | 0 | 0 | 0 | 0 | 0 | 0 | 0 |  |  | C4 | 0.0021945 | 0.0032674 | 0.0057771 | 0.0093561 | 0.021946 | C4 | 37819.075 | 37819.075 | 37819.075 | 37819.075 | 37819.075 | C4 | 82.9953 | 123.5711 | 218.4849 | 353.8391 | 829.9669 | C4 | 0 | 0 | 0 | 0 | 0 | 0 |  | 0 | 0 | 0 | 0 | 0 | 0 |  | 0 | 0 | 0 | 0 | 0 | 0 |  | 0 | 0 | 0 | 0 | 0 | 0 |  | 0 | 0 | 0 | 0 | 0 | 0 |  | 0 | 0 | 0 | 0 | 0 | 0
|  |  | 19200 | 19200 |  | 8155 | 6251 | 3929 | 359 | 506 |  | 8155 | 6251 | 3929 | 359 | 506 |  | 0 | 0 | 0 | 0 | 0 |  | 7189 | 4069 | 3992 | 3359 | 591 |  | 0 | 0 | 0 | 0 | 0 |  | 6679 | 2018 | 4151 | 5564 | 788 | [22 empty] | 270730.5791 | 308977.2283 | 343370.946 | 50811.2877 | 167985.2963 | 1141875.3373 |  | 270730.5791 | 308977.2283 | 343370.946 | 50811.2877 | 167985.2963 | 1141875.3373 |  | 238661.2058 | 201124.3548 | 348876.7668 | 475418.1484 | 196204.1701 | 1460284.6458 |  | 238661.2058 | 201124.3548 | 348876.7668 | 475418.1484 | 196204.1701 | 1460284.6458 |  | 221730.1702 | 99746.608 | 362772.4095 | 787504.191 | 261605.5602 | 1733358.9388 |  | 221730.1702 | 99746.608 | 362772.4095 | 787504.191 | 261605.5602 | 1733358.9388
| LV OHL Support |  | 0 | 0 | C1 | 0 | 0 | 0 | 0 | 0 | 0 | 0 | 0 | 0 | 0 | 0 | 0 | 0 | 0 | 0 | 0 | 0 | 0 | 0 | 0 | 0 | 0 | 0 | 0 | 0 | 0 | 0 | 0 | 0 | 0 | 0 | 0 | 0 | 0 | 0 | 0 |  |  | C1 | 0.0081226 | 0.012094 | 0.021383 | 0.03463 | 0.081228 | C1 | 2065.581 | 2065.581 | 2065.581 | 2065.581 | 2065.581 | C1 | 16.7779 | 24.9806 | 44.1679 | 71.5305 | 167.7823 | C1 | 0 | 0 | 0 | 0 | 0 | 0 |  | 0 | 0 | 0 | 0 | 0 | 0 |  | 0 | 0 | 0 | 0 | 0 | 0 |  | 0 | 0 | 0 | 0 | 0 | 0 |  | 0 | 0 | 0 | 0 | 0 | 0 |  | 0 | 0 | 0 | 0 | 0 | 0
|  |  | 57935 | 57935 | C2 | 20947 | 13746 | 18110 | 1074 | 4058 | 57935 | 20947 | 13746 | 18110 | 1074 | 4058 | 57935 | 0 | 0 | 0 | 0 | 0 | 0 | 20122 | 12613 | 13073 | 7551 | 4576 | 57935 | 0 | 0 | 0 | 0 | 0 | 0 | 18362 | 4446 | 12038 | 18302 | 4787 | 57935 |  |  | C2 | 0.0081226 | 0.012094 | 0.021383 | 0.03463 | 0.081228 | C2 | 2950.83 | 2950.83 | 2950.83 | 2950.83 | 2950.83 | C2 | 23.9685 | 35.6865 | 63.097 | 102.1864 | 239.689 | C2 | 502068.0796 | 490547.1364 | 1142687.2925 | 109748.2149 | 972658.1422 | 3217708.8656 |  | 502068.0796 | 490547.1364 | 1142687.2925 | 109748.2149 | 972658.1422 | 3217708.8656 |  | 482294.0706 | 450114.2901 | 824867.5303 | 771609.6561 | 1096817.0672 | 3625702.6144 |  | 482294.0706 | 450114.2901 | 824867.5303 | 771609.6561 | 1096817.0672 | 3625702.6144 |  | 440109.5182 | 158662.3431 | 759562.0998 | 1870215.8557 | 1147391.4556 | 4375941.2723 |  | 440109.5182 | 158662.3431 | 759562.0998 | 1870215.8557 | 1147391.4556 | 4375941.2723
|  |  | 0 | 0 | C3 | 0 | 0 | 0 | 0 | 0 | 0 | 0 | 0 | 0 | 0 | 0 | 0 | 0 | 0 | 0 | 0 | 0 | 0 | 0 | 0 | 0 | 0 | 0 | 0 | 0 | 0 | 0 | 0 | 0 | 0 | 0 | 0 | 0 | 0 | 0 | 0 |  |  | C3 | 0.0081226 | 0.012094 | 0.021383 | 0.03463 | 0.081228 | C3 | 4426.245 | 4426.245 | 4426.245 | 4426.245 | 4426.245 | C3 | 35.9527 | 53.5298 | 94.6456 | 153.2796 | 359.5336 | C3 | 0 | 0 | 0 | 0 | 0 | 0 |  | 0 | 0 | 0 | 0 | 0 | 0 |  | 0 | 0 | 0 | 0 | 0 | 0 |  | 0 | 0 | 0 | 0 | 0 | 0 |  | 0 | 0 | 0 | 0 | 0 | 0 |  | 0 | 0 | 0 | 0 | 0 | 0
|  |  | 0 | 0 | C4 | 0 | 0 | 0 | 0 | 0 | 0 | 0 | 0 | 0 | 0 | 0 | 0 | 0 | 0 | 0 | 0 | 0 | 0 | 0 | 0 | 0 | 0 | 0 | 0 | 0 | 0 | 0 | 0 | 0 | 0 | 0 | 0 | 0 | 0 | 0 | 0 |  |  | C4 | 0.0081226 | 0.012094 | 0.021383 | 0.03463 | 0.081228 | C4 | 7377.075 | 7377.075 | 7377.075 | 7377.075 | 7377.075 | C4 | 59.9212 | 89.2163 | 157.7426 | 255.466 | 599.2226 | C4 | 0 | 0 | 0 | 0 | 0 | 0 |  | 0 | 0 | 0 | 0 | 0 | 0 |  | 0 | 0 | 0 | 0 | 0 | 0 |  | 0 | 0 | 0 | 0 | 0 | 0 |  | 0 | 0 | 0 | 0 | 0 | 0 |  | 0 | 0 | 0 | 0 | 0 | 0
|  |  | 57935 | 57935 |  | 20947 | 13746 | 18110 | 1074 | 4058 |  | 20947 | 13746 | 18110 | 1074 | 4058 |  | 0 | 0 | 0 | 0 | 0 |  | 20122 | 12613 | 13073 | 7551 | 4576 |  | 0 | 0 | 0 | 0 | 0 |  | 18362 | 4446 | 12038 | 18302 | 4787 | [22 empty] | 502068.0796 | 490547.1364 | 1142687.2925 | 109748.2149 | 972658.1422 | 3217708.8656 |  | 502068.0796 | 490547.1364 | 1142687.2925 | 109748.2149 | 972658.1422 | 3217708.8656 |  | 482294.0706 | 450114.2901 | 824867.5303 | 771609.6561 | 1096817.0672 | 3625702.6144 |  | 482294.0706 | 450114.2901 | 824867.5303 | 771609.6561 | 1096817.0672 | 3625702.6144 |  | 440109.5182 | 158662.3431 | 759562.0998 | 1870215.8557 | 1147391.4556 | 4375941.2723 |  | 440109.5182 | 158662.3431 | 759562.0998 | 1870215.8557 | 1147391.4556 | 4375941.2723
| [Please insert new asset category as required] |  | 0 | 0 | C1 | 0 | 0 | 0 | 0 | 0 | 0 | 0 | 0 | 0 | 0 | 0 | 0 | 0 | 0 | 0 | 0 | 0 | 0 | 0 | 0 | 0 | 0 | 0 | 0 | 0 | 0 | 0 | 0 | 0 | 0 | 0 | 0 | 0 | 0 | 0 | 0 |  |  | C1 | 0 | 0 | 0 | 0 | 0 | C1 | 0 | 0 | 0 | 0 | 0 | C1 | [5 empty] | C1 | [5 empty] | 0 | [6 empty] | 0 | [6 empty] | 0 | [6 empty] | 0 | [6 empty] | 0 | [6 empty] | 0
|  |  | 0 | 0 | C2 | 0 | 0 | 0 | 0 | 0 | 0 | 0 | 0 | 0 | 0 | 0 | 0 | 0 | 0 | 0 | 0 | 0 | 0 | 0 | 0 | 0 | 0 | 0 | 0 | 0 | 0 | 0 | 0 | 0 | 0 | 0 | 0 | 0 | 0 | 0 | 0 |  |  | C2 | 0 | 0 | 0 | 0 | 0 | C2 | 0 | 0 | 0 | 0 | 0 | C2 | [5 empty] | C2 | [5 empty] | 0 | [6 empty] | 0 | [6 empty] | 0 | [6 empty] | 0 | [6 empty] | 0 | [6 empty] | 0
|  |  | 0 | 0 | C3 | 0 | 0 | 0 | 0 | 0 | 0 | 0 | 0 | 0 | 0 | 0 | 0 | 0 | 0 | 0 | 0 | 0 | 0 | 0 | 0 | 0 | 0 | 0 | 0 | 0 | 0 | 0 | 0 | 0 | 0 | 0 | 0 | 0 | 0 | 0 | 0 |  |  | C3 | 0 | 0 | 0 | 0 | 0 | C3 | 0 | 0 | 0 | 0 | 0 | C3 | [5 empty] | C3 | [5 empty] | 0 | [6 empty] | 0 | [6 empty] | 0 | [6 empty] | 0 | [6 empty] | 0 | [6 empty] | 0
|  |  | 0 | 0 | C4 | 0 | 0 | 0 | 0 | 0 | 0 | 0 | 0 | 0 | 0 | 0 | 0 | 0 | 0 | 0 | 0 | 0 | 0 | 0 | 0 | 0 | 0 | 0 | 0 | 0 | 0 | 0 | 0 | 0 | 0 | 0 | 0 | 0 | 0 | 0 | 0 |  |  | C4 | 0 | 0 | 0 | 0 | 0 | C4 | 0 | 0 | 0 | 0 | 0 | C4 | [5 empty] | C4 | [5 empty] | 0 | [6 empty] | 0 | [6 empty] | 0 | [6 empty] | 0 | [6 empty] | 0 | [6 empty] | 0
|  |  | 0 | 0 |  | 0 | 0 | 0 | 0 | 0 |  | 0 | 0 | 0 | 0 | 0 |  | 0 | 0 | 0 | 0 | 0 |  | 0 | 0 | 0 | 0 | 0 |  | 0 | 0 | 0 | 0 | 0 |  | 0 | 0 | 0 | 0 | 0 | [22 empty] | 0 | 0 | 0 | 0 | 0 | 0 |  | 0 | 0 | 0 | 0 | 0 | 0 |  | 0 | 0 | 0 | 0 | 0 | 0 |  | 0 | 0 | 0 | 0 | 0 | 0 |  | 0 | 0 | 0 | 0 | 0 | 0 |  | 0 | 0 | 0 | 0 | 0 | 0
| [Please insert new asset category as required] |  | 0 | 0 | C1 | 0 | 0 | 0 | 0 | 0 | 0 | 0 | 0 | 0 | 0 | 0 | 0 | 0 | 0 | 0 | 0 | 0 | 0 | 0 | 0 | 0 | 0 | 0 | 0 | 0 | 0 | 0 | 0 | 0 | 0 | 0 | 0 | 0 | 0 | 0 | 0 |  |  | C1 | 0 | 0 | 0 | 0 | 0 | C1 | 0 | 0 | 0 | 0 | 0 | C1 | [5 empty] | C1 | [5 empty] | 0 | [6 empty] | 0 | [6 empty] | 0 | [6 empty] | 0 | [6 empty] | 0 | [6 empty] | 0
|  |  | 0 | 0 | C2 | 0 | 0 | 0 | 0 | 0 | 0 | 0 | 0 | 0 | 0 | 0 | 0 | 0 | 0 | 0 | 0 | 0 | 0 | 0 | 0 | 0 | 0 | 0 | 0 | 0 | 0 | 0 | 0 | 0 | 0 | 0 | 0 | 0 | 0 | 0 | 0 |  |  | C2 | 0 | 0 | 0 | 0 | 0 | C2 | 0 | 0 | 0 | 0 | 0 | C2 | [5 empty] | C2 | [5 empty] | 0 | [6 empty] | 0 | [6 empty] | 0 | [6 empty] | 0 | [6 empty] | 0 | [6 empty] | 0
|  |  | 0 | 0 | C3 | 0 | 0 | 0 | 0 | 0 | 0 | 0 | 0 | 0 | 0 | 0 | 0 | 0 | 0 | 0 | 0 | 0 | 0 | 0 | 0 | 0 | 0 | 0 | 0 | 0 | 0 | 0 | 0 | 0 | 0 | 0 | 0 | 0 | 0 | 0 | 0 |  |  | C3 | 0 | 0 | 0 | 0 | 0 | C3 | 0 | 0 | 0 | 0 | 0 | C3 | [5 empty] | C3 | [5 empty] | 0 | [6 empty] | 0 | [6 empty] | 0 | [6 empty] | 0 | [6 empty] | 0 | [6 empty] | 0
|  |  | 0 | 0 | C4 | 0 | 0 | 0 | 0 | 0 | 0 | 0 | 0 | 0 | 0 | 0 | 0 | 0 | 0 | 0 | 0 | 0 | 0 | 0 | 0 | 0 | 0 | 0 | 0 | 0 | 0 | 0 | 0 | 0 | 0 | 0 | 0 | 0 | 0 | 0 | 0 |  |  | C4 | 0 | 0 | 0 | 0 | 0 | C4 | 0 | 0 | 0 | 0 | 0 | C4 | [5 empty] | C4 | [5 empty] | 0 | [6 empty] | 0 | [6 empty] | 0 | [6 empty] | 0 | [6 empty] | 0 | [6 empty] | 0
|  |  | 0 | 0 |  | 0 | 0 | 0 | 0 | 0 |  | 0 | 0 | 0 | 0 | 0 |  | 0 | 0 | 0 | 0 | 0 |  | 0 | 0 | 0 | 0 | 0 |  | 0 | 0 | 0 | 0 | 0 |  | 0 | 0 | 0 | 0 | 0 | [22 empty] | 0 | 0 | 0 | 0 | 0 | 0 |  | 0 | 0 | 0 | 0 | 0 | 0 |  | 0 | 0 | 0 | 0 | 0 | 0 |  | 0 | 0 | 0 | 0 | 0 | 0 |  | 0 | 0 | 0 | 0 | 0 | 0 |  | 0 | 0 | 0 | 0 | 0 | 0
| [Please insert new asset category as required] |  | 0 | 0 | C1 | 0 | 0 | 0 | 0 | 0 | 0 | 0 | 0 | 0 | 0 | 0 | 0 | 0 | 0 | 0 | 0 | 0 | 0 | 0 | 0 | 0 | 0 | 0 | 0 | 0 | 0 | 0 | 0 | 0 | 0 | 0 | 0 | 0 | 0 | 0 | 0 |  |  | C1 | 0 | 0 | 0 | 0 | 0 | C1 | 0 | 0 | 0 | 0 | 0 | C1 | [5 empty] | C1 | [5 empty] | 0 | [6 empty] | 0 | [6 empty] | 0 | [6 empty] | 0 | [6 empty] | 0 | [6 empty] | 0
|  |  | 0 | 0 | C2 | 0 | 0 | 0 | 0 | 0 | 0 | 0 | 0 | 0 | 0 | 0 | 0 | 0 | 0 | 0 | 0 | 0 | 0 | 0 | 0 | 0 | 0 | 0 | 0 | 0 | 0 | 0 | 0 | 0 | 0 | 0 | 0 | 0 | 0 | 0 | 0 |  |  | C2 | 0 | 0 | 0 | 0 | 0 | C2 | 0 | 0 | 0 | 0 | 0 | C2 | [5 empty] | C2 | [5 empty] | 0 | [6 empty] | 0 | [6 empty] | 0 | [6 empty] | 0 | [6 empty] | 0 | [6 empty] | 0
|  |  | 0 | 0 | C3 | 0 | 0 | 0 | 0 | 0 | 0 | 0 | 0 | 0 | 0 | 0 | 0 | 0 | 0 | 0 | 0 | 0 | 0 | 0 | 0 | 0 | 0 | 0 | 0 | 0 | 0 | 0 | 0 | 0 | 0 | 0 | 0 | 0 | 0 | 0 | 0 |  |  | C3 | 0 | 0 | 0 | 0 | 0 | C3 | 0 | 0 | 0 | 0 | 0 | C3 | [5 empty] | C3 | [5 empty] | 0 | [6 empty] | 0 | [6 empty] | 0 | [6 empty] | 0 | [6 empty] | 0 | [6 empty] | 0
|  |  | 0 | 0 | C4 | 0 | 0 | 0 | 0 | 0 | 0 | 0 | 0 | 0 | 0 | 0 | 0 | 0 | 0 | 0 | 0 | 0 | 0 | 0 | 0 | 0 | 0 | 0 | 0 | 0 | 0 | 0 | 0 | 0 | 0 | 0 | 0 | 0 | 0 | 0 | 0 |  |  | C4 | 0 | 0 | 0 | 0 | 0 | C4 | 0 | 0 | 0 | 0 | 0 | C4 | [5 empty] | C4 | [5 empty] | 0 | [6 empty] | 0 | [6 empty] | 0 | [6 empty] | 0 | [6 empty] | 0 | [6 empty] | 0
|  |  | 0 | 0 |  | 0 | 0 | 0 | 0 | 0 |  | 0 | 0 | 0 | 0 | 0 |  | 0 | 0 | 0 | 0 | 0 |  | 0 | 0 | 0 | 0 | 0 |  | 0 | 0 | 0 | 0 | 0 |  | 0 | 0 | 0 | 0 | 0 | [22 empty] | 0 | 0 | 0 | 0 | 0 | 0 |  | 0 | 0 | 0 | 0 | 0 | 0 |  | 0 | 0 | 0 | 0 | 0 | 0 |  | 0 | 0 | 0 | 0 | 0 | 0 |  | 0 | 0 | 0 | 0 | 0 | 0 |  | 0 | 0 | 0 | 0 | 0 | 0
| [Please insert new asset category as required] |  | 0 | 0 | C1 | 0 | 0 | 0 | 0 | 0 | 0 | 0 | 0 | 0 | 0 | 0 | 0 | 0 | 0 | 0 | 0 | 0 | 0 | 0 | 0 | 0 | 0 | 0 | 0 | 0 | 0 | 0 | 0 | 0 | 0 | 0 | 0 | 0 | 0 | 0 | 0 |  |  | C1 | 0 | 0 | 0 | 0 | 0 | C1 | 0 | 0 | 0 | 0 | 0 | C1 | [5 empty] | C1 | [5 empty] | 0 | [6 empty] | 0 | [6 empty] | 0 | [6 empty] | 0 | [6 empty] | 0 | [6 empty] | 0
|  |  | 0 | 0 | C2 | 0 | 0 | 0 | 0 | 0 | 0 | 0 | 0 | 0 | 0 | 0 | 0 | 0 | 0 | 0 | 0 | 0 | 0 | 0 | 0 | 0 | 0 | 0 | 0 | 0 | 0 | 0 | 0 | 0 | 0 | 0 | 0 | 0 | 0 | 0 | 0 |  |  | C2 | 0 | 0 | 0 | 0 | 0 | C2 | 0 | 0 | 0 | 0 | 0 | C2 | [5 empty] | C2 | [5 empty] | 0 | [6 empty] | 0 | [6 empty] | 0 | [6 empty] | 0 | [6 empty] | 0 | [6 empty] | 0
|  |  | 0 | 0 | C3 | 0 | 0 | 0 | 0 | 0 | 0 | 0 | 0 | 0 | 0 | 0 | 0 | 0 | 0 | 0 | 0 | 0 | 0 | 0 | 0 | 0 | 0 | 0 | 0 | 0 | 0 | 0 | 0 | 0 | 0 | 0 | 0 | 0 | 0 | 0 | 0 |  |  | C3 | 0 | 0 | 0 | 0 | 0 | C3 | 0 | 0 | 0 | 0 | 0 | C3 | [5 empty] | C3 | [5 empty] | 0 | [6 empty] | 0 | [6 empty] | 0 | [6 empty] | 0 | [6 empty] | 0 | [6 empty] | 0
|  |  | 0 | 0 | C4 | 0 | 0 | 0 | 0 | 0 | 0 | 0 | 0 | 0 | 0 | 0 | 0 | 0 | 0 | 0 | 0 | 0 | 0 | 0 | 0 | 0 | 0 | 0 | 0 | 0 | 0 | 0 | 0 | 0 | 0 | 0 | 0 | 0 | 0 | 0 | 0 |  |  | C4 | 0 | 0 | 0 | 0 | 0 | C4 | 0 | 0 | 0 | 0 | 0 | C4 | [5 empty] | C4 | [5 empty] | 0 | [6 empty] | 0 | [6 empty] | 0 | [6 empty] | 0 | [6 empty] | 0 | [6 empty] | 0
|  |  | 0 | 0 |  | 0 | 0 | 0 | 0 | 0 |  | 0 | 0 | 0 | 0 | 0 |  | 0 | 0 | 0 | 0 | 0 |  | 0 | 0 | 0 | 0 | 0 |  | 0 | 0 | 0 | 0 | 0 |  | 0 | 0 | 0 | 0 | 0 | [22 empty] | 0 | 0 | 0 | 0 | 0 | 0 |  | 0 | 0 | 0 | 0 | 0 | 0 |  | 0 | 0 | 0 | 0 | 0 | 0 |  | 0 | 0 | 0 | 0 | 0 | 0 |  | 0 | 0 | 0 | 0 | 0 | 0 |  | 0 | 0 | 0 | 0 | 0 | 0
| [Please insert new asset category as required] |  | 0 | 0 | C1 | 0 | 0 | 0 | 0 | 0 | 0 | 0 | 0 | 0 | 0 | 0 | 0 | 0 | 0 | 0 | 0 | 0 | 0 | 0 | 0 | 0 | 0 | 0 | 0 | 0 | 0 | 0 | 0 | 0 | 0 | 0 | 0 | 0 | 0 | 0 | 0 |  |  | C1 | 0 | 0 | 0 | 0 | 0 | C1 | 0 | 0 | 0 | 0 | 0 | C1 | [5 empty] | C1 | [5 empty] | 0 | [6 empty] | 0 | [6 empty] | 0 | [6 empty] | 0 | [6 empty] | 0 | [6 empty] | 0
|  |  | 0 | 0 | C2 | 0 | 0 | 0 | 0 | 0 | 0 | 0 | 0 | 0 | 0 | 0 | 0 | 0 | 0 | 0 | 0 | 0 | 0 | 0 | 0 | 0 | 0 | 0 | 0 | 0 | 0 | 0 | 0 | 0 | 0 | 0 | 0 | 0 | 0 | 0 | 0 |  |  | C2 | 0 | 0 | 0 | 0 | 0 | C2 | 0 | 0 | 0 | 0 | 0 | C2 | [5 empty] | C2 | [5 empty] | 0 | [6 empty] | 0 | [6 empty] | 0 | [6 empty] | 0 | [6 empty] | 0 | [6 empty] | 0
|  |  | 0 | 0 | C3 | 0 | 0 | 0 | 0 | 0 | 0 | 0 | 0 | 0 | 0 | 0 | 0 | 0 | 0 | 0 | 0 | 0 | 0 | 0 | 0 | 0 | 0 | 0 | 0 | 0 | 0 | 0 | 0 | 0 | 0 | 0 | 0 | 0 | 0 | 0 | 0 |  |  | C3 | 0 | 0 | 0 | 0 | 0 | C3 | 0 | 0 | 0 | 0 | 0 | C3 | [5 empty] | C3 | [5 empty] | 0 | [6 empty] | 0 | [6 empty] | 0 | [6 empty] | 0 | [6 empty] | 0 | [6 empty] | 0
|  |  | 0 | 0 | C4 | 0 | 0 | 0 | 0 | 0 | 0 | 0 | 0 | 0 | 0 | 0 | 0 | 0 | 0 | 0 | 0 | 0 | 0 | 0 | 0 | 0 | 0 | 0 | 0 | 0 | 0 | 0 | 0 | 0 | 0 | 0 | 0 | 0 | 0 | 0 | 0 |  |  | C4 | 0 | 0 | 0 | 0 | 0 | C4 | 0 | 0 | 0 | 0 | 0 | C4 | [5 empty] | C4 | [5 empty] | 0 | [6 empty] | 0 | [6 empty] | 0 | [6 empty] | 0 | [6 empty] | 0 | [6 empty] | 0
|  |  | 0 | 0 |  | 0 | 0 | 0 | 0 | 0 |  | 0 | 0 | 0 | 0 | 0 |  | 0 | 0 | 0 | 0 | 0 |  | 0 | 0 | 0 | 0 | 0 |  | 0 | 0 | 0 | 0 | 0 |  | 0 | 0 | 0 | 0 | 0 | [22 empty] | 0 | 0 | 0 | 0 | 0 | 0 |  | 0 | 0 | 0 | 0 | 0 | 0 |  | 0 | 0 | 0 | 0 | 0 | 0 |  | 0 | 0 | 0 | 0 | 0 | 0 |  | 0 | 0 | 0 | 0 | 0 | 0 |  | 0 | 0 | 0 | 0 | 0 | 0
[63 empty] | 1316199.2977 | 913971.3294 | 1521092.1297 | 207761.551 | 1163383.3742 | 5122407.682 |  | 1316199.2977 | 913971.3294 | 1521092.1297 | 207761.551 | 1163383.3742 | 5122407.682 |  | 1223983.8984 | 785611.1481 | 1266873.6045 | 1307262.0683 | 1334400.4646 | 5918131.1839 |  | 1223983.8984 | 785611.1481 | 1266873.6045 | 1307262.0683 | 1334400.4646 | 5918131.1839 |  | 1090983.4187 | 463547.6426 | 1255306.2811 | 2725423.9949 | 1545063.844 | 7080325.1813 |  | 1090983.4187 | 463547.6426 | 1255306.2811 | 2725423.9949 | 1545063.844 | 7080325.1813
| HV Network | [73 empty] | 0 | [6 empty] | 0 | [6 empty] | 0 | [6 empty] | 0 | [6 empty] | 0
| HV Switchgear (GM) - Primary |  | 0 | 0 | C1 | 0 | 0 | 0 | 0 | 0 | 0 | 0 | 0 | 0 | 0 | 0 | 0 | 0 | 0 | 0 | 0 | 0 | 0 | 0 | 0 | 0 | 0 | 0 | 0 | 0 | 0 | 0 | 0 | 0 | 0 | 0 | 0 | 0 | 0 | 0 | 0 |  |  | C1 | 0.001482 | 0.0022066 | 0.0039014 | 0.0063184 | 0.01482 | C1 | 26629.134 | 26629.134 | 26629.134 | 26629.134 | 26629.134 | C1 | 39.465 | 58.7592 | 103.8916 | 168.2537 | 394.6567 | C1 | 0 | 0 | 0 | 0 | 0 | 0 |  | 0 | 0 | 0 | 0 | 0 | 0 |  | 0 | 0 | 0 | 0 | 0 | 0 |  | 0 | 0 | 0 | 0 | 0 | 0 |  | 0 | 0 | 0 | 0 | 0 | 0 |  | 0 | 0 | 0 | 0 | 0 | 0
|  |  | 4451 | 4451 | C2 | 1943 | 500 | 788 | 755 | 465 | 4451 | 1943 | 500 | 788 | 755 | 465 | 4451 | 0 | 0 | 0 | 0 | 0 | 0 | 1710 | 462 | 306 | 1107 | 866 | 4451 | 0 | 0 | 0 | 0 | 0 | 0 | 1547 | 352 | 305 | 750 | 1497 | 4451 |  |  | C2 | 0.001482 | 0.0022066 | 0.0039014 | 0.0063184 | 0.01482 | C2 | 38041.62 | 38041.62 | 38041.62 | 38041.62 | 38041.62 | C2 | 56.3786 | 83.9417 | 148.4165 | 240.3624 | 563.7953 | C2 | 109543.5662 | 41970.8443 | 116952.2177 | 181473.5904 | 262164.8323 | 712105.0509 |  | 109543.5662 | 41970.8443 | 116952.2177 | 181473.5904 | 262164.8323 | 712105.0509 |  | 96407.3588 | 38781.0602 | 45415.4551 | 266081.1452 | 488246.7629 | 934931.7821 |  | 96407.3588 | 38781.0602 | 45415.4551 | 266081.1452 | 488246.7629 | 934931.7821 |  | 87217.6515 | 29547.4744 | 45267.0386 | 180271.7786 | 844001.6213 | 1186305.5644 |  | 87217.6515 | 29547.4744 | 45267.0386 | 180271.7786 | 844001.6213 | 1186305.5644
|  |  | 1 | 1 | C3 | 1 | 0 | 0 | 0 | 0 | 1 | 1 | 0 | 0 | 0 | 0 | 1 | 0 | 0 | 0 | 0 | 0 | 0 | 1 | 0 | 0 | 0 | 0 | 1 | 0 | 0 | 0 | 0 | 0 | 0 | 1 | 0 | 0 | 0 | 0 | 1 |  |  | C3 | 0.001482 | 0.0022066 | 0.0039014 | 0.0063184 | 0.01482 | C3 | 57062.43 | 57062.43 | 57062.43 | 57062.43 | 57062.43 | C3 | 84.5679 | 125.9125 | 222.6248 | 360.5436 | 845.693 | C3 | 84.5679 | 0 | 0 | 0 | 0 | 84.5679 |  | 84.5679 | 0 | 0 | 0 | 0 | 84.5679 |  | 84.5679 | 0 | 0 | 0 | 0 | 84.5679 |  | 84.5679 | 0 | 0 | 0 | 0 | 84.5679 |  | 84.5679 | 0 | 0 | 0 | 0 | 84.5679 |  | 84.5679 | 0 | 0 | 0 | 0 | 84.5679
|  |  | 0 | 0 | C4 | 0 | 0 | 0 | 0 | 0 | 0 | 0 | 0 | 0 | 0 | 0 | 0 | 0 | 0 | 0 | 0 | 0 | 0 | 0 | 0 | 0 | 0 | 0 | 0 | 0 | 0 | 0 | 0 | 0 | 0 | 0 | 0 | 0 | 0 | 0 | 0 |  |  | C4 | 0.001482 | 0.0022066 | 0.0039014 | 0.0063184 | 0.01482 | C4 | 95104.05 | 95104.05 | 95104.05 | 95104.05 | 95104.05 | C4 | 140.9464 | 209.8542 | 371.0413 | 600.9059 | 1409.4883 | C4 | 0 | 0 | 0 | 0 | 0 | 0 |  | 0 | 0 | 0 | 0 | 0 | 0 |  | 0 | 0 | 0 | 0 | 0 | 0 |  | 0 | 0 | 0 | 0 | 0 | 0 |  | 0 | 0 | 0 | 0 | 0 | 0 |  | 0 | 0 | 0 | 0 | 0 | 0
|  |  | 4452 | 4452 |  | 1944 | 500 | 788 | 755 | 465 |  | 1944 | 500 | 788 | 755 | 465 |  | 0 | 0 | 0 | 0 | 0 |  | 1711 | 462 | 306 | 1107 | 866 |  | 0 | 0 | 0 | 0 | 0 |  | 1548 | 352 | 305 | 750 | 1497 | [22 empty] | 109628.134 | 41970.8443 | 116952.2177 | 181473.5904 | 262164.8323 | 712189.6188 |  | 109628.134 | 41970.8443 | 116952.2177 | 181473.5904 | 262164.8323 | 712189.6188 |  | 96491.9267 | 38781.0602 | 45415.4551 | 266081.1452 | 488246.7629 | 935016.35 |  | 96491.9267 | 38781.0602 | 45415.4551 | 266081.1452 | 488246.7629 | 935016.35 |  | 87302.2194 | 29547.4744 | 45267.0386 | 180271.7786 | 844001.6213 | 1186390.1322 |  | 87302.2194 | 29547.4744 | 45267.0386 | 180271.7786 | 844001.6213 | 1186390.1322
| HV Switchgear (GM) - Distribution |  | 7237 | 7237 | C1 | 2730 | 2147 | 581 | 1455 | 324 | 7237 | 2730 | 2147 | 581 | 1455 | 324 | 7237 | 0 | 0 | 0 | 0 | 0 | 0 | 2306 | 1733 | 928 | 937 | 1333 | 7237 | 0 | 0 | 0 | 0 | 0 | 0 | 1883 | 1004 | 1330 | 997 | 2023 | 7237 |  |  | C1 | 0.0019095 | 0.0028431 | 0.0050268 | 0.008141 | 0.019096 | C1 | 12099.157 | 12099.157 | 12099.157 | 12099.157 | 12099.157 | C1 | 23.1037 | 34.399 | 60.8205 | 98.4995 | 231.041 | C1 | 63073.1164 | 73854.5599 | 35336.6963 | 143316.7799 | 74857.2828 | 390438.4354 |  | 63073.1164 | 73854.5599 | 35336.6963 | 143316.7799 | 74857.2828 | 390438.4354 |  | 53277.1452 | 59613.3918 | 56441.4014 | 92294.0363 | 307977.6481 | 569603.6229 |  | 53277.1452 | 59613.3918 | 56441.4014 | 92294.0363 | 307977.6481 | 569603.6229 |  | 43504.2777 | 34536.5525 | 80891.2326 | 98204.0066 | 467395.9356 | 724532.005 |  | 43504.2777 | 34536.5525 | 80891.2326 | 98204.0066 | 467395.9356 | 724532.005
|  |  | 20054 | 20054 | C2 | 10262 | 3513 | 796 | 4399 | 1084 | 20054 | 10262 | 3513 | 796 | 4399 | 1084 | 20054 | 0 | 0 | 0 | 0 | 0 | 0 | 9116 | 3519 | 1308 | 1512 | 4599 | 20054 | 0 | 0 | 0 | 0 | 0 | 0 | 7817 | 2751 | 2409 | 1341 | 5736 | 20054 |  |  | C2 | 0.0019095 | 0.0028431 | 0.0050268 | 0.008141 | 0.019096 | C2 | 17284.51 | 17284.51 | 17284.51 | 17284.51 | 17284.51 | C2 | 33.0053 | 49.1414 | 86.8864 | 140.7136 | 330.0586 | C2 | 338700.3248 | 172633.6209 | 69161.5694 | 618999.0327 | 357783.4858 | 1557278.0337 |  | 338700.3248 | 172633.6209 | 69161.5694 | 618999.0327 | 357783.4858 | 1557278.0337 |  | 300876.2581 | 172928.4691 | 113647.4031 | 212758.931 | 1517939.346 | 2318150.4073 |  | 300876.2581 | 172928.4691 | 113647.4031 | 212758.931 | 1517939.346 | 2318150.4073 |  | 258002.3815 | 135187.8996 | 209309.3226 | 188696.909 | 1893215.9358 | 2684412.4485 |  | 258002.3815 | 135187.8996 | 209309.3226 | 188696.909 | 1893215.9358 | 2684412.4485
|  |  | 2351 | 2351 | C3 | 1059 | 500 | 108 | 560 | 124 | 2351 | 1059 | 500 | 108 | 560 | 124 | 2351 | 0 | 0 | 0 | 0 | 0 | 0 | 932 | 469 | 168 | 221 | 561 | 2351 | 0 | 0 | 0 | 0 | 0 | 0 | 768 | 338 | 348 | 168 | 729 | 2351 |  |  | C3 | 0.0019095 | 0.0028431 | 0.0050268 | 0.008141 | 0.019096 | C3 | 25926.765 | 25926.765 | 25926.765 | 25926.765 | 25926.765 | C3 | 49.5079 | 73.712 | 130.3296 | 211.0704 | 495.0878 | C3 | 52428.9092 | 36856.025 | 14075.5958 | 118199.4061 | 61390.8933 | 282950.8294 |  | 52428.9092 | 36856.025 | 14075.5958 | 118199.4061 | 61390.8933 | 282950.8294 |  | 46141.4007 | 34570.9514 | 21895.3712 | 46646.5513 | 277744.2835 | 426998.5582 |  | 46141.4007 | 34570.9514 | 21895.3712 | 46646.5513 | 277744.2835 | 426998.5582 |  | 38022.0984 | 24914.6729 | 45354.6976 | 35459.8218 | 360919.0422 | 504670.3329 |  | 38022.0984 | 24914.6729 | 45354.6976 | 35459.8218 | 360919.0422 | 504670.3329
|  |  | 554 | 554 | C4 | 291 | 77 | 24 | 140 | 22 | 554 | 291 | 77 | 24 | 140 | 22 | 554 | 0 | 0 | 0 | 0 | 0 | 0 | 252 | 92 | 23 | 41 | 146 | 554 | 0 | 0 | 0 | 0 | 0 | 0 | 222 | 69 | 62 | 27 | 174 | 554 |  |  | C4 | 0.0019095 | 0.0028431 | 0.0050268 | 0.008141 | 0.019096 | C4 | 43211.275 | 43211.275 | 43211.275 | 43211.275 | 43211.275 | C4 | 82.5132 | 122.8534 | 217.216 | 351.7839 | 825.1464 | C4 | 24011.3512 | 9459.7131 | 5213.1836 | 49249.7525 | 18153.2211 | 106087.2216 |  | 24011.3512 | 9459.7131 | 5213.1836 | 49249.7525 | 18153.2211 | 106087.2216 |  | 20793.3351 | 11302.5143 | 4995.9676 | 14423.1418 | 120471.3767 | 171986.3355 |  | 20793.3351 | 11302.5143 | 4995.9676 | 14423.1418 | 120471.3767 | 171986.3355 |  | 18317.938 | 8476.8857 | 13467.391 | 9498.1666 | 143575.4763 | 193335.8577 |  | 18317.938 | 8476.8857 | 13467.391 | 9498.1666 | 143575.4763 | 193335.8577
|  |  | 30196 | 30196 |  | 14342 | 6237 | 1509 | 6554 | 1554 |  | 14342 | 6237 | 1509 | 6554 | 1554 |  | 0 | 0 | 0 | 0 | 0 |  | 12606 | 5813 | 2427 | 2711 | 6639 |  | 0 | 0 | 0 | 0 | 0 |  | 10690 | 4162 | 4149 | 2533 | 8662 | [22 empty] | 478213.7016 | 292803.9189 | 123787.0452 | 929764.9713 | 512184.883 | 2336754.52 |  | 478213.7016 | 292803.9189 | 123787.0452 | 929764.9713 | 512184.883 | 2336754.52 |  | 421088.1391 | 278415.3267 | 196980.1433 | 366122.6604 | 2224132.6543 | 3486738.9239 |  | 421088.1391 | 278415.3267 | 196980.1433 | 366122.6604 | 2224132.6543 | 3486738.9239 |  | 357846.6957 | 203116.0107 | 349022.6438 | 331858.904 | 2865106.3899 | 4106950.644 |  | 357846.6957 | 203116.0107 | 349022.6438 | 331858.904 | 2865106.3899 | 4106950.644
| HV Transformer (GM) |  | 1580 | 1580 | C1 | 952 | 150 | 89 | 353 | 36 | 1580 | 952 | 150 | 89 | 353 | 36 | 1580 | 0 | 0 | 0 | 0 | 0 | 0 | 883 | 143 | 76 | 365 | 113 | 1580 | 0 | 0 | 0 | 0 | 0 | 0 | 780 | 162 | 89 | 143 | 406 | 1580 |  |  | C1 | 0.002223 | 0.0033099 | 0.0058521 | 0.0094776 | 0.022231 | C1 | 13316.478 | 13316.478 | 13316.478 | 13316.478 | 13316.478 | C1 | 29.603 | 44.0757 | 77.9299 | 126.2084 | 296.035 | C1 | 28182.0548 | 6611.3568 | 6935.7572 | 44551.5499 | 10657.2613 | 96937.98 |  | 28182.0548 | 6611.3568 | 6935.7572 | 44551.5499 | 10657.2613 | 96937.98 |  | 26139.4479 | 6302.8268 | 5922.6691 | 46066.0502 | 33451.959 | 117882.9529 |  | 26139.4479 | 6302.8268 | 5922.6691 | 46066.0502 | 33451.959 | 117882.9529 |  | 23090.339 | 7140.2653 | 6935.7572 | 18047.795 | 120190.2244 | 175404.3809 |  | 23090.339 | 7140.2653 | 6935.7572 | 18047.795 | 120190.2244 | 175404.3809
|  |  | 13497 | 13497 | C2 | 6515 | 742 | 646 | 5320 | 274 | 13497 | 6515 | 742 | 646 | 5320 | 274 | 13497 | 0 | 0 | 0 | 0 | 0 | 0 | 6208 | 630 | 451 | 5416 | 792 | 13497 | 0 | 0 | 0 | 0 | 0 | 0 | 5685 | 816 | 355 | 913 | 5728 | 13497 |  |  | C2 | 0.002223 | 0.0033099 | 0.0058521 | 0.0094776 | 0.022231 | C2 | 19023.54 | 19023.54 | 19023.54 | 19023.54 | 19023.54 | C2 | 42.29 | 62.9653 | 111.3284 | 180.2977 | 422.9072 | C2 | 275519.3382 | 46720.2544 | 71918.1246 | 959183.5111 | 115876.571 | 1469217.7993 |  | 275519.3382 | 46720.2544 | 71918.1246 | 959183.5111 | 115876.571 | 1469217.7993 |  | 262536.3087 | 39668.1405 | 50209.0932 | 976492.0857 | 334942.4973 | 1663848.1254 |  | 262536.3087 | 39668.1405 | 50209.0932 | 976492.0857 | 334942.4973 | 1663848.1254 |  | 240418.6397 | 51379.6868 | 39521.57 | 164611.7567 | 2422412.4046 | 2918344.0578 |  | 240418.6397 | 51379.6868 | 39521.57 | 164611.7567 | 2422412.4046 | 2918344.0578
|  |  | 1530 | 1530 | C3 | 629 | 51 | 50 | 787 | 13 | 1530 | 629 | 51 | 50 | 787 | 13 | 1530 | 0 | 0 | 0 | 0 | 0 | 0 | 611 | 43 | 24 | 779 | 73 | 1530 | 0 | 0 | 0 | 0 | 0 | 0 | 574 | 54 | 26 | 55 | 821 | 1530 |  |  | C3 | 0.002223 | 0.0033099 | 0.0058521 | 0.0094776 | 0.022231 | C3 | 28535.31 | 28535.31 | 28535.31 | 28535.31 | 28535.31 | C3 | 63.435 | 94.448 | 166.9925 | 270.4465 | 634.3608 | C3 | 39900.6133 | 4816.8456 | 8349.6275 | 212841.3787 | 8246.6903 | 274155.1554 |  | 39900.6133 | 4816.8456 | 8349.6275 | 212841.3787 | 8246.6903 | 274155.1554 |  | 38758.7833 | 4061.262 | 4007.8212 | 210677.8069 | 46308.3377 | 303814.0111 |  | 38758.7833 | 4061.262 | 4007.8212 | 210677.8069 | 46308.3377 | 303814.0111 |  | 36411.6884 | 5100.1895 | 4341.8063 | 14874.5563 | 520810.2088 | 581538.4494 |  | 36411.6884 | 5100.1895 | 4341.8063 | 14874.5563 | 520810.2088 | 581538.4494
|  |  | 26 | 26 | C4 | 8 | 3 | 3 | 12 | 0 | 26 | 8 | 3 | 3 | 12 | 0 | 26 | 0 | 0 | 0 | 0 | 0 | 0 | 7 | 3 | 3 | 12 | 1 | 26 | 0 | 0 | 0 | 0 | 0 | 0 | 5 | 4 | 1 | 5 | 11 | 26 |  |  | C4 | 0.002223 | 0.0033099 | 0.0058521 | 0.0094776 | 0.022231 | C4 | 47558.85 | 47558.85 | 47558.85 | 47558.85 | 47558.85 | C4 | 105.725 | 157.4133 | 278.3209 | 450.7441 | 1057.268 | C4 | 845.8 | 472.2398 | 834.9627 | 5408.9296 | 0 | 7561.9321 |  | 845.8 | 472.2398 | 834.9627 | 5408.9296 | 0 | 7561.9321 |  | 740.075 | 472.2398 | 834.9627 | 5408.9296 | 1057.268 | 8513.475 |  | 740.075 | 472.2398 | 834.9627 | 5408.9296 | 1057.268 | 8513.475 |  | 528.625 | 629.653 | 278.3209 | 2253.7207 | 11629.9478 | 15320.2674 |  | 528.625 | 629.653 | 278.3209 | 2253.7207 | 11629.9478 | 15320.2674
|  |  | 16633 | 16633 |  | 8104 | 946 | 788 | 6472 | 323 |  | 8104 | 946 | 788 | 6472 | 323 |  | 0 | 0 | 0 | 0 | 0 |  | 7709 | 819 | 554 | 6572 | 979 |  | 0 | 0 | 0 | 0 | 0 |  | 7044 | 1036 | 471 | 1116 | 6966 | [22 empty] | 344447.8062 | 58620.6966 | 88038.472 | 1221985.3693 | 134780.5226 | 1847872.8667 |  | 344447.8062 | 58620.6966 | 88038.472 | 1221985.3693 | 134780.5226 | 1847872.8667 |  | 328174.6149 | 50504.4691 | 60974.5462 | 1238644.8724 | 415760.062 | 2094058.5645 |  | 328174.6149 | 50504.4691 | 60974.5462 | 1238644.8724 | 415760.062 | 2094058.5645 |  | 300449.2921 | 64249.7946 | 51077.4544 | 199787.8287 | 3075042.7857 | 3690607.1555 |  | 300449.2921 | 64249.7946 | 51077.4544 | 199787.8287 | 3075042.7857 | 3690607.1555
| HV UG Cable |  | 0 | 0 | C1 | 0 | 0 | 0 | 0 | 0 | 0 | 0 | 0 | 0 | 0 | 0 | 0 | 0 | 0 | 0 | 0 | 0 | 0 | 0 | 0 | 0 | 0 | 0 | 0 | 0 | 0 | 0 | 0 | 0 | 0 | 0 | 0 | 0 | 0 | 0 | 0 |  |  | C1 | 0 | 0 | 0 | 0 | 0 | C1 | 0 | 0 | 0 | 0 | 0 | C1 | [5 empty] | C1 | [5 empty] | 0 | [6 empty] | 0 | [6 empty] | 0 | [6 empty] | 0 | [6 empty] | 0 | [6 empty] | 0
|  |  | 0 | 0 | C2 | 0 | 0 | 0 | 0 | 0 | 0 | 0 | 0 | 0 | 0 | 0 | 0 | 0 | 0 | 0 | 0 | 0 | 0 | 0 | 0 | 0 | 0 | 0 | 0 | 0 | 0 | 0 | 0 | 0 | 0 | 0 | 0 | 0 | 0 | 0 | 0 |  |  | C2 | 0 | 0 | 0 | 0 | 0 | C2 | 0 | 0 | 0 | 0 | 0 | C2 | [5 empty] | C2 | [5 empty] | 0 | [6 empty] | 0 | [6 empty] | 0 | [6 empty] | 0 | [6 empty] | 0 | [6 empty] | 0
|  |  | 0 | 0 | C3 | 0 | 0 | 0 | 0 | 0 | 0 | 0 | 0 | 0 | 0 | 0 | 0 | 0 | 0 | 0 | 0 | 0 | 0 | 0 | 0 | 0 | 0 | 0 | 0 | 0 | 0 | 0 | 0 | 0 | 0 | 0 | 0 | 0 | 0 | 0 | 0 |  |  | C3 | 0 | 0 | 0 | 0 | 0 | C3 | 0 | 0 | 0 | 0 | 0 | C3 | [5 empty] | C3 | [5 empty] | 0 | [6 empty] | 0 | [6 empty] | 0 | [6 empty] | 0 | [6 empty] | 0 | [6 empty] | 0
|  |  | 0 | 0 | C4 | 0 | 0 | 0 | 0 | 0 | 0 | 0 | 0 | 0 | 0 | 0 | 0 | 0 | 0 | 0 | 0 | 0 | 0 | 0 | 0 | 0 | 0 | 0 | 0 | 0 | 0 | 0 | 0 | 0 | 0 | 0 | 0 | 0 | 0 | 0 | 0 |  |  | C4 | 0 | 0 | 0 | 0 | 0 | C4 | 0 | 0 | 0 | 0 | 0 | C4 | [5 empty] | C4 | [5 empty] | 0 | [6 empty] | 0 | [6 empty] | 0 | [6 empty] | 0 | [6 empty] | 0 | [6 empty] | 0
|  |  | 0 | 0 |  | 0 | 0 | 0 | 0 | 0 |  | 0 | 0 | 0 | 0 | 0 |  | 0 | 0 | 0 | 0 | 0 |  | 0 | 0 | 0 | 0 | 0 |  | 0 | 0 | 0 | 0 | 0 |  | 0 | 0 | 0 | 0 | 0 | [22 empty] | 0 | 0 | 0 | 0 | 0 | 0 |  | 0 | 0 | 0 | 0 | 0 | 0 |  | 0 | 0 | 0 | 0 | 0 | 0 |  | 0 | 0 | 0 | 0 | 0 | 0 |  | 0 | 0 | 0 | 0 | 0 | 0 |  | 0 | 0 | 0 | 0 | 0 | 0
| HV OHL Support - Poles |  | 0 | 0 | C1 | 0 | 0 | 0 | 0 | 0 | 0 | 0 | 0 | 0 | 0 | 0 | 0 | 0 | 0 | 0 | 0 | 0 | 0 | 0 | 0 | 0 | 0 | 0 | 0 | 0 | 0 | 0 | 0 | 0 | 0 | 0 | 0 | 0 | 0 | 0 | 0 |  |  | C1 | 0.0081226 | 0.012094 | 0.021383 | 0.03463 | 0.081228 | C1 | 2202.144 | 2202.144 | 2202.144 | 2202.144 | 2202.144 | C1 | 17.8872 | 26.6321 | 47.088 | 76.2596 | 178.875 | C1 | 0 | 0 | 0 | 0 | 0 | 0 |  | 0 | 0 | 0 | 0 | 0 | 0 |  | 0 | 0 | 0 | 0 | 0 | 0 |  | 0 | 0 | 0 | 0 | 0 | 0 |  | 0 | 0 | 0 | 0 | 0 | 0 |  | 0 | 0 | 0 | 0 | 0 | 0
|  |  | 98472 | 98472 | C2 | 28943 | 9149 | 55649 | 850 | 3881 | 98472 | 28943 | 9149 | 55649 | 850 | 3881 | 98472 | 0 | 0 | 0 | 0 | 0 | 0 | 26040 | 6136 | 21645 | 40376 | 4275 | 98472 | 0 | 0 | 0 | 0 | 0 | 0 | 21098 | 7504 | 5702 | 59531 | 4637 | 98472 |  |  | C2 | 0.0081226 | 0.012094 | 0.021383 | 0.03463 | 0.081228 | C2 | 3145.92 | 3145.92 | 3145.92 | 3145.92 | 3145.92 | C2 | 25.5531 | 38.0459 | 67.2686 | 108.9423 | 255.5358 | C2 | 739584.5105 | 348081.9611 | 3743430.6879 | 92600.9823 | 991734.2476 | 5915432.3894 |  | 739584.5105 | 348081.9611 | 3743430.6879 | 92600.9823 | 991734.2476 | 5915432.3894 |  | 665403.7471 | 233449.6572 | 1456028.9896 | 4398655.6013 | 1092415.3333 | 7845953.3285 |  | 665403.7471 | 233449.6572 | 1456028.9896 | 4398655.6013 | 1092415.3333 | 7845953.3285 |  | 539120.1328 | 285496.4517 | 383565.5948 | 6485445.9729 | 1184919.275 | 8878547.4271 |  | 539120.1328 | 285496.4517 | 383565.5948 | 6485445.9729 | 1184919.275 | 8878547.4271
|  |  | 0 | 0 | C3 | 0 | 0 | 0 | 0 | 0 | 0 | 0 | 0 | 0 | 0 | 0 | 0 | 0 | 0 | 0 | 0 | 0 | 0 | 0 | 0 | 0 | 0 | 0 | 0 | 0 | 0 | 0 | 0 | 0 | 0 | 0 | 0 | 0 | 0 | 0 | 0 |  |  | C3 | 0.0081226 | 0.012094 | 0.021383 | 0.03463 | 0.081228 | C3 | 4718.88 | 4718.88 | 4718.88 | 4718.88 | 4718.88 | C3 | 38.3297 | 57.0689 | 100.9029 | 163.4135 | 383.3036 | C3 | 0 | 0 | 0 | 0 | 0 | 0 |  | 0 | 0 | 0 | 0 | 0 | 0 |  | 0 | 0 | 0 | 0 | 0 | 0 |  | 0 | 0 | 0 | 0 | 0 | 0 |  | 0 | 0 | 0 | 0 | 0 | 0 |  | 0 | 0 | 0 | 0 | 0 | 0
|  |  | 0 | 0 | C4 | 0 | 0 | 0 | 0 | 0 | 0 | 0 | 0 | 0 | 0 | 0 | 0 | 0 | 0 | 0 | 0 | 0 | 0 | 0 | 0 | 0 | 0 | 0 | 0 | 0 | 0 | 0 | 0 | 0 | 0 | 0 | 0 | 0 | 0 | 0 | 0 |  |  | C4 | 0.0081226 | 0.012094 | 0.021383 | 0.03463 | 0.081228 | C4 | 7864.8 | 7864.8 | 7864.8 | 7864.8 | 7864.8 | C4 | 63.8828 | 95.1148 | 168.1715 | 272.3558 | 638.8394 | C4 | 0 | 0 | 0 | 0 | 0 | 0 |  | 0 | 0 | 0 | 0 | 0 | 0 |  | 0 | 0 | 0 | 0 | 0 | 0 |  | 0 | 0 | 0 | 0 | 0 | 0 |  | 0 | 0 | 0 | 0 | 0 | 0 |  | 0 | 0 | 0 | 0 | 0 | 0
|  |  | 98472 | 98472 |  | 28943 | 9149 | 55649 | 850 | 3881 |  | 28943 | 9149 | 55649 | 850 | 3881 |  | 0 | 0 | 0 | 0 | 0 |  | 26040 | 6136 | 21645 | 40376 | 4275 |  | 0 | 0 | 0 | 0 | 0 |  | 21098 | 7504 | 5702 | 59531 | 4637 | [22 empty] | 739584.5105 | 348081.9611 | 3743430.6879 | 92600.9823 | 991734.2476 | 5915432.3894 |  | 739584.5105 | 348081.9611 | 3743430.6879 | 92600.9823 | 991734.2476 | 5915432.3894 |  | 665403.7471 | 233449.6572 | 1456028.9896 | 4398655.6013 | 1092415.3333 | 7845953.3285 |  | 665403.7471 | 233449.6572 | 1456028.9896 | 4398655.6013 | 1092415.3333 | 7845953.3285 |  | 539120.1328 | 285496.4517 | 383565.5948 | 6485445.9729 | 1184919.275 | 8878547.4271 |  | 539120.1328 | 285496.4517 | 383565.5948 | 6485445.9729 | 1184919.275 | 8878547.4271
| [Please insert new asset category as required] |  | 0 | 0 | C1 | 0 | 0 | 0 | 0 | 0 | 0 | 0 | 0 | 0 | 0 | 0 | 0 | 0 | 0 | 0 | 0 | 0 | 0 | 0 | 0 | 0 | 0 | 0 | 0 | 0 | 0 | 0 | 0 | 0 | 0 | 0 | 0 | 0 | 0 | 0 | 0 |  |  | C1 | 0 | 0 | 0 | 0 | 0 | C1 | 0 | 0 | 0 | 0 | 0 | C1 | [5 empty] | C1 | [5 empty] | 0 | [6 empty] | 0 | [6 empty] | 0 | [6 empty] | 0 | [6 empty] | 0 | [6 empty] | 0
|  |  | 0 | 0 | C2 | 0 | 0 | 0 | 0 | 0 | 0 | 0 | 0 | 0 | 0 | 0 | 0 | 0 | 0 | 0 | 0 | 0 | 0 | 0 | 0 | 0 | 0 | 0 | 0 | 0 | 0 | 0 | 0 | 0 | 0 | 0 | 0 | 0 | 0 | 0 | 0 |  |  | C2 | 0 | 0 | 0 | 0 | 0 | C2 | 0 | 0 | 0 | 0 | 0 | C2 | [5 empty] | C2 | [5 empty] | 0 | [6 empty] | 0 | [6 empty] | 0 | [6 empty] | 0 | [6 empty] | 0 | [6 empty] | 0
|  |  | 0 | 0 | C3 | 0 | 0 | 0 | 0 | 0 | 0 | 0 | 0 | 0 | 0 | 0 | 0 | 0 | 0 | 0 | 0 | 0 | 0 | 0 | 0 | 0 | 0 | 0 | 0 | 0 | 0 | 0 | 0 | 0 | 0 | 0 | 0 | 0 | 0 | 0 | 0 |  |  | C3 | 0 | 0 | 0 | 0 | 0 | C3 | 0 | 0 | 0 | 0 | 0 | C3 | [5 empty] | C3 | [5 empty] | 0 | [6 empty] | 0 | [6 empty] | 0 | [6 empty] | 0 | [6 empty] | 0 | [6 empty] | 0
|  |  | 0 | 0 | C4 | 0 | 0 | 0 | 0 | 0 | 0 | 0 | 0 | 0 | 0 | 0 | 0 | 0 | 0 | 0 | 0 | 0 | 0 | 0 | 0 | 0 | 0 | 0 | 0 | 0 | 0 | 0 | 0 | 0 | 0 | 0 | 0 | 0 | 0 | 0 | 0 |  |  | C4 | 0 | 0 | 0 | 0 | 0 | C4 | 0 | 0 | 0 | 0 | 0 | C4 | [5 empty] | C4 | [5 empty] | 0 | [6 empty] | 0 | [6 empty] | 0 | [6 empty] | 0 | [6 empty] | 0 | [6 empty] | 0
|  |  | 0 | 0 |  | 0 | 0 | 0 | 0 | 0 |  | 0 | 0 | 0 | 0 | 0 |  | 0 | 0 | 0 | 0 | 0 |  | 0 | 0 | 0 | 0 | 0 |  | 0 | 0 | 0 | 0 | 0 |  | 0 | 0 | 0 | 0 | 0 | [22 empty] | 0 | 0 | 0 | 0 | 0 | 0 |  | 0 | 0 | 0 | 0 | 0 | 0 |  | 0 | 0 | 0 | 0 | 0 | 0 |  | 0 | 0 | 0 | 0 | 0 | 0 |  | 0 | 0 | 0 | 0 | 0 | 0 |  | 0 | 0 | 0 | 0 | 0 | 0
| [Please insert new asset category as required] |  | 0 | 0 | C1 | 0 | 0 | 0 | 0 | 0 | 0 | 0 | 0 | 0 | 0 | 0 | 0 | 0 | 0 | 0 | 0 | 0 | 0 | 0 | 0 | 0 | 0 | 0 | 0 | 0 | 0 | 0 | 0 | 0 | 0 | 0 | 0 | 0 | 0 | 0 | 0 |  |  | C1 | 0 | 0 | 0 | 0 | 0 | C1 | 0 | 0 | 0 | 0 | 0 | C1 | [5 empty] | C1 | [5 empty] | 0 | [6 empty] | 0 | [6 empty] | 0 | [6 empty] | 0 | [6 empty] | 0 | [6 empty] | 0
|  |  | 0 | 0 | C2 | 0 | 0 | 0 | 0 | 0 | 0 | 0 | 0 | 0 | 0 | 0 | 0 | 0 | 0 | 0 | 0 | 0 | 0 | 0 | 0 | 0 | 0 | 0 | 0 | 0 | 0 | 0 | 0 | 0 | 0 | 0 | 0 | 0 | 0 | 0 | 0 |  |  | C2 | 0 | 0 | 0 | 0 | 0 | C2 | 0 | 0 | 0 | 0 | 0 | C2 | [5 empty] | C2 | [5 empty] | 0 | [6 empty] | 0 | [6 empty] | 0 | [6 empty] | 0 | [6 empty] | 0 | [6 empty] | 0
|  |  | 0 | 0 | C3 | 0 | 0 | 0 | 0 | 0 | 0 | 0 | 0 | 0 | 0 | 0 | 0 | 0 | 0 | 0 | 0 | 0 | 0 | 0 | 0 | 0 | 0 | 0 | 0 | 0 | 0 | 0 | 0 | 0 | 0 | 0 | 0 | 0 | 0 | 0 | 0 |  |  | C3 | 0 | 0 | 0 | 0 | 0 | C3 | 0 | 0 | 0 | 0 | 0 | C3 | [5 empty] | C3 | [5 empty] | 0 | [6 empty] | 0 | [6 empty] | 0 | [6 empty] | 0 | [6 empty] | 0 | [6 empty] | 0
|  |  | 0 | 0 | C4 | 0 | 0 | 0 | 0 | 0 | 0 | 0 | 0 | 0 | 0 | 0 | 0 | 0 | 0 | 0 | 0 | 0 | 0 | 0 | 0 | 0 | 0 | 0 | 0 | 0 | 0 | 0 | 0 | 0 | 0 | 0 | 0 | 0 | 0 | 0 | 0 |  |  | C4 | 0 | 0 | 0 | 0 | 0 | C4 | 0 | 0 | 0 | 0 | 0 | C4 | [5 empty] | C4 | [5 empty] | 0 | [6 empty] | 0 | [6 empty] | 0 | [6 empty] | 0 | [6 empty] | 0 | [6 empty] | 0
|  |  | 0 | 0 |  | 0 | 0 | 0 | 0 | 0 |  | 0 | 0 | 0 | 0 | 0 |  | 0 | 0 | 0 | 0 | 0 |  | 0 | 0 | 0 | 0 | 0 |  | 0 | 0 | 0 | 0 | 0 |  | 0 | 0 | 0 | 0 | 0 | [22 empty] | 0 | 0 | 0 | 0 | 0 | 0 |  | 0 | 0 | 0 | 0 | 0 | 0 |  | 0 | 0 | 0 | 0 | 0 | 0 |  | 0 | 0 | 0 | 0 | 0 | 0 |  | 0 | 0 | 0 | 0 | 0 | 0 |  | 0 | 0 | 0 | 0 | 0 | 0
| [Please insert new asset category as required] |  | 0 | 0 | C1 | 0 | 0 | 0 | 0 | 0 | 0 | 0 | 0 | 0 | 0 | 0 | 0 | 0 | 0 | 0 | 0 | 0 | 0 | 0 | 0 | 0 | 0 | 0 | 0 | 0 | 0 | 0 | 0 | 0 | 0 | 0 | 0 | 0 | 0 | 0 | 0 |  |  | C1 | 0 | 0 | 0 | 0 | 0 | C1 | 0 | 0 | 0 | 0 | 0 | C1 | [5 empty] | C1 | [5 empty] | 0 | [6 empty] | 0 | [6 empty] | 0 | [6 empty] | 0 | [6 empty] | 0 | [6 empty] | 0
|  |  | 0 | 0 | C2 | 0 | 0 | 0 | 0 | 0 | 0 | 0 | 0 | 0 | 0 | 0 | 0 | 0 | 0 | 0 | 0 | 0 | 0 | 0 | 0 | 0 | 0 | 0 | 0 | 0 | 0 | 0 | 0 | 0 | 0 | 0 | 0 | 0 | 0 | 0 | 0 |  |  | C2 | 0 | 0 | 0 | 0 | 0 | C2 | 0 | 0 | 0 | 0 | 0 | C2 | [5 empty] | C2 | [5 empty] | 0 | [6 empty] | 0 | [6 empty] | 0 | [6 empty] | 0 | [6 empty] | 0 | [6 empty] | 0
|  |  | 0 | 0 | C3 | 0 | 0 | 0 | 0 | 0 | 0 | 0 | 0 | 0 | 0 | 0 | 0 | 0 | 0 | 0 | 0 | 0 | 0 | 0 | 0 | 0 | 0 | 0 | 0 | 0 | 0 | 0 | 0 | 0 | 0 | 0 | 0 | 0 | 0 | 0 | 0 |  |  | C3 | 0 | 0 | 0 | 0 | 0 | C3 | 0 | 0 | 0 | 0 | 0 | C3 | [5 empty] | C3 | [5 empty] | 0 | [6 empty] | 0 | [6 empty] | 0 | [6 empty] | 0 | [6 empty] | 0 | [6 empty] | 0
|  |  | 0 | 0 | C4 | 0 | 0 | 0 | 0 | 0 | 0 | 0 | 0 | 0 | 0 | 0 | 0 | 0 | 0 | 0 | 0 | 0 | 0 | 0 | 0 | 0 | 0 | 0 | 0 | 0 | 0 | 0 | 0 | 0 | 0 | 0 | 0 | 0 | 0 | 0 | 0 |  |  | C4 | 0 | 0 | 0 | 0 | 0 | C4 | 0 | 0 | 0 | 0 | 0 | C4 | [5 empty] | C4 | [5 empty] | 0 | [6 empty] | 0 | [6 empty] | 0 | [6 empty] | 0 | [6 empty] | 0 | [6 empty] | 0
|  |  | 0 | 0 |  | 0 | 0 | 0 | 0 | 0 |  | 0 | 0 | 0 | 0 | 0 |  | 0 | 0 | 0 | 0 | 0 |  | 0 | 0 | 0 | 0 | 0 |  | 0 | 0 | 0 | 0 | 0 |  | 0 | 0 | 0 | 0 | 0 | [22 empty] | 0 | 0 | 0 | 0 | 0 | 0 |  | 0 | 0 | 0 | 0 | 0 | 0 |  | 0 | 0 | 0 | 0 | 0 | 0 |  | 0 | 0 | 0 | 0 | 0 | 0 |  | 0 | 0 | 0 | 0 | 0 | 0 |  | 0 | 0 | 0 | 0 | 0 | 0
| [Please insert new asset category as required] |  | 0 | 0 | C1 | 0 | 0 | 0 | 0 | 0 | 0 | 0 | 0 | 0 | 0 | 0 | 0 | 0 | 0 | 0 | 0 | 0 | 0 | 0 | 0 | 0 | 0 | 0 | 0 | 0 | 0 | 0 | 0 | 0 | 0 | 0 | 0 | 0 | 0 | 0 | 0 |  |  | C1 | 0 | 0 | 0 | 0 | 0 | C1 | 0 | 0 | 0 | 0 | 0 | C1 | [5 empty] | C1 | [5 empty] | 0 | [6 empty] | 0 | [6 empty] | 0 | [6 empty] | 0 | [6 empty] | 0 | [6 empty] | 0
|  |  | 0 | 0 | C2 | 0 | 0 | 0 | 0 | 0 | 0 | 0 | 0 | 0 | 0 | 0 | 0 | 0 | 0 | 0 | 0 | 0 | 0 | 0 | 0 | 0 | 0 | 0 | 0 | 0 | 0 | 0 | 0 | 0 | 0 | 0 | 0 | 0 | 0 | 0 | 0 |  |  | C2 | 0 | 0 | 0 | 0 | 0 | C2 | 0 | 0 | 0 | 0 | 0 | C2 | [5 empty] | C2 | [5 empty] | 0 | [6 empty] | 0 | [6 empty] | 0 | [6 empty] | 0 | [6 empty] | 0 | [6 empty] | 0
|  |  | 0 | 0 | C3 | 0 | 0 | 0 | 0 | 0 | 0 | 0 | 0 | 0 | 0 | 0 | 0 | 0 | 0 | 0 | 0 | 0 | 0 | 0 | 0 | 0 | 0 | 0 | 0 | 0 | 0 | 0 | 0 | 0 | 0 | 0 | 0 | 0 | 0 | 0 | 0 |  |  | C3 | 0 | 0 | 0 | 0 | 0 | C3 | 0 | 0 | 0 | 0 | 0 | C3 | [5 empty] | C3 | [5 empty] | 0 | [6 empty] | 0 | [6 empty] | 0 | [6 empty] | 0 | [6 empty] | 0 | [6 empty] | 0
|  |  | 0 | 0 | C4 | 0 | 0 | 0 | 0 | 0 | 0 | 0 | 0 | 0 | 0 | 0 | 0 | 0 | 0 | 0 | 0 | 0 | 0 | 0 | 0 | 0 | 0 | 0 | 0 | 0 | 0 | 0 | 0 | 0 | 0 | 0 | 0 | 0 | 0 | 0 | 0 |  |  | C4 | 0 | 0 | 0 | 0 | 0 | C4 | 0 | 0 | 0 | 0 | 0 | C4 | [5 empty] | C4 | [5 empty] | 0 | [6 empty] | 0 | [6 empty] | 0 | [6 empty] | 0 | [6 empty] | 0 | [6 empty] | 0
|  |  | 0 | 0 |  | 0 | 0 | 0 | 0 | 0 |  | 0 | 0 | 0 | 0 | 0 |  | 0 | 0 | 0 | 0 | 0 |  | 0 | 0 | 0 | 0 | 0 |  | 0 | 0 | 0 | 0 | 0 |  | 0 | 0 | 0 | 0 | 0 | [22 empty] | 0 | 0 | 0 | 0 | 0 | 0 |  | 0 | 0 | 0 | 0 | 0 | 0 |  | 0 | 0 | 0 | 0 | 0 | 0 |  | 0 | 0 | 0 | 0 | 0 | 0 |  | 0 | 0 | 0 | 0 | 0 | 0 |  | 0 | 0 | 0 | 0 | 0 | 0
| [Please insert new asset category as required] |  | 0 | 0 | C1 | 0 | 0 | 0 | 0 | 0 | 0 | 0 | 0 | 0 | 0 | 0 | 0 | 0 | 0 | 0 | 0 | 0 | 0 | 0 | 0 | 0 | 0 | 0 | 0 | 0 | 0 | 0 | 0 | 0 | 0 | 0 | 0 | 0 | 0 | 0 | 0 |  |  | C1 | 0 | 0 | 0 | 0 | 0 | C1 | 0 | 0 | 0 | 0 | 0 | C1 | [5 empty] | C1 | [5 empty] | 0 | [6 empty] | 0 | [6 empty] | 0 | [6 empty] | 0 | [6 empty] | 0 | [6 empty] | 0
|  |  | 0 | 0 | C2 | 0 | 0 | 0 | 0 | 0 | 0 | 0 | 0 | 0 | 0 | 0 | 0 | 0 | 0 | 0 | 0 | 0 | 0 | 0 | 0 | 0 | 0 | 0 | 0 | 0 | 0 | 0 | 0 | 0 | 0 | 0 | 0 | 0 | 0 | 0 | 0 |  |  | C2 | 0 | 0 | 0 | 0 | 0 | C2 | 0 | 0 | 0 | 0 | 0 | C2 | [5 empty] | C2 | [5 empty] | 0 | [6 empty] | 0 | [6 empty] | 0 | [6 empty] | 0 | [6 empty] | 0 | [6 empty] | 0
|  |  | 0 | 0 | C3 | 0 | 0 | 0 | 0 | 0 | 0 | 0 | 0 | 0 | 0 | 0 | 0 | 0 | 0 | 0 | 0 | 0 | 0 | 0 | 0 | 0 | 0 | 0 | 0 | 0 | 0 | 0 | 0 | 0 | 0 | 0 | 0 | 0 | 0 | 0 | 0 |  |  | C3 | 0 | 0 | 0 | 0 | 0 | C3 | 0 | 0 | 0 | 0 | 0 | C3 | [5 empty] | C3 | [5 empty] | 0 | [6 empty] | 0 | [6 empty] | 0 | [6 empty] | 0 | [6 empty] | 0 | [6 empty] | 0
|  |  | 0 | 0 | C4 | 0 | 0 | 0 | 0 | 0 | 0 | 0 | 0 | 0 | 0 | 0 | 0 | 0 | 0 | 0 | 0 | 0 | 0 | 0 | 0 | 0 | 0 | 0 | 0 | 0 | 0 | 0 | 0 | 0 | 0 | 0 | 0 | 0 | 0 | 0 | 0 |  |  | C4 | 0 | 0 | 0 | 0 | 0 | C4 | 0 | 0 | 0 | 0 | 0 | C4 | [5 empty] | C4 | [5 empty] | 0 | [6 empty] | 0 | [6 empty] | 0 | [6 empty] | 0 | [6 empty] | 0 | [6 empty] | 0
|  |  | 0 | 0 |  | 0 | 0 | 0 | 0 | 0 |  | 0 | 0 | 0 | 0 | 0 |  | 0 | 0 | 0 | 0 | 0 |  | 0 | 0 | 0 | 0 | 0 |  | 0 | 0 | 0 | 0 | 0 |  | 0 | 0 | 0 | 0 | 0 | [22 empty] | 0 | 0 | 0 | 0 | 0 | 0 |  | 0 | 0 | 0 | 0 | 0 | 0 |  | 0 | 0 | 0 | 0 | 0 | 0 |  | 0 | 0 | 0 | 0 | 0 | 0 |  | 0 | 0 | 0 | 0 | 0 | 0 |  | 0 | 0 | 0 | 0 | 0 | 0
[63 empty] | 1671874.1523 | 741477.4209 | 4072208.4229 | 2425824.9133 | 1900864.4855 | 10812249.3949 |  | 1671874.1523 | 741477.4209 | 4072208.4229 | 2425824.9133 | 1900864.4855 | 10812249.3949 |  | 1511158.4278 | 601150.5132 | 1759399.1342 | 6269504.2793 | 4220554.8124 | 14361767.1669 |  | 1511158.4278 | 601150.5132 | 1759399.1342 | 6269504.2793 | 4220554.8124 | 14361767.1669 |  | 1284718.3399 | 582409.7313 | 828932.7316 | 7197364.4842 | 7969070.0718 | 17862495.3588 |  | 1284718.3399 | 582409.7313 | 828932.7316 | 7197364.4842 | 7969070.0718 | 17862495.3588
| EHV Network | [66 empty] | 0 | [6 empty] | 0 | [6 empty] | 0 | [6 empty] | 0 | [6 empty] | 0 | [6 empty] | 0
| EHV Switchgear (GM) |  | 0 | 0 | C1 | 0 | 0 | 0 | 0 | 0 | 0 | 0 | 0 | 0 | 0 | 0 | 0 | 0 | 0 | 0 | 0 | 0 | 0 | 0 | 0 | 0 | 0 | 0 | 0 | 0 | 0 | 0 | 0 | 0 | 0 | 0 | 0 | 0 | 0 | 0 | 0 |  |  | C1 | 0.0063556 | 0.0094628 | 0.016731 | 0.027096 | 0.063557 | C1 | 38588.7833 | 38588.7833 | 38588.7833 | 38588.7833 | 38588.7833 | C1 | 245.2549 | 365.1584 | 645.6332 | 1045.6109 | 2452.5907 | C1 | 0 | 0 | 0 | 0 | 0 | 0 |  | 0 | 0 | 0 | 0 | 0 | 0 |  | 0 | 0 | 0 | 0 | 0 | 0 |  | 0 | 0 | 0 | 0 | 0 | 0 |  | 0 | 0 | 0 | 0 | 0 | 0 |  | 0 | 0 | 0 | 0 | 0 | 0
|  |  | 1711 | 1711 | C2 | 848 | 492 | 245 | 85 | 41 | 1711 | 848 | 492 | 245 | 85 | 41 | 1711 | 0 | 0 | 0 | 0 | 0 | 0 | 781 | 273 | 407 | 176 | 74 | 1711 | 0 | 0 | 0 | 0 | 0 | 0 | 710 | 153 | 289 | 423 | 136 | 1711 |  |  | C2 | 0.0063556 | 0.0094628 | 0.016731 | 0.027096 | 0.063557 | C2 | 55126.8333 | 55126.8333 | 55126.8333 | 55126.8333 | 55126.8333 | C2 | 350.3641 | 521.6549 | 922.3331 | 1493.7298 | 3503.701 | C2 | 297108.7821 | 256654.1948 | 225971.6156 | 126967.0322 | 143651.7429 | 1050353.3675 |  | 297108.7821 | 256654.1948 | 225971.6156 | 126967.0322 | 143651.7429 | 1050353.3675 |  | 273634.3854 | 142411.7788 | 375389.5818 | 262896.4431 | 259273.8774 | 1313606.0665 |  | 273634.3854 | 142411.7788 | 375389.5818 | 262896.4431 | 259273.8774 | 1313606.0665 |  | 248758.5322 | 79813.1947 | 266554.2731 | 631847.7012 | 476503.3422 | 1703477.0434 |  | 248758.5322 | 79813.1947 | 266554.2731 | 631847.7012 | 476503.3422 | 1703477.0434
|  |  | 3 | 3 | C3 | 2 | 0 | 1 | 0 | 0 | 3 | 2 | 0 | 1 | 0 | 0 | 3 | 0 | 0 | 0 | 0 | 0 | 0 | 2 | 0 | 0 | 1 | 0 | 3 | 0 | 0 | 0 | 0 | 0 | 0 | 2 | 0 | 0 | 0 | 1 | 3 |  |  | C3 | 0.0063556 | 0.0094628 | 0.016731 | 0.027096 | 0.063557 | C3 | 82690.25 | 82690.25 | 82690.25 | 82690.25 | 82690.25 | C3 | 525.5462 | 782.4823 | 1383.4997 | 2240.5947 | 5255.5516 | C3 | 1051.0924 | 0 | 1383.4997 | 0 | 0 | 2434.5921 |  | 1051.0924 | 0 | 1383.4997 | 0 | 0 | 2434.5921 |  | 1051.0924 | 0 | 0 | 2240.5947 | 0 | 3291.6871 |  | 1051.0924 | 0 | 0 | 2240.5947 | 0 | 3291.6871 |  | 1051.0924 | 0 | 0 | 0 | 5255.5516 | 6306.644 |  | 1051.0924 | 0 | 0 | 0 | 5255.5516 | 6306.644
|  |  | 82 | 82 | C4 | 37 | 27 | 14 | 3 | 1 | 82 | 37 | 27 | 14 | 3 | 1 | 82 | 0 | 0 | 0 | 0 | 0 | 0 | 32 | 14 | 25 | 8 | 3 | 82 | 0 | 0 | 0 | 0 | 0 | 0 | 31 | 6 | 14 | 25 | 6 | 82 |  |  | C4 | 0.0063556 | 0.0094628 | 0.016731 | 0.027096 | 0.063557 | C4 | 137817.0833 | 137817.0833 | 137817.0833 | 137817.0833 | 137817.0833 | C4 | 875.9103 | 1304.1372 | 2305.8328 | 3734.3245 | 8759.2526 | C4 | 32408.682 | 35211.7036 | 32281.6594 | 11202.9734 | 8759.2526 | 119864.271 |  | 32408.682 | 35211.7036 | 32281.6594 | 11202.9734 | 8759.2526 | 119864.271 |  | 28029.1304 | 18257.9204 | 57645.8203 | 29874.5958 | 26277.7578 | 160085.2247 |  | 28029.1304 | 18257.9204 | 57645.8203 | 29874.5958 | 26277.7578 | 160085.2247 |  | 27153.2201 | 7824.823 | 32281.6594 | 93358.1119 | 52555.5157 | 213173.33 |  | 27153.2201 | 7824.823 | 32281.6594 | 93358.1119 | 52555.5157 | 213173.33
|  |  | 1796 | 1796 |  | 887 | 519 | 260 | 88 | 42 |  | 887 | 519 | 260 | 88 | 42 |  | 0 | 0 | 0 | 0 | 0 |  | 815 | 287 | 432 | 185 | 77 |  | 0 | 0 | 0 | 0 | 0 |  | 743 | 159 | 303 | 448 | 143 | [22 empty] | 330568.5565 | 291865.8984 | 259636.7746 | 138170.0056 | 152410.9955 | 1172652.2305 |  | 330568.5565 | 291865.8984 | 259636.7746 | 138170.0056 | 152410.9955 | 1172652.2305 |  | 302714.6082 | 160669.6992 | 433035.4021 | 295011.6336 | 285551.6352 | 1476982.9782 |  | 302714.6082 | 160669.6992 | 433035.4021 | 295011.6336 | 285551.6352 | 1476982.9782 |  | 276962.8446 | 87638.0177 | 298835.9324 | 725205.8131 | 534314.4095 | 1922957.0174 |  | 276962.8446 | 87638.0177 | 298835.9324 | 725205.8131 | 534314.4095 | 1922957.0174
| EHV Transformer |  | 0 | 0 | C1 | 0 | 0 | 0 | 0 | 0 | 0 | 0 | 0 | 0 | 0 | 0 | 0 | 0 | 0 | 0 | 0 | 0 | 0 | 0 | 0 | 0 | 0 | 0 | 0 | 0 | 0 | 0 | 0 | 0 | 0 | 0 | 0 | 0 | 0 | 0 | 0 |  |  | C1 | 0.012939 | 0.019265 | 0.034062 | 0.055165 | 0.12939 | C1 | 105898.793 | 105898.793 | 105898.793 | 105898.793 | 105898.793 | C1 | 1370.2462 | 2040.1506 | 3607.1712 | 5841.858 | 13702.6952 | C1 | 0 | 0 | 0 | 0 | 0 | 0 |  | 0 | 0 | 0 | 0 | 0 | 0 |  | 0 | 0 | 0 | 0 | 0 | 0 |  | 0 | 0 | 0 | 0 | 0 | 0 |  | 0 | 0 | 0 | 0 | 0 | 0 |  | 0 | 0 | 0 | 0 | 0 | 0
|  |  | 713 | 713 | C2 | 314 | 172 | 109 | 61 | 57 | 713 | 314 | 172 | 109 | 61 | 57 | 713 | 0 | 0 | 0 | 0 | 0 | 0 | 269 | 151 | 102 | 109 | 82 | 713 | 0 | 0 | 0 | 0 | 0 | 0 | 231 | 93 | 109 | 138 | 142 | 713 |  |  | C2 | 0.012939 | 0.019265 | 0.034062 | 0.055165 | 0.12939 | C2 | 151283.99 | 151283.99 | 151283.99 | 151283.99 | 151283.99 | C2 | 1957.4945 | 2914.5008 | 5153.1018 | 8345.5114 | 19575.2788 | C2 | 614653.2736 | 501294.1368 | 561688.0939 | 509076.1975 | 1115790.8933 | 3302502.5952 |  | 614653.2736 | 501294.1368 | 561688.0939 | 509076.1975 | 1115790.8933 | 3302502.5952 |  | 526566.021 | 440089.6201 | 525616.3815 | 909660.7463 | 1605172.8641 | 4007105.633 |  | 526566.021 | 440089.6201 | 525616.3815 | 909660.7463 | 1605172.8641 | 4007105.633 |  | 452181.2299 | 271048.574 | 561688.0939 | 1151680.5779 | 2779689.5939 | 5216288.0697 |  | 452181.2299 | 271048.574 | 561688.0939 | 1151680.5779 | 2779689.5939 | 5216288.0697
|  |  | 0 | 0 | C3 | 0 | 0 | 0 | 0 | 0 | 0 | 0 | 0 | 0 | 0 | 0 | 0 | 0 | 0 | 0 | 0 | 0 | 0 | 0 | 0 | 0 | 0 | 0 | 0 | 0 | 0 | 0 | 0 | 0 | 0 | 0 | 0 | 0 | 0 | 0 | 0 |  |  | C3 | 0.012939 | 0.019265 | 0.034062 | 0.055165 | 0.12939 | C3 | 226925.985 | 226925.985 | 226925.985 | 226925.985 | 226925.985 | C3 | 2936.2418 | 4371.7512 | 7729.6527 | 12518.2672 | 29362.9182 | C3 | 0 | 0 | 0 | 0 | 0 | 0 |  | 0 | 0 | 0 | 0 | 0 | 0 |  | 0 | 0 | 0 | 0 | 0 | 0 |  | 0 | 0 | 0 | 0 | 0 | 0 |  | 0 | 0 | 0 | 0 | 0 | 0 |  | 0 | 0 | 0 | 0 | 0 | 0
|  |  | 0 | 0 | C4 | 0 | 0 | 0 | 0 | 0 | 0 | 0 | 0 | 0 | 0 | 0 | 0 | 0 | 0 | 0 | 0 | 0 | 0 | 0 | 0 | 0 | 0 | 0 | 0 | 0 | 0 | 0 | 0 | 0 | 0 | 0 | 0 | 0 | 0 | 0 | 0 |  |  | C4 | 0.012939 | 0.019265 | 0.034062 | 0.055165 | 0.12939 | C4 | 378209.975 | 378209.975 | 378209.975 | 378209.975 | 378209.975 | C4 | 4893.7363 | 7286.252 | 12882.7544 | 20863.7786 | 48938.1971 | C4 | 0 | 0 | 0 | 0 | 0 | 0 |  | 0 | 0 | 0 | 0 | 0 | 0 |  | 0 | 0 | 0 | 0 | 0 | 0 |  | 0 | 0 | 0 | 0 | 0 | 0 |  | 0 | 0 | 0 | 0 | 0 | 0 |  | 0 | 0 | 0 | 0 | 0 | 0
|  |  | 713 | 713 |  | 314 | 172 | 109 | 61 | 57 |  | 314 | 172 | 109 | 61 | 57 |  | 0 | 0 | 0 | 0 | 0 |  | 269 | 151 | 102 | 109 | 82 |  | 0 | 0 | 0 | 0 | 0 |  | 231 | 93 | 109 | 138 | 142 | [22 empty] | 614653.2736 | 501294.1368 | 561688.0939 | 509076.1975 | 1115790.8933 | 3302502.5952 |  | 614653.2736 | 501294.1368 | 561688.0939 | 509076.1975 | 1115790.8933 | 3302502.5952 |  | 526566.021 | 440089.6201 | 525616.3815 | 909660.7463 | 1605172.8641 | 4007105.633 |  | 526566.021 | 440089.6201 | 525616.3815 | 909660.7463 | 1605172.8641 | 4007105.633 |  | 452181.2299 | 271048.574 | 561688.0939 | 1151680.5779 | 2779689.5939 | 5216288.0697 |  | 452181.2299 | 271048.574 | 561688.0939 | 1151680.5779 | 2779689.5939 | 5216288.0697
| EHV UG Cable (Gas) |  | 0 | 0 | C1 | 0 | 0 | 0 | 0 | 0 | 0 | 0 | 0 | 0 | 0 | 0 | 0 | 0 | 0 | 0 | 0 | 0 | 0 | 0 | 0 | 0 | 0 | 0 | 0 | 0 | 0 | 0 | 0 | 0 | 0 | 0 | 0 | 0 | 0 | 0 | 0 |  |  | C1 | 1.2835 | 1.9111 | 3.3789 | 5.4722 | 12.8357 | C1 | 234.941 | 234.941 | 234.941 | 234.941 | 234.941 | C1 | 301.5577 | 448.9872 | 793.8501 | 1285.65 | 3015.6279 | C1 | 0 | 0 | 0 | 0 | 0 | 0 |  | 0 | 0 | 0 | 0 | 0 | 0 |  | 0 | 0 | 0 | 0 | 0 | 0 |  | 0 | 0 | 0 | 0 | 0 | 0 |  | 0 | 0 | 0 | 0 | 0 | 0 |  | 0 | 0 | 0 | 0 | 0 | 0
|  |  | 275.154 | 275.154 | C2 | 248.8099 | 14.5511 | 6.9643 | 4.8129 | 0.015827 | 275.154 | 248.8099 | 14.5511 | 6.9643 | 4.8129 | 0.015827 | 275.154 | 0 | 0 | 0 | 0 | 0 | 0 | 227.2368 | 36.1242 | 6.9643 | 4.8129 | 0.015827 | 275.154 | 0 | 0 | 0 | 0 | 0 | 0 | 44.5844 | 216.6193 | 3.3688 | 10.5657 | 0.015827 | 275.154 |  |  | C2 | 1.2835 | 1.9111 | 3.3789 | 5.4722 | 12.8357 | C2 | 335.63 | 335.63 | 335.63 | 335.63 | 335.63 | C2 | 430.7966 | 641.4103 | 1134.0716 | 1836.6429 | 4308.0399 | C2 | 107186.4753 | 9333.2442 | 7897.9925 | 8839.4879 | 68.1854 | 133325.3853 |  | 107186.4753 | 9333.2442 | 7897.9925 | 8839.4879 | 68.1854 | 133325.3853 |  | 97892.8503 | 23170.4618 | 7897.9925 | 8839.4879 | 68.1854 | 137868.978 |  | 97892.8503 | 23170.4618 | 7897.9925 | 8839.4879 | 68.1854 | 137868.978 |  | 19206.8251 | 138941.8498 | 3820.4165 | 19405.3827 | 68.1854 | 181442.6595 |  | 19206.8251 | 138941.8498 | 3820.4165 | 19405.3827 | 68.1854 | 181442.6595
|  |  | 0 | 0 | C3 | 0 | 0 | 0 | 0 | 0 | 0 | 0 | 0 | 0 | 0 | 0 | 0 | 0 | 0 | 0 | 0 | 0 | 0 | 0 | 0 | 0 | 0 | 0 | 0 | 0 | 0 | 0 | 0 | 0 | 0 | 0 | 0 | 0 | 0 | 0 | 0 |  |  | C3 | 1.2835 | 1.9111 | 3.3789 | 5.4722 | 12.8357 | C3 | 503.445 | 503.445 | 503.445 | 503.445 | 503.445 | C3 | 646.195 | 962.1155 | 1701.1074 | 2754.9643 | 6462.0599 | C3 | 0 | 0 | 0 | 0 | 0 | 0 |  | 0 | 0 | 0 | 0 | 0 | 0 |  | 0 | 0 | 0 | 0 | 0 | 0 |  | 0 | 0 | 0 | 0 | 0 | 0 |  | 0 | 0 | 0 | 0 | 0 | 0 |  | 0 | 0 | 0 | 0 | 0 | 0
|  |  | 0 | 0 | C4 | 0 | 0 | 0 | 0 | 0 | 0 | 0 | 0 | 0 | 0 | 0 | 0 | 0 | 0 | 0 | 0 | 0 | 0 | 0 | 0 | 0 | 0 | 0 | 0 | 0 | 0 | 0 | 0 | 0 | 0 | 0 | 0 | 0 | 0 | 0 | 0 |  |  | C4 | 1.2835 | 1.9111 | 3.3789 | 5.4722 | 12.8357 | C4 | 839.075 | 839.075 | 839.075 | 839.075 | 839.075 | C4 | 1076.9916 | 1603.5258 | 2835.179 | 4591.6072 | 10770.0998 | C4 | 0 | 0 | 0 | 0 | 0 | 0 |  | 0 | 0 | 0 | 0 | 0 | 0 |  | 0 | 0 | 0 | 0 | 0 | 0 |  | 0 | 0 | 0 | 0 | 0 | 0 |  | 0 | 0 | 0 | 0 | 0 | 0 |  | 0 | 0 | 0 | 0 | 0 | 0
|  |  | 275.154 | 275.154 |  | 248.8099 | 14.5511 | 6.9643 | 4.8129 | 0.015827 |  | 248.8099 | 14.5511 | 6.9643 | 4.8129 | 0.015827 |  | 0 | 0 | 0 | 0 | 0 |  | 227.2368 | 36.1242 | 6.9643 | 4.8129 | 0.015827 |  | 0 | 0 | 0 | 0 | 0 |  | 44.5844 | 216.6193 | 3.3688 | 10.5657 | 0.015827 | [22 empty] | 107186.4753 | 9333.2442 | 7897.9925 | 8839.4879 | 68.1854 | 133325.3853 |  | 107186.4753 | 9333.2442 | 7897.9925 | 8839.4879 | 68.1854 | 133325.3853 |  | 97892.8503 | 23170.4618 | 7897.9925 | 8839.4879 | 68.1854 | 137868.978 |  | 97892.8503 | 23170.4618 | 7897.9925 | 8839.4879 | 68.1854 | 137868.978 |  | 19206.8251 | 138941.8498 | 3820.4165 | 19405.3827 | 68.1854 | 181442.6595 |  | 19206.8251 | 138941.8498 | 3820.4165 | 19405.3827 | 68.1854 | 181442.6595
| EHV UG Cable (Oil) |  | 14.7393 | 14.7393 | C1 | 1.5127 | 1.9731 | 8.4456 | 0.86723 | 1.9406 | 14.7393 | 1.5127 | 1.9731 | 8.4456 | 0.86723 | 1.9406 | 14.7393 | 0 | 0 | 0 | 0 | 0 | 0 | 0 | 1.7604 | 10.1711 | 0.53573 | 2.2721 | 14.7393 | 0 | 0 | 0 | 0 | 0 | 0 | 0 | 1.5127 | 0.24767 | 10.1711 | 2.8078 | 14.7393 |  |  | C1 | 0.59691 | 0.88874 | 1.5714 | 2.5449 | 5.9692 | C1 | 4584.44 | 4584.44 | 4584.44 | 4584.44 | 4584.44 | C1 | 2736.5138 | 4074.3776 | 7203.8692 | 11666.7544 | 27365.6051 | C1 | 4139.4956 | 8039.0686 | 60841.3206 | 10117.7532 | 53106.1864 | 136243.8245 |  | 4139.4956 | 8039.0686 | 60841.3206 | 10117.7532 | 53106.1864 | 136243.8245 |  | 0 | 7172.3644 | 73270.949 | 6250.2471 | 62177.8306 | 148871.3912 |  | 0 | 7172.3644 | 73270.949 | 6250.2471 | 62177.8306 | 148871.3912 |  | 0 | 6163.268 | 1784.1741 | 118663.1992 | 76838.4457 | 203449.0869 |  | 0 | 6163.268 | 1784.1741 | 118663.1992 | 76838.4457 | 203449.0869
|  |  | 241.3159 | 241.3159 | C2 | 11.3611 | 57.2858 | 117.3026 | 17.5349 | 37.8315 | 241.3159 | 11.3611 | 57.2858 | 117.3026 | 17.5349 | 37.8315 | 241.3159 | 0 | 0 | 0 | 0 | 0 | 0 | 7.0374 | 17.0036 | 156.684 | 17.1337 | 43.4573 | 241.3159 | 0 | 0 | 0 | 0 | 0 | 0 | 6.0011 | 13.7216 | 4.4337 | 169.5141 | 47.6455 | 241.3159 |  |  | C2 | 0.59691 | 0.88874 | 1.5714 | 2.5449 | 5.9692 | C2 | 6549.2 | 6549.2 | 6549.2 | 6549.2 | 6549.2 | C2 | 3909.3055 | 5820.5395 | 10291.2417 | 16666.792 | 39093.7216 | C2 | 44414.0722 | 333434.1518 | 1207189.1575 | 292251.0999 | 1478975.0431 | 3356263.5246 |  | 44414.0722 | 333434.1518 | 1207189.1575 | 292251.0999 | 1478975.0431 | 3356263.5246 |  | 27511.3107 | 98970.0642 | 1612472.5771 | 285564.0907 | 1698906.2706 | 3723424.3133 |  | 27511.3107 | 98970.0642 | 1612472.5771 | 285564.0907 | 1698906.2706 | 3723424.3133 |  | 23460.0054 | 79867.0951 | 45628.5857 | 2825255.7148 | 1862638.6671 | 4836850.0681 |  | 23460.0054 | 79867.0951 | 45628.5857 | 2825255.7148 | 1862638.6671 | 4836850.0681
|  |  | 69.5068 | 69.5068 | C3 | 0 | 14.144 | 43.4376 | 0.58063 | 11.3446 | 69.5068 | 0 | 14.144 | 43.4376 | 0.58063 | 11.3446 | 69.5068 | 0 | 0 | 0 | 0 | 0 | 0 | 0 | 0 | 55.0336 | 3.1286 | 11.3446 | 69.5068 | 0 | 0 | 0 | 0 | 0 | 0 | 0 | 0 | 0 | 55.0336 | 14.4732 | 69.5068 |  |  | C3 | 0.59691 | 0.88874 | 1.5714 | 2.5449 | 5.9692 | C3 | 9823.8 | 9823.8 | 9823.8 | 9823.8 | 9823.8 | C3 | 5863.9582 | 8730.8092 | 15436.8626 | 25000.188 | 58640.5824 | C3 | 0 | 123488.2808 | 670540.2602 | 14515.8847 | 665254.6012 | 1473799.027 |  | 0 | 123488.2808 | 670540.2602 | 14515.8847 | 665254.6012 | 1473799.027 |  | 0 | 0 | 849546.2073 | 78215.4069 | 665254.6012 | 1593016.2154 |  | 0 | 0 | 849546.2073 | 78215.4069 | 665254.6012 | 1593016.2154 |  | 0 | 0 | 0 | 1375850.4859 | 848717.1021 | 2224567.588 |  | 0 | 0 | 0 | 1375850.4859 | 848717.1021 | 2224567.588
|  |  | 0 | 0 | C4 | 0 | 0 | 0 | 0 | 0 | 0 | 0 | 0 | 0 | 0 | 0 | 0 | 0 | 0 | 0 | 0 | 0 | 0 | 0 | 0 | 0 | 0 | 0 | 0 | 0 | 0 | 0 | 0 | 0 | 0 | 0 | 0 | 0 | 0 | 0 | 0 |  |  | C4 | 0.59691 | 0.88874 | 1.5714 | 2.5449 | 5.9692 | C4 | 16373 | 16373 | 16373 | 16373 | 16373 | C4 | 9773.2637 | 14551.3486 | 25728.1043 | 41666.98 | 97734.3041 | C4 | 0 | 0 | 0 | 0 | 0 | 0 |  | 0 | 0 | 0 | 0 | 0 | 0 |  | 0 | 0 | 0 | 0 | 0 | 0 |  | 0 | 0 | 0 | 0 | 0 | 0 |  | 0 | 0 | 0 | 0 | 0 | 0 |  | 0 | 0 | 0 | 0 | 0 | 0
|  |  | 325.562 | 325.562 |  | 12.8738 | 73.4028 | 169.1858 | 18.9828 | 51.1168 |  | 12.8738 | 73.4028 | 169.1858 | 18.9828 | 51.1168 |  | 0 | 0 | 0 | 0 | 0 |  | 7.0374 | 18.7639 | 221.8886 | 20.798 | 57.074 |  | 0 | 0 | 0 | 0 | 0 |  | 6.0011 | 15.2343 | 4.6814 | 234.7187 | 64.9265 | [22 empty] | 48553.5678 | 464961.5013 | 1938570.7384 | 316884.7378 | 2197335.8308 | 4966306.3761 |  | 48553.5678 | 464961.5013 | 1938570.7384 | 316884.7378 | 2197335.8308 | 4966306.3761 |  | 27511.3107 | 106142.4286 | 2535289.7335 | 370029.7447 | 2426338.7024 | 5465311.9199 |  | 27511.3107 | 106142.4286 | 2535289.7335 | 370029.7447 | 2426338.7024 | 5465311.9199 |  | 23460.0054 | 86030.363 | 47412.7598 | 4319769.3999 | 2788194.2149 | 7264866.743 |  | 23460.0054 | 86030.363 | 47412.7598 | 4319769.3999 | 2788194.2149 | 7264866.743
| EHV UG Cable (Non Pressurised) |  | 0 | 0 | C1 | 0 | 0 | 0 | 0 | 0 | 0 | 0 | 0 | 0 | 0 | 0 | 0 | 0 | 0 | 0 | 0 | 0 | 0 | 0 | 0 | 0 | 0 | 0 | 0 | 0 | 0 | 0 | 0 | 0 | 0 | 0 | 0 | 0 | 0 | 0 | 0 |  |  | C1 | 0 | 0 | 0 | 0 | 0 | C1 | 0 | 0 | 0 | 0 | 0 | C1 | [5 empty] | C1 | [5 empty] | 0 | [6 empty] | 0 | [6 empty] | 0 | [6 empty] | 0 | [6 empty] | 0 | [6 empty] | 0
|  |  | 0 | 0 | C2 | 0 | 0 | 0 | 0 | 0 | 0 | 0 | 0 | 0 | 0 | 0 | 0 | 0 | 0 | 0 | 0 | 0 | 0 | 0 | 0 | 0 | 0 | 0 | 0 | 0 | 0 | 0 | 0 | 0 | 0 | 0 | 0 | 0 | 0 | 0 | 0 |  |  | C2 | 0 | 0 | 0 | 0 | 0 | C2 | 0 | 0 | 0 | 0 | 0 | C2 | [5 empty] | C2 | [5 empty] | 0 | [6 empty] | 0 | [6 empty] | 0 | [6 empty] | 0 | [6 empty] | 0 | [6 empty] | 0
|  |  | 0 | 0 | C3 | 0 | 0 | 0 | 0 | 0 | 0 | 0 | 0 | 0 | 0 | 0 | 0 | 0 | 0 | 0 | 0 | 0 | 0 | 0 | 0 | 0 | 0 | 0 | 0 | 0 | 0 | 0 | 0 | 0 | 0 | 0 | 0 | 0 | 0 | 0 | 0 |  |  | C3 | 0 | 0 | 0 | 0 | 0 | C3 | 0 | 0 | 0 | 0 | 0 | C3 | [5 empty] | C3 | [5 empty] | 0 | [6 empty] | 0 | [6 empty] | 0 | [6 empty] | 0 | [6 empty] | 0 | [6 empty] | 0
|  |  | 0 | 0 | C4 | 0 | 0 | 0 | 0 | 0 | 0 | 0 | 0 | 0 | 0 | 0 | 0 | 0 | 0 | 0 | 0 | 0 | 0 | 0 | 0 | 0 | 0 | 0 | 0 | 0 | 0 | 0 | 0 | 0 | 0 | 0 | 0 | 0 | 0 | 0 | 0 |  |  | C4 | 0 | 0 | 0 | 0 | 0 | C4 | 0 | 0 | 0 | 0 | 0 | C4 | [5 empty] | C4 | [5 empty] | 0 | [6 empty] | 0 | [6 empty] | 0 | [6 empty] | 0 | [6 empty] | 0 | [6 empty] | 0
|  |  | 0 | 0 |  | 0 | 0 | 0 | 0 | 0 |  | 0 | 0 | 0 | 0 | 0 |  | 0 | 0 | 0 | 0 | 0 |  | 0 | 0 | 0 | 0 | 0 |  | 0 | 0 | 0 | 0 | 0 |  | 0 | 0 | 0 | 0 | 0 | [22 empty] | 0 | 0 | 0 | 0 | 0 | 0 |  | 0 | 0 | 0 | 0 | 0 | 0 |  | 0 | 0 | 0 | 0 | 0 | 0 |  | 0 | 0 | 0 | 0 | 0 | 0 |  | 0 | 0 | 0 | 0 | 0 | 0 |  | 0 | 0 | 0 | 0 | 0 | 0
| EHV OHL Support - Towers |  | 0 | 0 | C1 | 0 | 0 | 0 | 0 | 0 | 0 | 0 | 0 | 0 | 0 | 0 | 0 | 0 | 0 | 0 | 0 | 0 | 0 | 0 | 0 | 0 | 0 | 0 | 0 | 0 | 0 | 0 | 0 | 0 | 0 | 0 | 0 | 0 | 0 | 0 | 0 |  |  | C1 | 0.015533 | 0.023127 | 0.04089 | 0.066222 | 0.15533 | C1 | 4566.618 | 4566.618 | 4566.618 | 4566.618 | 4566.618 | C1 | 70.9321 | 105.6104 | 186.7287 | 302.4094 | 709.3333 | C1 | 0 | 0 | 0 | 0 | 0 | 0 |  | 0 | 0 | 0 | 0 | 0 | 0 |  | 0 | 0 | 0 | 0 | 0 | 0 |  | 0 | 0 | 0 | 0 | 0 | 0 |  | 0 | 0 | 0 | 0 | 0 | 0 |  | 0 | 0 | 0 | 0 | 0 | 0
|  |  | 930 | 930 | C2 | 47 | 59 | 774 | 42 | 8 | 930 | 47 | 59 | 774 | 42 | 8 | 930 | 0 | 0 | 0 | 0 | 0 | 0 | 46 | 0 | 798 | 78 | 8 | 930 | 0 | 0 | 0 | 0 | 0 | 0 | 0 | 4 | 214 | 704 | 8 | 930 |  |  | C2 | 0.015533 | 0.023127 | 0.04089 | 0.066222 | 0.15533 | C2 | 6523.74 | 6523.74 | 6523.74 | 6523.74 | 6523.74 | C2 | 101.3316 | 150.8719 | 266.7553 | 432.0135 | 1013.3332 | C2 | 4762.5849 | 8901.445 | 206468.5959 | 18144.5654 | 8106.6658 | 246383.857 |  | 4762.5849 | 8901.445 | 206468.5959 | 18144.5654 | 8106.6658 | 246383.857 |  | 4661.2533 | 0 | 212870.7229 | 33697.05 | 8106.6658 | 259335.692 |  | 4661.2533 | 0 | 212870.7229 | 33697.05 | 8106.6658 | 259335.692 |  | 0 | 603.4878 | 57085.6325 | 304137.4771 | 8106.6658 | 369933.2631 |  | 0 | 603.4878 | 57085.6325 | 304137.4771 | 8106.6658 | 369933.2631
|  |  | 0 | 0 | C3 | 0 | 0 | 0 | 0 | 0 | 0 | 0 | 0 | 0 | 0 | 0 | 0 | 0 | 0 | 0 | 0 | 0 | 0 | 0 | 0 | 0 | 0 | 0 | 0 | 0 | 0 | 0 | 0 | 0 | 0 | 0 | 0 | 0 | 0 | 0 | 0 |  |  | C3 | 0.015533 | 0.023127 | 0.04089 | 0.066222 | 0.15533 | C3 | 9785.61 | 9785.61 | 9785.61 | 9785.61 | 9785.61 | C3 | 151.9974 | 226.3079 | 400.1329 | 648.0202 | 1519.9998 | C3 | 0 | 0 | 0 | 0 | 0 | 0 |  | 0 | 0 | 0 | 0 | 0 | 0 |  | 0 | 0 | 0 | 0 | 0 | 0 |  | 0 | 0 | 0 | 0 | 0 | 0 |  | 0 | 0 | 0 | 0 | 0 | 0 |  | 0 | 0 | 0 | 0 | 0 | 0
|  |  | 0 | 0 | C4 | 0 | 0 | 0 | 0 | 0 | 0 | 0 | 0 | 0 | 0 | 0 | 0 | 0 | 0 | 0 | 0 | 0 | 0 | 0 | 0 | 0 | 0 | 0 | 0 | 0 | 0 | 0 | 0 | 0 | 0 | 0 | 0 | 0 | 0 | 0 | 0 |  |  | C4 | 0.015533 | 0.023127 | 0.04089 | 0.066222 | 0.15533 | C4 | 16309.35 | 16309.35 | 16309.35 | 16309.35 | 16309.35 | C4 | 253.329 | 377.1799 | 666.8882 | 1080.0337 | 2533.333 | C4 | 0 | 0 | 0 | 0 | 0 | 0 |  | 0 | 0 | 0 | 0 | 0 | 0 |  | 0 | 0 | 0 | 0 | 0 | 0 |  | 0 | 0 | 0 | 0 | 0 | 0 |  | 0 | 0 | 0 | 0 | 0 | 0 |  | 0 | 0 | 0 | 0 | 0 | 0
|  |  | 930 | 930 |  | 47 | 59 | 774 | 42 | 8 |  | 47 | 59 | 774 | 42 | 8 |  | 0 | 0 | 0 | 0 | 0 |  | 46 | 0 | 798 | 78 | 8 |  | 0 | 0 | 0 | 0 | 0 |  | 0 | 4 | 214 | 704 | 8 | [22 empty] | 4762.5849 | 8901.445 | 206468.5959 | 18144.5654 | 8106.6658 | 246383.857 |  | 4762.5849 | 8901.445 | 206468.5959 | 18144.5654 | 8106.6658 | 246383.857 |  | 4661.2533 | 0 | 212870.7229 | 33697.05 | 8106.6658 | 259335.692 |  | 4661.2533 | 0 | 212870.7229 | 33697.05 | 8106.6658 | 259335.692 |  | 0 | 603.4878 | 57085.6325 | 304137.4771 | 8106.6658 | 369933.2631 |  | 0 | 603.4878 | 57085.6325 | 304137.4771 | 8106.6658 | 369933.2631
| EHV OHL Support - Poles |  | 0 | 0 | C1 | 0 | 0 | 0 | 0 | 0 | 0 | 0 | 0 | 0 | 0 | 0 | 0 | 0 | 0 | 0 | 0 | 0 | 0 | 0 | 0 | 0 | 0 | 0 | 0 | 0 | 0 | 0 | 0 | 0 | 0 | 0 | 0 | 0 | 0 | 0 | 0 |  |  | C1 | 0.0081226 | 0.012094 | 0.021383 | 0.03463 | 0.081228 | C1 | 1655.598 | 1655.598 | 1655.598 | 1655.598 | 1655.598 | C1 | 13.4478 | 20.0224 | 35.4013 | 57.3329 | 134.4804 | C1 | 0 | 0 | 0 | 0 | 0 | 0 |  | 0 | 0 | 0 | 0 | 0 | 0 |  | 0 | 0 | 0 | 0 | 0 | 0 |  | 0 | 0 | 0 | 0 | 0 | 0 |  | 0 | 0 | 0 | 0 | 0 | 0 |  | 0 | 0 | 0 | 0 | 0 | 0
|  |  | 12844 | 12844 | C2 | 7696 | 3316 | 1005 | 331 | 496 | 12844 | 7696 | 3316 | 1005 | 331 | 496 | 12844 | 0 | 0 | 0 | 0 | 0 | 0 | 5205 | 5677 | 802 | 568 | 592 | 12844 | 0 | 0 | 0 | 0 | 0 | 0 | 4290 | 3696 | 2955 | 1056 | 847 | 12844 |  |  | C2 | 0.0081226 | 0.012094 | 0.021383 | 0.03463 | 0.081228 | C2 | 2365.14 | 2365.14 | 2365.14 | 2365.14 | 2365.14 | C2 | 19.2112 | 28.6034 | 50.5733 | 81.9041 | 192.1148 | C2 | 147849.037 | 94848.7453 | 50826.2036 | 27110.2698 | 95288.946 | 415923.2017 |  | 147849.037 | 94848.7453 | 50826.2036 | 27110.2698 | 95288.946 | 415923.2017 |  | 99994.0537 | 162381.2807 | 40559.8162 | 46521.5507 | 113731.9679 | 463188.6692 |  | 99994.0537 | 162381.2807 | 40559.8162 | 46521.5507 | 113731.9679 | 463188.6692 |  | 82415.8483 | 105718.0225 | 149444.2107 | 86490.7702 | 162721.2446 | 586790.0963 |  | 82415.8483 | 105718.0225 | 149444.2107 | 86490.7702 | 162721.2446 | 586790.0963
|  |  | 0 | 0 | C3 | 0 | 0 | 0 | 0 | 0 | 0 | 0 | 0 | 0 | 0 | 0 | 0 | 0 | 0 | 0 | 0 | 0 | 0 | 0 | 0 | 0 | 0 | 0 | 0 | 0 | 0 | 0 | 0 | 0 | 0 | 0 | 0 | 0 | 0 | 0 | 0 |  |  | C3 | 0.0081226 | 0.012094 | 0.021383 | 0.03463 | 0.081228 | C3 | 3547.71 | 3547.71 | 3547.71 | 3547.71 | 3547.71 | C3 | 28.8167 | 42.905 | 75.86 | 122.8562 | 288.1722 | C3 | 0 | 0 | 0 | 0 | 0 | 0 |  | 0 | 0 | 0 | 0 | 0 | 0 |  | 0 | 0 | 0 | 0 | 0 | 0 |  | 0 | 0 | 0 | 0 | 0 | 0 |  | 0 | 0 | 0 | 0 | 0 | 0 |  | 0 | 0 | 0 | 0 | 0 | 0
|  |  | 0 | 0 | C4 | 0 | 0 | 0 | 0 | 0 | 0 | 0 | 0 | 0 | 0 | 0 | 0 | 0 | 0 | 0 | 0 | 0 | 0 | 0 | 0 | 0 | 0 | 0 | 0 | 0 | 0 | 0 | 0 | 0 | 0 | 0 | 0 | 0 | 0 | 0 | 0 |  |  | C4 | 0.0081226 | 0.012094 | 0.021383 | 0.03463 | 0.081228 | C4 | 5912.85 | 5912.85 | 5912.85 | 5912.85 | 5912.85 | C4 | 48.0279 | 71.5084 | 126.4333 | 204.7603 | 480.287 | C4 | 0 | 0 | 0 | 0 | 0 | 0 |  | 0 | 0 | 0 | 0 | 0 | 0 |  | 0 | 0 | 0 | 0 | 0 | 0 |  | 0 | 0 | 0 | 0 | 0 | 0 |  | 0 | 0 | 0 | 0 | 0 | 0 |  | 0 | 0 | 0 | 0 | 0 | 0
|  |  | 12844 | 12844 |  | 7696 | 3316 | 1005 | 331 | 496 |  | 7696 | 3316 | 1005 | 331 | 496 |  | 0 | 0 | 0 | 0 | 0 |  | 5205 | 5677 | 802 | 568 | 592 |  | 0 | 0 | 0 | 0 | 0 |  | 4290 | 3696 | 2955 | 1056 | 847 | [22 empty] | 147849.037 | 94848.7453 | 50826.2036 | 27110.2698 | 95288.946 | 415923.2017 |  | 147849.037 | 94848.7453 | 50826.2036 | 27110.2698 | 95288.946 | 415923.2017 |  | 99994.0537 | 162381.2807 | 40559.8162 | 46521.5507 | 113731.9679 | 463188.6692 |  | 99994.0537 | 162381.2807 | 40559.8162 | 46521.5507 | 113731.9679 | 463188.6692 |  | 82415.8483 | 105718.0225 | 149444.2107 | 86490.7702 | 162721.2446 | 586790.0963 |  | 82415.8483 | 105718.0225 | 149444.2107 | 86490.7702 | 162721.2446 | 586790.0963
| EHV OHL Fittings |  | 0 | 0 | C1 | 0 | 0 | 0 | 0 | 0 | 0 | 0 | 0 | 0 | 0 | 0 | 0 | 0 | 0 | 0 | 0 | 0 | 0 | 0 | 0 | 0 | 0 | 0 | 0 | 0 | 0 | 0 | 0 | 0 | 0 | 0 | 0 | 0 | 0 | 0 | 0 |  |  | C1 | 0.002736 | 0.0040737 | 0.0072026 | 0.011665 | 0.027361 | C1 | 1250.662 | 1250.662 | 1250.662 | 1250.662 | 1250.662 | C1 | 3.4219 | 5.0948 | 9.0081 | 14.5887 | 34.2192 | C1 | 0 | 0 | 0 | 0 | 0 | 0 |  | 0 | 0 | 0 | 0 | 0 | 0 |  | 0 | 0 | 0 | 0 | 0 | 0 |  | 0 | 0 | 0 | 0 | 0 | 0 |  | 0 | 0 | 0 | 0 | 0 | 0 |  | 0 | 0 | 0 | 0 | 0 | 0
|  |  | 1224 | 1224 | C2 | 0 | 0 | 6 | 1023 | 195 | 1224 | 0 | 0 | 6 | 1023 | 195 | 1224 | 0 | 0 | 0 | 0 | 0 | 0 | 0 | 0 | 6 | 1023 | 195 | 1224 | 0 | 0 | 0 | 0 | 0 | 0 | 0 | 0 | 0 | 4 | 1220 | 1224 |  |  | C2 | 0.002736 | 0.0040737 | 0.0072026 | 0.011665 | 0.027361 | C2 | 1786.66 | 1786.66 | 1786.66 | 1786.66 | 1786.66 | C2 | 4.8884 | 7.2783 | 12.8687 | 20.8409 | 48.8846 | C2 | 0 | 0 | 77.2119 | 21320.2805 | 9532.5017 | 30929.9942 |  | 0 | 0 | 77.2119 | 21320.2805 | 9532.5017 | 30929.9942 |  | 0 | 0 | 77.2119 | 21320.2805 | 9532.5017 | 30929.9942 |  | 0 | 0 | 77.2119 | 21320.2805 | 9532.5017 | 30929.9942 |  | 0 | 0 | 0 | 83.3638 | 59639.2416 | 59722.6053 |  | 0 | 0 | 0 | 83.3638 | 59639.2416 | 59722.6053
|  |  | 224 | 224 | C3 | 0 | 0 | 3 | 124 | 97 | 224 | 0 | 0 | 3 | 124 | 97 | 224 | 0 | 0 | 0 | 0 | 0 | 0 | 0 | 0 | 3 | 124 | 97 | 224 | 0 | 0 | 0 | 0 | 0 | 0 | 0 | 0 | 0 | 3 | 221 | 224 |  |  | C3 | 0.002736 | 0.0040737 | 0.0072026 | 0.011665 | 0.027361 | C3 | 2679.99 | 2679.99 | 2679.99 | 2679.99 | 2679.99 | C3 | 7.3326 | 10.9174 | 19.303 | 31.2614 | 73.3269 | C3 | 0 | 0 | 57.9089 | 3876.4146 | 7112.7128 | 11047.0364 |  | 0 | 0 | 57.9089 | 3876.4146 | 7112.7128 | 11047.0364 |  | 0 | 0 | 57.9089 | 3876.4146 | 7112.7128 | 11047.0364 |  | 0 | 0 | 57.9089 | 3876.4146 | 7112.7128 | 11047.0364 |  | 0 | 0 | 0 | 93.7842 | 16205.2529 | 16299.0372 |  | 0 | 0 | 0 | 93.7842 | 16205.2529 | 16299.0372
|  |  | 0 | 0 | C4 | 0 | 0 | 0 | 0 | 0 | 0 | 0 | 0 | 0 | 0 | 0 | 0 | 0 | 0 | 0 | 0 | 0 | 0 | 0 | 0 | 0 | 0 | 0 | 0 | 0 | 0 | 0 | 0 | 0 | 0 | 0 | 0 | 0 | 0 | 0 | 0 |  |  | C4 | 0.002736 | 0.0040737 | 0.0072026 | 0.011665 | 0.027361 | C4 | 4466.65 | 4466.65 | 4466.65 | 4466.65 | 4466.65 | C4 | 12.2209 | 18.1957 | 32.1716 | 52.1023 | 122.2116 | C4 | 0 | 0 | 0 | 0 | 0 | 0 |  | 0 | 0 | 0 | 0 | 0 | 0 |  | 0 | 0 | 0 | 0 | 0 | 0 |  | 0 | 0 | 0 | 0 | 0 | 0 |  | 0 | 0 | 0 | 0 | 0 | 0 |  | 0 | 0 | 0 | 0 | 0 | 0
|  |  | 1448 | 1448 |  | 0 | 0 | 9 | 1147 | 292 |  | 0 | 0 | 9 | 1147 | 292 |  | 0 | 0 | 0 | 0 | 0 |  | 0 | 0 | 9 | 1147 | 292 |  | 0 | 0 | 0 | 0 | 0 |  | 0 | 0 | 0 | 7 | 1441 | [22 empty] | 0 | 0 | 135.1208 | 25196.6952 | 16645.2146 | 41977.0306 |  | 0 | 0 | 135.1208 | 25196.6952 | 16645.2146 | 41977.0306 |  | 0 | 0 | 135.1208 | 25196.6952 | 16645.2146 | 41977.0306 |  | 0 | 0 | 135.1208 | 25196.6952 | 16645.2146 | 41977.0306 |  | 0 | 0 | 0 | 177.148 | 75844.4945 | 76021.6425 |  | 0 | 0 | 0 | 177.148 | 75844.4945 | 76021.6425
| EHV OHL (Tower Line) Conductor |  | 0 | 0 | C1 | 0 | 0 | 0 | 0 | 0 | 0 | 0 | 0 | 0 | 0 | 0 | 0 | 0 | 0 | 0 | 0 | 0 | 0 | 0 | 0 | 0 | 0 | 0 | 0 | 0 | 0 | 0 | 0 | 0 | 0 | 0 | 0 | 0 | 0 | 0 | 0 |  |  | C1 | 0.00228 | 0.0033947 | 0.0060022 | 0.0097206 | 0.022801 | C1 | 11952.304 | 11952.304 | 11952.304 | 11952.304 | 11952.304 | C1 | 27.2517 | 40.5749 | 71.74 | 116.1838 | 272.5215 | C1 | 0 | 0 | 0 | 0 | 0 | 0 |  | 0 | 0 | 0 | 0 | 0 | 0 |  | 0 | 0 | 0 | 0 | 0 | 0 |  | 0 | 0 | 0 | 0 | 0 | 0 |  | 0 | 0 | 0 | 0 | 0 | 0 |  | 0 | 0 | 0 | 0 | 0 | 0
|  |  | 345.22 | 345.22 | C2 | 144.5212 | 88.7967 | 86.0785 | 18.1218 | 7.7018 | 345.22 | 144.5212 | 88.7967 | 86.0785 | 18.1218 | 7.7018 | 345.22 | 0 | 0 | 0 | 0 | 0 | 0 | 143.1621 | 90.1559 | 0 | 86.0785 | 25.8235 | 345.22 | 0 | 0 | 0 | 0 | 0 | 0 | 22.1992 | 122.322 | 88.7967 | 0 | 111.902 | 345.22 |  |  | C2 | 0.00228 | 0.0033947 | 0.0060022 | 0.0097206 | 0.022801 | C2 | 17074.72 | 17074.72 | 17074.72 | 17074.72 | 17074.72 | C2 | 38.931 | 57.9641 | 102.4857 | 165.9769 | 389.3164 | C2 | 5626.3529 | 5147.0215 | 8821.8172 | 3007.7981 | 2998.421 | 25601.4106 |  | 5626.3529 | 5147.0215 | 8821.8172 | 3007.7981 | 2998.421 | 25601.4106 |  | 5573.4404 | 5225.8024 | 0 | 14287.0409 | 10053.5292 | 35139.813 |  | 5573.4404 | 5225.8024 | 0 | 14287.0409 | 10053.5292 | 35139.813 |  | 864.236 | 7090.2847 | 9100.4009 | 0 | 43565.2932 | 60620.2148 |  | 864.236 | 7090.2847 | 9100.4009 | 0 | 43565.2932 | 60620.2148
|  |  | 0 | 0 | C3 | 0 | 0 | 0 | 0 | 0 | 0 | 0 | 0 | 0 | 0 | 0 | 0 | 0 | 0 | 0 | 0 | 0 | 0 | 0 | 0 | 0 | 0 | 0 | 0 | 0 | 0 | 0 | 0 | 0 | 0 | 0 | 0 | 0 | 0 | 0 | 0 |  |  | C3 | 0.00228 | 0.0033947 | 0.0060022 | 0.0097206 | 0.022801 | C3 | 25612.08 | 25612.08 | 25612.08 | 25612.08 | 25612.08 | C3 | 58.3965 | 86.9461 | 153.7286 | 248.9654 | 583.9746 | C3 | 0 | 0 | 0 | 0 | 0 | 0 |  | 0 | 0 | 0 | 0 | 0 | 0 |  | 0 | 0 | 0 | 0 | 0 | 0 |  | 0 | 0 | 0 | 0 | 0 | 0 |  | 0 | 0 | 0 | 0 | 0 | 0 |  | 0 | 0 | 0 | 0 | 0 | 0
|  |  | 0 | 0 | C4 | 0 | 0 | 0 | 0 | 0 | 0 | 0 | 0 | 0 | 0 | 0 | 0 | 0 | 0 | 0 | 0 | 0 | 0 | 0 | 0 | 0 | 0 | 0 | 0 | 0 | 0 | 0 | 0 | 0 | 0 | 0 | 0 | 0 | 0 | 0 | 0 |  |  | C4 | 0.00228 | 0.0033947 | 0.0060022 | 0.0097206 | 0.022801 | C4 | 42686.8 | 42686.8 | 42686.8 | 42686.8 | 42686.8 | C4 | 97.3274 | 144.9102 | 256.2144 | 414.9423 | 973.291 | C4 | 0 | 0 | 0 | 0 | 0 | 0 |  | 0 | 0 | 0 | 0 | 0 | 0 |  | 0 | 0 | 0 | 0 | 0 | 0 |  | 0 | 0 | 0 | 0 | 0 | 0 |  | 0 | 0 | 0 | 0 | 0 | 0 |  | 0 | 0 | 0 | 0 | 0 | 0
|  |  | 345.22 | 345.22 |  | 144.5212 | 88.7967 | 86.0785 | 18.1218 | 7.7018 |  | 144.5212 | 88.7967 | 86.0785 | 18.1218 | 7.7018 |  | 0 | 0 | 0 | 0 | 0 |  | 143.1621 | 90.1559 | 0 | 86.0785 | 25.8235 |  | 0 | 0 | 0 | 0 | 0 |  | 22.1992 | 122.322 | 88.7967 | 0 | 111.902 | [22 empty] | 5626.3529 | 5147.0215 | 8821.8172 | 3007.7981 | 2998.421 | 25601.4106 |  | 5626.3529 | 5147.0215 | 8821.8172 | 3007.7981 | 2998.421 | 25601.4106 |  | 5573.4404 | 5225.8024 | 0 | 14287.0409 | 10053.5292 | 35139.813 |  | 5573.4404 | 5225.8024 | 0 | 14287.0409 | 10053.5292 | 35139.813 |  | 864.236 | 7090.2847 | 9100.4009 | 0 | 43565.2932 | 60620.2148 |  | 864.236 | 7090.2847 | 9100.4009 | 0 | 43565.2932 | 60620.2148
| [Please insert new asset category as required] |  | 0 | 0 | C1 | 0 | 0 | 0 | 0 | 0 | 0 | 0 | 0 | 0 | 0 | 0 | 0 | 0 | 0 | 0 | 0 | 0 | 0 | 0 | 0 | 0 | 0 | 0 | 0 | 0 | 0 | 0 | 0 | 0 | 0 | 0 | 0 | 0 | 0 | 0 | 0 |  |  | C1 | 0 | 0 | 0 | 0 | 0 | C1 | 0 | 0 | 0 | 0 | 0 | C1 | [5 empty] | C1 | [5 empty] | 0 | [6 empty] | 0 | [6 empty] | 0 | [6 empty] | 0 | [6 empty] | 0 | [6 empty] | 0
|  |  | 0 | 0 | C2 | 0 | 0 | 0 | 0 | 0 | 0 | 0 | 0 | 0 | 0 | 0 | 0 | 0 | 0 | 0 | 0 | 0 | 0 | 0 | 0 | 0 | 0 | 0 | 0 | 0 | 0 | 0 | 0 | 0 | 0 | 0 | 0 | 0 | 0 | 0 | 0 |  |  | C2 | 0 | 0 | 0 | 0 | 0 | C2 | 0 | 0 | 0 | 0 | 0 | C2 | [5 empty] | C2 | [5 empty] | 0 | [6 empty] | 0 | [6 empty] | 0 | [6 empty] | 0 | [6 empty] | 0 | [6 empty] | 0
|  |  | 0 | 0 | C3 | 0 | 0 | 0 | 0 | 0 | 0 | 0 | 0 | 0 | 0 | 0 | 0 | 0 | 0 | 0 | 0 | 0 | 0 | 0 | 0 | 0 | 0 | 0 | 0 | 0 | 0 | 0 | 0 | 0 | 0 | 0 | 0 | 0 | 0 | 0 | 0 |  |  | C3 | 0 | 0 | 0 | 0 | 0 | C3 | 0 | 0 | 0 | 0 | 0 | C3 | [5 empty] | C3 | [5 empty] | 0 | [6 empty] | 0 | [6 empty] | 0 | [6 empty] | 0 | [6 empty] | 0 | [6 empty] | 0
|  |  | 0 | 0 | C4 | 0 | 0 | 0 | 0 | 0 | 0 | 0 | 0 | 0 | 0 | 0 | 0 | 0 | 0 | 0 | 0 | 0 | 0 | 0 | 0 | 0 | 0 | 0 | 0 | 0 | 0 | 0 | 0 | 0 | 0 | 0 | 0 | 0 | 0 | 0 | 0 |  |  | C4 | 0 | 0 | 0 | 0 | 0 | C4 | 0 | 0 | 0 | 0 | 0 | C4 | [5 empty] | C4 | [5 empty] | 0 | [6 empty] | 0 | [6 empty] | 0 | [6 empty] | 0 | [6 empty] | 0 | [6 empty] | 0
|  |  | 0 | 0 |  | 0 | 0 | 0 | 0 | 0 |  | 0 | 0 | 0 | 0 | 0 |  | 0 | 0 | 0 | 0 | 0 |  | 0 | 0 | 0 | 0 | 0 |  | 0 | 0 | 0 | 0 | 0 |  | 0 | 0 | 0 | 0 | 0 | [22 empty] | 0 | 0 | 0 | 0 | 0 | 0 |  | 0 | 0 | 0 | 0 | 0 | 0 |  | 0 | 0 | 0 | 0 | 0 | 0 |  | 0 | 0 | 0 | 0 | 0 | 0 |  | 0 | 0 | 0 | 0 | 0 | 0 |  | 0 | 0 | 0 | 0 | 0 | 0
| [Please insert new asset category as required] |  | 0 | 0 | C1 | 0 | 0 | 0 | 0 | 0 | 0 | 0 | 0 | 0 | 0 | 0 | 0 | 0 | 0 | 0 | 0 | 0 | 0 | 0 | 0 | 0 | 0 | 0 | 0 | 0 | 0 | 0 | 0 | 0 | 0 | 0 | 0 | 0 | 0 | 0 | 0 |  |  | C1 | 0 | 0 | 0 | 0 | 0 | C1 | 0 | 0 | 0 | 0 | 0 | C1 | [5 empty] | C1 | [5 empty] | 0 | [6 empty] | 0 | [6 empty] | 0 | [6 empty] | 0 | [6 empty] | 0 | [6 empty] | 0
|  |  | 0 | 0 | C2 | 0 | 0 | 0 | 0 | 0 | 0 | 0 | 0 | 0 | 0 | 0 | 0 | 0 | 0 | 0 | 0 | 0 | 0 | 0 | 0 | 0 | 0 | 0 | 0 | 0 | 0 | 0 | 0 | 0 | 0 | 0 | 0 | 0 | 0 | 0 | 0 |  |  | C2 | 0 | 0 | 0 | 0 | 0 | C2 | 0 | 0 | 0 | 0 | 0 | C2 | [5 empty] | C2 | [5 empty] | 0 | [6 empty] | 0 | [6 empty] | 0 | [6 empty] | 0 | [6 empty] | 0 | [6 empty] | 0
|  |  | 0 | 0 | C3 | 0 | 0 | 0 | 0 | 0 | 0 | 0 | 0 | 0 | 0 | 0 | 0 | 0 | 0 | 0 | 0 | 0 | 0 | 0 | 0 | 0 | 0 | 0 | 0 | 0 | 0 | 0 | 0 | 0 | 0 | 0 | 0 | 0 | 0 | 0 | 0 |  |  | C3 | 0 | 0 | 0 | 0 | 0 | C3 | 0 | 0 | 0 | 0 | 0 | C3 | [5 empty] | C3 | [5 empty] | 0 | [6 empty] | 0 | [6 empty] | 0 | [6 empty] | 0 | [6 empty] | 0 | [6 empty] | 0
|  |  | 0 | 0 | C4 | 0 | 0 | 0 | 0 | 0 | 0 | 0 | 0 | 0 | 0 | 0 | 0 | 0 | 0 | 0 | 0 | 0 | 0 | 0 | 0 | 0 | 0 | 0 | 0 | 0 | 0 | 0 | 0 | 0 | 0 | 0 | 0 | 0 | 0 | 0 | 0 |  |  | C4 | 0 | 0 | 0 | 0 | 0 | C4 | 0 | 0 | 0 | 0 | 0 | C4 | [5 empty] | C4 | [5 empty] | 0 | [6 empty] | 0 | [6 empty] | 0 | [6 empty] | 0 | [6 empty] | 0 | [6 empty] | 0
|  |  | 0 | 0 |  | 0 | 0 | 0 | 0 | 0 |  | 0 | 0 | 0 | 0 | 0 |  | 0 | 0 | 0 | 0 | 0 |  | 0 | 0 | 0 | 0 | 0 |  | 0 | 0 | 0 | 0 | 0 |  | 0 | 0 | 0 | 0 | 0 | [22 empty] | 0 | 0 | 0 | 0 | 0 | 0 |  | 0 | 0 | 0 | 0 | 0 | 0 |  | 0 | 0 | 0 | 0 | 0 | 0 |  | 0 | 0 | 0 | 0 | 0 | 0 |  | 0 | 0 | 0 | 0 | 0 | 0 |  | 0 | 0 | 0 | 0 | 0 | 0
| [Please insert new asset category as required] |  | 0 | 0 | C1 | 0 | 0 | 0 | 0 | 0 | 0 | 0 | 0 | 0 | 0 | 0 | 0 | 0 | 0 | 0 | 0 | 0 | 0 | 0 | 0 | 0 | 0 | 0 | 0 | 0 | 0 | 0 | 0 | 0 | 0 | 0 | 0 | 0 | 0 | 0 | 0 |  |  | C1 | 0 | 0 | 0 | 0 | 0 | C1 | 0 | 0 | 0 | 0 | 0 | C1 | [5 empty] | C1 | [5 empty] | 0 | [6 empty] | 0 | [6 empty] | 0 | [6 empty] | 0 | [6 empty] | 0 | [6 empty] | 0
|  |  | 0 | 0 | C2 | 0 | 0 | 0 | 0 | 0 | 0 | 0 | 0 | 0 | 0 | 0 | 0 | 0 | 0 | 0 | 0 | 0 | 0 | 0 | 0 | 0 | 0 | 0 | 0 | 0 | 0 | 0 | 0 | 0 | 0 | 0 | 0 | 0 | 0 | 0 | 0 |  |  | C2 | 0 | 0 | 0 | 0 | 0 | C2 | 0 | 0 | 0 | 0 | 0 | C2 | [5 empty] | C2 | [5 empty] | 0 | [6 empty] | 0 | [6 empty] | 0 | [6 empty] | 0 | [6 empty] | 0 | [6 empty] | 0
|  |  | 0 | 0 | C3 | 0 | 0 | 0 | 0 | 0 | 0 | 0 | 0 | 0 | 0 | 0 | 0 | 0 | 0 | 0 | 0 | 0 | 0 | 0 | 0 | 0 | 0 | 0 | 0 | 0 | 0 | 0 | 0 | 0 | 0 | 0 | 0 | 0 | 0 | 0 | 0 |  |  | C3 | 0 | 0 | 0 | 0 | 0 | C3 | 0 | 0 | 0 | 0 | 0 | C3 | [5 empty] | C3 | [5 empty] | 0 | [6 empty] | 0 | [6 empty] | 0 | [6 empty] | 0 | [6 empty] | 0 | [6 empty] | 0
|  |  | 0 | 0 | C4 | 0 | 0 | 0 | 0 | 0 | 0 | 0 | 0 | 0 | 0 | 0 | 0 | 0 | 0 | 0 | 0 | 0 | 0 | 0 | 0 | 0 | 0 | 0 | 0 | 0 | 0 | 0 | 0 | 0 | 0 | 0 | 0 | 0 | 0 | 0 | 0 |  |  | C4 | 0 | 0 | 0 | 0 | 0 | C4 | 0 | 0 | 0 | 0 | 0 | C4 | [5 empty] | C4 | [5 empty] | 0 | [6 empty] | 0 | [6 empty] | 0 | [6 empty] | 0 | [6 empty] | 0 | [6 empty] | 0
|  |  | 0 | 0 |  | 0 | 0 | 0 | 0 | 0 |  | 0 | 0 | 0 | 0 | 0 |  | 0 | 0 | 0 | 0 | 0 |  | 0 | 0 | 0 | 0 | 0 |  | 0 | 0 | 0 | 0 | 0 |  | 0 | 0 | 0 | 0 | 0 | [22 empty] | 0 | 0 | 0 | 0 | 0 | 0 |  | 0 | 0 | 0 | 0 | 0 | 0 |  | 0 | 0 | 0 | 0 | 0 | 0 |  | 0 | 0 | 0 | 0 | 0 | 0 |  | 0 | 0 | 0 | 0 | 0 | 0 |  | 0 | 0 | 0 | 0 | 0 | 0
| [Please insert new asset category as required] |  | 0 | 0 | C1 | 0 | 0 | 0 | 0 | 0 | 0 | 0 | 0 | 0 | 0 | 0 | 0 | 0 | 0 | 0 | 0 | 0 | 0 | 0 | 0 | 0 | 0 | 0 | 0 | 0 | 0 | 0 | 0 | 0 | 0 | 0 | 0 | 0 | 0 | 0 | 0 |  |  | C1 | 0 | 0 | 0 | 0 | 0 | C1 | 0 | 0 | 0 | 0 | 0 | C1 | [5 empty] | C1 | [5 empty] | 0 | [6 empty] | 0 | [6 empty] | 0 | [6 empty] | 0 | [6 empty] | 0 | [6 empty] | 0
|  |  | 0 | 0 | C2 | 0 | 0 | 0 | 0 | 0 | 0 | 0 | 0 | 0 | 0 | 0 | 0 | 0 | 0 | 0 | 0 | 0 | 0 | 0 | 0 | 0 | 0 | 0 | 0 | 0 | 0 | 0 | 0 | 0 | 0 | 0 | 0 | 0 | 0 | 0 | 0 |  |  | C2 | 0 | 0 | 0 | 0 | 0 | C2 | 0 | 0 | 0 | 0 | 0 | C2 | [5 empty] | C2 | [5 empty] | 0 | [6 empty] | 0 | [6 empty] | 0 | [6 empty] | 0 | [6 empty] | 0 | [6 empty] | 0
|  |  | 0 | 0 | C3 | 0 | 0 | 0 | 0 | 0 | 0 | 0 | 0 | 0 | 0 | 0 | 0 | 0 | 0 | 0 | 0 | 0 | 0 | 0 | 0 | 0 | 0 | 0 | 0 | 0 | 0 | 0 | 0 | 0 | 0 | 0 | 0 | 0 | 0 | 0 | 0 |  |  | C3 | 0 | 0 | 0 | 0 | 0 | C3 | 0 | 0 | 0 | 0 | 0 | C3 | [5 empty] | C3 | [5 empty] | 0 | [6 empty] | 0 | [6 empty] | 0 | [6 empty] | 0 | [6 empty] | 0 | [6 empty] | 0
|  |  | 0 | 0 | C4 | 0 | 0 | 0 | 0 | 0 | 0 | 0 | 0 | 0 | 0 | 0 | 0 | 0 | 0 | 0 | 0 | 0 | 0 | 0 | 0 | 0 | 0 | 0 | 0 | 0 | 0 | 0 | 0 | 0 | 0 | 0 | 0 | 0 | 0 | 0 | 0 |  |  | C4 | 0 | 0 | 0 | 0 | 0 | C4 | 0 | 0 | 0 | 0 | 0 | C4 | [5 empty] | C4 | [5 empty] | 0 | [6 empty] | 0 | [6 empty] | 0 | [6 empty] | 0 | [6 empty] | 0 | [6 empty] | 0
|  |  | 0 | 0 |  | 0 | 0 | 0 | 0 | 0 |  | 0 | 0 | 0 | 0 | 0 |  | 0 | 0 | 0 | 0 | 0 |  | 0 | 0 | 0 | 0 | 0 |  | 0 | 0 | 0 | 0 | 0 |  | 0 | 0 | 0 | 0 | 0 | [22 empty] | 0 | 0 | 0 | 0 | 0 | 0 |  | 0 | 0 | 0 | 0 | 0 | 0 |  | 0 | 0 | 0 | 0 | 0 | 0 |  | 0 | 0 | 0 | 0 | 0 | 0 |  | 0 | 0 | 0 | 0 | 0 | 0 |  | 0 | 0 | 0 | 0 | 0 | 0
[63 empty] | 1259199.848 | 1376351.9923 | 3034045.3371 | 1046429.7573 | 3588645.1523 | 10304672.087 |  | 1259199.848 | 1376351.9923 | 3034045.3371 | 1046429.7573 | 3588645.1523 | 10304672.087 |  | 1064913.5377 | 897679.2929 | 3755405.1696 | 1703243.9493 | 4465668.7645 | 11886910.7139 |  | 1064913.5377 | 897679.2929 | 3755405.1696 | 1703243.9493 | 4465668.7645 | 11886910.7139 |  | 855090.9893 | 697070.5995 | 1127387.4468 | 6606866.569 | 6392504.1017 | 15678919.7063 |  | 855090.9893 | 697070.5995 | 1127387.4468 | 6606866.569 | 6392504.1017 | 15678919.7063
| 132kV Network | [66 empty] | 0 | [6 empty] | 0 | [6 empty] | 0 | [6 empty] | 0 | [6 empty] | 0 | [6 empty] | 0
| 132kV CBs |  | 94 | 94 | C1 | 44 | 19 | 17 | 6 | 8 | 94 | 44 | 19 | 17 | 6 | 8 | 94 | 0 | 0 | 0 | 0 | 0 | 0 | 36 | 15 | 14 | 19 | 10 | 94 | 0 | 0 | 0 | 0 | 0 | 0 | 32 | 6 | 15 | 25 | 16 | 94 |  |  | C1 | 0.012284 | 0.018289 | 0.032337 | 0.05237 | 0.12284 | C1 | 141932.532 | 141932.532 | 141932.532 | 141932.532 | 141932.532 | C1 | 1743.4558 | 2595.82 | 4589.6452 | 7432.9867 | 17434.8556 | C1 | 76712.0564 | 49320.5802 | 78023.9691 | 44597.92 | 139478.8447 | 388133.3704 |  | 76712.0564 | 49320.5802 | 78023.9691 | 44597.92 | 139478.8447 | 388133.3704 |  | 62764.4098 | 38937.3001 | 64255.0334 | 141226.7468 | 174348.5559 | 481532.0459 |  | 62764.4098 | 38937.3001 | 64255.0334 | 141226.7468 | 174348.5559 | 481532.0459 |  | 55790.5865 | 15574.9201 | 68844.6786 | 185824.6668 | 278957.6894 | 604992.5413 |  | 55790.5865 | 15574.9201 | 68844.6786 | 185824.6668 | 278957.6894 | 604992.5413
|  |  | 3 | 3 | C2 | 3 | 0 | 0 | 0 | 0 | 3 | 3 | 0 | 0 | 0 | 0 | 3 | 0 | 0 | 0 | 0 | 0 | 0 | 3 | 0 | 0 | 0 | 0 | 3 | 0 | 0 | 0 | 0 | 0 | 0 | 3 | 0 | 0 | 0 | 0 | 3 |  |  | C2 | 0.012284 | 0.018289 | 0.032337 | 0.05237 | 0.12284 | C2 | 202760.76 | 202760.76 | 202760.76 | 202760.76 | 202760.76 | C2 | 2490.6512 | 3708.3143 | 6556.6361 | 10618.5524 | 24906.9366 | C2 | 7471.9535 | 0 | 0 | 0 | 0 | 7471.9535 |  | 7471.9535 | 0 | 0 | 0 | 0 | 7471.9535 |  | 7471.9535 | 0 | 0 | 0 | 0 | 7471.9535 |  | 7471.9535 | 0 | 0 | 0 | 0 | 7471.9535 |  | 7471.9535 | 0 | 0 | 0 | 0 | 7471.9535 |  | 7471.9535 | 0 | 0 | 0 | 0 | 7471.9535
|  |  | 81 | 81 | C3 | 81 | 0 | 0 | 0 | 0 | 81 | 81 | 0 | 0 | 0 | 0 | 81 | 0 | 0 | 0 | 0 | 0 | 0 | 81 | 0 | 0 | 0 | 0 | 81 | 0 | 0 | 0 | 0 | 0 | 0 | 81 | 0 | 0 | 0 | 0 | 81 |  |  | C3 | 0.012284 | 0.018289 | 0.032337 | 0.05237 | 0.12284 | C3 | 304141.14 | 304141.14 | 304141.14 | 304141.14 | 304141.14 | C3 | 3735.9768 | 5562.4714 | 9834.9541 | 15927.8286 | 37360.4048 | C3 | 302614.1186 | 0 | 0 | 0 | 0 | 302614.1186 |  | 302614.1186 | 0 | 0 | 0 | 0 | 302614.1186 |  | 302614.1186 | 0 | 0 | 0 | 0 | 302614.1186 |  | 302614.1186 | 0 | 0 | 0 | 0 | 302614.1186 |  | 302614.1186 | 0 | 0 | 0 | 0 | 302614.1186 |  | 302614.1186 | 0 | 0 | 0 | 0 | 302614.1186
|  |  | 0 | 0 | C4 | 0 | 0 | 0 | 0 | 0 | 0 | 0 | 0 | 0 | 0 | 0 | 0 | 0 | 0 | 0 | 0 | 0 | 0 | 0 | 0 | 0 | 0 | 0 | 0 | 0 | 0 | 0 | 0 | 0 | 0 | 0 | 0 | 0 | 0 | 0 | 0 |  |  | C4 | 0.012284 | 0.018289 | 0.032337 | 0.05237 | 0.12284 | C4 | 506901.9 | 506901.9 | 506901.9 | 506901.9 | 506901.9 | C4 | 6226.628 | 9270.7857 | 16391.5901 | 26546.381 | 62267.3414 | C4 | 0 | 0 | 0 | 0 | 0 | 0 |  | 0 | 0 | 0 | 0 | 0 | 0 |  | 0 | 0 | 0 | 0 | 0 | 0 |  | 0 | 0 | 0 | 0 | 0 | 0 |  | 0 | 0 | 0 | 0 | 0 | 0 |  | 0 | 0 | 0 | 0 | 0 | 0
|  |  | 178 | 178 |  | 128 | 19 | 17 | 6 | 8 |  | 128 | 19 | 17 | 6 | 8 |  | 0 | 0 | 0 | 0 | 0 |  | 120 | 15 | 14 | 19 | 10 |  | 0 | 0 | 0 | 0 | 0 |  | 116 | 6 | 15 | 25 | 16 | [22 empty] | 386798.1286 | 49320.5802 | 78023.9691 | 44597.92 | 139478.8447 | 698219.4425 |  | 386798.1286 | 49320.5802 | 78023.9691 | 44597.92 | 139478.8447 | 698219.4425 |  | 372850.4819 | 38937.3001 | 64255.0334 | 141226.7468 | 174348.5559 | 791618.1181 |  | 372850.4819 | 38937.3001 | 64255.0334 | 141226.7468 | 174348.5559 | 791618.1181 |  | 365876.6586 | 15574.9201 | 68844.6786 | 185824.6668 | 278957.6894 | 915078.6135 |  | 365876.6586 | 15574.9201 | 68844.6786 | 185824.6668 | 278957.6894 | 915078.6135
| 132kV Transformer |  | 0 | 0 | C1 | 0 | 0 | 0 | 0 | 0 | 0 | 0 | 0 | 0 | 0 | 0 | 0 | 0 | 0 | 0 | 0 | 0 | 0 | 0 | 0 | 0 | 0 | 0 | 0 | 0 | 0 | 0 | 0 | 0 | 0 | 0 | 0 | 0 | 0 | 0 | 0 |  |  | C1 | 0.012939 | 0.019265 | 0.034062 | 0.055165 | 0.12939 | C1 | 371942.893 | 371942.893 | 371942.893 | 371942.893 | 371942.893 | C1 | 4812.6452 | 7165.516 | 12669.2823 | 20518.0579 | 48127.2727 | C1 | 0 | 0 | 0 | 0 | 0 | 0 |  | 0 | 0 | 0 | 0 | 0 | 0 |  | 0 | 0 | 0 | 0 | 0 | 0 |  | 0 | 0 | 0 | 0 | 0 | 0 |  | 0 | 0 | 0 | 0 | 0 | 0 |  | 0 | 0 | 0 | 0 | 0 | 0
|  |  | 158 | 158 | C2 | 87 | 23 | 22 | 17 | 9 | 158 | 87 | 23 | 22 | 17 | 9 | 158 | 0 | 0 | 0 | 0 | 0 | 0 | 70 | 31 | 17 | 21 | 19 | 158 | 0 | 0 | 0 | 0 | 0 | 0 | 57 | 32 | 16 | 22 | 31 | 158 |  |  | C2 | 0.012939 | 0.019265 | 0.034062 | 0.055165 | 0.12939 | C2 | 531346.99 | 531346.99 | 531346.99 | 531346.99 | 531346.99 | C2 | 6875.2074 | 10236.4515 | 18098.9748 | 29311.5113 | 68753.2467 | C2 | 598143.0461 | 235438.3843 | 398177.4452 | 498295.6919 | 618779.2202 | 2348833.7877 |  | 598143.0461 | 235438.3843 | 398177.4452 | 498295.6919 | 618779.2202 | 2348833.7877 |  | 481264.5198 | 317329.9962 | 307682.5713 | 615541.7371 | 1306311.6871 | 3028130.5115 |  | 481264.5198 | 317329.9962 | 307682.5713 | 615541.7371 | 1306311.6871 | 3028130.5115 |  | 391886.8233 | 327566.4477 | 289583.5965 | 644853.2483 | 2131350.6475 | 3785240.7633 |  | 391886.8233 | 327566.4477 | 289583.5965 | 644853.2483 | 2131350.6475 | 3785240.7633
|  |  | 0 | 0 | C3 | 0 | 0 | 0 | 0 | 0 | 0 | 0 | 0 | 0 | 0 | 0 | 0 | 0 | 0 | 0 | 0 | 0 | 0 | 0 | 0 | 0 | 0 | 0 | 0 | 0 | 0 | 0 | 0 | 0 | 0 | 0 | 0 | 0 | 0 | 0 | 0 |  |  | C3 | 0.012939 | 0.019265 | 0.034062 | 0.055165 | 0.12939 | C3 | 797020.485 | 797020.485 | 797020.485 | 797020.485 | 797020.485 | C3 | 10312.8111 | 15354.6772 | 27148.4622 | 43967.2669 | 103129.87 | C3 | 0 | 0 | 0 | 0 | 0 | 0 |  | 0 | 0 | 0 | 0 | 0 | 0 |  | 0 | 0 | 0 | 0 | 0 | 0 |  | 0 | 0 | 0 | 0 | 0 | 0 |  | 0 | 0 | 0 | 0 | 0 | 0 |  | 0 | 0 | 0 | 0 | 0 | 0
|  |  | 4 | 4 | C4 | 2 | 1 | 0 | 1 | 0 | 4 | 2 | 1 | 0 | 1 | 0 | 4 | 0 | 0 | 0 | 0 | 0 | 0 | 1 | 1 | 1 | 0 | 1 | 4 | 0 | 0 | 0 | 0 | 0 | 0 | 1 | 1 | 0 | 1 | 1 | 4 |  |  | C4 | 0.012939 | 0.019265 | 0.034062 | 0.055165 | 0.12939 | C4 | 1328367.475 | 1328367.475 | 1328367.475 | 1328367.475 | 1328367.475 | C4 | 17188.0186 | 25591.1287 | 45247.4369 | 73278.7782 | 171883.1167 | C4 | 34376.0371 | 25591.1287 | 0 | 73278.7782 | 0 | 133245.9441 |  | 34376.0371 | 25591.1287 | 0 | 73278.7782 | 0 | 133245.9441 |  | 17188.0186 | 25591.1287 | 45247.4369 | 0 | 171883.1167 | 259909.701 |  | 17188.0186 | 25591.1287 | 45247.4369 | 0 | 171883.1167 | 259909.701 |  | 17188.0186 | 25591.1287 | 0 | 73278.7782 | 171883.1167 | 287941.0422 |  | 17188.0186 | 25591.1287 | 0 | 73278.7782 | 171883.1167 | 287941.0422
|  |  | 162 | 162 |  | 89 | 24 | 22 | 18 | 9 |  | 89 | 24 | 22 | 18 | 9 |  | 0 | 0 | 0 | 0 | 0 |  | 71 | 32 | 18 | 21 | 20 |  | 0 | 0 | 0 | 0 | 0 |  | 58 | 33 | 16 | 23 | 32 | [22 empty] | 632519.0832 | 261029.513 | 398177.4452 | 571574.4701 | 618779.2202 | 2482079.7317 |  | 632519.0832 | 261029.513 | 398177.4452 | 571574.4701 | 618779.2202 | 2482079.7317 |  | 498452.5384 | 342921.1249 | 352930.0082 | 615541.7371 | 1478194.8039 | 3288040.2125 |  | 498452.5384 | 342921.1249 | 352930.0082 | 615541.7371 | 1478194.8039 | 3288040.2125 |  | 409074.8419 | 353157.5764 | 289583.5965 | 718132.0266 | 2303233.7642 | 4073181.8055 |  | 409074.8419 | 353157.5764 | 289583.5965 | 718132.0266 | 2303233.7642 | 4073181.8055
| 132kV UG Cable (Gas) |  | 0 | 0 | C1 | 0 | 0 | 0 | 0 | 0 | 0 | 0 | 0 | 0 | 0 | 0 | 0 | 0 | 0 | 0 | 0 | 0 | 0 | 0 | 0 | 0 | 0 | 0 | 0 | 0 | 0 | 0 | 0 | 0 | 0 | 0 | 0 | 0 | 0 | 0 | 0 |  |  | C1 | 0 | 0 | 0 | 0 | 0 | C1 | 0 | 0 | 0 | 0 | 0 | C1 | [5 empty] | C1 | [5 empty] | 0 | [6 empty] | 0 | [6 empty] | 0 | [6 empty] | 0 | [6 empty] | 0 | [6 empty] | 0
|  |  | 0 | 0 | C2 | 0 | 0 | 0 | 0 | 0 | 0 | 0 | 0 | 0 | 0 | 0 | 0 | 0 | 0 | 0 | 0 | 0 | 0 | 0 | 0 | 0 | 0 | 0 | 0 | 0 | 0 | 0 | 0 | 0 | 0 | 0 | 0 | 0 | 0 | 0 | 0 |  |  | C2 | 0 | 0 | 0 | 0 | 0 | C2 | 0 | 0 | 0 | 0 | 0 | C2 | [5 empty] | C2 | [5 empty] | 0 | [6 empty] | 0 | [6 empty] | 0 | [6 empty] | 0 | [6 empty] | 0 | [6 empty] | 0
|  |  | 0 | 0 | C3 | 0 | 0 | 0 | 0 | 0 | 0 | 0 | 0 | 0 | 0 | 0 | 0 | 0 | 0 | 0 | 0 | 0 | 0 | 0 | 0 | 0 | 0 | 0 | 0 | 0 | 0 | 0 | 0 | 0 | 0 | 0 | 0 | 0 | 0 | 0 | 0 |  |  | C3 | 0 | 0 | 0 | 0 | 0 | C3 | 0 | 0 | 0 | 0 | 0 | C3 | [5 empty] | C3 | [5 empty] | 0 | [6 empty] | 0 | [6 empty] | 0 | [6 empty] | 0 | [6 empty] | 0 | [6 empty] | 0
|  |  | 0 | 0 | C4 | 0 | 0 | 0 | 0 | 0 | 0 | 0 | 0 | 0 | 0 | 0 | 0 | 0 | 0 | 0 | 0 | 0 | 0 | 0 | 0 | 0 | 0 | 0 | 0 | 0 | 0 | 0 | 0 | 0 | 0 | 0 | 0 | 0 | 0 | 0 | 0 |  |  | C4 | 0 | 0 | 0 | 0 | 0 | C4 | 0 | 0 | 0 | 0 | 0 | C4 | [5 empty] | C4 | [5 empty] | 0 | [6 empty] | 0 | [6 empty] | 0 | [6 empty] | 0 | [6 empty] | 0 | [6 empty] | 0
|  |  | 0 | 0 |  | 0 | 0 | 0 | 0 | 0 |  | 0 | 0 | 0 | 0 | 0 |  | 0 | 0 | 0 | 0 | 0 |  | 0 | 0 | 0 | 0 | 0 |  | 0 | 0 | 0 | 0 | 0 |  | 0 | 0 | 0 | 0 | 0 | [22 empty] | 0 | 0 | 0 | 0 | 0 | 0 |  | 0 | 0 | 0 | 0 | 0 | 0 |  | 0 | 0 | 0 | 0 | 0 | 0 |  | 0 | 0 | 0 | 0 | 0 | 0 |  | 0 | 0 | 0 | 0 | 0 | 0 |  | 0 | 0 | 0 | 0 | 0 | 0
| 132kV UG Cable (Oil) |  | 0 | 0 | C1 | 0 | 0 | 0 | 0 | 0 | 0 | 0 | 0 | 0 | 0 | 0 | 0 | 0 | 0 | 0 | 0 | 0 | 0 | 0 | 0 | 0 | 0 | 0 | 0 | 0 | 0 | 0 | 0 | 0 | 0 | 0 | 0 | 0 | 0 | 0 | 0 |  |  | C1 | 0.59691 | 0.88874 | 1.5714 | 2.5449 | 5.9692 | C1 | 4415.397 | 4415.397 | 4415.397 | 4415.397 | 4415.397 | C1 | 2635.6098 | 3924.1423 | 6938.2395 | 11236.5638 | 26356.5475 | C1 | 0 | 0 | 0 | 0 | 0 | 0 |  | 0 | 0 | 0 | 0 | 0 | 0 |  | 0 | 0 | 0 | 0 | 0 | 0 |  | 0 | 0 | 0 | 0 | 0 | 0 |  | 0 | 0 | 0 | 0 | 0 | 0 |  | 0 | 0 | 0 | 0 | 0 | 0
|  |  | 157.44 | 157.44 | C2 | 109.9659 | 0 | 29.2536 | 1.7193 | 16.5012 | 157.44 | 109.9659 | 0 | 29.2536 | 1.7193 | 16.5012 | 157.44 | 0 | 0 | 0 | 0 | 0 | 0 | 109.9659 | 0 | 29.2536 | 1.7193 | 16.5012 | 157.44 | 0 | 0 | 0 | 0 | 0 | 0 | 108.7907 | 1.1752 | 11.2267 | 19.7462 | 16.5012 | 157.44 |  |  | C2 | 0.59691 | 0.88874 | 1.5714 | 2.5449 | 5.9692 | C2 | 6307.71 | 6307.71 | 6307.71 | 6307.71 | 6307.71 | C2 | 3765.1569 | 5605.9175 | 9911.7707 | 16052.234 | 37652.2108 | C2 | 414038.9808 | 0 | 289954.7122 | 27598.906 | 621305.7832 | 1352898.3822 |  | 414038.9808 | 0 | 289954.7122 | 27598.906 | 621305.7832 | 1352898.3822 |  | 414038.9808 | 0 | 289954.7122 | 27598.906 | 621305.7832 | 1352898.3822 |  | 414038.9808 | 0 | 289954.7122 | 27598.906 | 621305.7832 | 1352898.3822 |  | 409614.0933 | 6588.1861 | 111276.4773 | 316970.4953 | 621305.7832 | 1465755.0353 |  | 409614.0933 | 6588.1861 | 111276.4773 | 316970.4953 | 621305.7832 | 1465755.0353
|  |  | 0 | 0 | C3 | 0 | 0 | 0 | 0 | 0 | 0 | 0 | 0 | 0 | 0 | 0 | 0 | 0 | 0 | 0 | 0 | 0 | 0 | 0 | 0 | 0 | 0 | 0 | 0 | 0 | 0 | 0 | 0 | 0 | 0 | 0 | 0 | 0 | 0 | 0 | 0 |  |  | C3 | 0.59691 | 0.88874 | 1.5714 | 2.5449 | 5.9692 | C3 | 9461.565 | 9461.565 | 9461.565 | 9461.565 | 9461.565 | C3 | 5647.7353 | 8408.8763 | 14867.656 | 24078.3509 | 56478.3162 | C3 | 0 | 0 | 0 | 0 | 0 | 0 |  | 0 | 0 | 0 | 0 | 0 | 0 |  | 0 | 0 | 0 | 0 | 0 | 0 |  | 0 | 0 | 0 | 0 | 0 | 0 |  | 0 | 0 | 0 | 0 | 0 | 0 |  | 0 | 0 | 0 | 0 | 0 | 0
|  |  | 0 | 0 | C4 | 0 | 0 | 0 | 0 | 0 | 0 | 0 | 0 | 0 | 0 | 0 | 0 | 0 | 0 | 0 | 0 | 0 | 0 | 0 | 0 | 0 | 0 | 0 | 0 | 0 | 0 | 0 | 0 | 0 | 0 | 0 | 0 | 0 | 0 | 0 | 0 |  |  | C4 | 0.59691 | 0.88874 | 1.5714 | 2.5449 | 5.9692 | C4 | 15769.275 | 15769.275 | 15769.275 | 15769.275 | 15769.275 | C4 | 9412.8922 | 14014.7938 | 24779.4267 | 40130.5849 | 94130.527 | C4 | 0 | 0 | 0 | 0 | 0 | 0 |  | 0 | 0 | 0 | 0 | 0 | 0 |  | 0 | 0 | 0 | 0 | 0 | 0 |  | 0 | 0 | 0 | 0 | 0 | 0 |  | 0 | 0 | 0 | 0 | 0 | 0 |  | 0 | 0 | 0 | 0 | 0 | 0
|  |  | 157.44 | 157.44 |  | 109.9659 | 0 | 29.2536 | 1.7193 | 16.5012 |  | 109.9659 | 0 | 29.2536 | 1.7193 | 16.5012 |  | 0 | 0 | 0 | 0 | 0 |  | 109.9659 | 0 | 29.2536 | 1.7193 | 16.5012 |  | 0 | 0 | 0 | 0 | 0 |  | 108.7907 | 1.1752 | 11.2267 | 19.7462 | 16.5012 | [22 empty] | 414038.9808 | 0 | 289954.7122 | 27598.906 | 621305.7832 | 1352898.3822 |  | 414038.9808 | 0 | 289954.7122 | 27598.906 | 621305.7832 | 1352898.3822 |  | 414038.9808 | 0 | 289954.7122 | 27598.906 | 621305.7832 | 1352898.3822 |  | 414038.9808 | 0 | 289954.7122 | 27598.906 | 621305.7832 | 1352898.3822 |  | 409614.0933 | 6588.1861 | 111276.4773 | 316970.4953 | 621305.7832 | 1465755.0353 |  | 409614.0933 | 6588.1861 | 111276.4773 | 316970.4953 | 621305.7832 | 1465755.0353
| 132kV UG Cable (Non Pressurised) |  | 0 | 0 | C1 | 0 | 0 | 0 | 0 | 0 | 0 | 0 | 0 | 0 | 0 | 0 | 0 | 0 | 0 | 0 | 0 | 0 | 0 | 0 | 0 | 0 | 0 | 0 | 0 | 0 | 0 | 0 | 0 | 0 | 0 | 0 | 0 | 0 | 0 | 0 | 0 |  |  | C1 | 0 | 0 | 0 | 0 | 0 | C1 | 0 | 0 | 0 | 0 | 0 | C1 | [5 empty] | C1 | [5 empty] | 0 | [6 empty] | 0 | [6 empty] | 0 | [6 empty] | 0 | [6 empty] | 0 | [6 empty] | 0
|  |  | 0 | 0 | C2 | 0 | 0 | 0 | 0 | 0 | 0 | 0 | 0 | 0 | 0 | 0 | 0 | 0 | 0 | 0 | 0 | 0 | 0 | 0 | 0 | 0 | 0 | 0 | 0 | 0 | 0 | 0 | 0 | 0 | 0 | 0 | 0 | 0 | 0 | 0 | 0 |  |  | C2 | 0 | 0 | 0 | 0 | 0 | C2 | 0 | 0 | 0 | 0 | 0 | C2 | [5 empty] | C2 | [5 empty] | 0 | [6 empty] | 0 | [6 empty] | 0 | [6 empty] | 0 | [6 empty] | 0 | [6 empty] | 0
|  |  | 0 | 0 | C3 | 0 | 0 | 0 | 0 | 0 | 0 | 0 | 0 | 0 | 0 | 0 | 0 | 0 | 0 | 0 | 0 | 0 | 0 | 0 | 0 | 0 | 0 | 0 | 0 | 0 | 0 | 0 | 0 | 0 | 0 | 0 | 0 | 0 | 0 | 0 | 0 |  |  | C3 | 0 | 0 | 0 | 0 | 0 | C3 | 0 | 0 | 0 | 0 | 0 | C3 | [5 empty] | C3 | [5 empty] | 0 | [6 empty] | 0 | [6 empty] | 0 | [6 empty] | 0 | [6 empty] | 0 | [6 empty] | 0
|  |  | 0 | 0 | C4 | 0 | 0 | 0 | 0 | 0 | 0 | 0 | 0 | 0 | 0 | 0 | 0 | 0 | 0 | 0 | 0 | 0 | 0 | 0 | 0 | 0 | 0 | 0 | 0 | 0 | 0 | 0 | 0 | 0 | 0 | 0 | 0 | 0 | 0 | 0 | 0 |  |  | C4 | 0 | 0 | 0 | 0 | 0 | C4 | 0 | 0 | 0 | 0 | 0 | C4 | [5 empty] | C4 | [5 empty] | 0 | [6 empty] | 0 | [6 empty] | 0 | [6 empty] | 0 | [6 empty] | 0 | [6 empty] | 0
|  |  | 0 | 0 |  | 0 | 0 | 0 | 0 | 0 |  | 0 | 0 | 0 | 0 | 0 |  | 0 | 0 | 0 | 0 | 0 |  | 0 | 0 | 0 | 0 | 0 |  | 0 | 0 | 0 | 0 | 0 |  | 0 | 0 | 0 | 0 | 0 | [22 empty] | 0 | 0 | 0 | 0 | 0 | 0 |  | 0 | 0 | 0 | 0 | 0 | 0 |  | 0 | 0 | 0 | 0 | 0 | 0 |  | 0 | 0 | 0 | 0 | 0 | 0 |  | 0 | 0 | 0 | 0 | 0 | 0 |  | 0 | 0 | 0 | 0 | 0 | 0
| 132kV OHL Support - Tower |  | 0 | 0 | C1 | 0 | 0 | 0 | 0 | 0 | 0 | 0 | 0 | 0 | 0 | 0 | 0 | 0 | 0 | 0 | 0 | 0 | 0 | 0 | 0 | 0 | 0 | 0 | 0 | 0 | 0 | 0 | 0 | 0 | 0 | 0 | 0 | 0 | 0 | 0 | 0 |  |  | C1 | 0.015533 | 0.023127 | 0.04089 | 0.066222 | 0.15533 | C1 | 10348.961 | 10348.961 | 10348.961 | 10348.961 | 10348.961 | C1 | 160.7478 | 239.3363 | 423.1683 | 685.3263 | 1607.5052 | C1 | 0 | 0 | 0 | 0 | 0 | 0 |  | 0 | 0 | 0 | 0 | 0 | 0 |  | 0 | 0 | 0 | 0 | 0 | 0 |  | 0 | 0 | 0 | 0 | 0 | 0 |  | 0 | 0 | 0 | 0 | 0 | 0 |  | 0 | 0 | 0 | 0 | 0 | 0
|  |  | 3127 | 3127 | C2 | 287 | 74 | 1127 | 814 | 825 | 3127 | 287 | 74 | 1127 | 814 | 825 | 3127 | 0 | 0 | 0 | 0 | 0 | 0 | 175 | 38 | 1024 | 641 | 1249 | 3127 | 0 | 0 | 0 | 0 | 0 | 0 | 12 | 52 | 839 | 463 | 1761 | 3127 |  |  | C2 | 0.015533 | 0.023127 | 0.04089 | 0.066222 | 0.15533 | C2 | 14784.23 | 14784.23 | 14784.23 | 14784.23 | 14784.23 | C2 | 229.6397 | 341.909 | 604.5262 | 979.0375 | 2296.436 | C2 | 65906.5893 | 25301.268 | 681300.9993 | 796936.5602 | 1894559.6998 | 3464005.1166 |  | 65906.5893 | 25301.268 | 681300.9993 | 796936.5602 | 1894559.6998 | 3464005.1166 |  | 40186.9447 | 12992.543 | 619034.8032 | 627563.0652 | 2868248.5638 | 4168025.9199 |  | 40186.9447 | 12992.543 | 619034.8032 | 627563.0652 | 2868248.5638 | 4168025.9199 |  | 2755.6762 | 17779.2694 | 507197.4608 | 453294.3825 | 4044023.7957 | 5025050.5847 |  | 2755.6762 | 17779.2694 | 507197.4608 | 453294.3825 | 4044023.7957 | 5025050.5847
|  |  | 0 | 0 | C3 | 0 | 0 | 0 | 0 | 0 | 0 | 0 | 0 | 0 | 0 | 0 | 0 | 0 | 0 | 0 | 0 | 0 | 0 | 0 | 0 | 0 | 0 | 0 | 0 | 0 | 0 | 0 | 0 | 0 | 0 | 0 | 0 | 0 | 0 | 0 | 0 |  |  | C3 | 0.015533 | 0.023127 | 0.04089 | 0.066222 | 0.15533 | C3 | 22176.345 | 22176.345 | 22176.345 | 22176.345 | 22176.345 | C3 | 344.4595 | 512.8635 | 906.7893 | 1468.5563 | 3444.654 | C3 | 0 | 0 | 0 | 0 | 0 | 0 |  | 0 | 0 | 0 | 0 | 0 | 0 |  | 0 | 0 | 0 | 0 | 0 | 0 |  | 0 | 0 | 0 | 0 | 0 | 0 |  | 0 | 0 | 0 | 0 | 0 | 0 |  | 0 | 0 | 0 | 0 | 0 | 0
|  |  | 0 | 0 | C4 | 0 | 0 | 0 | 0 | 0 | 0 | 0 | 0 | 0 | 0 | 0 | 0 | 0 | 0 | 0 | 0 | 0 | 0 | 0 | 0 | 0 | 0 | 0 | 0 | 0 | 0 | 0 | 0 | 0 | 0 | 0 | 0 | 0 | 0 | 0 | 0 |  |  | C4 | 0.015533 | 0.023127 | 0.04089 | 0.066222 | 0.15533 | C4 | 36960.575 | 36960.575 | 36960.575 | 36960.575 | 36960.575 | C4 | 574.0992 | 854.7726 | 1511.3154 | 2447.5939 | 5741.09 | C4 | 0 | 0 | 0 | 0 | 0 | 0 |  | 0 | 0 | 0 | 0 | 0 | 0 |  | 0 | 0 | 0 | 0 | 0 | 0 |  | 0 | 0 | 0 | 0 | 0 | 0 |  | 0 | 0 | 0 | 0 | 0 | 0 |  | 0 | 0 | 0 | 0 | 0 | 0
|  |  | 3127 | 3127 |  | 287 | 74 | 1127 | 814 | 825 |  | 287 | 74 | 1127 | 814 | 825 |  | 0 | 0 | 0 | 0 | 0 |  | 175 | 38 | 1024 | 641 | 1249 |  | 0 | 0 | 0 | 0 | 0 |  | 12 | 52 | 839 | 463 | 1761 | [22 empty] | 65906.5893 | 25301.268 | 681300.9993 | 796936.5602 | 1894559.6998 | 3464005.1166 |  | 65906.5893 | 25301.268 | 681300.9993 | 796936.5602 | 1894559.6998 | 3464005.1166 |  | 40186.9447 | 12992.543 | 619034.8032 | 627563.0652 | 2868248.5638 | 4168025.9199 |  | 40186.9447 | 12992.543 | 619034.8032 | 627563.0652 | 2868248.5638 | 4168025.9199 |  | 2755.6762 | 17779.2694 | 507197.4608 | 453294.3825 | 4044023.7957 | 5025050.5847 |  | 2755.6762 | 17779.2694 | 507197.4608 | 453294.3825 | 4044023.7957 | 5025050.5847
| 132kV OHL Fittings |  | 0 | 0 | C1 | 0 | 0 | 0 | 0 | 0 | 0 | 0 | 0 | 0 | 0 | 0 | 0 | 0 | 0 | 0 | 0 | 0 | 0 | 0 | 0 | 0 | 0 | 0 | 0 | 0 | 0 | 0 | 0 | 0 | 0 | 0 | 0 | 0 | 0 | 0 | 0 |  | 0 | C1 | 0.002736 | 0.0040737 | 0.0072026 | 0.011665 | 0.027361 | C1 | 1709.792 | 1709.792 | 1709.792 | 1709.792 | 1709.792 | C1 | 4.6781 | 6.9651 | 12.315 | 19.9443 | 46.7814 | C1 | 0 | 0 | 0 | 0 | 0 | 0 |  | 0 | 0 | 0 | 0 | 0 | 0 |  | 0 | 0 | 0 | 0 | 0 | 0 |  | 0 | 0 | 0 | 0 | 0 | 0 |  | 0 | 0 | 0 | 0 | 0 | 0 |  | 0 | 0 | 0 | 0 | 0 | 0
|  |  | 5610 | 5610 | C2 | 1223 | 651 | 733 | 1935 | 1068 | 5610 | 1223 | 651 | 733 | 1935 | 1068 | 5610 | 0 | 0 | 0 | 0 | 0 | 0 | 3 | 1571 | 3 | 944 | 3089 | 5610 | 0 | 0 | 0 | 0 | 0 | 0 | 3 | 3 | 1121 | 302 | 4181 | 5610 |  |  | C2 | 0.002736 | 0.0040737 | 0.0072026 | 0.011665 | 0.027361 | C2 | 2442.56 | 2442.56 | 2442.56 | 2442.56 | 2442.56 | C2 | 6.6829 | 9.9502 | 17.5929 | 28.4918 | 66.8306 | C2 | 8173.2477 | 6477.5805 | 12895.5641 | 55131.7244 | 71375.1215 | 154053.2381 |  | 8173.2477 | 6477.5805 | 12895.5641 | 55131.7244 | 71375.1215 | 154053.2381 |  | 20.0488 | 15631.7649 | 52.7786 | 26896.3038 | 206439.841 | 249040.7371 |  | 20.0488 | 15631.7649 | 52.7786 | 26896.3038 | 206439.841 | 249040.7371 |  | 20.0488 | 29.8506 | 19721.5926 | 8604.5379 | 279418.8978 | 307794.9277 |  | 20.0488 | 29.8506 | 19721.5926 | 8604.5379 | 279418.8978 | 307794.9277
|  |  | 0 | 0 | C3 | 0 | 0 | 0 | 0 | 0 | 0 | 0 | 0 | 0 | 0 | 0 | 0 | 0 | 0 | 0 | 0 | 0 | 0 | 0 | 0 | 0 | 0 | 0 | 0 | 0 | 0 | 0 | 0 | 0 | 0 | 0 | 0 | 0 | 0 | 0 | 0 |  |  | C3 | 0.002736 | 0.0040737 | 0.0072026 | 0.011665 | 0.027361 | C3 | 3663.84 | 3663.84 | 3663.84 | 3663.84 | 3663.84 | C3 | 10.0244 | 14.9253 | 26.3893 | 42.7378 | 100.246 | C3 | 0 | 0 | 0 | 0 | 0 | 0 |  | 0 | 0 | 0 | 0 | 0 | 0 |  | 0 | 0 | 0 | 0 | 0 | 0 |  | 0 | 0 | 0 | 0 | 0 | 0 |  | 0 | 0 | 0 | 0 | 0 | 0 |  | 0 | 0 | 0 | 0 | 0 | 0
|  |  | 0 | 0 | C4 | 0 | 0 | 0 | 0 | 0 | 0 | 0 | 0 | 0 | 0 | 0 | 0 | 0 | 0 | 0 | 0 | 0 | 0 | 0 | 0 | 0 | 0 | 0 | 0 | 0 | 0 | 0 | 0 | 0 | 0 | 0 | 0 | 0 | 0 | 0 | 0 |  |  | C4 | 0.002736 | 0.0040737 | 0.0072026 | 0.011665 | 0.027361 | C4 | 6106.4 | 6106.4 | 6106.4 | 6106.4 | 6106.4 | C4 | 16.7074 | 24.8755 | 43.9821 | 71.2296 | 167.0766 | C4 | 0 | 0 | 0 | 0 | 0 | 0 |  | 0 | 0 | 0 | 0 | 0 | 0 |  | 0 | 0 | 0 | 0 | 0 | 0 |  | 0 | 0 | 0 | 0 | 0 | 0 |  | 0 | 0 | 0 | 0 | 0 | 0 |  | 0 | 0 | 0 | 0 | 0 | 0
|  |  | 5610 | 5610 |  | 1223 | 651 | 733 | 1935 | 1068 |  | 1223 | 651 | 733 | 1935 | 1068 |  | 0 | 0 | 0 | 0 | 0 |  | 3 | 1571 | 3 | 944 | 3089 |  | 0 | 0 | 0 | 0 | 0 |  | 3 | 3 | 1121 | 302 | 4181 | [22 empty] | 8173.2477 | 6477.5805 | 12895.5641 | 55131.7244 | 71375.1215 | 154053.2381 |  | 8173.2477 | 6477.5805 | 12895.5641 | 55131.7244 | 71375.1215 | 154053.2381 |  | 20.0488 | 15631.7649 | 52.7786 | 26896.3038 | 206439.841 | 249040.7371 |  | 20.0488 | 15631.7649 | 52.7786 | 26896.3038 | 206439.841 | 249040.7371 |  | 20.0488 | 29.8506 | 19721.5926 | 8604.5379 | 279418.8978 | 307794.9277 |  | 20.0488 | 29.8506 | 19721.5926 | 8604.5379 | 279418.8978 | 307794.9277
| 132kV OHL (Tower Line) Conductor |  | 0 | 0 | C1 | 0 | 0 | 0 | 0 | 0 | 0 | 0 | 0 | 0 | 0 | 0 | 0 | 0 | 0 | 0 | 0 | 0 | 0 | 0 | 0 | 0 | 0 | 0 | 0 | 0 | 0 | 0 | 0 | 0 | 0 | 0 | 0 | 0 | 0 | 0 | 0 |  |  | C1 | 0.00228 | 0.0033947 | 0.0060022 | 0.0097206 | 0.022801 | C1 | 15214.535 | 15214.535 | 15214.535 | 15214.535 | 15214.535 | C1 | 34.6897 | 51.6493 | 91.3206 | 147.8948 | 346.9028 | C1 | 0 | 0 | 0 | 0 | 0 | 0 |  | 0 | 0 | 0 | 0 | 0 | 0 |  | 0 | 0 | 0 | 0 | 0 | 0 |  | 0 | 0 | 0 | 0 | 0 | 0 |  | 0 | 0 | 0 | 0 | 0 | 0 |  | 0 | 0 | 0 | 0 | 0 | 0
|  |  | 1595.26 | 1595.26 | C2 | 539.1109 | 431.1806 | 16.2505 | 125.6707 | 483.0472 | 1595.26 | 539.1109 | 431.1806 | 16.2505 | 125.6707 | 483.0472 | 1595.26 | 0 | 0 | 0 | 0 | 0 | 0 | 539.1109 | 431.1806 | 16.2505 | 125.6707 | 483.0472 | 1595.26 | 0 | 0 | 0 | 0 | 0 | 0 | 31.0112 | 635.9373 | 303.3432 | 16.2505 | 608.7179 | 1595.26 |  |  | C2 | 0.00228 | 0.0033947 | 0.0060022 | 0.0097206 | 0.022801 | C2 | 21735.05 | 21735.05 | 21735.05 | 21735.05 | 21735.05 | C2 | 49.5567 | 73.7846 | 130.4579 | 211.2782 | 495.5754 | C2 | 26716.5582 | 31814.5094 | 2120.0102 | 26551.4917 | 239386.3019 | 326588.8714 |  | 26716.5582 | 31814.5094 | 2120.0102 | 26551.4917 | 239386.3019 | 326588.8714 |  | 26716.5582 | 31814.5094 | 2120.0102 | 26551.4917 | 239386.3019 | 326588.8714 |  | 26716.5582 | 31814.5094 | 2120.0102 | 26551.4917 | 239386.3019 | 326588.8714 |  | 1536.8106 | 46922.4045 | 39573.5245 | 3433.3825 | 301665.631 | 393131.7532 |  | 1536.8106 | 46922.4045 | 39573.5245 | 3433.3825 | 301665.631 | 393131.7532
|  |  | 0 | 0 | C3 | 0 | 0 | 0 | 0 | 0 | 0 | 0 | 0 | 0 | 0 | 0 | 0 | 0 | 0 | 0 | 0 | 0 | 0 | 0 | 0 | 0 | 0 | 0 | 0 | 0 | 0 | 0 | 0 | 0 | 0 | 0 | 0 | 0 | 0 | 0 | 0 |  |  | C3 | 0.00228 | 0.0033947 | 0.0060022 | 0.0097206 | 0.022801 | C3 | 32602.575 | 32602.575 | 32602.575 | 32602.575 | 32602.575 | C3 | 74.335 | 110.677 | 195.6869 | 316.9174 | 743.3631 | C3 | 0 | 0 | 0 | 0 | 0 | 0 |  | 0 | 0 | 0 | 0 | 0 | 0 |  | 0 | 0 | 0 | 0 | 0 | 0 |  | 0 | 0 | 0 | 0 | 0 | 0 |  | 0 | 0 | 0 | 0 | 0 | 0 |  | 0 | 0 | 0 | 0 | 0 | 0
|  |  | 0 | 0 | C4 | 0 | 0 | 0 | 0 | 0 | 0 | 0 | 0 | 0 | 0 | 0 | 0 | 0 | 0 | 0 | 0 | 0 | 0 | 0 | 0 | 0 | 0 | 0 | 0 | 0 | 0 | 0 | 0 | 0 | 0 | 0 | 0 | 0 | 0 | 0 | 0 |  |  | C4 | 0.00228 | 0.0033947 | 0.0060022 | 0.0097206 | 0.022801 | C4 | 54337.625 | 54337.625 | 54337.625 | 54337.625 | 54337.625 | C4 | 123.8917 | 184.4616 | 326.1449 | 528.1956 | 1238.9386 | C4 | 0 | 0 | 0 | 0 | 0 | 0 |  | 0 | 0 | 0 | 0 | 0 | 0 |  | 0 | 0 | 0 | 0 | 0 | 0 |  | 0 | 0 | 0 | 0 | 0 | 0 |  | 0 | 0 | 0 | 0 | 0 | 0 |  | 0 | 0 | 0 | 0 | 0 | 0
|  |  | 1595.26 | 1595.26 |  | 539.1109 | 431.1806 | 16.2505 | 125.6707 | 483.0472 |  | 539.1109 | 431.1806 | 16.2505 | 125.6707 | 483.0472 |  | 0 | 0 | 0 | 0 | 0 |  | 539.1109 | 431.1806 | 16.2505 | 125.6707 | 483.0472 |  | 0 | 0 | 0 | 0 | 0 |  | 31.0112 | 635.9373 | 303.3432 | 16.2505 | 608.7179 | [22 empty] | 26716.5582 | 31814.5094 | 2120.0102 | 26551.4917 | 239386.3019 | 326588.8714 |  | 26716.5582 | 31814.5094 | 2120.0102 | 26551.4917 | 239386.3019 | 326588.8714 |  | 26716.5582 | 31814.5094 | 2120.0102 | 26551.4917 | 239386.3019 | 326588.8714 |  | 26716.5582 | 31814.5094 | 2120.0102 | 26551.4917 | 239386.3019 | 326588.8714 |  | 1536.8106 | 46922.4045 | 39573.5245 | 3433.3825 | 301665.631 | 393131.7532 |  | 1536.8106 | 46922.4045 | 39573.5245 | 3433.3825 | 301665.631 | 393131.7532
| [Please insert new asset category as required] |  | 0 | 0 | C1 | 0 | 0 | 0 | 0 | 0 | 0 | 0 | 0 | 0 | 0 | 0 | 0 | 0 | 0 | 0 | 0 | 0 | 0 | 0 | 0 | 0 | 0 | 0 | 0 | 0 | 0 | 0 | 0 | 0 | 0 | 0 | 0 | 0 | 0 | 0 | 0 |  |  | C1 | 0 | 0 | 0 | 0 | 0 | C1 | 0 | 0 | 0 | 0 | 0 | C1 | [5 empty] | C1 | [5 empty] | 0 | [6 empty] | 0 | [6 empty] | 0 | [6 empty] | 0 | [6 empty] | 0 | [6 empty] | 0
|  |  | 0 | 0 | C2 | 0 | 0 | 0 | 0 | 0 | 0 | 0 | 0 | 0 | 0 | 0 | 0 | 0 | 0 | 0 | 0 | 0 | 0 | 0 | 0 | 0 | 0 | 0 | 0 | 0 | 0 | 0 | 0 | 0 | 0 | 0 | 0 | 0 | 0 | 0 | 0 |  |  | C2 | 0 | 0 | 0 | 0 | 0 | C2 | 0 | 0 | 0 | 0 | 0 | C2 | [5 empty] | C2 | [5 empty] | 0 | [6 empty] | 0 | [6 empty] | 0 | [6 empty] | 0 | [6 empty] | 0 | [6 empty] | 0
|  |  | 0 | 0 | C3 | 0 | 0 | 0 | 0 | 0 | 0 | 0 | 0 | 0 | 0 | 0 | 0 | 0 | 0 | 0 | 0 | 0 | 0 | 0 | 0 | 0 | 0 | 0 | 0 | 0 | 0 | 0 | 0 | 0 | 0 | 0 | 0 | 0 | 0 | 0 | 0 |  |  | C3 | 0 | 0 | 0 | 0 | 0 | C3 | 0 | 0 | 0 | 0 | 0 | C3 | [5 empty] | C3 | [5 empty] | 0 | [6 empty] | 0 | [6 empty] | 0 | [6 empty] | 0 | [6 empty] | 0 | [6 empty] | 0
|  |  | 0 | 0 | C4 | 0 | 0 | 0 | 0 | 0 | 0 | 0 | 0 | 0 | 0 | 0 | 0 | 0 | 0 | 0 | 0 | 0 | 0 | 0 | 0 | 0 | 0 | 0 | 0 | 0 | 0 | 0 | 0 | 0 | 0 | 0 | 0 | 0 | 0 | 0 | 0 |  |  | C4 | 0 | 0 | 0 | 0 | 0 | C4 | 0 | 0 | 0 | 0 | 0 | C4 | [5 empty] | C4 | [5 empty] | 0 | [6 empty] | 0 | [6 empty] | 0 | [6 empty] | 0 | [6 empty] | 0 | [6 empty] | 0
|  |  | 0 | 0 |  | 0 | 0 | 0 | 0 | 0 |  | 0 | 0 | 0 | 0 | 0 |  | 0 | 0 | 0 | 0 | 0 |  | 0 | 0 | 0 | 0 | 0 |  | 0 | 0 | 0 | 0 | 0 |  | 0 | 0 | 0 | 0 | 0 | [22 empty] | 0 | 0 | 0 | 0 | 0 | 0 |  | 0 | 0 | 0 | 0 | 0 | 0 |  | 0 | 0 | 0 | 0 | 0 | 0 |  | 0 | 0 | 0 | 0 | 0 | 0 |  | 0 | 0 | 0 | 0 | 0 | 0 |  | 0 | 0 | 0 | 0 | 0 | 0
| [Please insert new asset category as required] |  | 0 | 0 | C1 | 0 | 0 | 0 | 0 | 0 | 0 | 0 | 0 | 0 | 0 | 0 | 0 | 0 | 0 | 0 | 0 | 0 | 0 | 0 | 0 | 0 | 0 | 0 | 0 | 0 | 0 | 0 | 0 | 0 | 0 | 0 | 0 | 0 | 0 | 0 | 0 |  |  | C1 | 0 | 0 | 0 | 0 | 0 | C1 | 0 | 0 | 0 | 0 | 0 | C1 | [5 empty] | C1 | [5 empty] | 0 | [6 empty] | 0 | [6 empty] | 0 | [6 empty] | 0 | [6 empty] | 0 | [6 empty] | 0
|  |  | 0 | 0 | C2 | 0 | 0 | 0 | 0 | 0 | 0 | 0 | 0 | 0 | 0 | 0 | 0 | 0 | 0 | 0 | 0 | 0 | 0 | 0 | 0 | 0 | 0 | 0 | 0 | 0 | 0 | 0 | 0 | 0 | 0 | 0 | 0 | 0 | 0 | 0 | 0 |  |  | C2 | 0 | 0 | 0 | 0 | 0 | C2 | 0 | 0 | 0 | 0 | 0 | C2 | [5 empty] | C2 | [5 empty] | 0 | [6 empty] | 0 | [6 empty] | 0 | [6 empty] | 0 | [6 empty] | 0 | [6 empty] | 0
|  |  | 0 | 0 | C3 | 0 | 0 | 0 | 0 | 0 | 0 | 0 | 0 | 0 | 0 | 0 | 0 | 0 | 0 | 0 | 0 | 0 | 0 | 0 | 0 | 0 | 0 | 0 | 0 | 0 | 0 | 0 | 0 | 0 | 0 | 0 | 0 | 0 | 0 | 0 | 0 |  |  | C3 | 0 | 0 | 0 | 0 | 0 | C3 | 0 | 0 | 0 | 0 | 0 | C3 | [5 empty] | C3 | [5 empty] | 0 | [6 empty] | 0 | [6 empty] | 0 | [6 empty] | 0 | [6 empty] | 0 | [6 empty] | 0
|  |  | 0 | 0 | C4 | 0 | 0 | 0 | 0 | 0 | 0 | 0 | 0 | 0 | 0 | 0 | 0 | 0 | 0 | 0 | 0 | 0 | 0 | 0 | 0 | 0 | 0 | 0 | 0 | 0 | 0 | 0 | 0 | 0 | 0 | 0 | 0 | 0 | 0 | 0 | 0 |  |  | C4 | 0 | 0 | 0 | 0 | 0 | C4 | 0 | 0 | 0 | 0 | 0 | C4 | [5 empty] | C4 | [5 empty] | 0 | [6 empty] | 0 | [6 empty] | 0 | [6 empty] | 0 | [6 empty] | 0 | [6 empty] | 0
|  |  | 0 | 0 |  | 0 | 0 | 0 | 0 | 0 |  | 0 | 0 | 0 | 0 | 0 |  | 0 | 0 | 0 | 0 | 0 |  | 0 | 0 | 0 | 0 | 0 |  | 0 | 0 | 0 | 0 | 0 |  | 0 | 0 | 0 | 0 | 0 | [22 empty] | 0 | 0 | 0 | 0 | 0 | 0 |  | 0 | 0 | 0 | 0 | 0 | 0 |  | 0 | 0 | 0 | 0 | 0 | 0 |  | 0 | 0 | 0 | 0 | 0 | 0 |  | 0 | 0 | 0 | 0 | 0 | 0 |  | 0 | 0 | 0 | 0 | 0 | 0
| [Please insert new asset category as required] |  | 0 | 0 | C1 | 0 | 0 | 0 | 0 | 0 | 0 | 0 | 0 | 0 | 0 | 0 | 0 | 0 | 0 | 0 | 0 | 0 | 0 | 0 | 0 | 0 | 0 | 0 | 0 | 0 | 0 | 0 | 0 | 0 | 0 | 0 | 0 | 0 | 0 | 0 | 0 |  |  | C1 | 0 | 0 | 0 | 0 | 0 | C1 | 0 | 0 | 0 | 0 | 0 | C1 | [5 empty] | C1 | [5 empty] | 0 | [6 empty] | 0 | [6 empty] | 0 | [6 empty] | 0 | [6 empty] | 0 | [6 empty] | 0
|  |  | 0 | 0 | C2 | 0 | 0 | 0 | 0 | 0 | 0 | 0 | 0 | 0 | 0 | 0 | 0 | 0 | 0 | 0 | 0 | 0 | 0 | 0 | 0 | 0 | 0 | 0 | 0 | 0 | 0 | 0 | 0 | 0 | 0 | 0 | 0 | 0 | 0 | 0 | 0 |  |  | C2 | 0 | 0 | 0 | 0 | 0 | C2 | 0 | 0 | 0 | 0 | 0 | C2 | [5 empty] | C2 | [5 empty] | 0 | [6 empty] | 0 | [6 empty] | 0 | [6 empty] | 0 | [6 empty] | 0 | [6 empty] | 0
|  |  | 0 | 0 | C3 | 0 | 0 | 0 | 0 | 0 | 0 | 0 | 0 | 0 | 0 | 0 | 0 | 0 | 0 | 0 | 0 | 0 | 0 | 0 | 0 | 0 | 0 | 0 | 0 | 0 | 0 | 0 | 0 | 0 | 0 | 0 | 0 | 0 | 0 | 0 | 0 |  |  | C3 | 0 | 0 | 0 | 0 | 0 | C3 | 0 | 0 | 0 | 0 | 0 | C3 | [5 empty] | C3 | [5 empty] | 0 | [6 empty] | 0 | [6 empty] | 0 | [6 empty] | 0 | [6 empty] | 0 | [6 empty] | 0
|  |  | 0 | 0 | C4 | 0 | 0 | 0 | 0 | 0 | 0 | 0 | 0 | 0 | 0 | 0 | 0 | 0 | 0 | 0 | 0 | 0 | 0 | 0 | 0 | 0 | 0 | 0 | 0 | 0 | 0 | 0 | 0 | 0 | 0 | 0 | 0 | 0 | 0 | 0 | 0 |  |  | C4 | 0 | 0 | 0 | 0 | 0 | C4 | 0 | 0 | 0 | 0 | 0 | C4 | [5 empty] | C4 | [5 empty] | 0 | [6 empty] | 0 | [6 empty] | 0 | [6 empty] | 0 | [6 empty] | 0 | [6 empty] | 0
|  |  | 0 | 0 |  | 0 | 0 | 0 | 0 | 0 |  | 0 | 0 | 0 | 0 | 0 |  | 0 | 0 | 0 | 0 | 0 |  | 0 | 0 | 0 | 0 | 0 |  | 0 | 0 | 0 | 0 | 0 |  | 0 | 0 | 0 | 0 | 0 | [22 empty] | 0 | 0 | 0 | 0 | 0 | 0 |  | 0 | 0 | 0 | 0 | 0 | 0 |  | 0 | 0 | 0 | 0 | 0 | 0 |  | 0 | 0 | 0 | 0 | 0 | 0 |  | 0 | 0 | 0 | 0 | 0 | 0 |  | 0 | 0 | 0 | 0 | 0 | 0
| [Please insert new asset category as required] |  | 0 | 0 | C1 | 0 | 0 | 0 | 0 | 0 | 0 | 0 | 0 | 0 | 0 | 0 | 0 | 0 | 0 | 0 | 0 | 0 | 0 | 0 | 0 | 0 | 0 | 0 | 0 | 0 | 0 | 0 | 0 | 0 | 0 | 0 | 0 | 0 | 0 | 0 | 0 |  |  | C1 | 0 | 0 | 0 | 0 | 0 | C1 | 0 | 0 | 0 | 0 | 0 | C1 | [5 empty] | C1 | [5 empty] | 0 | [6 empty] | 0 | [6 empty] | 0 | [6 empty] | 0 | [6 empty] | 0 | [6 empty] | 0
|  |  | 0 | 0 | C2 | 0 | 0 | 0 | 0 | 0 | 0 | 0 | 0 | 0 | 0 | 0 | 0 | 0 | 0 | 0 | 0 | 0 | 0 | 0 | 0 | 0 | 0 | 0 | 0 | 0 | 0 | 0 | 0 | 0 | 0 | 0 | 0 | 0 | 0 | 0 | 0 |  |  | C2 | 0 | 0 | 0 | 0 | 0 | C2 | 0 | 0 | 0 | 0 | 0 | C2 | [5 empty] | C2 | [5 empty] | 0 | [6 empty] | 0 | [6 empty] | 0 | [6 empty] | 0 | [6 empty] | 0 | [6 empty] | 0
|  |  | 0 | 0 | C3 | 0 | 0 | 0 | 0 | 0 | 0 | 0 | 0 | 0 | 0 | 0 | 0 | 0 | 0 | 0 | 0 | 0 | 0 | 0 | 0 | 0 | 0 | 0 | 0 | 0 | 0 | 0 | 0 | 0 | 0 | 0 | 0 | 0 | 0 | 0 | 0 |  |  | C3 | 0 | 0 | 0 | 0 | 0 | C3 | 0 | 0 | 0 | 0 | 0 | C3 | [5 empty] | C3 | [5 empty] | 0 | [6 empty] | 0 | [6 empty] | 0 | [6 empty] | 0 | [6 empty] | 0 | [6 empty] | 0
|  |  | 0 | 0 | C4 | 0 | 0 | 0 | 0 | 0 | 0 | 0 | 0 | 0 | 0 | 0 | 0 | 0 | 0 | 0 | 0 | 0 | 0 | 0 | 0 | 0 | 0 | 0 | 0 | 0 | 0 | 0 | 0 | 0 | 0 | 0 | 0 | 0 | 0 | 0 | 0 |  |  | C4 | 0 | 0 | 0 | 0 | 0 | C4 | 0 | 0 | 0 | 0 | 0 | C4 | [5 empty] | C4 | [5 empty] | 0 | [6 empty] | 0 | [6 empty] | 0 | [6 empty] | 0 | [6 empty] | 0 | [6 empty] | 0
|  |  | 0 | 0 |  | 0 | 0 | 0 | 0 | 0 |  | 0 | 0 | 0 | 0 | 0 |  | 0 | 0 | 0 | 0 | 0 |  | 0 | 0 | 0 | 0 | 0 |  | 0 | 0 | 0 | 0 | 0 |  | 0 | 0 | 0 | 0 | 0 | [22 empty] | 0 | 0 | 0 | 0 | 0 | 0 |  | 0 | 0 | 0 | 0 | 0 | 0 |  | 0 | 0 | 0 | 0 | 0 | 0 |  | 0 | 0 | 0 | 0 | 0 | 0 |  | 0 | 0 | 0 | 0 | 0 | 0 |  | 0 | 0 | 0 | 0 | 0 | 0
[63 empty] | 1534152.5878 | 373943.4511 | 1462472.7001 | 1522391.0725 | 3584884.9712 | 8477844.7826 |  | 1534152.5878 | 373943.4511 | 1462472.7001 | 1522391.0725 | 3584884.9712 | 8477844.7826 |  | 1352265.553 | 442297.2423 | 1328347.3458 | 1465378.2505 | 5587923.8495 | 10176212.2411 |  | 1352265.553 | 442297.2423 | 1328347.3458 | 1465378.2505 | 5587923.8495 | 10176212.2411 |  | 1188878.1295 | 440052.2071 | 1036197.3304 | 1686259.4916 | 7828605.5611 | 12179992.7198 |  | 1188878.1295 | 440052.2071 | 1036197.3304 | 1686259.4916 | 7828605.5611 | 12179992.7198
| Other | [66 empty] | 0 | [6 empty] | 0 | [6 empty] | 0 | [6 empty] | 0 | [6 empty] | 0 | [6 empty] | 0
| Submarine Cables |  | 0 | 0 | C1 | 0 | 0 | 0 | 0 | 0 | 0 | 0 | 0 | 0 | 0 | 0 | 0 | 0 | 0 | 0 | 0 | 0 | 0 | 0 | 0 | 0 | 0 | 0 | 0 | 0 | 0 | 0 | 0 | 0 | 0 | 0 | 0 | 0 | 0 | 0 | 0 |  |  | C1 | 0 | 0 | 0 | 0 | 0 | C1 | 0 | 0 | 0 | 0 | 0 | C1 | [5 empty] | C1 | [5 empty] | 0 | [6 empty] | 0 | [6 empty] | 0 | [6 empty] | 0 | [6 empty] | 0 | [6 empty] | 0
|  |  | 0 | 0 | C2 | 0 | 0 | 0 | 0 | 0 | 0 | 0 | 0 | 0 | 0 | 0 | 0 | 0 | 0 | 0 | 0 | 0 | 0 | 0 | 0 | 0 | 0 | 0 | 0 | 0 | 0 | 0 | 0 | 0 | 0 | 0 | 0 | 0 | 0 | 0 | 0 |  |  | C2 | 0 | 0 | 0 | 0 | 0 | C2 | 0 | 0 | 0 | 0 | 0 | C2 | [5 empty] | C2 | [5 empty] | 0 | [6 empty] | 0 | [6 empty] | 0 | [6 empty] | 0 | [6 empty] | 0 | [6 empty] | 0
|  |  | 0 | 0 | C3 | 0 | 0 | 0 | 0 | 0 | 0 | 0 | 0 | 0 | 0 | 0 | 0 | 0 | 0 | 0 | 0 | 0 | 0 | 0 | 0 | 0 | 0 | 0 | 0 | 0 | 0 | 0 | 0 | 0 | 0 | 0 | 0 | 0 | 0 | 0 | 0 |  |  | C3 | 0 | 0 | 0 | 0 | 0 | C3 | 0 | 0 | 0 | 0 | 0 | C3 | [5 empty] | C3 | [5 empty] | 0 | [6 empty] | 0 | [6 empty] | 0 | [6 empty] | 0 | [6 empty] | 0 | [6 empty] | 0
|  |  | 0 | 0 | C4 | 0 | 0 | 0 | 0 | 0 | 0 | 0 | 0 | 0 | 0 | 0 | 0 | 0 | 0 | 0 | 0 | 0 | 0 | 0 | 0 | 0 | 0 | 0 | 0 | 0 | 0 | 0 | 0 | 0 | 0 | 0 | 0 | 0 | 0 | 0 | 0 |  |  | C4 | 0 | 0 | 0 | 0 | 0 | C4 | 0 | 0 | 0 | 0 | 0 | C4 | [5 empty] | C4 | [5 empty] | 0 | [6 empty] | 0 | [6 empty] | 0 | [6 empty] | 0 | [6 empty] | 0 | [6 empty] | 0
|  |  | 0 | 0 |  | 0 | 0 | 0 | 0 | 0 |  | 0 | 0 | 0 | 0 | 0 |  | 0 | 0 | 0 | 0 | 0 |  | 0 | 0 | 0 | 0 | 0 |  | 0 | 0 | 0 | 0 | 0 |  | 0 | 0 | 0 | 0 | 0 | [22 empty] | 0 | 0 | 0 | 0 | 0 | 0 |  | 0 | 0 | 0 | 0 | 0 | 0 |  | 0 | 0 | 0 | 0 | 0 | 0 |  | 0 | 0 | 0 | 0 | 0 | 0 |  | 0 | 0 | 0 | 0 | 0 | 0 |  | 0 | 0 | 0 | 0 | 0 | 0
| [Please insert new asset category as required] |  | 0 | 0 | C1 | 0 | 0 | 0 | 0 | 0 | 0 | 0 | 0 | 0 | 0 | 0 | 0 | 0 | 0 | 0 | 0 | 0 | 0 | 0 | 0 | 0 | 0 | 0 | 0 | 0 | 0 | 0 | 0 | 0 | 0 | 0 | 0 | 0 | 0 | 0 | 0 |  |  | C1 | 0 | 0 | 0 | 0 | 0 | C1 | 0 | 0 | 0 | 0 | 0 | C1 | [5 empty] | C1 | [5 empty] | 0 | [6 empty] | 0 | [6 empty] | 0 | [6 empty] | 0 | [6 empty] | 0 | [6 empty] | 0
|  |  | 0 | 0 | C2 | 0 | 0 | 0 | 0 | 0 | 0 | 0 | 0 | 0 | 0 | 0 | 0 | 0 | 0 | 0 | 0 | 0 | 0 | 0 | 0 | 0 | 0 | 0 | 0 | 0 | 0 | 0 | 0 | 0 | 0 | 0 | 0 | 0 | 0 | 0 | 0 |  |  | C2 | 0 | 0 | 0 | 0 | 0 | C2 | 0 | 0 | 0 | 0 | 0 | C2 | [5 empty] | C2 | [5 empty] | 0 | [6 empty] | 0 | [6 empty] | 0 | [6 empty] | 0 | [6 empty] | 0 | [6 empty] | 0
|  |  | 0 | 0 | C3 | 0 | 0 | 0 | 0 | 0 | 0 | 0 | 0 | 0 | 0 | 0 | 0 | 0 | 0 | 0 | 0 | 0 | 0 | 0 | 0 | 0 | 0 | 0 | 0 | 0 | 0 | 0 | 0 | 0 | 0 | 0 | 0 | 0 | 0 | 0 | 0 |  |  | C3 | 0 | 0 | 0 | 0 | 0 | C3 | 0 | 0 | 0 | 0 | 0 | C3 | [5 empty] | C3 | [5 empty] | 0 | [6 empty] | 0 | [6 empty] | 0 | [6 empty] | 0 | [6 empty] | 0 | [6 empty] | 0
|  |  | 0 | 0 | C4 | 0 | 0 | 0 | 0 | 0 | 0 | 0 | 0 | 0 | 0 | 0 | 0 | 0 | 0 | 0 | 0 | 0 | 0 | 0 | 0 | 0 | 0 | 0 | 0 | 0 | 0 | 0 | 0 | 0 | 0 | 0 | 0 | 0 | 0 | 0 | 0 |  |  | C4 | 0 | 0 | 0 | 0 | 0 | C4 | 0 | 0 | 0 | 0 | 0 | C4 | [5 empty] | C4 | [5 empty] | 0 | [6 empty] | 0 | [6 empty] | 0 | [6 empty] | 0 | [6 empty] | 0 | [6 empty] | 0
|  |  | 0 | 0 |  | 0 | 0 | 0 | 0 | 0 |  | 0 | 0 | 0 | 0 | 0 |  | 0 | 0 | 0 | 0 | 0 |  | 0 | 0 | 0 | 0 | 0 |  | 0 | 0 | 0 | 0 | 0 |  | 0 | 0 | 0 | 0 | 0 | [22 empty] | 0 | 0 | 0 | 0 | 0 | 0 |  | 0 | 0 | 0 | 0 | 0 | 0 |  | 0 | 0 | 0 | 0 | 0 | 0 |  | 0 | 0 | 0 | 0 | 0 | 0 |  | 0 | 0 | 0 | 0 | 0 | 0 |  | 0 | 0 | 0 | 0 | 0 | 0
| [Please insert new asset category as required] |  | 0 | 0 | C1 | 0 | 0 | 0 | 0 | 0 | 0 | 0 | 0 | 0 | 0 | 0 | 0 | 0 | 0 | 0 | 0 | 0 | 0 | 0 | 0 | 0 | 0 | 0 | 0 | 0 | 0 | 0 | 0 | 0 | 0 | 0 | 0 | 0 | 0 | 0 | 0 |  |  | C1 | 0 | 0 | 0 | 0 | 0 | C1 | 0 | 0 | 0 | 0 | 0 | C1 | [5 empty] | C1 | [5 empty] | 0 | [6 empty] | 0 | [6 empty] | 0 | [6 empty] | 0 | [6 empty] | 0 | [6 empty] | 0
|  |  | 0 | 0 | C2 | 0 | 0 | 0 | 0 | 0 | 0 | 0 | 0 | 0 | 0 | 0 | 0 | 0 | 0 | 0 | 0 | 0 | 0 | 0 | 0 | 0 | 0 | 0 | 0 | 0 | 0 | 0 | 0 | 0 | 0 | 0 | 0 | 0 | 0 | 0 | 0 |  |  | C2 | 0 | 0 | 0 | 0 | 0 | C2 | 0 | 0 | 0 | 0 | 0 | C2 | [5 empty] | C2 | [5 empty] | 0 | [6 empty] | 0 | [6 empty] | 0 | [6 empty] | 0 | [6 empty] | 0 | [6 empty] | 0
|  |  | 0 | 0 | C3 | 0 | 0 | 0 | 0 | 0 | 0 | 0 | 0 | 0 | 0 | 0 | 0 | 0 | 0 | 0 | 0 | 0 | 0 | 0 | 0 | 0 | 0 | 0 | 0 | 0 | 0 | 0 | 0 | 0 | 0 | 0 | 0 | 0 | 0 | 0 | 0 |  |  | C3 | 0 | 0 | 0 | 0 | 0 | C3 | 0 | 0 | 0 | 0 | 0 | C3 | [5 empty] | C3 | [5 empty] | 0 | [6 empty] | 0 | [6 empty] | 0 | [6 empty] | 0 | [6 empty] | 0 | [6 empty] | 0
|  |  | 0 | 0 | C4 | 0 | 0 | 0 | 0 | 0 | 0 | 0 | 0 | 0 | 0 | 0 | 0 | 0 | 0 | 0 | 0 | 0 | 0 | 0 | 0 | 0 | 0 | 0 | 0 | 0 | 0 | 0 | 0 | 0 | 0 | 0 | 0 | 0 | 0 | 0 | 0 |  |  | C4 | 0 | 0 | 0 | 0 | 0 | C4 | 0 | 0 | 0 | 0 | 0 | C4 | [5 empty] | C4 | [5 empty] | 0 | [6 empty] | 0 | [6 empty] | 0 | [6 empty] | 0 | [6 empty] | 0 | [6 empty] | 0
|  |  | 0 | 0 |  | 0 | 0 | 0 | 0 | 0 |  | 0 | 0 | 0 | 0 | 0 |  | 0 | 0 | 0 | 0 | 0 |  | 0 | 0 | 0 | 0 | 0 |  | 0 | 0 | 0 | 0 | 0 |  | 0 | 0 | 0 | 0 | 0 | [22 empty] | 0 | 0 | 0 | 0 | 0 | 0 |  | 0 | 0 | 0 | 0 | 0 | 0 |  | 0 | 0 | 0 | 0 | 0 | 0 |  | 0 | 0 | 0 | 0 | 0 | 0 |  | 0 | 0 | 0 | 0 | 0 | 0 |  | 0 | 0 | 0 | 0 | 0 | 0
| [Please insert new asset category as required] |  | 0 | 0 | C1 | 0 | 0 | 0 | 0 | 0 | 0 | 0 | 0 | 0 | 0 | 0 | 0 | 0 | 0 | 0 | 0 | 0 | 0 | 0 | 0 | 0 | 0 | 0 | 0 | 0 | 0 | 0 | 0 | 0 | 0 | 0 | 0 | 0 | 0 | 0 | 0 |  |  | C1 | 0 | 0 | 0 | 0 | 0 | C1 | 0 | 0 | 0 | 0 | 0 | C1 | [5 empty] | C1 | [5 empty] | 0 | [6 empty] | 0 | [6 empty] | 0 | [6 empty] | 0 | [6 empty] | 0 | [6 empty] | 0
|  |  | 0 | 0 | C2 | 0 | 0 | 0 | 0 | 0 | 0 | 0 | 0 | 0 | 0 | 0 | 0 | 0 | 0 | 0 | 0 | 0 | 0 | 0 | 0 | 0 | 0 | 0 | 0 | 0 | 0 | 0 | 0 | 0 | 0 | 0 | 0 | 0 | 0 | 0 | 0 |  |  | C2 | 0 | 0 | 0 | 0 | 0 | C2 | 0 | 0 | 0 | 0 | 0 | C2 | [5 empty] | C2 | [5 empty] | 0 | [6 empty] | 0 | [6 empty] | 0 | [6 empty] | 0 | [6 empty] | 0 | [6 empty] | 0
|  |  | 0 | 0 | C3 | 0 | 0 | 0 | 0 | 0 | 0 | 0 | 0 | 0 | 0 | 0 | 0 | 0 | 0 | 0 | 0 | 0 | 0 | 0 | 0 | 0 | 0 | 0 | 0 | 0 | 0 | 0 | 0 | 0 | 0 | 0 | 0 | 0 | 0 | 0 | 0 |  |  | C3 | 0 | 0 | 0 | 0 | 0 | C3 | 0 | 0 | 0 | 0 | 0 | C3 | [5 empty] | C3 | [5 empty] | 0 | [6 empty] | 0 | [6 empty] | 0 | [6 empty] | 0 | [6 empty] | 0 | [6 empty] | 0
|  |  | 0 | 0 | C4 | 0 | 0 | 0 | 0 | 0 | 0 | 0 | 0 | 0 | 0 | 0 | 0 | 0 | 0 | 0 | 0 | 0 | 0 | 0 | 0 | 0 | 0 | 0 | 0 | 0 | 0 | 0 | 0 | 0 | 0 | 0 | 0 | 0 | 0 | 0 | 0 |  |  | C4 | 0 | 0 | 0 | 0 | 0 | C4 | 0 | 0 | 0 | 0 | 0 | C4 | [5 empty] | C4 | [5 empty] | 0 | [6 empty] | 0 | [6 empty] | 0 | [6 empty] | 0 | [6 empty] | 0 | [6 empty] | 0
|  |  | 0 | 0 |  | 0 | 0 | 0 | 0 | 0 |  | 0 | 0 | 0 | 0 | 0 |  | 0 | 0 | 0 | 0 | 0 |  | 0 | 0 | 0 | 0 | 0 |  | 0 | 0 | 0 | 0 | 0 |  | 0 | 0 | 0 | 0 | 0 | [22 empty] | 0 | 0 | 0 | 0 | 0 | 0 |  | 0 | 0 | 0 | 0 | 0 | 0 |  | 0 | 0 | 0 | 0 | 0 | 0 |  | 0 | 0 | 0 | 0 | 0 | 0 |  | 0 | 0 | 0 | 0 | 0 | 0 |  | 0 | 0 | 0 | 0 | 0 | 0
| [Please insert new asset category as required] |  | 0 | 0 | C1 | 0 | 0 | 0 | 0 | 0 | 0 | 0 | 0 | 0 | 0 | 0 | 0 | 0 | 0 | 0 | 0 | 0 | 0 | 0 | 0 | 0 | 0 | 0 | 0 | 0 | 0 | 0 | 0 | 0 | 0 | 0 | 0 | 0 | 0 | 0 | 0 |  |  | C1 | 0 | 0 | 0 | 0 | 0 | C1 | 0 | 0 | 0 | 0 | 0 | C1 | [5 empty] | C1 | [5 empty] | 0 | [6 empty] | 0 | [6 empty] | 0 | [6 empty] | 0 | [6 empty] | 0 | [6 empty] | 0
|  |  | 0 | 0 | C2 | 0 | 0 | 0 | 0 | 0 | 0 | 0 | 0 | 0 | 0 | 0 | 0 | 0 | 0 | 0 | 0 | 0 | 0 | 0 | 0 | 0 | 0 | 0 | 0 | 0 | 0 | 0 | 0 | 0 | 0 | 0 | 0 | 0 | 0 | 0 | 0 |  |  | C2 | 0 | 0 | 0 | 0 | 0 | C2 | 0 | 0 | 0 | 0 | 0 | C2 | [5 empty] | C2 | [5 empty] | 0 | [6 empty] | 0 | [6 empty] | 0 | [6 empty] | 0 | [6 empty] | 0 | [6 empty] | 0
|  |  | 0 | 0 | C3 | 0 | 0 | 0 | 0 | 0 | 0 | 0 | 0 | 0 | 0 | 0 | 0 | 0 | 0 | 0 | 0 | 0 | 0 | 0 | 0 | 0 | 0 | 0 | 0 | 0 | 0 | 0 | 0 | 0 | 0 | 0 | 0 | 0 | 0 | 0 | 0 |  |  | C3 | 0 | 0 | 0 | 0 | 0 | C3 | 0 | 0 | 0 | 0 | 0 | C3 | [5 empty] | C3 | [5 empty] | 0 | [6 empty] | 0 | [6 empty] | 0 | [6 empty] | 0 | [6 empty] | 0 | [6 empty] | 0
|  |  | 0 | 0 | C4 | 0 | 0 | 0 | 0 | 0 | 0 | 0 | 0 | 0 | 0 | 0 | 0 | 0 | 0 | 0 | 0 | 0 | 0 | 0 | 0 | 0 | 0 | 0 | 0 | 0 | 0 | 0 | 0 | 0 | 0 | 0 | 0 | 0 | 0 | 0 | 0 |  |  | C4 | 0 | 0 | 0 | 0 | 0 | C4 | 0 | 0 | 0 | 0 | 0 | C4 | [5 empty] | C4 | [5 empty] | 0 | [6 empty] | 0 | [6 empty] | 0 | [6 empty] | 0 | [6 empty] | 0 | [6 empty] | 0
|  |  | 0 | 0 |  | 0 | 0 | 0 | 0 | 0 |  | 0 | 0 | 0 | 0 | 0 |  | 0 | 0 | 0 | 0 | 0 |  | 0 | 0 | 0 | 0 | 0 |  | 0 | 0 | 0 | 0 | 0 |  | 0 | 0 | 0 | 0 | 0 | [22 empty] | 0 | 0 | 0 | 0 | 0 | 0 |  | 0 | 0 | 0 | 0 | 0 | 0 |  | 0 | 0 | 0 | 0 | 0 | 0 |  | 0 | 0 | 0 | 0 | 0 | 0 |  | 0 | 0 | 0 | 0 | 0 | 0 |  | 0 | 0 | 0 | 0 | 0 | 0
| [Please insert new asset category as required] |  | 0 | 0 | C1 | 0 | 0 | 0 | 0 | 0 | 0 | 0 | 0 | 0 | 0 | 0 | 0 | 0 | 0 | 0 | 0 | 0 | 0 | 0 | 0 | 0 | 0 | 0 | 0 | 0 | 0 | 0 | 0 | 0 | 0 | 0 | 0 | 0 | 0 | 0 | 0 |  |  | C1 | 0 | 0 | 0 | 0 | 0 | C1 | 0 | 0 | 0 | 0 | 0 | C1 | [5 empty] | C1 | [5 empty] | 0 | [6 empty] | 0 | [6 empty] | 0 | [6 empty] | 0 | [6 empty] | 0 | [6 empty] | 0
|  |  | 0 | 0 | C2 | 0 | 0 | 0 | 0 | 0 | 0 | 0 | 0 | 0 | 0 | 0 | 0 | 0 | 0 | 0 | 0 | 0 | 0 | 0 | 0 | 0 | 0 | 0 | 0 | 0 | 0 | 0 | 0 | 0 | 0 | 0 | 0 | 0 | 0 | 0 | 0 |  |  | C2 | 0 | 0 | 0 | 0 | 0 | C2 | 0 | 0 | 0 | 0 | 0 | C2 | [5 empty] | C2 | [5 empty] | 0 | [6 empty] | 0 | [6 empty] | 0 | [6 empty] | 0 | [6 empty] | 0 | [6 empty] | 0
|  |  | 0 | 0 | C3 | 0 | 0 | 0 | 0 | 0 | 0 | 0 | 0 | 0 | 0 | 0 | 0 | 0 | 0 | 0 | 0 | 0 | 0 | 0 | 0 | 0 | 0 | 0 | 0 | 0 | 0 | 0 | 0 | 0 | 0 | 0 | 0 | 0 | 0 | 0 | 0 |  |  | C3 | 0 | 0 | 0 | 0 | 0 | C3 | 0 | 0 | 0 | 0 | 0 | C3 | [5 empty] | C3 | [5 empty] | 0 | [6 empty] | 0 | [6 empty] | 0 | [6 empty] | 0 | [6 empty] | 0 | [6 empty] | 0
|  |  | 0 | 0 | C4 | 0 | 0 | 0 | 0 | 0 | 0 | 0 | 0 | 0 | 0 | 0 | 0 | 0 | 0 | 0 | 0 | 0 | 0 | 0 | 0 | 0 | 0 | 0 | 0 | 0 | 0 | 0 | 0 | 0 | 0 | 0 | 0 | 0 | 0 | 0 | 0 |  |  | C4 | 0 | 0 | 0 | 0 | 0 | C4 | 0 | 0 | 0 | 0 | 0 | C4 | [5 empty] | C4 | [5 empty] | 0 | [6 empty] | 0 | [6 empty] | 0 | [6 empty] | 0 | [6 empty] | 0 | [6 empty] | 0
|  |  | 0 | 0 |  | 0 | 0 | 0 | 0 | 0 |  | 0 | 0 | 0 | 0 | 0 |  | 0 | 0 | 0 | 0 | 0 |  | 0 | 0 | 0 | 0 | 0 |  | 0 | 0 | 0 | 0 | 0 |  | 0 | 0 | 0 | 0 | 0 | [22 empty] | 0 | 0 | 0 | 0 | 0 | 0 |  | 0 | 0 | 0 | 0 | 0 | 0 |  | 0 | 0 | 0 | 0 | 0 | 0 |  | 0 | 0 | 0 | 0 | 0 | 0 |  | 0 | 0 | 0 | 0 | 0 | 0 |  | 0 | 0 | 0 | 0 | 0 | 0
[63 empty] | 0 | 0 | 0 | 0 | 0 | 0 |  | 0 | 0 | 0 | 0 | 0 | 0 |  | 0 | 0 | 0 | 0 | 0 | 0 |  | 0 | 0 | 0 | 0 | 0 | 0 |  | 0 | 0 | 0 | 0 | 0 | 0 |  | 0 | 0 | 0 | 0 | 0 | 0
| TOTAL |  | 273748.636 | 273748.636 |  | 108738.2818 | 44332.9313 | 85493.7327 | 20972.3075 | 14211.3827 |  | 108738.2818 | 44332.9313 | 85493.7327 | 20972.3075 | 14211.3827 |  | 0 | 0 | 0 | 0 | 0 |  | 96601.5132 | 40680.2247 | 46422.357 | 66006.0794 | 24038.4617 |  | 0 | 0 | 0 | 0 | 0 |  | 82598.5866 | 28251.2881 | 34154.4168 | 91669.2811 | 37075.0634 |  |  |  |  | 0 | 0 | 0 | 0 | 0 |  | 0 | 0 | 0 | 0 | 0 | [7 empty] | 5781425.8858 | 3405744.1937 | 10089818.5897 | 5202407.294 | 10237777.9832 | 34717173.9465 |  | 5781425.8858 | 3405744.1937 | 10089818.5897 | 5202407.294 | 10237777.9832 | 34717173.9465 |  | 5152321.4169 | 2726738.1965 | 8110025.254 | 10745388.5474 | 15608547.891 | 42343021.3058 |  | 5152321.4169 | 2726738.1965 | 8110025.254 | 10745388.5474 | 15608547.891 | 42343021.3058 |  | 4419670.8774 | 2183080.1805 | 4247823.7899 | 18215914.5397 | 23735243.5787 | 52801732.9662 |  | 4419670.8774 | 2183080.1805 | 4247823.7899 | 18215914.5397 | 23735243.5787 | 52801732.9662
Health Index Definitions
|  |  | HI1 | New or as new | [57 empty] | LV Network | 1316199.2977 | 913971.3294 | 1521092.1297 | 207761.551 | 1163383.3742 | 5122407.682 | LV Network | 1316199.2977 | 913971.3294 | 1521092.1297 | 207761.551 | 1163383.3742 | 5122407.682 | LV Network | 1223983.8984 | 785611.1481 | 1266873.6045 | 1307262.0683 | 1334400.4646 | 5918131.1839 | LV Network | 1223983.8984 | 785611.1481 | 1266873.6045 | 1307262.0683 | 1334400.4646 | 5918131.1839 | LV Network | 1090983.4187 | 463547.6426 | 1255306.2811 | 2725423.9949 | 1545063.844 | 7080325.1813 | LV Network | 1090983.4187 | 463547.6426 | 1255306.2811 | 2725423.9949 | 1545063.844 | 7080325.1813
|  |  | HI2 | Good or seviceable condition | [57 empty] | HV Network | 1671874.1523 | 741477.4209 | 4072208.4229 | 2425824.9133 | 1900864.4855 | 10812249.3949 | HV Network | 1671874.1523 | 741477.4209 | 4072208.4229 | 2425824.9133 | 1900864.4855 | 10812249.3949 | HV Network | 1511158.4278 | 601150.5132 | 1759399.1342 | 6269504.2793 | 4220554.8124 | 14361767.1669 | HV Network | 1511158.4278 | 601150.5132 | 1759399.1342 | 6269504.2793 | 4220554.8124 | 14361767.1669 | HV Network | 1284718.3399 | 582409.7313 | 828932.7316 | 7197364.4842 | 7969070.0718 | 17862495.3588 | HV Network | 1284718.3399 | 582409.7313 | 828932.7316 | 7197364.4842 | 7969070.0718 | 17862495.3588
|  |  | HI3 | Deterioration requires assessment and monitoring | [57 empty] | EHV Network | 1259199.848 | 1376351.9923 | 3034045.3371 | 1046429.7573 | 3588645.1523 | 10304672.087 | EHV Network | 1259199.848 | 1376351.9923 | 3034045.3371 | 1046429.7573 | 3588645.1523 | 10304672.087 | EHV Network | 1064913.5377 | 897679.2929 | 3755405.1696 | 1703243.9493 | 4465668.7645 | 11886910.7139 | EHV Network | 1064913.5377 | 897679.2929 | 3755405.1696 | 1703243.9493 | 4465668.7645 | 11886910.7139 | EHV Network | 855090.9893 | 697070.5995 | 1127387.4468 | 6606866.569 | 6392504.1017 | 15678919.7063 | EHV Network | 855090.9893 | 697070.5995 | 1127387.4468 | 6606866.569 | 6392504.1017 | 15678919.7063
|  |  | HI4 | Material deterioration, intervention requires consideration | [57 empty] | 132kV Network | 1534152.5878 | 373943.4511 | 1462472.7001 | 1522391.0725 | 3584884.9712 | 8477844.7826 | 132kV Network | 1534152.5878 | 373943.4511 | 1462472.7001 | 1522391.0725 | 3584884.9712 | 8477844.7826 | 132kV Network | 1352265.553 | 442297.2423 | 1328347.3458 | 1465378.2505 | 5587923.8495 | 10176212.2411 | 132kV Network | 1352265.553 | 442297.2423 | 1328347.3458 | 1465378.2505 | 5587923.8495 | 10176212.2411 | 132kV Network | 1188878.1295 | 440052.2071 | 1036197.3304 | 1686259.4916 | 7828605.5611 | 12179992.7198 | 132kV Network | 1188878.1295 | 440052.2071 | 1036197.3304 | 1686259.4916 | 7828605.5611 | 12179992.7198
|  |  | HI5 | End of serviceable life, intervention required | [57 empty] | Other | 0 | 0 | 0 | 0 | 0 | 0 | Other | 0 | 0 | 0 | 0 | 0 | 0 | Other | 0 | 0 | 0 | 0 | 0 | 0 | Other | 0 | 0 | 0 | 0 | 0 | 0 | Other | 0 | 0 | 0 | 0 | 0 | 0 | Other | 0 | 0 | 0 | 0 | 0 | 0
[62 empty] | Total | 5781425.8858 | 3405744.1937 | 10089818.5897 | 5202407.294 | 10237777.9832 | 34717173.9465 | Total | 5781425.8858 | 3405744.1937 | 10089818.5897 | 5202407.294 | 10237777.9832 | 34717173.9465 | Total | 5152321.4169 | 2726738.1965 | 8110025.254 | 10745388.5474 | 15608547.891 | 42343021.3058 | Total | 5152321.4169 | 2726738.1965 | 8110025.254 | 10745388.5474 | 15608547.891 | 42343021.3058 | Total | 4419670.8774 | 2183080.1805 | 4247823.7899 | 18215914.5397 | 23735243.5787 | 52801732.9662 | Total | 4419670.8774 | 2183080.1805 | 4247823.7899 | 18215914.5397 | 23735243.5787 | 52801732.9662
Criticality Index Definitions
|  |  | C1 | Low criticality
|  |  | C2 | Average criticality
|  |  | C3 | High criticality
|  |  | C4 | Very high criticality

## ENWL - Ave Crit
HI8: Secondary deliverables RIIO-ED1 - Average Criticality | [6 empty] | HI8: Secondary deliverables RIIO-ED1
ENWL | [6 empty] | ENWL
Price base (2012/13) | [6 empty] | Price base (2012/13)
| ASSET CATEGORIES | RIIO-ED1 period | [5 empty] | ASSET CATEGORIES | RIIO-ED1 period
|  | Network Performance | Safety | Environmental | Financial consequence of repair/ replacement | Average Overall Consequence Of Failure |  |  | Network Performance | Safety | Environmental | Financial consequence of repair/ replacement | Average Overall Consequence Of Failure
| LV Network | [6 empty] | LV Network
| LV Switchgear and Other | 9247.2 | 8069.81 | 18.05 | 5452.82 | 22787.89 |  | LV Switchgear and Other | 9247.2 | 8069.81 | 18.05 | 5452.82 | 22787.89
| LV UGB | 3698.88 | 8504 | 70.55 | 2854.2 | 15127.63 |  | LV UGB | 3698.88 | 8504 | 70.55 | 2854.2 | 15127.63
| LV OHL Support | 1217.92 | 544.26 | 75.05 | 1113.6 | 2950.83 |  | LV OHL Support | 1217.92 | 544.26 | 75.05 | 1113.6 | 2950.83
| [Please insert new asset category as required] | 0 | 0 | 0 | 0 | 0 |  | [Please insert new asset category as required]
| [Please insert new asset category as required] | 0 | 0 | 0 | 0 | 0 |  | [Please insert new asset category as required]
| [Please insert new asset category as required] | 0 | 0 | 0 | 0 | 0 |  | [Please insert new asset category as required]
| [Please insert new asset category as required] | 0 | 0 | 0 | 0 | 0 |  | [Please insert new asset category as required]
| [Please insert new asset category as required] | 0 | 0 | 0 | 0 | 0 |  | [Please insert new asset category as required]
|  | 0 | 0 | 0 | 0 | 0
| HV Network | [6 empty] | HV Network
| HV Switchgear (GM) - Primary | 9728.47 | 21134.46 | 863.93 | 6314.75 | 38041.62 |  | HV Switchgear (GM) - Primary | 9728.47 | 21134.46 | 863.93 | 6314.75 | 38041.62
| HV Switchgear (GM) - Distribution | 5774.57 | 4274.17 | 1074.83 | 6160.94 | 17284.51 |  | HV Switchgear (GM) - Distribution | 5774.57 | 4274.17 | 1074.83 | 6160.94 | 17284.51
| HV Transformer (GM) | 3892.47 | 4271.68 | 3041.14 | 7818.26 | 19023.54 |  | HV Transformer (GM) | 3892.47 | 4271.68 | 3041.14 | 7818.26 | 19023.54
| HV UG Cable | 0 | 0 | 0 | 0 | 0 |  | HV UG Cable
| HV OHL Support - Poles | 1296.64 | 181.83 | 75.05 | 1592.4 | 3145.92 |  | HV OHL Support - Poles | 1296.64 | 181.83 | 75.05 | 1592.4 | 3145.92
| [Please insert new asset category as required] | 0 | 0 | 0 | 0 | 0 |  | [Please insert new asset category as required]
| [Please insert new asset category as required] | 0 | 0 | 0 | 0 | 0 |  | [Please insert new asset category as required]
| [Please insert new asset category as required] | 0 | 0 | 0 | 0 | 0 |  | [Please insert new asset category as required]
| [Please insert new asset category as required] | 0 | 0 | 0 | 0 | 0 |  | [Please insert new asset category as required]
| [Please insert new asset category as required] | 0 | 0 | 0 | 0 | 0 |  | [Please insert new asset category as required]
| EHV Network | [6 empty] | EHV Network
| EHV Switchgear (GM) | 16265.3333 | 20741 | 2589 | 15531.5 | 55126.8333 |  | EHV Switchgear (GM) | 16265.3333 | 20741 | 2589 | 15531.5 | 55126.8333
| EHV Transformer | 48196.88 | 18693.72 | 11393.69 | 72999.7 | 151283.99 |  | EHV Transformer | 48196.88 | 18693.72 | 11393.69 | 72999.7 | 151283.99
| EHV UG Cable (Gas) | 25.72 | 1.54 | 44.75 | 263.63 | 335.63 |  | EHV UG Cable (Gas) | 25.72 | 1.54 | 44.75 | 263.63 | 335.63
| EHV UG Cable (Oil) | 2.57 | 1.54 | 6437.52 | 107.56 | 6549.2 |  | EHV UG Cable (Oil) | 2.57 | 1.54 | 6437.52 | 107.56 | 6549.2
| EHV UG Cable (Non Pressurised) | Not applicable | Not applicable | Not applicable | Not applicable | Not applicable |  | EHV UG Cable (Non Pressurised) | Not applicable | Not applicable | Not applicable | Not applicable | Not applicable
| EHV OHL Support - Towers | 362.5 | 337.78 | 155 | 5668.46 | 6523.74 |  | EHV OHL Support - Towers | 362.5 | 337.78 | 155 | 5668.46 | 6523.74
| EHV OHL Support - Poles | 57.15 | 180.54 | 75.05 | 2052.4 | 2365.14 |  | EHV OHL Support - Poles | 57.15 | 180.54 | 75.05 | 2052.4 | 2365.14
| EHV OHL Fittings (Tower Lines) | 166.55 | 1351.11 | 80 | 189 | 1786.66 |  | EHV OHL Fittings (Tower Lines) | 166.55 | 1351.11 | 80 | 189 | 1786.66
| EHV OHL (Tower Lines) Conductor | 832.76 | 1351.11 | 80 | 14810.85 | 17074.72 |  | EHV OHL (Tower Lines) Conductor | 832.76 | 1351.11 | 80 | 14810.85 | 17074.72
| [Please insert new asset category as required] | 0 | 0 | 0 | 0 | 0 |  | [Please insert new asset category as required]
| [Please insert new asset category as required] | 0 | 0 | 0 | 0 | 0 |  | [Please insert new asset category as required]
| [Please insert new asset category as required] | 0 | 0 | 0 | 0 | 0 |  | [Please insert new asset category as required]
| [Please insert new asset category as required] | 0 | 0 | 0 | 0 | 0 |  | [Please insert new asset category as required]
| 132kV Network | [6 empty] | 132kV Network
| 132kV CBs | 77658.24 | 31765.56 | 6888.75 | 86448.22 | 202760.76 |  | 132kV CBs | 77658.24 | 31765.56 | 6888.75 | 86448.22 | 202760.76
| 132kV Transformer | 255852.59 | 31968.28 | 24594.62 | 218931.5 | 531346.99 |  | 132kV Transformer | 255852.59 | 31968.28 | 24594.62 | 218931.5 | 531346.99
| 132kV UG Cable (Gas) | Not applicable | Not applicable | Not applicable | Not applicable | Not applicable |  | 132kV UG Cable (Gas) | Not applicable | Not applicable | Not applicable | Not applicable | Not applicable
| 132kV UG Cable (Oil) | 10.29 | 1.54 | 6167.33 | 128.55 | 6307.71 |  | 132kV UG Cable (Oil) | 10.29 | 1.54 | 6167.33 | 128.55 | 6307.71
| 132kV UG Cable (Non Pressurised) | Not applicable | Not applicable | Not applicable | Not applicable | Not applicable |  | 132kV UG Cable (Non Pressurised) | Not applicable | Not applicable | Not applicable | Not applicable | Not applicable
| 132kV OHL Support - Tower | 2077.01 | 300.65 | 155 | 12251.57 | 14784.23 |  | 132kV OHL Support - Tower | 2077.01 | 300.65 | 155 | 12251.57 | 14784.23
| 132 kV OHL Fittings (Tower Lines) | 666.21 | 1292.55 | 80 | 403.8 | 2442.56 |  | 132 kV OHL Fittings (Tower Lines) | 666.21 | 1292.55 | 80 | 403.8 | 2442.56
| 132kV OHL (Tower Lines) Conductor | 3331.05 | 1336.2 | 80 | 16987.8 | 21735.05 |  | 132kV OHL (Tower Lines) Conductor | 3331.05 | 1336.2 | 80 | 16987.8 | 21735.05
| [Please insert new asset category as required] | 0 | 0 | 0 | 0 | 0 |  | [Please insert new asset category as required]
| [Please insert new asset category as required] | 0 | 0 | 0 | 0 | 0 |  | [Please insert new asset category as required]
| [Please insert new asset category as required] | 0 | 0 | 0 | 0 | 0 |  | [Please insert new asset category as required]
| [Please insert new asset category as required] | 0 | 0 | 0 | 0 | 0 |  | [Please insert new asset category as required]
| Other | [6 empty] | Other
| Submarine Cables | Not applicable | Not applicable | Not applicable | Not applicable | Not applicable |  | Submarine Cables | Not applicable | Not applicable | Not applicable | Not applicable | Not applicable
| [Please insert new asset category as required] | 0 | 0 | 0 | 0 | 0 |  | [Please insert new asset category as required]
| [Please insert new asset category as required] | 0 | 0 | 0 | 0 | 0 |  | [Please insert new asset category as required]
| [Please insert new asset category as required] | 0 | 0 | 0 | 0 | 0 |  | [Please insert new asset category as required]
| [Please insert new asset category as required] | 0 | 0 | 0 | 0 | 0 |  | [Please insert new asset category as required]
| [Please insert new asset category as required] | 0 | 0 | 0 | 0 | 0 |  | [Please insert new asset category as required]

## ENWL - HI Probs. of Failure
CM105: HI Ratings Probabilities of Failure
ENWL
Price base (2012/13)
Average Probabilities of Failure
| ASSET CATEGORIES | HI Rating | [9 empty] | ASSET CATEGORIES | Average Probability of Asset Failure values
|  | HI 1 |  | HI 2 |  | HI 3 |  | HI 4 |  | HI 5 |  |  | HI1 | HI2 | HI3 | HI4 | HI5
|  | Low boundary | High boundary | Low boundary | High boundary | Low boundary | High boundary | Low boundary | High boundary | Low boundary | High boundary
| LV Network | [10 empty] | LV Network
| LV Switchgear and Other | 0.0016359 | 0.0016359 | 0.0016359 | 0.0034705 | 0.0034705 | 0.0052699 | 0.0052699 | 0.0090175 | 0.0090175 | 0.05009 | LV Switchgear and Other | 0.0016359 | 0.0024356 | 0.0043064 | 0.0069743 | 0.016359
| LV UGB | 0.0021945 | 0.0021945 | 0.0021945 | 0.0046557 | 0.0046557 | 0.0070696 | 0.0070696 | 0.012097 | 0.012097 | 0.067197 | LV UGB | 0.0021945 | 0.0032674 | 0.0057771 | 0.0093561 | 0.021946
| LV OHL Support | 0.0081226 | 0.0081226 | 0.0081226 | 0.017232 | 0.017232 | 0.026167 | 0.026167 | 0.044775 | 0.044775 | 0.24872 | LV OHL Support | 0.0081226 | 0.012094 | 0.021383 | 0.03463 | 0.081228
| [Please insert new asset category as required] | 0 | 0 | 0 | 0 | 0 | 0 | 0 | 0 | 0 | 0
| [Please insert new asset category as required] | 0 | 0 | 0 | 0 | 0 | 0 | 0 | 0 | 0 | 0
| [Please insert new asset category as required] | 0 | 0 | 0 | 0 | 0 | 0 | 0 | 0 | 0 | 0
| [Please insert new asset category as required] | 0 | 0 | 0 | 0 | 0 | 0 | 0 | 0 | 0 | 0
| [Please insert new asset category as required] | 0 | 0 | 0 | 0 | 0 | 0 | 0 | 0 | 0 | 0
| HV Network | [10 empty] | HV Network
| HV Switchgear (GM) - Primary | 0.001482 | 0.001482 | 0.001482 | 0.0031441 | 0.0031441 | 0.0047743 | 0.0047743 | 0.0081695 | 0.0081695 | 0.04538 | HV Switchgear (GM) - Primary | 0.001482 | 0.0022066 | 0.0039014 | 0.0063184 | 0.01482
| HV Switchgear (GM) - Distribution | 0.0019095 | 0.0019095 | 0.0019095 | 0.0040511 | 0.0040511 | 0.0061514 | 0.0061514 | 0.010526 | 0.010526 | 0.05847 | HV Switchgear (GM) - Distribution | 0.0019095 | 0.0028431 | 0.0050268 | 0.008141 | 0.019096
| HV Transformer (GM) | 0.002223 | 0.002223 | 0.002223 | 0.0047162 | 0.0047162 | 0.0071614 | 0.0071614 | 0.012254 | 0.012254 | 0.06807 | HV Transformer (GM) | 0.002223 | 0.0033099 | 0.0058521 | 0.0094776 | 0.022231
| HV UG Cable | [10 empty] | HV UG Cable
| HV OHL Support - Poles | 0.0081226 | 0.0081226 | 0.0081226 | 0.017232 | 0.017232 | 0.026167 | 0.026167 | 0.044775 | 0.044775 | 0.24872 | HV OHL Support - Poles | 0.0081226 | 0.012094 | 0.021383 | 0.03463 | 0.081228
| [Please insert new asset category as required] | 0 | 0 | 0 | 0 | 0 | 0 | 0 | 0 | 0 | 0
| [Please insert new asset category as required] | 0 | 0 | 0 | 0 | 0 | 0 | 0 | 0 | 0 | 0
| [Please insert new asset category as required] | 0 | 0 | 0 | 0 | 0 | 0 | 0 | 0 | 0 | 0
| [Please insert new asset category as required] | 0 | 0 | 0 | 0 | 0 | 0 | 0 | 0 | 0 | 0
| [Please insert new asset category as required] | 0 | 0 | 0 | 0 | 0 | 0 | 0 | 0 | 0 | 0
| EHV Network | [10 empty] | EHV Network
| EHV Switchgear (GM) | 0.0063556 | 0.0063556 | 0.0063556 | 0.013483 | 0.013483 | 0.020474 | 0.020474 | 0.035035 | 0.035035 | 0.19461 | EHV Switchgear (GM) | 0.0063556 | 0.0094628 | 0.016731 | 0.027096 | 0.063557
| EHV Transformer | 0.012939 | 0.012939 | 0.012939 | 0.027451 | 0.027451 | 0.041683 | 0.041683 | 0.071326 | 0.071326 | 0.3962 | EHV Transformer | 0.012939 | 0.019265 | 0.034062 | 0.055165 | 0.12939
| EHV UG Cable (Gas) | 1.2835 | 1.2835 | 1.2835 | 2.7231 | 2.7231 | 4.1349 | 4.1349 | 7.0754 | 7.0754 | 39.3023 | EHV UG Cable (Gas) | 1.2835 | 1.9111 | 3.3789 | 5.4722 | 12.8357
| EHV UG Cable (Oil) | 0.59691 | 0.59691 | 0.59691 | 1.2664 | 1.2664 | 1.9229 | 1.9229 | 3.2904 | 3.2904 | 18.2776 | EHV UG Cable (Oil) | 0.59691 | 0.88874 | 1.5714 | 2.5449 | 5.9692
| EHV UG Cable (Non Pressurised) | [10 empty] | EHV UG Cable (Non Pressurised)
| EHV OHL Support - Towers | 0.015533 | 0.015533 | 0.015533 | 0.032953 | 0.032953 | 0.050038 | 0.050038 | 0.085622 | 0.085622 | 0.47561 | EHV OHL Support - Towers | 0.015533 | 0.023127 | 0.04089 | 0.066222 | 0.15533
| EHV OHL Support - Poles | 0.0081226 | 0.0081226 | 0.0081226 | 0.017232 | 0.017232 | 0.026167 | 0.026167 | 0.044775 | 0.044775 | 0.24872 | EHV OHL Support - Poles | 0.0081226 | 0.012094 | 0.021383 | 0.03463 | 0.081228
| EHV OHL Fittings | 0.002736 | 0.002736 | 0.002736 | 0.0058046 | 0.0058046 | 0.008814 | 0.008814 | 0.015082 | 0.015082 | 0.083778 | EHV OHL Fittings | 0.002736 | 0.0040737 | 0.0072026 | 0.011665 | 0.027361
| EHV OHL (Tower Line) Conductor | 0.00228 | 0.00228 | 0.00228 | 0.0048371 | 0.0048371 | 0.007345 | 0.007345 | 0.012568 | 0.012568 | 0.069815 | EHV OHL (Tower Line) Conductor | 0.00228 | 0.0033947 | 0.0060022 | 0.0097206 | 0.022801
| [Please insert new asset category as required] | 0 | 0 | 0 | 0 | 0 | 0 | 0 | 0 | 0 | 0
| [Please insert new asset category as required] | 0 | 0 | 0 | 0 | 0 | 0 | 0 | 0 | 0 | 0
| [Please insert new asset category as required] | 0 | 0 | 0 | 0 | 0 | 0 | 0 | 0 | 0 | 0
| [Please insert new asset category as required] | 0 | 0 | 0 | 0 | 0 | 0 | 0 | 0 | 0 | 0
| 132kV Network | [10 empty] | 132kV Network
| 132kV CBs | 0.012284 | 0.012284 | 0.012284 | 0.02606 | 0.02606 | 0.039571 | 0.039571 | 0.067712 | 0.067712 | 0.37613 | 132kV CBs | 0.012284 | 0.018289 | 0.032337 | 0.05237 | 0.12284
| 132kV Transformer | 0.012939 | 0.012939 | 0.012939 | 0.027451 | 0.027451 | 0.041683 | 0.041683 | 0.071326 | 0.071326 | 0.3962 | 132kV Transformer | 0.012939 | 0.019265 | 0.034062 | 0.055165 | 0.12939
| 132kV UG Cable (Gas) | [10 empty] | 132kV UG Cable (Gas)
| 132kV UG Cable (Oil) | 0.59691 | 0.59691 | 0.59691 | 1.2664 | 1.2664 | 1.9229 | 1.9229 | 3.2904 | 3.2904 | 18.2776 | 132kV UG Cable (Oil) | 0.59691 | 0.88874 | 1.5714 | 2.5449 | 5.9692
| 132kV UG Cable (Non Pressurised) | [10 empty] | 132kV UG Cable (Non Pressurised)
| 132kV OHL Support - Tower | 0.015533 | 0.015533 | 0.015533 | 0.032953 | 0.032953 | 0.050038 | 0.050038 | 0.085622 | 0.085622 | 0.47561 | 132kV OHL Support - Tower | 0.015533 | 0.023127 | 0.04089 | 0.066222 | 0.15533
| 132kV OHL Fittings | 0.002736 | 0.002736 | 0.002736 | 0.0058046 | 0.0058046 | 0.008814 | 0.008814 | 0.015082 | 0.015082 | 0.083778 | 132kV OHL Fittings | 0.002736 | 0.0040737 | 0.0072026 | 0.011665 | 0.027361
| 132kV OHL (Tower Line) Conductor | 0.00228 | 0.00228 | 0.00228 | 0.0048371 | 0.0048371 | 0.007345 | 0.007345 | 0.012568 | 0.012568 | 0.069815 | 132kV OHL (Tower Line) Conductor | 0.00228 | 0.0033947 | 0.0060022 | 0.0097206 | 0.022801
| [Please insert new asset category as required] | 0 | 0 | 0 | 0 | 0 | 0 | 0 | 0 | 0 | 0
| [Please insert new asset category as required] | 0 | 0 | 0 | 0 | 0 | 0 | 0 | 0 | 0 | 0
| [Please insert new asset category as required] | 0 | 0 | 0 | 0 | 0 | 0 | 0 | 0 | 0 | 0
| [Please insert new asset category as required] | 0 | 0 | 0 | 0 | 0 | 0 | 0 | 0 | 0 | 0
| Other | [10 empty] | Other
| Submarine Cables | [10 empty] | Submarine Cables
| [Please insert new asset category as required] | 0 | 0 | 0 | 0 | 0 | 0 | 0 | 0 | 0 | 0
| [Please insert new asset category as required] | 0 | 0 | 0 | 0 | 0 | 0 | 0 | 0 | 0 | 0
| [Please insert new asset category as required] | 0 | 0 | 0 | 0 | 0 | 0 | 0 | 0 | 0 | 0
| [Please insert new asset category as required] | 0 | 0 | 0 | 0 | 0 | 0 | 0 | 0 | 0 | 0
| [Please insert new asset category as required] | 0 | 0 | 0 | 0 | 0 | 0 | 0 | 0 | 0 | 0

## RIIO-ED1 Monetised Risk Profile
| Start ED1 | Mid ED1 |  | End ED1
| Position at Beginning of RIIO-ED1 | Mid Period (Without Investment) | Mid Period (With Investment) | End of RIIO-ED1 (Without Investment) | End of RIIO-ED1 (With Investment)
LV Network | 5122407.682 | 5918131.1839 | 5436356.5436 | 7080325.1813 | 6116775.9007
HV Network | 10812249.3949 | 14361767.1669 | 12756404.7452 | 17862495.3588 | 14651770.5155
EHV Network | 10304672.087 | 11886910.7139 | 9733826.3375 | 15678919.7063 | 11374244.6833
132kV Network | 8477844.7826 | 10176212.2411 | 8660040.9823 | 12179992.7198 | 9147650.2023
Other | 0 | 0 | 0 | 0 | 0
Total | 34717173.9465 | 42343021.3058 | 36586628.6086 | 52801732.9662 | 41290441.3017
|  | Increase in risk since start of RIIO-ED1 | Reduction in risk compared to mid-point without investment | Increase in risk since start of RIIO-ED1 | Reduction in risk compared to end-point without investment
LV Network |  | 795723.5019 | -481774.6403 | 1957917.4993 | -963549.2806
HV Network |  | 3549517.772 | -1605362.4217 | 7050245.9639 | -3210724.8434
EHV Network |  | 1582238.6269 | -2153084.3764 | 5374247.6193 | -4304675.023
132kV Network |  | 1698367.4585 | -1516171.2588 | 3702147.9372 | -3032342.5176
Other |  | 0 | 0 | 0 | 0
|  | 0 | 0 | 0 | 0
Total |  | 7625847.3593 | -5756392.6972 | 18084559.0197 | -11511291.6645