## NPgN - Total
Total Secondary deliverables RIIO-ED1 - Asset replacement, Refurbishment and HVP | [50 empty] | Criticality weightings C1 to C4 | Criticality Rating Boundaries
NPgN | [49 empty] | C1 | 0.7 | Below 75% of average
[50 empty] | C2 | 1 | 75%-125%
[50 empty] | C3 | 1.5 | 125%-200%
[50 empty] | C4 | 2.5 | Over 200% of average
Price base (2012/13)
| ASSET CATEGORIES |  | ASSET REGISTER |  |  | End of DPCR5 (31 March 2015) with investment | [5 empty] | End of DPCR5 (31 March 2015) without investment | [5 empty] | Mid-Period Review (31 March 2019) planned investment | [5 empty] | Mid-Period Review (31 March 2019) without investment | [5 empty] | End of RIIO-ED1 (31 March 2023) planned investment | [5 empty] | End of RIIO-ED1 (31 March 2023) without investment | [8 empty] | Probability of failure | [5 empty] | Criticality/consequence of failure | [5 empty] | Probability of failure x Consequence of failure
Is it your current intention to have a health index for this asset category in the RIIO-ED1 control period.
|  |  | as at 31st March 2015 | as at 31st March 2023 |  | HI 1 | HI 2 | HI 3 | HI 4 | HI 5 |  | HI 1 | HI 2 | HI 3 | HI 4 | HI 5 |  | HI 1 | HI 2 | HI 3 | HI 4 | HI 5 |  | HI 1 | HI 2 | HI 3 | HI 4 | HI 5 |  | HI 1 | HI 2 | HI 3 | HI 4 | HI 5 |  | HI 1 | HI 2 | HI 3 | HI 4 | HI 5 |  |  |  |  | HI 1 | HI 2 | HI 3 | HI 4 | HI 5 |  | HI 1 | HI 2 | HI 3 | HI 4 | HI 5 |  | HI 1 | HI 2 | HI 3 | HI 4 | HI 5 |  | End of DPCR5 (without investment) | [6 empty] | Position at Beginning of RIIO-ED1 | [6 empty] | Mid Period (Without Investment) | [6 empty] | Mid Period (With Investment) | [6 empty] | End of RIIO-ED1 (Without Investment) | [6 empty] | End of RIIO-ED1 (With Investment)
| LV Network | [61 empty] | 1 | 2 | 3 | 4 | 5 | Total |  | 1 | 2 | 3 | 4 | 5 | Total |  | 1 | 2 | 3 | 4 | 5 | Total |  | 1 | 2 | 3 | 4 | 5 | Total |  | 1 | 2 | 3 | 4 | 5 | Total |  | 1 | 2 | 3 | 4 | 5 | Total
| LV Switchgear and Other |  | 0 | 0 | C1 | 0 | 0 | 0 | 0 | 0 | 0 | 0 | 0 | 0 | 0 | 0 | 0 | 0 | 0 | 0 | 0 | 0 | 0 | 0 | 0 | 0 | 0 | 0 | 0 | 0 | 0 | 0 | 0 | 0 | 0 | 0 | 0 | 0 | 0 | 0 | 0 | Yes |  | C1 | 0 | 0 | 0 | 0 | 0 | C1 | 0 | 0 | 0 | 0 | 0 | C1 | [5 empty] | C1 | [5 empty] | 0 | [6 empty] | 0 | [6 empty] | 0 | [6 empty] | 0 | [6 empty] | 0 | [6 empty] | 0
|  |  | 0 | 0 | C2 | 0 | 0 | 0 | 0 | 0 | 0 | 0 | 0 | 0 | 0 | 0 | 0 | 0 | 0 | 0 | 0 | 0 | 0 | 0 | 0 | 0 | 0 | 0 | 0 | 0 | 0 | 0 | 0 | 0 | 0 | 0 | 0 | 0 | 0 | 0 | 0 | No |  | C2 | 0 | 0 | 0 | 0 | 0 | C2 | 0 | 0 | 0 | 0 | 0 | C2 | [5 empty] | C2 | [5 empty] | 0 | [6 empty] | 0 | [6 empty] | 0 | [6 empty] | 0 | [6 empty] | 0 | [6 empty] | 0
|  |  | 0 | 0 | C3 | 0 | 0 | 0 | 0 | 0 | 0 | 0 | 0 | 0 | 0 | 0 | 0 | 0 | 0 | 0 | 0 | 0 | 0 | 0 | 0 | 0 | 0 | 0 | 0 | 0 | 0 | 0 | 0 | 0 | 0 | 0 | 0 | 0 | 0 | 0 | 0 |  |  | C3 | 0 | 0 | 0 | 0 | 0 | C3 | 0 | 0 | 0 | 0 | 0 | C3 | [5 empty] | C3 | [5 empty] | 0 | [6 empty] | 0 | [6 empty] | 0 | [6 empty] | 0 | [6 empty] | 0 | [6 empty] | 0
|  |  | 0 | 0 | C4 | 0 | 0 | 0 | 0 | 0 | 0 | 0 | 0 | 0 | 0 | 0 | 0 | 0 | 0 | 0 | 0 | 0 | 0 | 0 | 0 | 0 | 0 | 0 | 0 | 0 | 0 | 0 | 0 | 0 | 0 | 0 | 0 | 0 | 0 | 0 | 0 |  |  | C4 | 0 | 0 | 0 | 0 | 0 | C4 | 0 | 0 | 0 | 0 | 0 | C4 | [5 empty] | C4 | [5 empty] | 0 | [6 empty] | 0 | [6 empty] | 0 | [6 empty] | 0 | [6 empty] | 0 | [6 empty] | 0
|  |  | 0 | 0 |  | 0 | 0 | 0 | 0 | 0 |  | 0 | 0 | 0 | 0 | 0 |  | 0 | 0 | 0 | 0 | 0 |  | 0 | 0 | 0 | 0 | 0 |  | 0 | 0 | 0 | 0 | 0 |  | 0 | 0 | 0 | 0 | 0 | [22 empty] | 0 | 0 | 0 | 0 | 0 | 0 |  | 0 | 0 | 0 | 0 | 0 | 0 |  | 0 | 0 | 0 | 0 | 0 | 0 |  | 0 | 0 | 0 | 0 | 0 | 0 |  | 0 | 0 | 0 | 0 | 0 | 0 |  | 0 | 0 | 0 | 0 | 0 | 0
| LV UGB |  | 0 | 0 | C1 | 0 | 0 | 0 | 0 | 0 | 0 | 0 | 0 | 0 | 0 | 0 | 0 | 0 | 0 | 0 | 0 | 0 | 0 | 0 | 0 | 0 | 0 | 0 | 0 | 0 | 0 | 0 | 0 | 0 | 0 | 0 | 0 | 0 | 0 | 0 | 0 |  |  | C1 | 0 | 0 | 0 | 0 | 0 | C1 | 0 | 0 | 0 | 0 | 0 | C1 | [5 empty] | C1 | [5 empty] | 0 | [6 empty] | 0 | [6 empty] | 0 | [6 empty] | 0 | [6 empty] | 0 | [6 empty] | 0
|  |  | 0 | 0 | C2 | 0 | 0 | 0 | 0 | 0 | 0 | 0 | 0 | 0 | 0 | 0 | 0 | 0 | 0 | 0 | 0 | 0 | 0 | 0 | 0 | 0 | 0 | 0 | 0 | 0 | 0 | 0 | 0 | 0 | 0 | 0 | 0 | 0 | 0 | 0 | 0 |  |  | C2 | 0 | 0 | 0 | 0 | 0 | C2 | 0 | 0 | 0 | 0 | 0 | C2 | [5 empty] | C2 | [5 empty] | 0 | [6 empty] | 0 | [6 empty] | 0 | [6 empty] | 0 | [6 empty] | 0 | [6 empty] | 0
|  |  | 0 | 0 | C3 | 0 | 0 | 0 | 0 | 0 | 0 | 0 | 0 | 0 | 0 | 0 | 0 | 0 | 0 | 0 | 0 | 0 | 0 | 0 | 0 | 0 | 0 | 0 | 0 | 0 | 0 | 0 | 0 | 0 | 0 | 0 | 0 | 0 | 0 | 0 | 0 |  |  | C3 | 0 | 0 | 0 | 0 | 0 | C3 | 0 | 0 | 0 | 0 | 0 | C3 | [5 empty] | C3 | [5 empty] | 0 | [6 empty] | 0 | [6 empty] | 0 | [6 empty] | 0 | [6 empty] | 0 | [6 empty] | 0
|  |  | 0 | 0 | C4 | 0 | 0 | 0 | 0 | 0 | 0 | 0 | 0 | 0 | 0 | 0 | 0 | 0 | 0 | 0 | 0 | 0 | 0 | 0 | 0 | 0 | 0 | 0 | 0 | 0 | 0 | 0 | 0 | 0 | 0 | 0 | 0 | 0 | 0 | 0 | 0 |  |  | C4 | 0 | 0 | 0 | 0 | 0 | C4 | 0 | 0 | 0 | 0 | 0 | C4 | [5 empty] | C4 | [5 empty] | 0 | [6 empty] | 0 | [6 empty] | 0 | [6 empty] | 0 | [6 empty] | 0 | [6 empty] | 0
|  |  | 0 | 0 |  | 0 | 0 | 0 | 0 | 0 |  | 0 | 0 | 0 | 0 | 0 |  | 0 | 0 | 0 | 0 | 0 |  | 0 | 0 | 0 | 0 | 0 |  | 0 | 0 | 0 | 0 | 0 |  | 0 | 0 | 0 | 0 | 0 | [22 empty] | 0 | 0 | 0 | 0 | 0 | 0 |  | 0 | 0 | 0 | 0 | 0 | 0 |  | 0 | 0 | 0 | 0 | 0 | 0 |  | 0 | 0 | 0 | 0 | 0 | 0 |  | 0 | 0 | 0 | 0 | 0 | 0 |  | 0 | 0 | 0 | 0 | 0 | 0
| LV OHL Support |  | 31617 | 31189 | C1 | 11040 | 2799 | 13826 | 1778 | 2174 | 31617 | 11040 | 2799 | 13826 | 1778 | 2174 | 31617 | 1467 | 0 | -595 | -416 | -639 | -183 | 9903 | 2626 | 14869 | 1662 | 2557 | 31617 | 3424 | 0 | -798 | -1659 | -1395 | -428 | 9223 | 2150 | 1945 | 14224 | 4075 | 31617 |  |  | C1 | 0.0081226 | 0.012094 | 0.021383 | 0.03463 | 0.081228 | C1 | 2968.763 | 2968.763 | 2968.763 | 2968.763 | 2968.763 | C1 | 24.1142 | 35.9034 | 63.4805 | 102.8074 | 241.1457 | C1 | 266220.3132 | 100493.6551 | 877681.2864 | 182791.6187 | 524250.7523 | 1951437.6256 |  | 266220.3132 | 100493.6551 | 877681.2864 | 182791.6187 | 524250.7523 | 1951437.6256 |  | 238802.5146 | 94282.3645 | 943891.4398 | 170865.9563 | 616609.5554 | 2064451.8307 |  | 274177.9856 | 94282.3645 | 906120.5469 | 128098.0635 | 462517.453 | 1865196.4135 |  | 222404.8866 | 77192.3396 | 123469.5575 | 1462332.95 | 982668.7284 | 2868068.462 |  | 304971.7664 | 77192.3396 | 72812.1247 | 1291775.4159 | 646270.4766 | 2393022.1231
|  |  | 21257 | 21090 | C2 | 7940 | 2384 | 7723 | 1517 | 1693 | 21257 | 7940 | 2384 | 7723 | 1517 | 1693 | 21257 | 1045 | 0 | -337 | -366 | -481 | -139 | 6953 | 2415 | 8419 | 1465 | 2005 | 21257 | 2300 | 0 | -514 | -871 | -1082 | -167 | 6276 | 1968 | 1445 | 8223 | 3345 | 21257 |  |  | C2 | 0.0081226 | 0.012094 | 0.021383 | 0.03463 | 0.081228 | C2 | 4241.09 | 4241.09 | 4241.09 | 4241.09 | 4241.09 | C2 | 34.4488 | 51.2906 | 90.6864 | 146.8678 | 344.4939 | C2 | 273523.4584 | 122276.7691 | 700371.2028 | 222798.3976 | 583228.1007 | 1902197.9285 |  | 273523.4584 | 122276.7691 | 700371.2028 | 222798.3976 | 583228.1007 | 1902197.9285 |  | 239522.4945 | 123866.7774 | 763488.9494 | 215161.2739 | 690710.1842 | 2032749.6793 |  | 275521.4887 | 123866.7774 | 732927.6267 | 161407.6723 | 525008.6387 | 1818732.2039 |  | 216200.6581 | 100939.8832 | 131041.8734 | 1207693.6212 | 1152331.9532 | 2808207.989 |  | 295432.8941 | 100939.8832 | 84429.0547 | 1079771.799 | 779589.5994 | 2340163.2305
|  |  | 12520 | 12372 | C3 | 5255 | 1391 | 4435 | 716 | 723 | 12520 | 5255 | 1391 | 4435 | 716 | 723 | 12520 | 417 | -47 | -39 | -174 | -208 | -51 | 4538 | 1583 | 4838 | 694 | 867 | 12520 | 1194 | -263 | -127 | -477 | -475 | -148 | 3987 | 1395 | 914 | 4743 | 1481 | 12520 |  |  | C3 | 0.0081226 | 0.012094 | 0.021383 | 0.03463 | 0.081228 | C3 | 6361.635 | 6361.635 | 6361.635 | 6361.635 | 6361.635 | C3 | 51.6732 | 76.9359 | 136.0296 | 220.3016 | 516.7408 | C3 | 271542.6525 | 107017.8183 | 603291.3928 | 157735.9783 | 373603.5884 | 1513191.4302 |  | 271542.6525 | 107017.8183 | 603291.3928 | 157735.9783 | 373603.5884 | 1513191.4302 |  | 234492.97 | 121789.5085 | 658111.3322 | 152889.342 | 448014.2616 | 1615297.4143 |  | 256040.6933 | 118173.5218 | 652806.1768 | 114556.8557 | 340532.1781 | 1482109.4256 |  | 206021.0382 | 107325.5618 | 124331.0785 | 1044890.7051 | 765293.1043 | 2247861.4879 |  | 267718.8359 | 87091.4236 | 107055.3159 | 939806.8201 | 519841.2309 | 1921513.6265
|  |  | 5517 | 5460 | C4 | 2147 | 777 | 2123 | 265 | 205 | 5517 | 2147 | 777 | 2123 | 265 | 205 | 5517 | 228 | -18 | -113 | -56 | -68 | -27 | 1804 | 932 | 2265 | 234 | 282 | 5517 | 481 | -51 | -137 | -193 | -157 | -57 | 1515 | 682 | 597 | 2233 | 490 | 5517 |  |  | C4 | 0.0081226 | 0.012094 | 0.021383 | 0.03463 | 0.081228 | C4 | 10602.725 | 10602.725 | 10602.725 | 10602.725 | 10602.725 | C4 | 86.122 | 128.2265 | 226.716 | 367.1694 | 861.2346 | C4 | 184903.9248 | 99631.9731 | 481318.1612 | 97299.8935 | 176553.1019 | 1039707.0545 |  | 184903.9248 | 99631.9731 | 481318.1612 | 97299.8935 | 176553.1019 | 1039707.0545 |  | 155364.0803 | 119507.0772 | 513511.8394 | 85917.6418 | 242868.1695 | 1117168.8081 |  | 174999.8953 | 117199.0006 | 487892.9264 | 65356.1549 | 184304.2137 | 1029752.1909 |  | 130474.8235 | 87450.4578 | 135349.4782 | 819889.2911 | 422004.9754 | 1595169.0259 |  | 171899.5035 | 80910.9074 | 104289.3802 | 749025.5951 | 286791.1363 | 1392916.5224
|  |  | 70911 | 70111 |  | 26382 | 7351 | 28107 | 4276 | 4795 |  | 26382 | 7351 | 28107 | 4276 | 4795 |  | 3157 | -65 | -1084 | -1012 | -1396 |  | 23198 | 7556 | 30391 | 4055 | 5711 |  | 7399 | -314 | -1576 | -3200 | -3109 |  | 21001 | 6195 | 4901 | 29423 | 9391 | [22 empty] | 996190.3489 | 429420.2156 | 2662662.043 | 660625.8881 | 1657635.5432 | 6406534.0389 |  | 996190.3489 | 429420.2156 | 2662662.043 | 660625.8881 | 1657635.5432 | 6406534.0389 |  | 868182.0594 | 459445.7276 | 2879003.5608 | 624834.214 | 1998202.1707 | 6829667.7325 |  | 980740.0629 | 453521.6643 | 2779747.2767 | 469418.7465 | 1512362.4836 | 6195790.234 |  | 775101.4064 | 372908.2423 | 514191.9875 | 4534806.5673 | 3322298.7612 | 9519306.9648 |  | 1040022.9999 | 346134.5538 | 368585.8755 | 4060379.6301 | 2232492.4432 | 8047615.5025 | 1471691.4623
| [Please insert new asset category as required] |  | 0 | 0 | C1 | 0 | 0 | 0 | 0 | 0 | 0 | 0 | 0 | 0 | 0 | 0 | 0 | 0 | 0 | 0 | 0 | 0 | 0 | 0 | 0 | 0 | 0 | 0 | 0 | 0 | 0 | 0 | 0 | 0 | 0 | 0 | 0 | 0 | 0 | 0 | 0 |  |  | C1 | 0 | 0 | 0 | 0 | 0 | C1 | 0 | 0 | 0 | 0 | 0 | C1 | [5 empty] | C1 | [5 empty] | 0 | [6 empty] | 0 | [6 empty] | 0 | [6 empty] | 0 | [6 empty] | 0 | [6 empty] | 0
|  |  | 0 | 0 | C2 | 0 | 0 | 0 | 0 | 0 | 0 | 0 | 0 | 0 | 0 | 0 | 0 | 0 | 0 | 0 | 0 | 0 | 0 | 0 | 0 | 0 | 0 | 0 | 0 | 0 | 0 | 0 | 0 | 0 | 0 | 0 | 0 | 0 | 0 | 0 | 0 |  |  | C2 | 0 | 0 | 0 | 0 | 0 | C2 | 0 | 0 | 0 | 0 | 0 | C2 | [5 empty] | C2 | [5 empty] | 0 | [6 empty] | 0 | [6 empty] | 0 | [6 empty] | 0 | [6 empty] | 0 | [6 empty] | 0
|  |  | 0 | 0 | C3 | 0 | 0 | 0 | 0 | 0 | 0 | 0 | 0 | 0 | 0 | 0 | 0 | 0 | 0 | 0 | 0 | 0 | 0 | 0 | 0 | 0 | 0 | 0 | 0 | 0 | 0 | 0 | 0 | 0 | 0 | 0 | 0 | 0 | 0 | 0 | 0 |  |  | C3 | 0 | 0 | 0 | 0 | 0 | C3 | 0 | 0 | 0 | 0 | 0 | C3 | [5 empty] | C3 | [5 empty] | 0 | [6 empty] | 0 | [6 empty] | 0 | [6 empty] | 0 | [6 empty] | 0 | [6 empty] | 0
|  |  | 0 | 0 | C4 | 0 | 0 | 0 | 0 | 0 | 0 | 0 | 0 | 0 | 0 | 0 | 0 | 0 | 0 | 0 | 0 | 0 | 0 | 0 | 0 | 0 | 0 | 0 | 0 | 0 | 0 | 0 | 0 | 0 | 0 | 0 | 0 | 0 | 0 | 0 | 0 |  |  | C4 | 0 | 0 | 0 | 0 | 0 | C4 | 0 | 0 | 0 | 0 | 0 | C4 | [5 empty] | C4 | [5 empty] | 0 | [6 empty] | 0 | [6 empty] | 0 | [6 empty] | 0 | [6 empty] | 0 | [6 empty] | 0
|  |  | 0 | 0 |  | 0 | 0 | 0 | 0 | 0 |  | 0 | 0 | 0 | 0 | 0 |  | 0 | 0 | 0 | 0 | 0 |  | 0 | 0 | 0 | 0 | 0 |  | 0 | 0 | 0 | 0 | 0 |  | 0 | 0 | 0 | 0 | 0 | [22 empty] | 0 | 0 | 0 | 0 | 0 | 0 |  | 0 | 0 | 0 | 0 | 0 | 0 |  | 0 | 0 | 0 | 0 | 0 | 0 |  | 0 | 0 | 0 | 0 | 0 | 0 |  | 0 | 0 | 0 | 0 | 0 | 0 |  | 0 | 0 | 0 | 0 | 0 | 0
| [Please insert new asset category as required] |  | 0 | 0 | C1 | 0 | 0 | 0 | 0 | 0 | 0 | 0 | 0 | 0 | 0 | 0 | 0 | 0 | 0 | 0 | 0 | 0 | 0 | 0 | 0 | 0 | 0 | 0 | 0 | 0 | 0 | 0 | 0 | 0 | 0 | 0 | 0 | 0 | 0 | 0 | 0 |  |  | C1 | 0 | 0 | 0 | 0 | 0 | C1 | 0 | 0 | 0 | 0 | 0 | C1 | [5 empty] | C1 | [5 empty] | 0 | [6 empty] | 0 | [6 empty] | 0 | [6 empty] | 0 | [6 empty] | 0 | [6 empty] | 0
|  |  | 0 | 0 | C2 | 0 | 0 | 0 | 0 | 0 | 0 | 0 | 0 | 0 | 0 | 0 | 0 | 0 | 0 | 0 | 0 | 0 | 0 | 0 | 0 | 0 | 0 | 0 | 0 | 0 | 0 | 0 | 0 | 0 | 0 | 0 | 0 | 0 | 0 | 0 | 0 |  |  | C2 | 0 | 0 | 0 | 0 | 0 | C2 | 0 | 0 | 0 | 0 | 0 | C2 | [5 empty] | C2 | [5 empty] | 0 | [6 empty] | 0 | [6 empty] | 0 | [6 empty] | 0 | [6 empty] | 0 | [6 empty] | 0
|  |  | 0 | 0 | C3 | 0 | 0 | 0 | 0 | 0 | 0 | 0 | 0 | 0 | 0 | 0 | 0 | 0 | 0 | 0 | 0 | 0 | 0 | 0 | 0 | 0 | 0 | 0 | 0 | 0 | 0 | 0 | 0 | 0 | 0 | 0 | 0 | 0 | 0 | 0 | 0 |  |  | C3 | 0 | 0 | 0 | 0 | 0 | C3 | 0 | 0 | 0 | 0 | 0 | C3 | [5 empty] | C3 | [5 empty] | 0 | [6 empty] | 0 | [6 empty] | 0 | [6 empty] | 0 | [6 empty] | 0 | [6 empty] | 0
|  |  | 0 | 0 | C4 | 0 | 0 | 0 | 0 | 0 | 0 | 0 | 0 | 0 | 0 | 0 | 0 | 0 | 0 | 0 | 0 | 0 | 0 | 0 | 0 | 0 | 0 | 0 | 0 | 0 | 0 | 0 | 0 | 0 | 0 | 0 | 0 | 0 | 0 | 0 | 0 |  |  | C4 | 0 | 0 | 0 | 0 | 0 | C4 | 0 | 0 | 0 | 0 | 0 | C4 | [5 empty] | C4 | [5 empty] | 0 | [6 empty] | 0 | [6 empty] | 0 | [6 empty] | 0 | [6 empty] | 0 | [6 empty] | 0
|  |  | 0 | 0 |  | 0 | 0 | 0 | 0 | 0 |  | 0 | 0 | 0 | 0 | 0 |  | 0 | 0 | 0 | 0 | 0 |  | 0 | 0 | 0 | 0 | 0 |  | 0 | 0 | 0 | 0 | 0 |  | 0 | 0 | 0 | 0 | 0 | [22 empty] | 0 | 0 | 0 | 0 | 0 | 0 |  | 0 | 0 | 0 | 0 | 0 | 0 |  | 0 | 0 | 0 | 0 | 0 | 0 |  | 0 | 0 | 0 | 0 | 0 | 0 |  | 0 | 0 | 0 | 0 | 0 | 0 |  | 0 | 0 | 0 | 0 | 0 | 0
| [Please insert new asset category as required] |  | 0 | 0 | C1 | 0 | 0 | 0 | 0 | 0 | 0 | 0 | 0 | 0 | 0 | 0 | 0 | 0 | 0 | 0 | 0 | 0 | 0 | 0 | 0 | 0 | 0 | 0 | 0 | 0 | 0 | 0 | 0 | 0 | 0 | 0 | 0 | 0 | 0 | 0 | 0 |  |  | C1 | 0 | 0 | 0 | 0 | 0 | C1 | 0 | 0 | 0 | 0 | 0 | C1 | [5 empty] | C1 | [5 empty] | 0 | [6 empty] | 0 | [6 empty] | 0 | [6 empty] | 0 | [6 empty] | 0 | [6 empty] | 0
|  |  | 0 | 0 | C2 | 0 | 0 | 0 | 0 | 0 | 0 | 0 | 0 | 0 | 0 | 0 | 0 | 0 | 0 | 0 | 0 | 0 | 0 | 0 | 0 | 0 | 0 | 0 | 0 | 0 | 0 | 0 | 0 | 0 | 0 | 0 | 0 | 0 | 0 | 0 | 0 |  |  | C2 | 0 | 0 | 0 | 0 | 0 | C2 | 0 | 0 | 0 | 0 | 0 | C2 | [5 empty] | C2 | [5 empty] | 0 | [6 empty] | 0 | [6 empty] | 0 | [6 empty] | 0 | [6 empty] | 0 | [6 empty] | 0
|  |  | 0 | 0 | C3 | 0 | 0 | 0 | 0 | 0 | 0 | 0 | 0 | 0 | 0 | 0 | 0 | 0 | 0 | 0 | 0 | 0 | 0 | 0 | 0 | 0 | 0 | 0 | 0 | 0 | 0 | 0 | 0 | 0 | 0 | 0 | 0 | 0 | 0 | 0 | 0 |  |  | C3 | 0 | 0 | 0 | 0 | 0 | C3 | 0 | 0 | 0 | 0 | 0 | C3 | [5 empty] | C3 | [5 empty] | 0 | [6 empty] | 0 | [6 empty] | 0 | [6 empty] | 0 | [6 empty] | 0 | [6 empty] | 0
|  |  | 0 | 0 | C4 | 0 | 0 | 0 | 0 | 0 | 0 | 0 | 0 | 0 | 0 | 0 | 0 | 0 | 0 | 0 | 0 | 0 | 0 | 0 | 0 | 0 | 0 | 0 | 0 | 0 | 0 | 0 | 0 | 0 | 0 | 0 | 0 | 0 | 0 | 0 | 0 |  |  | C4 | 0 | 0 | 0 | 0 | 0 | C4 | 0 | 0 | 0 | 0 | 0 | C4 | [5 empty] | C4 | [5 empty] | 0 | [6 empty] | 0 | [6 empty] | 0 | [6 empty] | 0 | [6 empty] | 0 | [6 empty] | 0
|  |  | 0 | 0 |  | 0 | 0 | 0 | 0 | 0 |  | 0 | 0 | 0 | 0 | 0 |  | 0 | 0 | 0 | 0 | 0 |  | 0 | 0 | 0 | 0 | 0 |  | 0 | 0 | 0 | 0 | 0 |  | 0 | 0 | 0 | 0 | 0 | [22 empty] | 0 | 0 | 0 | 0 | 0 | 0 |  | 0 | 0 | 0 | 0 | 0 | 0 |  | 0 | 0 | 0 | 0 | 0 | 0 |  | 0 | 0 | 0 | 0 | 0 | 0 |  | 0 | 0 | 0 | 0 | 0 | 0 |  | 0 | 0 | 0 | 0 | 0 | 0
| [Please insert new asset category as required] |  | 0 | 0 | C1 | 0 | 0 | 0 | 0 | 0 | 0 | 0 | 0 | 0 | 0 | 0 | 0 | 0 | 0 | 0 | 0 | 0 | 0 | 0 | 0 | 0 | 0 | 0 | 0 | 0 | 0 | 0 | 0 | 0 | 0 | 0 | 0 | 0 | 0 | 0 | 0 |  |  | C1 | 0 | 0 | 0 | 0 | 0 | C1 | 0 | 0 | 0 | 0 | 0 | C1 | [5 empty] | C1 | [5 empty] | 0 | [6 empty] | 0 | [6 empty] | 0 | [6 empty] | 0 | [6 empty] | 0 | [6 empty] | 0
|  |  | 0 | 0 | C2 | 0 | 0 | 0 | 0 | 0 | 0 | 0 | 0 | 0 | 0 | 0 | 0 | 0 | 0 | 0 | 0 | 0 | 0 | 0 | 0 | 0 | 0 | 0 | 0 | 0 | 0 | 0 | 0 | 0 | 0 | 0 | 0 | 0 | 0 | 0 | 0 |  |  | C2 | 0 | 0 | 0 | 0 | 0 | C2 | 0 | 0 | 0 | 0 | 0 | C2 | [5 empty] | C2 | [5 empty] | 0 | [6 empty] | 0 | [6 empty] | 0 | [6 empty] | 0 | [6 empty] | 0 | [6 empty] | 0
|  |  | 0 | 0 | C3 | 0 | 0 | 0 | 0 | 0 | 0 | 0 | 0 | 0 | 0 | 0 | 0 | 0 | 0 | 0 | 0 | 0 | 0 | 0 | 0 | 0 | 0 | 0 | 0 | 0 | 0 | 0 | 0 | 0 | 0 | 0 | 0 | 0 | 0 | 0 | 0 |  |  | C3 | 0 | 0 | 0 | 0 | 0 | C3 | 0 | 0 | 0 | 0 | 0 | C3 | [5 empty] | C3 | [5 empty] | 0 | [6 empty] | 0 | [6 empty] | 0 | [6 empty] | 0 | [6 empty] | 0 | [6 empty] | 0
|  |  | 0 | 0 | C4 | 0 | 0 | 0 | 0 | 0 | 0 | 0 | 0 | 0 | 0 | 0 | 0 | 0 | 0 | 0 | 0 | 0 | 0 | 0 | 0 | 0 | 0 | 0 | 0 | 0 | 0 | 0 | 0 | 0 | 0 | 0 | 0 | 0 | 0 | 0 | 0 |  |  | C4 | 0 | 0 | 0 | 0 | 0 | C4 | 0 | 0 | 0 | 0 | 0 | C4 | [5 empty] | C4 | [5 empty] | 0 | [6 empty] | 0 | [6 empty] | 0 | [6 empty] | 0 | [6 empty] | 0 | [6 empty] | 0
|  |  | 0 | 0 |  | 0 | 0 | 0 | 0 | 0 |  | 0 | 0 | 0 | 0 | 0 |  | 0 | 0 | 0 | 0 | 0 |  | 0 | 0 | 0 | 0 | 0 |  | 0 | 0 | 0 | 0 | 0 |  | 0 | 0 | 0 | 0 | 0 | [22 empty] | 0 | 0 | 0 | 0 | 0 | 0 |  | 0 | 0 | 0 | 0 | 0 | 0 |  | 0 | 0 | 0 | 0 | 0 | 0 |  | 0 | 0 | 0 | 0 | 0 | 0 |  | 0 | 0 | 0 | 0 | 0 | 0 |  | 0 | 0 | 0 | 0 | 0 | 0
| [Please insert new asset category as required] |  | 0 | 0 | C1 | 0 | 0 | 0 | 0 | 0 | 0 | 0 | 0 | 0 | 0 | 0 | 0 | 0 | 0 | 0 | 0 | 0 | 0 | 0 | 0 | 0 | 0 | 0 | 0 | 0 | 0 | 0 | 0 | 0 | 0 | 0 | 0 | 0 | 0 | 0 | 0 |  |  | C1 | 0 | 0 | 0 | 0 | 0 | C1 | 0 | 0 | 0 | 0 | 0 | C1 | [5 empty] | C1 | [5 empty] | 0 | [6 empty] | 0 | [6 empty] | 0 | [6 empty] | 0 | [6 empty] | 0 | [6 empty] | 0
|  |  | 0 | 0 | C2 | 0 | 0 | 0 | 0 | 0 | 0 | 0 | 0 | 0 | 0 | 0 | 0 | 0 | 0 | 0 | 0 | 0 | 0 | 0 | 0 | 0 | 0 | 0 | 0 | 0 | 0 | 0 | 0 | 0 | 0 | 0 | 0 | 0 | 0 | 0 | 0 |  |  | C2 | 0 | 0 | 0 | 0 | 0 | C2 | 0 | 0 | 0 | 0 | 0 | C2 | [5 empty] | C2 | [5 empty] | 0 | [6 empty] | 0 | [6 empty] | 0 | [6 empty] | 0 | [6 empty] | 0 | [6 empty] | 0
|  |  | 0 | 0 | C3 | 0 | 0 | 0 | 0 | 0 | 0 | 0 | 0 | 0 | 0 | 0 | 0 | 0 | 0 | 0 | 0 | 0 | 0 | 0 | 0 | 0 | 0 | 0 | 0 | 0 | 0 | 0 | 0 | 0 | 0 | 0 | 0 | 0 | 0 | 0 | 0 |  |  | C3 | 0 | 0 | 0 | 0 | 0 | C3 | 0 | 0 | 0 | 0 | 0 | C3 | [5 empty] | C3 | [5 empty] | 0 | [6 empty] | 0 | [6 empty] | 0 | [6 empty] | 0 | [6 empty] | 0 | [6 empty] | 0
|  |  | 0 | 0 | C4 | 0 | 0 | 0 | 0 | 0 | 0 | 0 | 0 | 0 | 0 | 0 | 0 | 0 | 0 | 0 | 0 | 0 | 0 | 0 | 0 | 0 | 0 | 0 | 0 | 0 | 0 | 0 | 0 | 0 | 0 | 0 | 0 | 0 | 0 | 0 | 0 |  |  | C4 | 0 | 0 | 0 | 0 | 0 | C4 | 0 | 0 | 0 | 0 | 0 | C4 | [5 empty] | C4 | [5 empty] | 0 | [6 empty] | 0 | [6 empty] | 0 | [6 empty] | 0 | [6 empty] | 0 | [6 empty] | 0
|  |  | 0 | 0 |  | 0 | 0 | 0 | 0 | 0 |  | 0 | 0 | 0 | 0 | 0 |  | 0 | 0 | 0 | 0 | 0 |  | 0 | 0 | 0 | 0 | 0 |  | 0 | 0 | 0 | 0 | 0 |  | 0 | 0 | 0 | 0 | 0 | [22 empty] | 0 | 0 | 0 | 0 | 0 | 0 |  | 0 | 0 | 0 | 0 | 0 | 0 |  | 0 | 0 | 0 | 0 | 0 | 0 |  | 0 | 0 | 0 | 0 | 0 | 0 |  | 0 | 0 | 0 | 0 | 0 | 0 |  | 0 | 0 | 0 | 0 | 0 | 0
[63 empty] | 996190.3489 | 429420.2156 | 2662662.043 | 660625.8881 | 1657635.5432 | 6406534.0389 |  | 996190.3489 | 429420.2156 | 2662662.043 | 660625.8881 | 1657635.5432 | 6406534.0389 |  | 868182.0594 | 459445.7276 | 2879003.5608 | 624834.214 | 1998202.1707 | 6829667.7325 |  | 980740.0629 | 453521.6643 | 2779747.2767 | 469418.7465 | 1512362.4836 | 6195790.234 |  | 775101.4064 | 372908.2423 | 514191.9875 | 4534806.5673 | 3322298.7612 | 9519306.9648 |  | 1040022.9999 | 346134.5538 | 368585.8755 | 4060379.6301 | 2232492.4432 | 8047615.5025
| HV Network | [73 empty] | 0 | [6 empty] | 0 | [6 empty] | 0 | [6 empty] | 0 | [6 empty] | 0
| HV Switchgear (GM) - Primary |  | 748 | 741 | C1 | 345 | 149 | 151 | 49 | 54 | 748 | 345 | 149 | 151 | 49 | 54 | 748 | 34 | 0 | -2 | -13 | -19 | 0 | 299 | 186 | 9 | 176 | 78 | 748 | 169 | 0 | 0 | -7 | -169 | -7 | 265 | 129 | 94 | 24 | 237 | 749 |  |  | C1 | 0.001482 | 0.0022066 | 0.0039014 | 0.0063184 | 0.01482 | C1 | 81323.368 | 81323.368 | 81323.368 | 81323.368 | 81323.368 | C1 | 120.5231 | 179.4461 | 317.277 | 513.834 | 1205.2519 | C1 | 41580.4824 | 26737.4708 | 47908.8278 | 25177.8658 | 65083.604 | 206488.2507 |  | 41580.4824 | 26737.4708 | 47908.8278 | 25177.8658 | 65083.604 | 206488.2507 |  | 36036.4181 | 33376.977 | 2855.493 | 90434.7831 | 94009.6502 | 256713.3215 |  | 40134.2047 | 33376.977 | 2220.939 | 83754.9412 | 71109.8636 | 230596.9256 |  | 31938.6314 | 23148.5486 | 29824.0385 | 12332.0159 | 285644.7064 | 382887.9407 |  | 52307.0416 | 23148.5486 | 29824.0385 | 8735.1779 | 81957.131 | 195971.9375
|  |  | 901 | 898 | C2 | 533 | 132 | 120 | 25 | 91 | 901 | 533 | 132 | 120 | 25 | 91 | 901 | 22 | -7 | -1 | -9 | -6 | -1 | 446 | 203 | 56 | 98 | 98 | 901 | 136 | -10 | -10 | -17 | -102 | -3 | 407 | 193 | 59 | 58 | 183 | 900 |  |  | C2 | 0.001482 | 0.0022066 | 0.0039014 | 0.0063184 | 0.01482 | C2 | 116176.24 | 116176.24 | 116176.24 | 116176.24 | 116176.24 | C2 | 172.1759 | 256.3516 | 453.2529 | 734.0486 | 1721.7885 | C2 | 91769.7603 | 33838.4099 | 54390.3437 | 18351.2141 | 156682.7504 | 355032.4783 |  | 91769.7603 | 33838.4099 | 54390.3437 | 18351.2141 | 156682.7504 | 355032.4783 |  | 76790.456 | 52039.3728 | 25382.1604 | 71936.7593 | 168735.2696 | 394884.0182 |  | 80578.3261 | 50244.9116 | 24928.9076 | 65330.3222 | 158404.5388 | 379487.0063 |  | 70075.5955 | 49475.8569 | 26741.919 | 42574.8167 | 315087.2892 | 503955.4773 |  | 93491.5194 | 46912.341 | 22209.3904 | 30095.9911 | 139464.8657 | 332174.1075
|  |  | 808 | 794 | C3 | 455 | 141 | 144 | 28 | 40 | 808 | 455 | 141 | 144 | 28 | 40 | 808 | 33 | -18 | -4 | -7 | -11 | -7 | 408 | 172 | 64 | 107 | 57 | 808 | 111 | -6 | -35 | -14 | -70 | -14 | 352 | 158 | 80 | 73 | 145 | 808 |  |  | C3 | 0.001482 | 0.0022066 | 0.0039014 | 0.0063184 | 0.01482 | C3 | 174264.36 | 174264.36 | 174264.36 | 174264.36 | 174264.36 | C3 | 258.2639 | 384.5274 | 679.8793 | 1101.0728 | 2582.6827 | C3 | 117510.0589 | 54218.3613 | 97902.6187 | 30830.0397 | 103307.3079 | 403768.3865 |  | 117510.0589 | 54218.3613 | 97902.6187 | 30830.0397 | 103307.3079 | 403768.3865 |  | 105371.6572 | 66138.7102 | 43512.275 | 117814.7946 | 147212.9138 | 480050.3508 |  | 113894.3647 | 59217.2173 | 40792.7578 | 110107.2847 | 118803.4041 | 442815.0286 |  | 90908.8807 | 60755.3268 | 54390.3437 | 80378.3178 | 374488.9912 | 660921.8603 |  | 119576.1698 | 58448.1625 | 30594.5684 | 64963.298 | 193701.2024 | 467283.401
|  |  | 67 | 67 | C4 | 44 | 4 | 19 | 0 | 0 | 67 | 44 | 4 | 19 | 0 | 0 | 67 | 0 | 0 | 0 | 0 | 0 | 0 | 30 | 14 | 19 | 4 | 0 | 67 | 0 | 0 | 0 | 0 | 0 | 0 | 30 | 14 | 4 | 16 | 3 | 67 |  |  | C4 | 0.001482 | 0.0022066 | 0.0039014 | 0.0063184 | 0.01482 | C4 | 290440.6 | 290440.6 | 290440.6 | 290440.6 | 290440.6 | C4 | 430.4398 | 640.879 | 1133.1322 | 1835.1214 | 4304.4712 | C4 | 18939.3501 | 2563.5159 | 21529.5111 | 0 | 0 | 43032.3771 |  | 18939.3501 | 2563.5159 | 21529.5111 | 0 | 0 | 43032.3771 |  | 12913.1933 | 8972.3056 | 21529.5111 | 7340.4856 | 0 | 50755.4956 |  | 12913.1933 | 8972.3056 | 21529.5111 | 7340.4856 | 0 | 50755.4956 |  | 12913.1933 | 8972.3056 | 4532.5286 | 29361.9426 | 12913.4135 | 68693.3836 |  | 12913.1933 | 8972.3056 | 4532.5286 | 29361.9426 | 12913.4135 | 68693.3836
|  |  | 2524 | 2500 |  | 1377 | 426 | 434 | 102 | 185 |  | 1377 | 426 | 434 | 102 | 185 |  | 89 | -25 | -7 | -29 | -36 |  | 1183 | 575 | 148 | 385 | 233 |  | 416 | -16 | -45 | -38 | -341 |  | 1054 | 494 | 237 | 171 | 568 | [22 empty] | 269799.6516 | 117357.7579 | 221731.3013 | 74359.1196 | 325073.6623 | 1008321.4927 |  | 269799.6516 | 117357.7579 | 221731.3013 | 74359.1196 | 325073.6623 | 1008321.4927 |  | 231111.7246 | 160527.3656 | 93279.4395 | 287526.8227 | 409957.8336 | 1182403.186 |  | 247520.0888 | 151811.4116 | 89472.1155 | 266533.0338 | 348317.8065 | 1103654.4562 |  | 205836.3009 | 142352.0379 | 115488.8299 | 164647.093 | 988134.4003 | 1616458.662 |  | 278287.924 | 137481.3577 | 87160.5259 | 133156.4096 | 428036.6125 | 1064122.8297
| HV Switchgear (GM) - Distribution |  | 1771 | 1700 | C1 | 1290 | 104 | 299 | 49 | 29 | 1771 | 1290 | 104 | 299 | 49 | 29 | 1771 | 20 | 0 | 0 | -31 | -20 | -31 | 1253 | 102 | 265 | 102 | 49 | 1771 | 46 | 0 | 0 | -61 | -56 | -71 | 1166 | 140 | 55 | 299 | 111 | 1771 |  |  | C1 | 0.0019095 | 0.0028431 | 0.0050268 | 0.008141 | 0.019096 | C1 | 8081.668 | 8081.668 | 8081.668 | 8081.668 | 8081.668 | C1 | 15.4322 | 22.9769 | 40.6252 | 65.793 | 154.3245 | C1 | 19907.5239 | 2389.5961 | 12146.9402 | 3223.8589 | 4475.4112 | 42143.3303 |  | 19907.5239 | 2389.5961 | 12146.9402 | 3223.8589 | 4475.4112 | 42143.3303 |  | 19336.5329 | 2343.6423 | 10765.6828 | 6710.8899 | 7561.9016 | 46718.6496 |  | 19645.1767 | 2343.6423 | 10765.6828 | 4671.3057 | 4475.4112 | 41901.2187 |  | 17993.9325 | 3216.764 | 2234.387 | 19672.1184 | 17130.022 | 60247.2239 |  | 18703.8132 | 3216.764 | 2234.387 | 15658.7431 | 8487.8487 | 48301.556
|  |  | 11513 | 10600 | C2 | 8370 | 1059 | 1516 | 356 | 212 | 11513 | 8370 | 1059 | 1516 | 356 | 212 | 11513 | 271 | -50 | -317 | -184 | -189 | -469 | 8088 | 1061 | 1208 | 779 | 377 | 11513 | 530 | -100 | -367 | -465 | -511 | -913 | 7640 | 1021 | 564 | 1455 | 833 | 11513 |  |  | C2 | 0.0019095 | 0.0028431 | 0.0050268 | 0.008141 | 0.019096 | C2 | 11545.24 | 11545.24 | 11545.24 | 11545.24 | 11545.24 | C2 | 22.046 | 32.8241 | 58.036 | 93.9901 | 220.4636 | C2 | 184524.8895 | 34760.7456 | 87982.6152 | 33460.4594 | 46738.284 | 387466.9936 |  | 184524.8895 | 34760.7456 | 87982.6152 | 33460.4594 | 46738.284 | 387466.9936 |  | 178307.9219 | 34826.3938 | 70107.5192 | 73218.2525 | 83114.7786 | 439574.866 |  | 184282.3837 | 33185.1877 | 51710.099 | 55924.0824 | 41447.1575 | 366548.9103 |  | 168431.3209 | 33513.429 | 32732.3186 | 136755.5293 | 183646.1818 | 555078.7795 |  | 180115.6926 | 30231.0167 | 11433.0971 | 93050.154 | 70989.2804 | 385819.2408
|  |  | 2022 | 1908 | C3 | 1621 | 146 | 216 | 25 | 14 | 2022 | 1621 | 146 | 216 | 25 | 14 | 2022 | 34 | 0 | -47 | -27 | -15 | -55 | 1574 | 171 | 157 | 90 | 30 | 2022 | 70 | 0 | -55 | -71 | -58 | -114 | 1501 | 172 | 75 | 173 | 101 | 2022 |  |  | C3 | 0.0019095 | 0.0028431 | 0.0050268 | 0.008141 | 0.019096 | C3 | 17317.86 | 17317.86 | 17317.86 | 17317.86 | 17317.86 | C3 | 33.069 | 49.2362 | 87.054 | 140.9851 | 330.6954 | C3 | 53604.8111 | 7188.4828 | 18803.6724 | 3524.627 | 4629.7357 | 87751.329 |  | 53604.8111 | 7188.4828 | 18803.6724 | 3524.627 | 4629.7357 | 87751.329 |  | 52050.5692 | 8419.3874 | 13667.4841 | 12688.6574 | 9920.8622 | 96746.9602 |  | 53174.9144 | 8419.3874 | 9575.9443 | 8882.0602 | 4960.4311 | 85012.7373 |  | 49636.5339 | 8468.6236 | 6529.0529 | 24390.4191 | 33400.2359 | 122424.8655 |  | 51951.3623 | 8468.6236 | 1741.0808 | 14380.4783 | 14219.9024 | 90761.4474
|  |  | 0 | 0 | C4 | 0 | 0 | 0 | 0 | 0 | 0 | 0 | 0 | 0 | 0 | 0 | 0 | 0 | 0 | 0 | 0 | 0 | 0 | 0 | 0 | 0 | 0 | 0 | 0 | 0 | 0 | 0 | 0 | 0 | 0 | 0 | 0 | 0 | 0 | 0 | 0 |  |  | C4 | 0.0019095 | 0.0028431 | 0.0050268 | 0.008141 | 0.019096 | C4 | 28863.1 | 28863.1 | 28863.1 | 28863.1 | 28863.1 | C4 | 55.115 | 82.0603 | 145.0901 | 234.9751 | 551.159 | C4 | 0 | 0 | 0 | 0 | 0 | 0 |  | 0 | 0 | 0 | 0 | 0 | 0 |  | 0 | 0 | 0 | 0 | 0 | 0 |  | 0 | 0 | 0 | 0 | 0 | 0 |  | 0 | 0 | 0 | 0 | 0 | 0 |  | 0 | 0 | 0 | 0 | 0 | 0
|  |  | 15306 | 14208 |  | 11281 | 1309 | 2031 | 430 | 255 |  | 11281 | 1309 | 2031 | 430 | 255 |  | 325 | -50 | -364 | -242 | -224 |  | 10915 | 1334 | 1630 | 971 | 456 |  | 646 | -100 | -422 | -597 | -625 |  | 10307 | 1333 | 694 | 1927 | 1045 | [22 empty] | 258037.2245 | 44338.8245 | 118933.2277 | 40208.9453 | 55843.4308 | 517361.6529 |  | 258037.2245 | 44338.8245 | 118933.2277 | 40208.9453 | 55843.4308 | 517361.6529 |  | 249695.024 | 45589.4236 | 94540.6861 | 92617.7997 | 100597.5423 | 583040.4757 |  | 257102.4748 | 43948.2175 | 72051.7261 | 69477.4483 | 50882.9997 | 493462.8663 |  | 236061.7873 | 45198.8165 | 41495.7585 | 180818.0669 | 234176.4397 | 737750.8689 |  | 250770.8681 | 41916.4043 | 15408.5649 | 123089.3754 | 93697.0315 | 524882.2441
| HV Transformer (GM) |  | 940 | 940 | C1 | 901 | 26 | 13 | 0 | 0 | 940 | 901 | 26 | 13 | 0 | 0 | 940 | 15 | 0 | -15 | 0 | 0 | 0 | 881 | 38 | 21 | 0 | 0 | 940 | 26 | 0 | -15 | -11 | 0 | 0 | 850 | 60 | 15 | 15 | 0 | 940 |  |  | C1 | 0.002223 | 0.0033099 | 0.0058521 | 0.0094776 | 0.022231 | C1 | 12412.26 | 12412.26 | 12412.26 | 12412.26 | 12412.26 | C1 | 27.5929 | 41.0829 | 72.6382 | 117.6385 | 275.9336 | C1 | 24861.1942 | 1068.1547 | 944.2972 | 0 | 0 | 26873.6462 |  | 24861.1942 | 1068.1547 | 944.2972 | 0 | 0 | 26873.6462 |  | 24309.3364 | 1561.1492 | 1525.4032 | 0 | 0 | 27395.8888 |  | 24723.2297 | 1561.1492 | 435.8295 | 0 | 0 | 26720.2085 |  | 23453.9568 | 2464.9725 | 1089.5737 | 1764.578 | 0 | 28773.081 |  | 24171.3719 | 2464.9725 | 0 | 470.5541 | 0 | 27106.8985
|  |  | 7702 | 7702 | C2 | 7291 | 245 | 141 | 21 | 4 | 7702 | 7291 | 245 | 141 | 21 | 4 | 7702 | 194 | -26 | -138 | -27 | -3 | 0 | 7104 | 359 | 197 | 38 | 4 | 7702 | 431 | -150 | -147 | -111 | -23 | 0 | 6619 | 753 | 151 | 147 | 32 | 7702 |  |  | C2 | 0.002223 | 0.0033099 | 0.0058521 | 0.0094776 | 0.022231 | C2 | 17731.8 | 17731.8 | 17731.8 | 17731.8 | 17731.8 | C2 | 39.4184 | 58.6898 | 103.7689 | 168.055 | 394.1909 | C2 | 287399.662 | 14379.006 | 14631.4186 | 3529.156 | 1576.7635 | 321516.0061 |  | 287399.662 | 14379.006 | 14631.4186 | 3529.156 | 1576.7635 | 321516.0061 |  | 280028.4184 | 21069.6456 | 20442.4785 | 6386.0918 | 1576.7635 | 329503.3978 |  | 287675.5909 | 19543.7103 | 6122.3667 | 1848.6055 | 394.1909 | 315584.4642 |  | 260910.4872 | 44193.4349 | 15669.1079 | 24704.0919 | 12614.1078 | 358091.2298 |  | 277899.824 | 35389.9618 | 415.0757 | 6049.9817 | 3547.7178 | 323302.5611
|  |  | 1358 | 1358 | C3 | 1220 | 82 | 49 | 7 | 0 | 1358 | 1220 | 82 | 49 | 7 | 0 | 1358 | 130 | -71 | -53 | -6 | 0 | 0 | 1172 | 102 | 75 | 9 | 0 | 1358 | 239 | -137 | -61 | -38 | -3 | 0 | 1072 | 165 | 65 | 52 | 4 | 1358 |  |  | C3 | 0.002223 | 0.0033099 | 0.0058521 | 0.0094776 | 0.022231 | C3 | 26597.7 | 26597.7 | 26597.7 | 26597.7 | 26597.7 | C3 | 59.1276 | 88.0347 | 155.6534 | 252.0826 | 591.2863 | C3 | 72135.699 | 7218.8479 | 7627.0161 | 1764.578 | 0 | 88746.141 |  | 72135.699 | 7218.8479 | 7627.0161 | 1764.578 | 0 | 88746.141 |  | 69297.5731 | 8979.5426 | 11674.0042 | 2268.7431 | 0 | 92219.8631 |  | 76984.164 | 2729.0767 | 3424.3746 | 756.2477 | 0 | 83893.863 |  | 63384.8109 | 14525.7306 | 10117.4703 | 13108.2937 | 2365.1452 | 103501.4508 |  | 77516.3126 | 2464.9725 | 622.6136 | 3529.156 | 591.2863 | 84724.3409
|  |  | 4 | 4 | C4 | 4 | 0 | 0 | 0 | 0 | 4 | 4 | 0 | 0 | 0 | 0 | 4 | 0 | 0 | 0 | 0 | 0 | 0 | 4 | 0 | 0 | 0 | 0 | 4 | 0 | 0 | 0 | 0 | 0 | 0 | 4 | 0 | 0 | 0 | 0 | 4 |  |  | C4 | 0.002223 | 0.0033099 | 0.0058521 | 0.0094776 | 0.022231 | C4 | 44329.5 | 44329.5 | 44329.5 | 44329.5 | 44329.5 | C4 | 98.546 | 146.7246 | 259.4223 | 420.1376 | 985.4772 | C4 | 394.1841 | 0 | 0 | 0 | 0 | 394.1841 |  | 394.1841 | 0 | 0 | 0 | 0 | 394.1841 |  | 394.1841 | 0 | 0 | 0 | 0 | 394.1841 |  | 394.1841 | 0 | 0 | 0 | 0 | 394.1841 |  | 394.1841 | 0 | 0 | 0 | 0 | 394.1841 |  | 394.1841 | 0 | 0 | 0 | 0 | 394.1841
|  |  | 10004 | 10004 |  | 9416 | 353 | 203 | 28 | 4 |  | 9416 | 353 | 203 | 28 | 4 |  | 339 | -97 | -206 | -33 | -3 |  | 9161 | 499 | 293 | 47 | 4 |  | 696 | -287 | -223 | -160 | -26 |  | 8545 | 978 | 231 | 214 | 36 | [22 empty] | 384790.7393 | 22666.0087 | 23202.732 | 5293.734 | 1576.7635 | 437529.9774 |  | 384790.7393 | 22666.0087 | 23202.732 | 5293.734 | 1576.7635 | 437529.9774 |  | 374029.5121 | 31610.3374 | 33641.886 | 8654.8349 | 1576.7635 | 449513.3338 |  | 389777.1688 | 23833.9361 | 9982.5707 | 2604.8532 | 394.1909 | 426592.7197 |  | 348143.4391 | 61184.138 | 26876.152 | 39576.9636 | 14979.253 | 490759.9457 |  | 379981.6927 | 40319.9068 | 1037.6893 | 10049.6918 | 4139.0041 | 435527.9847
| HV UG Cable |  | 0 | 0 | C1 | 0 | 0 | 0 | 0 | 0 | 0 | 0 | 0 | 0 | 0 | 0 | 0 | 0 | 0 | 0 | 0 | 0 | 0 | 0 | 0 | 0 | 0 | 0 | 0 | 0 | 0 | 0 | 0 | 0 | 0 | 0 | 0 | 0 | 0 | 0 | 0 |  |  | C1 | 0 | 0 | 0 | 0 | 0 | C1 | 0 | 0 | 0 | 0 | 0 | C1 | [5 empty] | C1 | [5 empty] | 0 | [6 empty] | 0 | [6 empty] | 0 | [6 empty] | 0 | [6 empty] | 0 | [6 empty] | 0
|  |  | 0 | 0 | C2 | 0 | 0 | 0 | 0 | 0 | 0 | 0 | 0 | 0 | 0 | 0 | 0 | 0 | 0 | 0 | 0 | 0 | 0 | 0 | 0 | 0 | 0 | 0 | 0 | 0 | 0 | 0 | 0 | 0 | 0 | 0 | 0 | 0 | 0 | 0 | 0 |  |  | C2 | 0 | 0 | 0 | 0 | 0 | C2 | 0 | 0 | 0 | 0 | 0 | C2 | [5 empty] | C2 | [5 empty] | 0 | [6 empty] | 0 | [6 empty] | 0 | [6 empty] | 0 | [6 empty] | 0 | [6 empty] | 0
|  |  | 0 | 0 | C3 | 0 | 0 | 0 | 0 | 0 | 0 | 0 | 0 | 0 | 0 | 0 | 0 | 0 | 0 | 0 | 0 | 0 | 0 | 0 | 0 | 0 | 0 | 0 | 0 | 0 | 0 | 0 | 0 | 0 | 0 | 0 | 0 | 0 | 0 | 0 | 0 |  |  | C3 | 0 | 0 | 0 | 0 | 0 | C3 | 0 | 0 | 0 | 0 | 0 | C3 | [5 empty] | C3 | [5 empty] | 0 | [6 empty] | 0 | [6 empty] | 0 | [6 empty] | 0 | [6 empty] | 0 | [6 empty] | 0
|  |  | 0 | 0 | C4 | 0 | 0 | 0 | 0 | 0 | 0 | 0 | 0 | 0 | 0 | 0 | 0 | 0 | 0 | 0 | 0 | 0 | 0 | 0 | 0 | 0 | 0 | 0 | 0 | 0 | 0 | 0 | 0 | 0 | 0 | 0 | 0 | 0 | 0 | 0 | 0 |  |  | C4 | 0 | 0 | 0 | 0 | 0 | C4 | 0 | 0 | 0 | 0 | 0 | C4 | [5 empty] | C4 | [5 empty] | 0 | [6 empty] | 0 | [6 empty] | 0 | [6 empty] | 0 | [6 empty] | 0 | [6 empty] | 0
|  |  | 0 | 0 |  | 0 | 0 | 0 | 0 | 0 |  | 0 | 0 | 0 | 0 | 0 |  | 0 | 0 | 0 | 0 | 0 |  | 0 | 0 | 0 | 0 | 0 |  | 0 | 0 | 0 | 0 | 0 |  | 0 | 0 | 0 | 0 | 0 | [22 empty] | 0 | 0 | 0 | 0 | 0 | 0 |  | 0 | 0 | 0 | 0 | 0 | 0 |  | 0 | 0 | 0 | 0 | 0 | 0 |  | 0 | 0 | 0 | 0 | 0 | 0 |  | 0 | 0 | 0 | 0 | 0 | 0 |  | 0 | 0 | 0 | 0 | 0 | 0
| HV OHL Support - Poles |  | 39997 | 39997 | C1 | 16895 | 5418 | 13307 | 2333 | 2044 | 39997 | 16895 | 5418 | 13307 | 2333 | 2044 | 39997 | 1300 | 0 | 0 | -529 | -771 | 0 | 15351 | 4349 | 15266 | 2279 | 2752 | 39997 | 4228 | 0 | 0 | -2072 | -2156 | 0 | 13668 | 3789 | 3169 | 14642 | 4729 | 39997 |  |  | C1 | 0.0081226 | 0.012094 | 0.021383 | 0.03463 | 0.081228 | C1 | 2623.418 | 2623.418 | 2623.418 | 2623.418 | 2623.418 | C1 | 21.309 | 31.7269 | 56.096 | 90.8482 | 213.0941 | C1 | 360016.3944 | 171896.3717 | 746470.0855 | 211948.929 | 435564.403 | 1925896.1835 |  | 360016.3944 | 171896.3717 | 746470.0855 | 211948.929 | 435564.403 | 1925896.1835 |  | 327115.2216 | 137980.3102 | 856362.2398 | 207043.1244 | 586435.0475 | 2114935.9435 |  | 354816.9862 | 137980.3102 | 856362.2398 | 158984.4088 | 422139.4728 | 1930283.4178 |  | 291252.091 | 120213.2433 | 177768.3701 | 1330199.8363 | 1007722.1438 | 2927155.6845 |  | 381346.7531 | 120213.2433 | 177768.3701 | 1141962.2963 | 548291.1981 | 2369581.8609
|  |  | 60012 | 60012 | C2 | 28948 | 7652 | 16964 | 2973 | 3475 | 60012 | 28948 | 7652 | 16964 | 2973 | 3475 | 60012 | 2027 | 0 | 0 | -823 | -1204 | 0 | 25605 | 7741 | 19357 | 3008 | 4301 | 60012 | 5229 | 0 | 0 | -2331 | -2898 | 0 | 23169 | 6662 | 4612 | 18718 | 6851 | 60012 |  |  | C2 | 0.0081226 | 0.012094 | 0.021383 | 0.03463 | 0.081228 | C2 | 3747.74 | 3747.74 | 3747.74 | 3747.74 | 3747.74 | C2 | 30.4415 | 45.3242 | 80.1372 | 129.7832 | 304.4202 | C2 | 881220.5288 | 346820.3966 | 1359447.6087 | 385845.4264 | 1057860.1485 | 4031194.109 |  | 881220.5288 | 346820.3966 | 1359447.6087 | 385845.4264 | 1057860.1485 | 4031194.109 |  | 779454.5958 | 350854.2459 | 1551215.9491 | 390387.8381 | 1309311.2227 | 4381223.8516 |  | 841159.5154 | 350854.2459 | 1551215.9491 | 283576.272 | 942789.318 | 3969595.3005 |  | 705299.1029 | 301949.488 | 369592.8066 | 2429281.7663 | 2085582.6986 | 5891705.8623 |  | 864477.704 | 301949.488 | 369592.8066 | 2126757.1484 | 1203372.9977 | 4866150.1448
|  |  | 18044 | 18044 | C3 | 9178 | 2418 | 4820 | 851 | 777 | 18044 | 9178 | 2418 | 4820 | 851 | 777 | 18044 | 599 | 0 | -42 | -286 | -271 | 0 | 8103 | 2619 | 5497 | 841 | 984 | 18044 | 1615 | 0 | -119 | -728 | -768 | 0 | 7236 | 2266 | 1523 | 5284 | 1735 | 18044 |  |  | C3 | 0.0081226 | 0.012094 | 0.021383 | 0.03463 | 0.081228 | C3 | 5621.61 | 5621.61 | 5621.61 | 5621.61 | 5621.61 | C3 | 45.6622 | 67.9862 | 120.2058 | 194.6748 | 456.6303 | C3 | 419088.1242 | 164390.6924 | 579392.019 | 165668.2431 | 354801.7275 | 1683340.8063 |  | 419088.1242 | 164390.6924 | 579392.019 | 165668.2431 | 354801.7275 | 1683340.8063 |  | 370001.2062 | 178055.9237 | 660771.3545 | 163721.4953 | 449324.1955 | 1821874.1751 |  | 397352.8935 | 178055.9237 | 655722.7103 | 108044.5064 | 325577.3896 | 1664753.4235 |  | 330412.036 | 154056.7862 | 183073.4533 | 1028661.5706 | 792253.5357 | 2488457.3819 |  | 404156.5687 | 154056.7862 | 168768.9616 | 886938.3262 | 441561.4807 | 2055482.1234
|  |  | 7611 | 7611 | C4 | 3757 | 1272 | 2097 | 214 | 271 | 7611 | 3757 | 1272 | 2097 | 214 | 271 | 7611 | 402 | -18 | -201 | -65 | -118 | 0 | 3208 | 1342 | 2512 | 223 | 326 | 7611 | 1184 | -52 | -235 | -563 | -334 | 0 | 2810 | 1120 | 828 | 2330 | 523 | 7611 |  |  | C4 | 0.0081226 | 0.012094 | 0.021383 | 0.03463 | 0.081228 | C4 | 9369.35 | 9369.35 | 9369.35 | 9369.35 | 9369.35 | C4 | 76.1037 | 113.3104 | 200.343 | 324.458 | 761.0505 | C4 | 285921.7845 | 144130.7973 | 420119.3167 | 69434.0071 | 206244.6764 | 1125850.582 |  | 285921.7845 | 144130.7973 | 420119.3167 | 69434.0071 | 206244.6764 | 1125850.582 |  | 244140.8263 | 152062.5236 | 503261.6707 | 72354.1289 | 248102.4521 | 1219921.6017 |  | 274734.5334 | 150022.9368 | 462992.7234 | 51264.3604 | 158298.497 | 1097313.051 |  | 213851.5343 | 126907.6203 | 165884.022 | 755987.0867 | 398029.394 | 1660659.6573 |  | 303958.3729 | 121015.4808 | 118803.4119 | 573317.2456 | 143838.5382 | 1260933.0494
|  |  | 125664 | 125664 |  | 58778 | 16760 | 37188 | 6371 | 6567 |  | 58778 | 16760 | 37188 | 6371 | 6567 |  | 4328 | -18 | -243 | -1703 | -2364 |  | 52267 | 16051 | 42632 | 6351 | 8363 |  | 12256 | -52 | -354 | -5694 | -6156 |  | 46883 | 13837 | 10132 | 40974 | 13838 | [22 empty] | 1946246.8318 | 827238.258 | 3105429.0299 | 832896.6056 | 2054470.9555 | 8766281.6808 |  | 1946246.8318 | 827238.258 | 3105429.0299 | 832896.6056 | 2054470.9555 | 8766281.6808 |  | 1720711.85 | 818953.0034 | 3571611.2141 | 833506.5866 | 2593172.9178 | 9537955.5719 |  | 1868063.9286 | 816913.4166 | 3526293.6226 | 601869.5475 | 1848804.6774 | 8661945.1928 |  | 1540814.7643 | 703127.1378 | 896318.6521 | 5544130.2598 | 4283587.7721 | 12967978.5861 |  | 1953939.3988 | 697234.9983 | 834933.5502 | 4728975.0164 | 2337064.2147 | 10552147.1784
| [Please insert new asset category as required] |  | 0 | 0 | C1 | 0 | 0 | 0 | 0 | 0 | 0 | 0 | 0 | 0 | 0 | 0 | 0 | 0 | 0 | 0 | 0 | 0 | 0 | 0 | 0 | 0 | 0 | 0 | 0 | 0 | 0 | 0 | 0 | 0 | 0 | 0 | 0 | 0 | 0 | 0 | 0 |  |  | C1 | 0 | 0 | 0 | 0 | 0 | C1 | 0 | 0 | 0 | 0 | 0 | C1 | [5 empty] | C1 | [5 empty] | 0 | [6 empty] | 0 | [6 empty] | 0 | [6 empty] | 0 | [6 empty] | 0 | [6 empty] | 0
|  |  | 0 | 0 | C2 | 0 | 0 | 0 | 0 | 0 | 0 | 0 | 0 | 0 | 0 | 0 | 0 | 0 | 0 | 0 | 0 | 0 | 0 | 0 | 0 | 0 | 0 | 0 | 0 | 0 | 0 | 0 | 0 | 0 | 0 | 0 | 0 | 0 | 0 | 0 | 0 |  |  | C2 | 0 | 0 | 0 | 0 | 0 | C2 | 0 | 0 | 0 | 0 | 0 | C2 | [5 empty] | C2 | [5 empty] | 0 | [6 empty] | 0 | [6 empty] | 0 | [6 empty] | 0 | [6 empty] | 0 | [6 empty] | 0
|  |  | 0 | 0 | C3 | 0 | 0 | 0 | 0 | 0 | 0 | 0 | 0 | 0 | 0 | 0 | 0 | 0 | 0 | 0 | 0 | 0 | 0 | 0 | 0 | 0 | 0 | 0 | 0 | 0 | 0 | 0 | 0 | 0 | 0 | 0 | 0 | 0 | 0 | 0 | 0 |  |  | C3 | 0 | 0 | 0 | 0 | 0 | C3 | 0 | 0 | 0 | 0 | 0 | C3 | [5 empty] | C3 | [5 empty] | 0 | [6 empty] | 0 | [6 empty] | 0 | [6 empty] | 0 | [6 empty] | 0 | [6 empty] | 0
|  |  | 0 | 0 | C4 | 0 | 0 | 0 | 0 | 0 | 0 | 0 | 0 | 0 | 0 | 0 | 0 | 0 | 0 | 0 | 0 | 0 | 0 | 0 | 0 | 0 | 0 | 0 | 0 | 0 | 0 | 0 | 0 | 0 | 0 | 0 | 0 | 0 | 0 | 0 | 0 |  |  | C4 | 0 | 0 | 0 | 0 | 0 | C4 | 0 | 0 | 0 | 0 | 0 | C4 | [5 empty] | C4 | [5 empty] | 0 | [6 empty] | 0 | [6 empty] | 0 | [6 empty] | 0 | [6 empty] | 0 | [6 empty] | 0
|  |  | 0 | 0 |  | 0 | 0 | 0 | 0 | 0 |  | 0 | 0 | 0 | 0 | 0 |  | 0 | 0 | 0 | 0 | 0 |  | 0 | 0 | 0 | 0 | 0 |  | 0 | 0 | 0 | 0 | 0 |  | 0 | 0 | 0 | 0 | 0 | [22 empty] | 0 | 0 | 0 | 0 | 0 | 0 |  | 0 | 0 | 0 | 0 | 0 | 0 |  | 0 | 0 | 0 | 0 | 0 | 0 |  | 0 | 0 | 0 | 0 | 0 | 0 |  | 0 | 0 | 0 | 0 | 0 | 0 |  | 0 | 0 | 0 | 0 | 0 | 0
| [Please insert new asset category as required] |  | 0 | 0 | C1 | 0 | 0 | 0 | 0 | 0 | 0 | 0 | 0 | 0 | 0 | 0 | 0 | 0 | 0 | 0 | 0 | 0 | 0 | 0 | 0 | 0 | 0 | 0 | 0 | 0 | 0 | 0 | 0 | 0 | 0 | 0 | 0 | 0 | 0 | 0 | 0 |  |  | C1 | 0 | 0 | 0 | 0 | 0 | C1 | 0 | 0 | 0 | 0 | 0 | C1 | [5 empty] | C1 | [5 empty] | 0 | [6 empty] | 0 | [6 empty] | 0 | [6 empty] | 0 | [6 empty] | 0 | [6 empty] | 0
|  |  | 0 | 0 | C2 | 0 | 0 | 0 | 0 | 0 | 0 | 0 | 0 | 0 | 0 | 0 | 0 | 0 | 0 | 0 | 0 | 0 | 0 | 0 | 0 | 0 | 0 | 0 | 0 | 0 | 0 | 0 | 0 | 0 | 0 | 0 | 0 | 0 | 0 | 0 | 0 |  |  | C2 | 0 | 0 | 0 | 0 | 0 | C2 | 0 | 0 | 0 | 0 | 0 | C2 | [5 empty] | C2 | [5 empty] | 0 | [6 empty] | 0 | [6 empty] | 0 | [6 empty] | 0 | [6 empty] | 0 | [6 empty] | 0
|  |  | 0 | 0 | C3 | 0 | 0 | 0 | 0 | 0 | 0 | 0 | 0 | 0 | 0 | 0 | 0 | 0 | 0 | 0 | 0 | 0 | 0 | 0 | 0 | 0 | 0 | 0 | 0 | 0 | 0 | 0 | 0 | 0 | 0 | 0 | 0 | 0 | 0 | 0 | 0 |  |  | C3 | 0 | 0 | 0 | 0 | 0 | C3 | 0 | 0 | 0 | 0 | 0 | C3 | [5 empty] | C3 | [5 empty] | 0 | [6 empty] | 0 | [6 empty] | 0 | [6 empty] | 0 | [6 empty] | 0 | [6 empty] | 0
|  |  | 0 | 0 | C4 | 0 | 0 | 0 | 0 | 0 | 0 | 0 | 0 | 0 | 0 | 0 | 0 | 0 | 0 | 0 | 0 | 0 | 0 | 0 | 0 | 0 | 0 | 0 | 0 | 0 | 0 | 0 | 0 | 0 | 0 | 0 | 0 | 0 | 0 | 0 | 0 |  |  | C4 | 0 | 0 | 0 | 0 | 0 | C4 | 0 | 0 | 0 | 0 | 0 | C4 | [5 empty] | C4 | [5 empty] | 0 | [6 empty] | 0 | [6 empty] | 0 | [6 empty] | 0 | [6 empty] | 0 | [6 empty] | 0
|  |  | 0 | 0 |  | 0 | 0 | 0 | 0 | 0 |  | 0 | 0 | 0 | 0 | 0 |  | 0 | 0 | 0 | 0 | 0 |  | 0 | 0 | 0 | 0 | 0 |  | 0 | 0 | 0 | 0 | 0 |  | 0 | 0 | 0 | 0 | 0 | [22 empty] | 0 | 0 | 0 | 0 | 0 | 0 |  | 0 | 0 | 0 | 0 | 0 | 0 |  | 0 | 0 | 0 | 0 | 0 | 0 |  | 0 | 0 | 0 | 0 | 0 | 0 |  | 0 | 0 | 0 | 0 | 0 | 0 |  | 0 | 0 | 0 | 0 | 0 | 0
| [Please insert new asset category as required] |  | 0 | 0 | C1 | 0 | 0 | 0 | 0 | 0 | 0 | 0 | 0 | 0 | 0 | 0 | 0 | 0 | 0 | 0 | 0 | 0 | 0 | 0 | 0 | 0 | 0 | 0 | 0 | 0 | 0 | 0 | 0 | 0 | 0 | 0 | 0 | 0 | 0 | 0 | 0 |  |  | C1 | 0 | 0 | 0 | 0 | 0 | C1 | 0 | 0 | 0 | 0 | 0 | C1 | [5 empty] | C1 | [5 empty] | 0 | [6 empty] | 0 | [6 empty] | 0 | [6 empty] | 0 | [6 empty] | 0 | [6 empty] | 0
|  |  | 0 | 0 | C2 | 0 | 0 | 0 | 0 | 0 | 0 | 0 | 0 | 0 | 0 | 0 | 0 | 0 | 0 | 0 | 0 | 0 | 0 | 0 | 0 | 0 | 0 | 0 | 0 | 0 | 0 | 0 | 0 | 0 | 0 | 0 | 0 | 0 | 0 | 0 | 0 |  |  | C2 | 0 | 0 | 0 | 0 | 0 | C2 | 0 | 0 | 0 | 0 | 0 | C2 | [5 empty] | C2 | [5 empty] | 0 | [6 empty] | 0 | [6 empty] | 0 | [6 empty] | 0 | [6 empty] | 0 | [6 empty] | 0
|  |  | 0 | 0 | C3 | 0 | 0 | 0 | 0 | 0 | 0 | 0 | 0 | 0 | 0 | 0 | 0 | 0 | 0 | 0 | 0 | 0 | 0 | 0 | 0 | 0 | 0 | 0 | 0 | 0 | 0 | 0 | 0 | 0 | 0 | 0 | 0 | 0 | 0 | 0 | 0 |  |  | C3 | 0 | 0 | 0 | 0 | 0 | C3 | 0 | 0 | 0 | 0 | 0 | C3 | [5 empty] | C3 | [5 empty] | 0 | [6 empty] | 0 | [6 empty] | 0 | [6 empty] | 0 | [6 empty] | 0 | [6 empty] | 0
|  |  | 0 | 0 | C4 | 0 | 0 | 0 | 0 | 0 | 0 | 0 | 0 | 0 | 0 | 0 | 0 | 0 | 0 | 0 | 0 | 0 | 0 | 0 | 0 | 0 | 0 | 0 | 0 | 0 | 0 | 0 | 0 | 0 | 0 | 0 | 0 | 0 | 0 | 0 | 0 |  |  | C4 | 0 | 0 | 0 | 0 | 0 | C4 | 0 | 0 | 0 | 0 | 0 | C4 | [5 empty] | C4 | [5 empty] | 0 | [6 empty] | 0 | [6 empty] | 0 | [6 empty] | 0 | [6 empty] | 0 | [6 empty] | 0
|  |  | 0 | 0 |  | 0 | 0 | 0 | 0 | 0 |  | 0 | 0 | 0 | 0 | 0 |  | 0 | 0 | 0 | 0 | 0 |  | 0 | 0 | 0 | 0 | 0 |  | 0 | 0 | 0 | 0 | 0 |  | 0 | 0 | 0 | 0 | 0 | [22 empty] | 0 | 0 | 0 | 0 | 0 | 0 |  | 0 | 0 | 0 | 0 | 0 | 0 |  | 0 | 0 | 0 | 0 | 0 | 0 |  | 0 | 0 | 0 | 0 | 0 | 0 |  | 0 | 0 | 0 | 0 | 0 | 0 |  | 0 | 0 | 0 | 0 | 0 | 0
| [Please insert new asset category as required] |  | 0 | 0 | C1 | 0 | 0 | 0 | 0 | 0 | 0 | 0 | 0 | 0 | 0 | 0 | 0 | 0 | 0 | 0 | 0 | 0 | 0 | 0 | 0 | 0 | 0 | 0 | 0 | 0 | 0 | 0 | 0 | 0 | 0 | 0 | 0 | 0 | 0 | 0 | 0 |  |  | C1 | 0 | 0 | 0 | 0 | 0 | C1 | 0 | 0 | 0 | 0 | 0 | C1 | [5 empty] | C1 | [5 empty] | 0 | [6 empty] | 0 | [6 empty] | 0 | [6 empty] | 0 | [6 empty] | 0 | [6 empty] | 0
|  |  | 0 | 0 | C2 | 0 | 0 | 0 | 0 | 0 | 0 | 0 | 0 | 0 | 0 | 0 | 0 | 0 | 0 | 0 | 0 | 0 | 0 | 0 | 0 | 0 | 0 | 0 | 0 | 0 | 0 | 0 | 0 | 0 | 0 | 0 | 0 | 0 | 0 | 0 | 0 |  |  | C2 | 0 | 0 | 0 | 0 | 0 | C2 | 0 | 0 | 0 | 0 | 0 | C2 | [5 empty] | C2 | [5 empty] | 0 | [6 empty] | 0 | [6 empty] | 0 | [6 empty] | 0 | [6 empty] | 0 | [6 empty] | 0
|  |  | 0 | 0 | C3 | 0 | 0 | 0 | 0 | 0 | 0 | 0 | 0 | 0 | 0 | 0 | 0 | 0 | 0 | 0 | 0 | 0 | 0 | 0 | 0 | 0 | 0 | 0 | 0 | 0 | 0 | 0 | 0 | 0 | 0 | 0 | 0 | 0 | 0 | 0 | 0 |  |  | C3 | 0 | 0 | 0 | 0 | 0 | C3 | 0 | 0 | 0 | 0 | 0 | C3 | [5 empty] | C3 | [5 empty] | 0 | [6 empty] | 0 | [6 empty] | 0 | [6 empty] | 0 | [6 empty] | 0 | [6 empty] | 0
|  |  | 0 | 0 | C4 | 0 | 0 | 0 | 0 | 0 | 0 | 0 | 0 | 0 | 0 | 0 | 0 | 0 | 0 | 0 | 0 | 0 | 0 | 0 | 0 | 0 | 0 | 0 | 0 | 0 | 0 | 0 | 0 | 0 | 0 | 0 | 0 | 0 | 0 | 0 | 0 |  |  | C4 | 0 | 0 | 0 | 0 | 0 | C4 | 0 | 0 | 0 | 0 | 0 | C4 | [5 empty] | C4 | [5 empty] | 0 | [6 empty] | 0 | [6 empty] | 0 | [6 empty] | 0 | [6 empty] | 0 | [6 empty] | 0
|  |  | 0 | 0 |  | 0 | 0 | 0 | 0 | 0 |  | 0 | 0 | 0 | 0 | 0 |  | 0 | 0 | 0 | 0 | 0 |  | 0 | 0 | 0 | 0 | 0 |  | 0 | 0 | 0 | 0 | 0 |  | 0 | 0 | 0 | 0 | 0 | [22 empty] | 0 | 0 | 0 | 0 | 0 | 0 |  | 0 | 0 | 0 | 0 | 0 | 0 |  | 0 | 0 | 0 | 0 | 0 | 0 |  | 0 | 0 | 0 | 0 | 0 | 0 |  | 0 | 0 | 0 | 0 | 0 | 0 |  | 0 | 0 | 0 | 0 | 0 | 0
| [Please insert new asset category as required] |  | 0 | 0 | C1 | 0 | 0 | 0 | 0 | 0 | 0 | 0 | 0 | 0 | 0 | 0 | 0 | 0 | 0 | 0 | 0 | 0 | 0 | 0 | 0 | 0 | 0 | 0 | 0 | 0 | 0 | 0 | 0 | 0 | 0 | 0 | 0 | 0 | 0 | 0 | 0 |  |  | C1 | 0 | 0 | 0 | 0 | 0 | C1 | 0 | 0 | 0 | 0 | 0 | C1 | [5 empty] | C1 | [5 empty] | 0 | [6 empty] | 0 | [6 empty] | 0 | [6 empty] | 0 | [6 empty] | 0 | [6 empty] | 0
|  |  | 0 | 0 | C2 | 0 | 0 | 0 | 0 | 0 | 0 | 0 | 0 | 0 | 0 | 0 | 0 | 0 | 0 | 0 | 0 | 0 | 0 | 0 | 0 | 0 | 0 | 0 | 0 | 0 | 0 | 0 | 0 | 0 | 0 | 0 | 0 | 0 | 0 | 0 | 0 |  |  | C2 | 0 | 0 | 0 | 0 | 0 | C2 | 0 | 0 | 0 | 0 | 0 | C2 | [5 empty] | C2 | [5 empty] | 0 | [6 empty] | 0 | [6 empty] | 0 | [6 empty] | 0 | [6 empty] | 0 | [6 empty] | 0
|  |  | 0 | 0 | C3 | 0 | 0 | 0 | 0 | 0 | 0 | 0 | 0 | 0 | 0 | 0 | 0 | 0 | 0 | 0 | 0 | 0 | 0 | 0 | 0 | 0 | 0 | 0 | 0 | 0 | 0 | 0 | 0 | 0 | 0 | 0 | 0 | 0 | 0 | 0 | 0 |  |  | C3 | 0 | 0 | 0 | 0 | 0 | C3 | 0 | 0 | 0 | 0 | 0 | C3 | [5 empty] | C3 | [5 empty] | 0 | [6 empty] | 0 | [6 empty] | 0 | [6 empty] | 0 | [6 empty] | 0 | [6 empty] | 0
|  |  | 0 | 0 | C4 | 0 | 0 | 0 | 0 | 0 | 0 | 0 | 0 | 0 | 0 | 0 | 0 | 0 | 0 | 0 | 0 | 0 | 0 | 0 | 0 | 0 | 0 | 0 | 0 | 0 | 0 | 0 | 0 | 0 | 0 | 0 | 0 | 0 | 0 | 0 | 0 |  |  | C4 | 0 | 0 | 0 | 0 | 0 | C4 | 0 | 0 | 0 | 0 | 0 | C4 | [5 empty] | C4 | [5 empty] | 0 | [6 empty] | 0 | [6 empty] | 0 | [6 empty] | 0 | [6 empty] | 0 | [6 empty] | 0
|  |  | 0 | 0 |  | 0 | 0 | 0 | 0 | 0 |  | 0 | 0 | 0 | 0 | 0 |  | 0 | 0 | 0 | 0 | 0 |  | 0 | 0 | 0 | 0 | 0 |  | 0 | 0 | 0 | 0 | 0 |  | 0 | 0 | 0 | 0 | 0 | [22 empty] | 0 | 0 | 0 | 0 | 0 | 0 |  | 0 | 0 | 0 | 0 | 0 | 0 |  | 0 | 0 | 0 | 0 | 0 | 0 |  | 0 | 0 | 0 | 0 | 0 | 0 |  | 0 | 0 | 0 | 0 | 0 | 0 |  | 0 | 0 | 0 | 0 | 0 | 0
[63 empty] | 2858874.4473 | 1011600.8491 | 3469296.2909 | 952758.4045 | 2436964.812 | 10729494.8038 |  | 2858874.4473 | 1011600.8491 | 3469296.2909 | 952758.4045 | 2436964.812 | 10729494.8038 |  | 2575548.1107 | 1056680.1299 | 3793073.2257 | 1222306.044 | 3105305.0572 | 11752912.5675 |  | 2762463.6609 | 1036506.9818 | 3697800.0349 | 940484.8829 | 2248399.6745 | 10685655.235 |  | 2330856.2916 | 951862.1302 | 1080179.3924 | 5929172.3834 | 5520877.8651 | 15812948.0627 |  | 2862979.8835 | 916952.667 | 938540.3302 | 4995270.4933 | 2862936.8629 | 12576680.2369
| EHV Network | [66 empty] | 0 | [6 empty] | 0 | [6 empty] | 0 | [6 empty] | 0 | [6 empty] | 0 | [6 empty] | 0
| EHV Switchgear (GM) |  | 169 | 170 | C1 | 159 | 9 | 1 | 0 | 0 | 169 | 159 | 9 | 1 | 0 | 0 | 169 | 0 | 0 | 0 | 0 | 0 | 0 | 132 | 36 | 1 | 0 | 0 | 169 | 2 | 0 | 0 | -1 | 0 | 1 | 118 | 43 | 7 | 1 | 0 | 169 |  |  | C1 | 0.017421 | 0.025938 | 0.04586 | 0.074271 | 0.17421 | C1 | 49231.889 | 49231.889 | 49231.889 | 49231.889 | 49231.889 | C1 | 857.659 | 1276.9629 | 2257.7862 | 3656.5123 | 8576.736 | C1 | 136367.777 | 11492.6657 | 2257.7862 | 0 | 0 | 150118.2288 |  | 136367.777 | 11492.6657 | 2257.7862 | 0 | 0 | 150118.2288 |  | 113210.9847 | 45970.6627 | 2257.7862 | 0 | 0 | 161439.4335 |  | 113210.9847 | 45970.6627 | 2257.7862 | 0 | 0 | 161439.4335 |  | 101203.759 | 54909.4027 | 15804.5031 | 3656.5123 | 0 | 175574.1771 |  | 102919.077 | 54909.4027 | 15804.5031 | 0 | 0 | 173632.9827
|  |  | 383 | 384 | C2 | 188 | 103 | 24 | 47 | 21 | 383 | 188 | 103 | 24 | 47 | 21 | 383 | 4 | -3 | -1 | 0 | 0 | 0 | 131 | 143 | 27 | 44 | 37 | 382 | 59 | 0 | -7 | -12 | -39 | 1 | 120 | 112 | 53 | 39 | 59 | 383 |  |  | C2 | 0.017421 | 0.025938 | 0.04586 | 0.074271 | 0.17421 | C2 | 70331.27 | 70331.27 | 70331.27 | 70331.27 | 70331.27 | C2 | 1225.2271 | 1824.2326 | 3225.4088 | 5223.589 | 12252.48 | C2 | 230342.6961 | 187895.9627 | 77409.8111 | 245508.6849 | 257302.0801 | 998459.2349 |  | 230342.6961 | 187895.9627 | 77409.8111 | 245508.6849 | 257302.0801 | 998459.2349 |  | 160504.751 | 260865.2685 | 87086.0375 | 229837.9178 | 453341.7602 | 1191635.735 |  | 165405.6594 | 255392.5706 | 83860.6287 | 229837.9178 | 453341.7602 | 1187838.5367 |  | 147027.2528 | 204314.0565 | 170946.6662 | 203719.9726 | 722896.3203 | 1448904.2684 |  | 219315.6521 | 204314.0565 | 148368.8046 | 141036.9041 | 245049.6001 | 958085.0174
|  |  | 53 | 53 | C3 | 27 | 13 | 12 | 1 | 0 | 53 | 27 | 13 | 12 | 1 | 0 | 53 | 0 | 0 | 0 | 0 | 0 | 0 | 16 | 24 | 0 | 13 | 0 | 53 | 0 | 0 | 0 | 0 | 0 | 0 | 14 | 17 | 9 | 12 | 1 | 53 |  |  | C3 | 0.017421 | 0.025938 | 0.04586 | 0.074271 | 0.17421 | C3 | 105496.905 | 105496.905 | 105496.905 | 105496.905 | 105496.905 | C3 | 1837.8407 | 2736.349 | 4838.1132 | 7835.3836 | 18378.72 | C3 | 49621.6978 | 35572.5366 | 58057.3583 | 7835.3836 | 0 | 151086.9763 |  | 49621.6978 | 35572.5366 | 58057.3583 | 7835.3836 | 0 | 151086.9763 |  | 29405.4506 | 65672.3753 | 0 | 101859.9863 | 0 | 196937.8122 |  | 29405.4506 | 65672.3753 | 0 | 101859.9863 | 0 | 196937.8122 |  | 25729.7692 | 46517.9325 | 43543.0187 | 94024.6027 | 18378.72 | 228194.0432 |  | 25729.7692 | 46517.9325 | 43543.0187 | 94024.6027 | 18378.72 | 228194.0432
|  |  | 44 | 44 | C4 | 2 | 34 | 8 | 0 | 0 | 44 | 2 | 34 | 8 | 0 | 0 | 44 | 0 | 0 | 0 | 0 | 0 | 0 | 2 | 3 | 38 | 1 | 0 | 44 | 15 | 0 | -5 | -10 | 0 | 0 | 2 | 1 | 30 | 11 | 0 | 44 |  |  | C4 | 0.017421 | 0.025938 | 0.04586 | 0.074271 | 0.17421 | C4 | 175828.175 | 175828.175 | 175828.175 | 175828.175 | 175828.175 | C4 | 3063.0678 | 4560.5816 | 8063.522 | 13058.9726 | 30631.2 | C4 | 6126.1355 | 155059.775 | 64508.1759 | 0 | 0 | 225694.0864 |  | 6126.1355 | 155059.775 | 64508.1759 | 0 | 0 | 225694.0864 |  | 6126.1355 | 13681.7449 | 306413.8356 | 13058.9726 | 0 | 339280.6886 |  | 6126.1355 | 13681.7449 | 306413.8356 | 13058.9726 | 0 | 339280.6886 |  | 6126.1355 | 4560.5816 | 241905.6597 | 143648.6986 | 0 | 396241.0755 |  | 52072.152 | 4560.5816 | 201588.0497 | 13058.9726 | 0 | 271279.756
|  |  | 649 | 651 |  | 376 | 159 | 45 | 48 | 21 |  | 376 | 159 | 45 | 48 | 21 |  | 4 | -3 | -1 | 0 | 0 |  | 281 | 206 | 66 | 58 | 37 |  | 76 | 0 | -12 | -23 | -39 |  | 254 | 173 | 99 | 63 | 60 | [22 empty] | 422458.3064 | 390020.94 | 202233.1315 | 253344.0685 | 257302.0801 | 1525358.5264 |  | 422458.3064 | 390020.94 | 202233.1315 | 253344.0685 | 257302.0801 | 1525358.5264 |  | 309247.3217 | 386190.0514 | 395757.6592 | 344756.8767 | 453341.7602 | 1889293.6693 |  | 314148.2302 | 380717.3535 | 392532.2504 | 344756.8767 | 453341.7602 | 1885496.4709 |  | 280086.9166 | 310301.9733 | 472199.8477 | 445049.7863 | 741275.0403 | 2248913.5642 |  | 400036.6503 | 310301.9733 | 409304.3761 | 248120.4795 | 263428.3201 | 1631191.7993
| EHV Transformer |  | 37 | 37 | C1 | 23 | 14 | 0 | 0 | 0 | 37 | 23 | 14 | 0 | 0 | 0 | 37 | 2 | -1 | -1 | 0 | 0 | 0 | 19 | 14 | 4 | 0 | 0 | 37 | 6 | 0 | -5 | -1 | 0 | 0 | 14 | 12 | 10 | 1 | 0 | 37 |  |  | C1 | 0.012939 | 0.019265 | 0.034062 | 0.055165 | 0.12939 | C1 | 118093.353 | 118093.353 | 118093.353 | 118093.353 | 118093.353 | C1 | 1528.0341 | 2275.0799 | 4022.5477 | 6514.5653 | 15280.6012 | C1 | 35144.7833 | 31851.1192 | 0 | 0 | 0 | 66995.9025 |  | 35144.7833 | 31851.1192 | 0 | 0 | 0 | 66995.9025 |  | 29032.6471 | 31851.1192 | 16090.1908 | 0 | 0 | 76973.9571 |  | 32088.7152 | 29576.0392 | 12067.6431 | 0 | 0 | 73732.3976 |  | 21392.4768 | 27300.9593 | 40225.4771 | 6514.5653 | 0 | 95433.4785 |  | 30560.6812 | 27300.9593 | 20112.7385 | 0 | 0 | 77974.379
|  |  | 260 | 260 | C2 | 167 | 73 | 10 | 4 | 6 | 260 | 167 | 73 | 10 | 4 | 6 | 260 | 3 | 0 | -1 | -2 | 0 | 0 | 141 | 77 | 23 | 8 | 9 | 258 | 19 | 0 | 0 | -5 | -14 | 0 | 99 | 79 | 47 | 18 | 15 | 258 |  |  | C2 | 0.012939 | 0.019265 | 0.034062 | 0.055165 | 0.12939 | C2 | 168704.79 | 168704.79 | 168704.79 | 168704.79 | 168704.79 | C2 | 2182.9058 | 3250.1142 | 5746.4967 | 9306.5218 | 21829.4302 | C2 | 364545.2682 | 237258.3368 | 57464.9673 | 37226.0873 | 130976.5814 | 827471.241 |  | 364545.2682 | 237258.3368 | 57464.9673 | 37226.0873 | 130976.5814 | 827471.241 |  | 307789.7175 | 250258.7936 | 132169.4247 | 74452.1746 | 196464.8721 | 961134.9825 |  | 314338.4349 | 250258.7936 | 126422.928 | 55839.1309 | 196464.8721 | 943324.1595 |  | 216107.674 | 256759.0221 | 270085.3462 | 167517.3928 | 327441.4534 | 1237910.8884 |  | 257582.8841 | 256759.0221 | 270085.3462 | 120984.7837 | 21829.4302 | 927241.4663
|  |  | 45 | 45 | C3 | 30 | 11 | 2 | 2 | 0 | 45 | 30 | 11 | 2 | 2 | 0 | 45 | 2 | 0 | 0 | 0 | -2 | 0 | 25 | 11 | 6 | 1 | 2 | 45 | 3 | 0 | 2 | -2 | -3 | 0 | 20 | 10 | 8 | 4 | 3 | 45 |  |  | C3 | 0.012939 | 0.019265 | 0.034062 | 0.055165 | 0.12939 | C3 | 253057.185 | 253057.185 | 253057.185 | 253057.185 | 253057.185 | C3 | 3274.3587 | 4875.1713 | 8619.7451 | 13959.7827 | 32744.1453 | C3 | 98230.7609 | 53626.8844 | 17239.4902 | 27919.5655 | 0 | 197016.7009 |  | 98230.7609 | 53626.8844 | 17239.4902 | 27919.5655 | 0 | 197016.7009 |  | 81858.9674 | 53626.8844 | 51718.4706 | 13959.7827 | 65488.2907 | 266652.3957 |  | 88407.6848 | 53626.8844 | 51718.4706 | 13959.7827 | 0 | 207712.8224 |  | 65487.1739 | 48751.713 | 68957.9607 | 55839.1309 | 98232.436 | 337268.4147 |  | 75310.25 | 48751.713 | 86197.4509 | 27919.5655 | 0 | 238178.9794
|  |  | 0 | 0 | C4 | 0 | 0 | 0 | 0 | 0 | 0 | 0 | 0 | 0 | 0 | 0 | 0 | 0 | 0 | 0 | 0 | 0 | 0 | 0 | 0 | 0 | 0 | 0 | 0 | 0 | 0 | 0 | 0 | 0 | 0 | 0 | 0 | 0 | 0 | 0 | 0 |  |  | C4 | 0.012939 | 0.019265 | 0.034062 | 0.055165 | 0.12939 | C4 | 421761.975 | 421761.975 | 421761.975 | 421761.975 | 421761.975 | C4 | 5457.2645 | 8125.2855 | 14366.2418 | 23266.3046 | 54573.5756 | C4 | 0 | 0 | 0 | 0 | 0 | 0 |  | 0 | 0 | 0 | 0 | 0 | 0 |  | 0 | 0 | 0 | 0 | 0 | 0 |  | 0 | 0 | 0 | 0 | 0 | 0 |  | 0 | 0 | 0 | 0 | 0 | 0 |  | 0 | 0 | 0 | 0 | 0 | 0
|  |  | 342 | 342 |  | 220 | 98 | 12 | 6 | 6 |  | 220 | 98 | 12 | 6 | 6 |  | 7 | -1 | -2 | -2 | -2 |  | 185 | 102 | 33 | 9 | 11 |  | 28 | 0 | -3 | -8 | -17 |  | 133 | 101 | 65 | 23 | 18 | [22 empty] | 497920.8125 | 322736.3404 | 74704.4575 | 65145.6527 | 130976.5814 | 1091483.8444 |  | 497920.8125 | 322736.3404 | 74704.4575 | 65145.6527 | 130976.5814 | 1091483.8444 |  | 418681.332 | 335736.7972 | 199978.0861 | 88411.9573 | 261953.1627 | 1304761.3354 |  | 434834.8349 | 333461.7173 | 190209.0417 | 69798.9137 | 196464.8721 | 1224769.3795 |  | 302987.3247 | 332811.6944 | 379268.784 | 229871.089 | 425673.8894 | 1670612.7816 |  | 363453.8153 | 332811.6944 | 376395.5357 | 148904.3491 | 21829.4302 | 1243394.8248
| EHV UG Cable (Gas) |  | 0 | 0 | C1 | 0 | 0 | 0 | 0 | 0 | 0 | 0 | 0 | 0 | 0 | 0 | 0 | 0 | 0 | 0 | 0 | 0 | 0 | 0 | 0 | 0 | 0 | 0 | 0 | 0 | 0 | 0 | 0 | 0 | 0 | 0 | 0 | 0 | 0 | 0 | 0 |  |  | C1 | 1.2835 | 1.9111 | 3.3789 | 5.4722 | 12.8357 | C1 | 240.121 | 240.121 | 240.121 | 240.121 | 240.121 | C1 | 308.2064 | 458.8865 | 811.353 | 1313.9961 | 3082.1168 | C1 | 0 | 0 | 0 | 0 | 0 | 0 |  | 0 | 0 | 0 | 0 | 0 | 0 |  | 0 | 0 | 0 | 0 | 0 | 0 |  | 0 | 0 | 0 | 0 | 0 | 0 |  | 0 | 0 | 0 | 0 | 0 | 0 |  | 0 | 0 | 0 | 0 | 0 | 0
|  |  | 59.6219 | 57.1219 | C2 | 1.803 | 1.31 | 54.4619 | 0 | 2.047 | 59.6219 | 1.803 | 1.31 | 54.4619 | 0 | 2.047 | 59.6219 | 0 | 0 | -0.5 | -0.4 | -0.7 | -1.6 | 1.803 | 0 | 55.2729 | 0.499 | 2.047 | 59.6219 | 0 | 0 | -0.3 | -0.8 | -1.4 | -2.5 | 1.803 | 0 | 35.9009 | 19.372 | 2.546 | 59.6219 |  |  | C2 | 1.2835 | 1.9111 | 3.3789 | 5.4722 | 12.8357 | C2 | 343.03 | 343.03 | 343.03 | 343.03 | 343.03 | C2 | 440.2949 | 655.5522 | 1159.0757 | 1877.1373 | 4403.0239 | C2 | 793.8517 | 858.7734 | 63125.4663 | 0 | 9012.99 | 73791.0814 |  | 793.8517 | 858.7734 | 63125.4663 | 0 | 9012.99 | 73791.0814 |  | 793.8517 | 0 | 64065.4768 | 936.6915 | 9012.99 | 74809.01 |  | 793.8517 | 0 | 63485.9389 | 185.8366 | 5930.8733 | 70396.5004 |  | 793.8517 | 0 | 41611.8618 | 36363.9044 | 11210.099 | 89979.7168 |  | 793.8517 | 0 | 41264.1391 | 34862.1946 | 5045.8654 | 81966.0507
|  |  | 0 | 0 | C3 | 0 | 0 | 0 | 0 | 0 | 0 | 0 | 0 | 0 | 0 | 0 | 0 | 0 | 0 | 0 | 0 | 0 | 0 | 0 | 0 | 0 | 0 | 0 | 0 | 0 | 0 | 0 | 0 | 0 | 0 | 0 | 0 | 0 | 0 | 0 | 0 |  |  | C3 | 1.2835 | 1.9111 | 3.3789 | 5.4722 | 12.8357 | C3 | 514.545 | 514.545 | 514.545 | 514.545 | 514.545 | C3 | 660.4423 | 983.3283 | 1738.6136 | 2815.706 | 6604.5359 | C3 | 0 | 0 | 0 | 0 | 0 | 0 |  | 0 | 0 | 0 | 0 | 0 | 0 |  | 0 | 0 | 0 | 0 | 0 | 0 |  | 0 | 0 | 0 | 0 | 0 | 0 |  | 0 | 0 | 0 | 0 | 0 | 0 |  | 0 | 0 | 0 | 0 | 0 | 0
|  |  | 0 | 0 | C4 | 0 | 0 | 0 | 0 | 0 | 0 | 0 | 0 | 0 | 0 | 0 | 0 | 0 | 0 | 0 | 0 | 0 | 0 | 0 | 0 | 0 | 0 | 0 | 0 | 0 | 0 | 0 | 0 | 0 | 0 | 0 | 0 | 0 | 0 | 0 | 0 |  |  | C4 | 1.2835 | 1.9111 | 3.3789 | 5.4722 | 12.8357 | C4 | 857.575 | 857.575 | 857.575 | 857.575 | 857.575 | C4 | 1100.7372 | 1638.8805 | 2897.6893 | 4692.8433 | 11007.5599 | C4 | 0 | 0 | 0 | 0 | 0 | 0 |  | 0 | 0 | 0 | 0 | 0 | 0 |  | 0 | 0 | 0 | 0 | 0 | 0 |  | 0 | 0 | 0 | 0 | 0 | 0 |  | 0 | 0 | 0 | 0 | 0 | 0 |  | 0 | 0 | 0 | 0 | 0 | 0
|  |  | 59.6219 | 57.1219 |  | 1.803 | 1.31 | 54.4619 | 0 | 2.047 |  | 1.803 | 1.31 | 54.4619 | 0 | 2.047 |  | 0 | 0 | -0.5 | -0.4 | -0.7 |  | 1.803 | 0 | 55.2729 | 0.499 | 2.047 |  | 0 | 0 | -0.3 | -0.8 | -1.4 |  | 1.803 | 0 | 35.9009 | 19.372 | 2.546 | [22 empty] | 793.8517 | 858.7734 | 63125.4663 | 0 | 9012.99 | 73791.0814 |  | 793.8517 | 858.7734 | 63125.4663 | 0 | 9012.99 | 73791.0814 |  | 793.8517 | 0 | 64065.4768 | 936.6915 | 9012.99 | 74809.01 |  | 793.8517 | 0 | 63485.9389 | 185.8366 | 5930.8733 | 70396.5004 |  | 793.8517 | 0 | 41611.8618 | 36363.9044 | 11210.099 | 89979.7168 |  | 793.8517 | 0 | 41264.1391 | 34862.1946 | 5045.8654 | 81966.0507
| EHV UG Cable (Oil) |  | 172.8329 | 166.8329 | C1 | 37.6269 | 7.731 | 82.293 | 32.851 | 12.331 | 172.8329 | 37.6269 | 7.731 | 82.293 | 32.851 | 12.331 | 172.8329 | 0 | 0 | 0 | 0 | -3 | -3 | 15.084 | 28.703 | 82.928 | 30.781 | 15.044 | 172.54 | 0 | 0 | 0 | 0 | -6 | -6 | 10.143 | 28.359 | 86.312 | 2.221 | 45.605 | 172.64 |  |  | C1 | 0.59691 | 0.88874 | 1.5714 | 2.5449 | 5.9692 | C1 | 5806.997 | 5806.997 | 5806.997 | 5806.997 | 5806.997 | C1 | 3466.2746 | 5160.9136 | 9124.9633 | 14777.9899 | 34663.3366 | C1 | 130425.2713 | 39899.0228 | 750920.6079 | 485471.745 | 427433.6039 | 1834150.2509 |  | 130425.2713 | 39899.0228 | 750920.6079 | 485471.745 | 427433.6039 | 1834150.2509 |  | 52285.2853 | 148133.7022 | 756714.9596 | 454881.306 | 521475.2362 | 1933490.4893 |  | 52285.2853 | 148133.7022 | 756714.9596 | 454881.306 | 417485.2263 | 1829500.4794 |  | 35158.4228 | 146358.3479 | 787593.8355 | 32821.9155 | 1580821.4667 | 2582753.9885 |  | 35158.4228 | 146358.3479 | 787593.8355 | 32821.9155 | 1372841.447 | 2374773.9687
|  |  | 111.992 | 107.192 | C2 | 5.971 | 3.213 | 56.176 | 36.288 | 10.344 | 111.992 | 5.971 | 3.213 | 56.176 | 36.288 | 10.344 | 111.992 | 0 | 0 | 0 | 0 | -2.4 | -2.4 | 3.77 | 5.414 | 55.888 | 34.907 | 12.013 | 111.992 | 0 | 0 | 0 | 0 | -4.8 | -4.8 | 3.34 | 3.134 | 54.01 | 4.776 | 46.732 | 111.992 |  |  | C2 | 0.59691 | 0.88874 | 1.5714 | 2.5449 | 5.9692 | C2 | 8295.71 | 8295.71 | 8295.71 | 8295.71 | 8295.71 | C2 | 4951.8208 | 7372.7337 | 13035.6619 | 21111.4141 | 49519.0523 | C2 | 29567.3219 | 23688.5933 | 732291.3434 | 766090.9946 | 512225.0772 | 2063863.3304 |  | 29567.3219 | 23688.5933 | 732291.3434 | 766090.9946 | 512225.0772 | 2063863.3304 |  | 18668.3644 | 39915.9801 | 728537.0728 | 736936.1317 | 594872.3755 | 2118929.9245 |  | 18668.3644 | 39915.9801 | 728537.0728 | 736936.1317 | 476026.65 | 2000084.1989 |  | 16539.0814 | 23106.1473 | 704056.0997 | 100828.1137 | 2314124.353 | 3158653.7952 |  | 16539.0814 | 23106.1473 | 704056.0997 | 100828.1137 | 2076432.9019 | 2920962.3441
|  |  | 187.797 | 164.497 | C3 | 16.782 | 7.397 | 97.437 | 55.645 | 10.536 | 187.797 | 16.782 | 7.397 | 97.437 | 55.645 | 10.536 | 187.797 | 0 | 0 | 0 | -6.5 | -5.2 | -11.7 | 16.153 | 3.718 | 95.835 | 46.41 | 25.881 | 187.997 | 0 | 0 | 0 | -10.4 | -12.9 | -23.3 | 12.051 | 6.867 | 89.152 | 10.447 | 69.58 | 188.097 |  |  | C3 | 0.59691 | 0.88874 | 1.5714 | 2.5449 | 5.9692 | C3 | 12443.565 | 12443.565 | 12443.565 | 12443.565 | 12443.565 | C3 | 7427.7312 | 11059.1005 | 19553.4929 | 31667.1211 | 74278.5785 | C3 | 124652.1847 | 81804.1665 | 1905233.6842 | 1762116.9557 | 782599.1029 | 4656406.0939 |  | 124652.1847 | 81804.1665 | 1905233.6842 | 1762116.9557 | 782599.1029 | 4656406.0939 |  | 119980.1418 | 41117.7357 | 1873908.9886 | 1469671.092 | 1922403.8896 | 5427081.8478 |  | 119980.1418 | 41117.7357 | 1873908.9886 | 1263834.8046 | 1536155.2815 | 4834996.9523 |  | 89511.5885 | 75942.8432 | 1743232.9958 | 330826.4145 | 5168303.4906 | 7407817.3327 |  | 89511.5885 | 75942.8432 | 1743232.9958 | 1488.3547 | 4210109.8283 | 6120285.6104
|  |  | 0 | 0 | C4 | 0 | 0 | 0 | 0 | 0 | 0 | 0 | 0 | 0 | 0 | 0 | 0 | 0 | 0 | 0 | 0 | 0 | 0 | 0 | 0 | 0 | 0 | 0 | 0 | 0 | 0 | 0 | 0 | 0 | 0 | 0 | 0 | 0 | 0 | 0 | 0 |  |  | C4 | 0.59691 | 0.88874 | 1.5714 | 2.5449 | 5.9692 | C4 | 20739.275 | 20739.275 | 20739.275 | 20739.275 | 20739.275 | C4 | 12379.552 | 18431.8342 | 32589.1548 | 52778.5352 | 123797.6308 | C4 | 0 | 0 | 0 | 0 | 0 | 0 |  | 0 | 0 | 0 | 0 | 0 | 0 |  | 0 | 0 | 0 | 0 | 0 | 0 |  | 0 | 0 | 0 | 0 | 0 | 0 |  | 0 | 0 | 0 | 0 | 0 | 0 |  | 0 | 0 | 0 | 0 | 0 | 0
|  |  | 472.6219 | 438.5219 |  | 60.3799 | 18.341 | 235.906 | 124.784 | 33.211 |  | 60.3799 | 18.341 | 235.906 | 124.784 | 33.211 |  | 0 | 0 | 0 | -6.5 | -10.6 |  | 35.007 | 37.835 | 234.651 | 112.098 | 52.938 |  | 0 | 0 | 0 | -10.4 | -23.7 |  | 25.534 | 38.36 | 229.474 | 17.444 | 161.917 | [22 empty] | 284644.7779 | 145391.7826 | 3388445.6355 | 3013679.6953 | 1722257.784 | 8554419.6752 |  | 284644.7779 | 145391.7826 | 3388445.6355 | 3013679.6953 | 1722257.784 | 8554419.6752 |  | 190933.7915 | 229167.418 | 3359161.021 | 2661488.5297 | 3038751.5013 | 9479502.2615 |  | 190933.7915 | 229167.418 | 3359161.021 | 2455652.2423 | 2429667.1578 | 8664581.6306 |  | 141209.0927 | 245407.3385 | 3234882.931 | 464476.4437 | 9063249.3104 | 13149225.1163 |  | 141209.0927 | 245407.3385 | 3234882.931 | 135138.3839 | 7659384.1771 | 11416021.9232
| EHV UG Cable (Non Pressurised) |  | 93.9372 | 116.9372 | C1 | 13.2678 | 36.7074 | 0 | 0 | 43.962 | 93.9372 | 13.2678 | 36.7074 | 0 | 0 | 43.962 | 93.9372 | 15 | 0 | 0 | 0 | -3.5 | 11.5 | 13.2678 | 0 | 36.7074 | 0 | 43.962 | 93.9372 | 30 | 0 | 0 | 0 | -7 | 23 | 12.9388 | 0.329 | 36.7074 | 0 | 43.962 | 93.9372 |  |  | C1 | 0.018753 | 0.027922 | 0.049368 | 0.079952 | 0.18754 | C1 | 27468.791 | 27468.791 | 27468.791 | 27468.791 | 27468.791 | C1 | 515.1304 | 766.9743 | 1356.0801 | 2196.1883 | 5151.3917 | C1 | 6834.6469 | 28153.6313 | 0 | 0 | 226465.4812 | 261453.7593 |  | 6834.6469 | 28153.6313 | 0 | 0 | 226465.4812 | 261453.7593 |  | 6834.6469 | 0 | 49778.1739 | 0 | 226465.4812 | 283078.3019 |  | 14561.6027 | 0 | 49778.1739 | 0 | 208435.6103 | 272775.3868 |  | 6665.169 | 252.3345 | 49778.1739 | 0 | 226465.4812 | 283161.1586 |  | 22119.0805 | 252.3345 | 49778.1739 | 0 | 190405.7394 | 262555.3283
|  |  | 188.4789 | 200.3789 | C2 | 121.4473 | 53.149 | 2.975 | 0 | 10.9076 | 188.4789 | 121.4473 | 53.149 | 2.975 | 0 | 10.9076 | 188.4789 | 2 | 0 | 0 | -0.2 | -0.9 | 0.9 | 121.4473 | 0.22 | 55.685 | 0.219 | 10.9076 | 188.4789 | 13.9 | 0 | 0 | -0.2 | -1.8 | 11.9 | 121.022 | 0.6453 | 53.732 | 1.953 | 11.1266 | 188.4789 |  |  | C2 | 0.018753 | 0.027922 | 0.049368 | 0.079952 | 0.18754 | C2 | 39241.13 | 39241.13 | 39241.13 | 39241.13 | 39241.13 | C2 | 735.9005 | 1095.6775 | 1937.2573 | 3137.4118 | 7359.131 | C2 | 89373.1347 | 58234.1648 | 5763.3403 | 0 | 80270.457 | 233641.0968 |  | 89373.1347 | 58234.1648 | 5763.3403 | 0 | 80270.457 | 233641.0968 |  | 89373.1347 | 241.0491 | 107876.1702 | 687.0932 | 80270.457 | 278447.9041 |  | 90844.9357 | 241.0491 | 107876.1702 | 59.6108 | 73647.2391 | 272669.005 |  | 89060.1561 | 707.0407 | 104092.7068 | 6127.3653 | 81882.1067 | 281869.3757 |  | 99289.1738 | 707.0407 | 104092.7068 | 5499.883 | 68635.671 | 278224.4752
|  |  | 156.4422 | 182.0422 | C3 | 94.8763 | 37.3444 | 2.84 | 0 | 21.3815 | 156.4422 | 94.8763 | 37.3444 | 2.84 | 0 | 21.3815 | 156.4422 | 22 | 0 | -1.8 | -1.7 | -1.5 | 17 | 94.8763 | 0 | 37.3444 | 2.84 | 21.3815 | 156.4422 | 33 | 0 | -1.9 | 0 | -5.5 | 25.6 | 94.8763 | 0 | 37.3444 | 0 | 24.2215 | 156.4422 |  |  | C3 | 0.018753 | 0.027922 | 0.049368 | 0.079952 | 0.18754 | C3 | 58861.695 | 58861.695 | 58861.695 | 58861.695 | 58861.695 | C3 | 1103.8508 | 1643.5163 | 2905.8859 | 4706.1178 | 11038.6965 | C3 | 104729.3185 | 61376.1297 | 8252.7159 | 0 | 236023.8884 | 410382.0526 |  | 104729.3185 | 61376.1297 | 8252.7159 | 0 | 236023.8884 | 410382.0526 |  | 104729.3185 | 0 | 108518.5647 | 13365.3745 | 236023.8884 | 462637.1461 |  | 129014.0366 | 0 | 103287.9701 | 5364.9743 | 219465.8437 | 457132.8247 |  | 104729.3185 | 0 | 108518.5647 | 0 | 267373.7864 | 480621.6696 |  | 141156.3957 | 0 | 102997.3815 | 0 | 206660.9558 | 450814.733
|  |  | 1.396 | 3.396 | C4 | 1.305 | 0.091 | 0 | 0 | 0 | 1.396 | 1.305 | 0.091 | 0 | 0 | 0 | 1.396 | 1 | 0 | 0 | 0 | 0 | 1 | 1.305 | 0 | 0.091 | 0 | 0 | 1.396 | 2 | 0 | 0 | 0 | 0 | 2 | 1.305 | 0 | 0.091 | 0 | 0 | 1.396 |  |  | C4 | 0.018753 | 0.027922 | 0.049368 | 0.079952 | 0.18754 | C4 | 98102.825 | 98102.825 | 98102.825 | 98102.825 | 98102.825 | C4 | 1839.7514 | 2739.1938 | 4843.1431 | 7843.5296 | 18397.8274 | C4 | 2400.8755 | 249.2666 | 0 | 0 | 0 | 2650.1422 |  | 2400.8755 | 249.2666 | 0 | 0 | 0 | 2650.1422 |  | 2400.8755 | 0 | 440.726 | 0 | 0 | 2841.6016 |  | 4240.6269 | 0 | 440.726 | 0 | 0 | 4681.3529 |  | 2400.8755 | 0 | 440.726 | 0 | 0 | 2841.6016 |  | 6080.3783 | 0 | 440.726 | 0 | 0 | 6521.1043
|  |  | 440.2543 | 502.7543 |  | 230.8964 | 127.2918 | 5.815 | 0 | 76.2511 |  | 230.8964 | 127.2918 | 5.815 | 0 | 76.2511 |  | 40 | 0 | -1.8 | -1.9 | -5.9 |  | 230.8964 | 0.22 | 129.8278 | 3.059 | 76.2511 |  | 78.9 | 0 | -1.9 | -0.2 | -14.3 |  | 230.1421 | 0.9743 | 127.8748 | 1.953 | 79.3101 | [22 empty] | 203337.9756 | 148013.1924 | 14016.0562 | 0 | 542759.8266 | 908127.0509 |  | 203337.9756 | 148013.1924 | 14016.0562 | 0 | 542759.8266 | 908127.0509 |  | 203337.9756 | 241.0491 | 266613.6348 | 14052.4677 | 542759.8266 | 1027004.9538 |  | 238661.2019 | 241.0491 | 261383.0402 | 5424.5851 | 501548.6931 | 1007258.5695 |  | 202855.5192 | 959.3752 | 262830.1714 | 6127.3653 | 575721.3742 | 1048493.8055 |  | 268645.0282 | 959.3752 | 257308.9882 | 5499.883 | 465702.3662 | 998115.6408
| EHV OHL Support - Towers |  | 0 | 0 | C1 | 0 | 0 | 0 | 0 | 0 | 0 | 0 | 0 | 0 | 0 | 0 | 0 | 0 | 0 | 0 | 0 | 0 | 0 | 0 | 0 | 0 | 0 | 0 | 0 | 0 | 0 | 0 | 0 | 0 | 0 | 0 | 0 | 0 | 0 | 0 | 0 |  |  | C1 | 0.015533 | 0.023127 | 0.04089 | 0.066222 | 0.15533 | C1 | 9161.593 | 9161.593 | 9161.593 | 9161.593 | 9161.593 | C1 | 142.3047 | 211.8765 | 374.6169 | 606.6967 | 1423.0712 | C1 | 0 | 0 | 0 | 0 | 0 | 0 |  | 0 | 0 | 0 | 0 | 0 | 0 |  | 0 | 0 | 0 | 0 | 0 | 0 |  | 0 | 0 | 0 | 0 | 0 | 0 |  | 0 | 0 | 0 | 0 | 0 | 0 |  | 0 | 0 | 0 | 0 | 0 | 0
|  |  | 1218 | 1081 | C2 | 120 | 295 | 663 | 1 | 139 | 1218 | 120 | 295 | 663 | 1 | 139 | 1218 | 2 | 556 | -552 | -4 | -139 | -137 | 103 | 279 | 693 | 4 | 139 | 1218 | 2 | 632 | -625 | -7 | -139 | -137 | 21 | 252 | 799 | 7 | 139 | 1218 |  |  | C2 | 0.015533 | 0.023127 | 0.04089 | 0.066222 | 0.15533 | C2 | 13087.99 | 13087.99 | 13087.99 | 13087.99 | 13087.99 | C2 | 203.2924 | 302.6808 | 535.167 | 866.7096 | 2032.9589 | C2 | 24395.0903 | 89290.8234 | 354815.7442 | 866.7096 | 282581.2819 | 751949.6494 |  | 24395.0903 | 89290.8234 | 354815.7442 | 866.7096 | 282581.2819 | 751949.6494 |  | 20939.1192 | 84447.9313 | 370870.7552 | 3466.8383 | 282581.2819 | 762305.9259 |  | 21345.704 | 252738.4324 | 75458.5519 | 0 | 0 | 349542.6883 |  | 4269.1408 | 76275.5508 | 427598.4609 | 6066.967 | 282581.2819 | 796791.4014 |  | 4675.7256 | 267569.7895 | 93119.0641 | 0 | 0 | 365364.5792
|  |  | 204 | 204 | C3 | 19 | 20 | 165 | 0 | 0 | 204 | 19 | 20 | 165 | 0 | 0 | 204 | 0 | 73 | -73 | 0 | 0 | 0 | 17 | 19 | 168 | 0 | 0 | 204 | 0 | 127 | -125 | -2 | 0 | 0 | 8 | 25 | 169 | 2 | 0 | 204 |  |  | C3 | 0.015533 | 0.023127 | 0.04089 | 0.066222 | 0.15533 | C3 | 19631.985 | 19631.985 | 19631.985 | 19631.985 | 19631.985 | C3 | 304.9386 | 454.0211 | 802.7506 | 1300.0643 | 3049.4383 | C3 | 5793.834 | 9080.4227 | 132453.8412 | 0 | 0 | 147328.0978 |  | 5793.834 | 9080.4227 | 132453.8412 | 0 | 0 | 147328.0978 |  | 5183.9567 | 8626.4016 | 134862.0928 | 0 | 0 | 148672.4511 |  | 5183.9567 | 41769.9445 | 76261.3025 | 0 | 0 | 123215.2037 |  | 2439.509 | 11350.5284 | 135664.8434 | 2600.1287 | 0 | 152055.0095 |  | 2439.509 | 69011.2127 | 35321.0243 | 0 | 0 | 106771.746
|  |  | 8 | 8 | C4 | 0 | 0 | 8 | 0 | 0 | 8 | 0 | 0 | 8 | 0 | 0 | 8 | 0 | 0 | 0 | 0 | 0 | 0 | 0 | 0 | 8 | 0 | 0 | 8 | 0 | 0 | 0 | 0 | 0 | 0 | 0 | 0 | 8 | 0 | 0 | 8 |  |  | C4 | 0.015533 | 0.023127 | 0.04089 | 0.066222 | 0.15533 | C4 | 32719.975 | 32719.975 | 32719.975 | 32719.975 | 32719.975 | C4 | 508.231 | 756.7019 | 1337.9176 | 2166.7739 | 5082.3972 | C4 | 0 | 0 | 10703.3407 | 0 | 0 | 10703.3407 |  | 0 | 0 | 10703.3407 | 0 | 0 | 10703.3407 |  | 0 | 0 | 10703.3407 | 0 | 0 | 10703.3407 |  | 0 | 0 | 10703.3407 | 0 | 0 | 10703.3407 |  | 0 | 0 | 10703.3407 | 0 | 0 | 10703.3407 |  | 0 | 0 | 10703.3407 | 0 | 0 | 10703.3407
|  |  | 1430 | 1293 |  | 139 | 315 | 836 | 1 | 139 |  | 139 | 315 | 836 | 1 | 139 |  | 2 | 629 | -625 | -4 | -139 |  | 120 | 298 | 869 | 4 | 139 |  | 2 | 759 | -750 | -9 | -139 |  | 29 | 277 | 976 | 9 | 139 | [22 empty] | 30188.9243 | 98371.2461 | 497972.926 | 866.7096 | 282581.2819 | 909981.0879 |  | 30188.9243 | 98371.2461 | 497972.926 | 866.7096 | 282581.2819 | 909981.0879 |  | 26123.0759 | 93074.3329 | 516436.1888 | 3466.8383 | 282581.2819 | 921681.7177 |  | 26529.6607 | 294508.3769 | 162423.1951 | 0 | 0 | 483461.2327 |  | 6708.6498 | 87626.0792 | 573966.645 | 8667.0957 | 282581.2819 | 959549.7516 |  | 7115.2347 | 336581.0021 | 139143.4291 | 0 | 0 | 482839.6659 | -476710.0857
| EHV OHL Support - Poles |  | 3662 | 3662 | C1 | 1980 | 1087 | 348 | 87 | 160 | 3662 | 1980 | 1087 | 348 | 87 | 160 | 3662 | 140 | 0 | -89 | -4 | -47 | 0 | 1520 | 1383 | 488 | 107 | 164 | 3662 | 140 | 73 | 0 | -163 | -50 | 0 | 1324 | 1123 | 514 | 509 | 192 | 3662 |  |  | C1 | 0.0081226 | 0.012094 | 0.021383 | 0.03463 | 0.081228 | C1 | 2394.8102 | 2394.8102 | 2394.8102 | 2394.8102 | 2394.8102 | C1 | 19.4522 | 28.9622 | 51.2078 | 82.9316 | 194.5249 | C1 | 38515.2636 | 31481.8943 | 17820.3036 | 7215.05 | 31123.9761 | 126156.4875 |  | 38515.2636 | 31481.8943 | 17820.3036 | 7215.05 | 31123.9761 | 126156.4875 |  | 29567.2731 | 40054.7008 | 24989.3912 | 8873.6821 | 31902.0755 | 135387.1227 |  | 32290.5745 | 40054.7008 | 20431.8998 | 8541.9557 | 22759.4075 | 124078.5383 |  | 25754.651 | 32524.5329 | 26320.7932 | 42212.1888 | 37348.7713 | 164160.9373 |  | 28477.9525 | 34638.7723 | 26320.7932 | 28694.3366 | 27622.5288 | 145754.3834
|  |  | 5764 | 5744 | C2 | 2146 | 1107 | 1793 | 547 | 171 | 5764 | 2146 | 1107 | 1793 | 547 | 171 | 5764 | 174 | 325 | -117 | -372 | -30 | -20 | 1920 | 1298 | 1801 | 515 | 230 | 5764 | 194 | 468 | 0 | -654 | -28 | -20 | 1802 | 496 | 931 | 2270 | 265 | 5764 |  |  | C2 | 0.0081226 | 0.012094 | 0.021383 | 0.03463 | 0.081228 | C2 | 3421.1574 | 3421.1574 | 3421.1574 | 3421.1574 | 3421.1574 | C2 | 27.7888 | 41.3745 | 73.154 | 118.4737 | 277.8926 | C2 | 59634.7444 | 45801.6256 | 131165.0422 | 64805.1285 | 47519.6421 | 348926.1829 |  | 59634.7444 | 45801.6256 | 131165.0422 | 64805.1285 | 47519.6421 | 348926.1829 |  | 53354.4777 | 53704.1645 | 131750.2739 | 61013.9693 | 63915.3081 | 363738.1934 |  | 58189.7273 | 67150.8929 | 123191.2611 | 16941.7429 | 55578.5287 | 321052.1529 |  | 50075.4005 | 20521.7763 | 68106.3326 | 268935.3598 | 73641.5506 | 481280.4196 |  | 55466.4258 | 39885.0651 | 68106.3326 | 191453.5425 | 65860.5566 | 420771.9225
|  |  | 226 | 226 | C3 | 145 | 51 | 22 | 3 | 5 | 226 | 145 | 51 | 22 | 3 | 5 | 226 | 5 | 0 | -3 | 0 | -2 | 0 | 137 | 40 | 41 | 3 | 5 | 226 | 5 | 3 | 0 | -6 | -2 | 0 | 121 | 46 | 11 | 43 | 5 | 226 |  |  | C3 | 0.0081226 | 0.012094 | 0.021383 | 0.03463 | 0.081228 | C3 | 5131.7361 | 5131.7361 | 5131.7361 | 5131.7361 | 5131.7361 | C3 | 41.6832 | 62.0618 | 109.7309 | 177.7106 | 416.839 | C3 | 6044.0619 | 3165.153 | 2414.0805 | 533.1318 | 2084.1948 | 14240.6221 |  | 6044.0619 | 3165.153 | 2414.0805 | 533.1318 | 2084.1948 | 14240.6221 |  | 5710.5964 | 2482.4729 | 4498.9683 | 533.1318 | 2084.1948 | 15309.3642 |  | 5919.0124 | 2482.4729 | 4169.7755 | 533.1318 | 1250.5169 | 14354.9094 |  | 5043.6655 | 2854.8439 | 1207.0403 | 7641.5554 | 2084.1948 | 18831.2998 |  | 5252.0814 | 3041.0293 | 1207.0403 | 6575.2918 | 1250.5169 | 17325.9597
|  |  | 777 | 775 | C4 | 354 | 146 | 187 | 30 | 60 | 777 | 354 | 146 | 187 | 30 | 60 | 777 | 44 | 0 | -10 | -13 | -23 | -2 | 325 | 169 | 180 | 39 | 64 | 777 | 44 | 26 | 0 | -68 | -4 | -2 | 309 | 112 | 73 | 208 | 75 | 777 |  |  | C4 | 0.0081226 | 0.012094 | 0.021383 | 0.03463 | 0.081228 | C4 | 8552.8935 | 8552.8935 | 8552.8935 | 8552.8935 | 8552.8935 | C4 | 69.472 | 103.4364 | 182.8849 | 296.1843 | 694.7316 | C4 | 24593.0796 | 15101.7103 | 34199.4742 | 8885.5295 | 41683.8966 | 124463.6902 |  | 24593.0796 | 15101.7103 | 34199.4742 | 8885.5295 | 41683.8966 | 124463.6902 |  | 22578.3923 | 17480.7469 | 32919.28 | 11551.1884 | 44462.823 | 128992.4305 |  | 25635.1592 | 17480.7469 | 31090.4311 | 7700.7922 | 28483.996 | 110391.1254 |  | 21466.8407 | 11584.8737 | 13350.5969 | 61606.3379 | 52104.8707 | 160113.5198 |  | 24523.6076 | 14274.2194 | 13350.5969 | 41465.8044 | 49325.9443 | 142940.1725
|  |  | 10429 | 10407 |  | 4625 | 2391 | 2350 | 667 | 396 |  | 4625 | 2391 | 2350 | 667 | 396 |  | 363 | 325 | -219 | -389 | -102 |  | 3902 | 2890 | 2510 | 664 | 463 |  | 383 | 570 | 0 | -891 | -84 |  | 3556 | 1777 | 1529 | 3030 | 537 | [22 empty] | 128787.1495 | 95550.3832 | 185598.9005 | 81438.8398 | 122411.7095 | 613786.9826 |  | 128787.1495 | 95550.3832 | 185598.9005 | 81438.8398 | 122411.7095 | 613786.9826 |  | 111210.7395 | 113722.0851 | 194157.9133 | 81971.9715 | 142364.4014 | 643427.1109 |  | 122034.4734 | 127168.8135 | 178883.3674 | 33717.6226 | 108072.4491 | 569876.7261 |  | 102340.5576 | 67486.0267 | 108984.7629 | 380395.4419 | 165179.3874 | 824386.1765 |  | 113720.0673 | 91839.0862 | 108984.7629 | 268188.9753 | 144059.5465 | 726792.4382
| EHV OHL Fittings |  | 179 | 179 | C1 | 16 | 0 | 11 | 6 | 146 | 179 | 16 | 0 | 11 | 6 | 146 | 179 | 0 | 0 | 0 | 0 | 0 | 0 | 16 | 0 | 11 | 6 | 146 | 179 | 0 | 0 | 0 | 0 | 0 | 0 | 16 | 0 | 0 | 17 | 146 | 179 |  |  | C1 | 0.002736 | 0.0040737 | 0.0072026 | 0.011665 | 0.027361 | C1 | 1728.468 | 1728.468 | 1728.468 | 1728.468 | 1728.468 | C1 | 4.7292 | 7.0412 | 12.4495 | 20.1621 | 47.2924 | C1 | 75.6666 | 0 | 136.9447 | 120.9729 | 6904.6961 | 7238.2802 |  | 75.6666 | 0 | 136.9447 | 120.9729 | 6904.6961 | 7238.2802 |  | 75.6666 | 0 | 136.9447 | 120.9729 | 6904.6961 | 7238.2802 |  | 75.6666 | 0 | 136.9447 | 120.9729 | 6904.6961 | 7238.2802 |  | 75.6666 | 0 | 0 | 342.7564 | 6904.6961 | 7323.1191 |  | 75.6666 | 0 | 0 | 342.7564 | 6904.6961 | 7323.1191
|  |  | 2447 | 2447 | C2 | 889 | 176 | 182 | 124 | 1076 | 2447 | 889 | 176 | 182 | 124 | 1076 | 2447 | 900 | 0 | 0 | -100 | -800 | 0 | 889 | 176 | 182 | 124 | 1076 | 2447 | 1000 | 0 | 0 | -50 | -950 | 0 | 829 | 60 | 176 | 250 | 1132 | 2447 |  |  | C2 | 0.002736 | 0.0040737 | 0.0072026 | 0.011665 | 0.027361 | C2 | 2469.24 | 2469.24 | 2469.24 | 2469.24 | 2469.24 | C2 | 6.7559 | 10.0589 | 17.785 | 28.8031 | 67.5606 | C2 | 6006.0373 | 1770.364 | 3236.8742 | 3571.5798 | 72695.2345 | 87280.0898 |  | 6006.0373 | 1770.364 | 3236.8742 | 3571.5798 | 72695.2345 | 87280.0898 |  | 6006.0373 | 1770.364 | 3236.8742 | 3571.5798 | 72695.2345 | 87280.0898 |  | 12086.39 | 1770.364 | 3236.8742 | 691.2735 | 18646.733 | 36431.6347 |  | 5600.6805 | 603.5332 | 3130.1641 | 7200.7657 | 76478.6296 | 93013.773 |  | 12356.6279 | 603.5332 | 3130.1641 | 5760.6125 | 12296.0341 | 34146.9718
|  |  | 180 | 180 | C3 | 94 | 6 | 8 | 14 | 58 | 180 | 94 | 6 | 8 | 14 | 58 | 180 | 0 | 0 | 0 | 0 | 0 | 0 | 94 | 6 | 8 | 14 | 58 | 180 | 34 | 0 | 0 | 0 | -34 | 0 | 88 | 6 | 6 | 16 | 64 | 180 |  |  | C3 | 0.002736 | 0.0040737 | 0.0072026 | 0.011665 | 0.027361 | C3 | 3703.86 | 3703.86 | 3703.86 | 3703.86 | 3703.86 | C3 | 10.1339 | 15.0883 | 26.6775 | 43.2046 | 101.3409 | C3 | 952.5886 | 90.53 | 213.4203 | 604.8643 | 5877.7745 | 7739.1777 |  | 952.5886 | 90.53 | 213.4203 | 604.8643 | 5877.7745 | 7739.1777 |  | 952.5886 | 90.53 | 213.4203 | 604.8643 | 5877.7745 | 7739.1777 |  | 952.5886 | 90.53 | 213.4203 | 604.8643 | 5877.7745 | 7739.1777 |  | 891.7851 | 90.53 | 160.0652 | 691.2735 | 6485.8202 | 8319.4739 |  | 1236.3384 | 90.53 | 160.0652 | 691.2735 | 3040.2282 | 5218.4353
|  |  | 54 | 54 | C4 | 2 | 16 | 22 | 12 | 2 | 54 | 2 | 16 | 22 | 12 | 2 | 54 | 0 | 0 | 0 | 0 | 0 | 0 | 2 | 16 | 22 | 12 | 2 | 54 | 0 | 0 | 0 | 0 | 0 | 0 | 0 | 10 | 8 | 22 | 14 | 54 |  |  | C4 | 0.002736 | 0.0040737 | 0.0072026 | 0.011665 | 0.027361 | C4 | 6173.1 | 6173.1 | 6173.1 | 6173.1 | 6173.1 | C4 | 16.8899 | 25.1472 | 44.4626 | 72.0077 | 168.9016 | C4 | 33.7797 | 402.3554 | 978.1763 | 864.0919 | 337.8031 | 2616.2065 |  | 33.7797 | 402.3554 | 978.1763 | 864.0919 | 337.8031 | 2616.2065 |  | 33.7797 | 402.3554 | 978.1763 | 864.0919 | 337.8031 | 2616.2065 |  | 33.7797 | 402.3554 | 978.1763 | 864.0919 | 337.8031 | 2616.2065 |  | 0 | 251.4722 | 355.7005 | 1584.1684 | 2364.6219 | 4555.963 |  | 0 | 251.4722 | 355.7005 | 1584.1684 | 2364.6219 | 4555.963
|  |  | 2860 | 2860 |  | 1001 | 198 | 223 | 156 | 1282 |  | 1001 | 198 | 223 | 156 | 1282 |  | 900 | 0 | 0 | -100 | -800 |  | 1001 | 198 | 223 | 156 | 1282 |  | 1034 | 0 | 0 | -50 | -984 |  | 933 | 76 | 190 | 305 | 1356 | [22 empty] | 7068.0723 | 2263.2494 | 4565.4154 | 5161.5088 | 85815.5082 | 104873.7541 |  | 7068.0723 | 2263.2494 | 4565.4154 | 5161.5088 | 85815.5082 | 104873.7541 |  | 7068.0723 | 2263.2494 | 4565.4154 | 5161.5088 | 85815.5082 | 104873.7541 |  | 13148.425 | 2263.2494 | 4565.4154 | 2281.2026 | 31767.0067 | 54025.2991 |  | 6568.1321 | 945.5353 | 3645.9297 | 9818.9641 | 92233.7678 | 113212.329 |  | 13668.6329 | 945.5353 | 3645.9297 | 8378.8109 | 24605.5803 | 51244.4892
| EHV OHL (Tower Line) Conductor |  | 0 | 0 | C1 | 0 | 0 | 0 | 0 | 0 | 0 | 0 | 0 | 0 | 0 | 0 | 0 | 0 | 0 | 0 | 0 | 0 | 0 | 0 | 0 | 0 | 0 | 0 | 0 | 0 | 0 | 0 | 0 | 0 | 0 | 0 | 0 | 0 | 0 | 0 | 0 |  |  | C1 | 0.00228 | 0.0033947 | 0.0060022 | 0.0097206 | 0.022801 | C1 | 18065.124 | 18065.124 | 18065.124 | 18065.124 | 18065.124 | C1 | 41.1891 | 61.3262 | 108.4303 | 175.6043 | 411.8984 | C1 | 0 | 0 | 0 | 0 | 0 | 0 |  | 0 | 0 | 0 | 0 | 0 | 0 |  | 0 | 0 | 0 | 0 | 0 | 0 |  | 0 | 0 | 0 | 0 | 0 | 0 |  | 0 | 0 | 0 | 0 | 0 | 0 |  | 0 | 0 | 0 | 0 | 0 | 0
|  |  | 506.2 | 506.2 | C2 | 104 | 344.2 | 42.4 | 15.6 | 0 | 506.2 | 104 | 344.2 | 42.4 | 15.6 | 0 | 506.2 | 103.9 | -81.4 | -19.4 | -3.1 | 0 | 1.3323e-15 | 77.2 | 251.8 | 155.3 | 16.8 | 5.1 | 506.2 | 117.4 | 0 | -100 | -10.6 | -6.8 | -9.77e-15 | 51.2 | 60.9 | 324.1 | 52.7 | 17.3 | 506.2 |  |  | C2 | 0.00228 | 0.0033947 | 0.0060022 | 0.0097206 | 0.022801 | C2 | 25807.32 | 25807.32 | 25807.32 | 25807.32 | 25807.32 | C2 | 58.8416 | 87.6089 | 154.9005 | 250.8632 | 588.4262 | C2 | 6119.5285 | 30154.9849 | 6567.7808 | 3913.4665 | 0 | 46755.7607 |  | 6119.5285 | 30154.9849 | 6567.7808 | 3913.4665 | 0 | 46755.7607 |  | 4542.5731 | 22059.9221 | 24056.0461 | 4214.5024 | 3000.9738 | 57874.0175 |  | 10656.2174 | 14928.5573 | 21050.9766 | 3436.8264 | 3000.9738 | 53073.5515 |  | 3012.6909 | 5335.3823 | 50203.2488 | 13220.4928 | 10179.7739 | 81951.5886 |  | 9920.6971 | 5335.3823 | 34713.1998 | 10561.3424 | 6178.4755 | 66709.0971
|  |  | 89.2 | 89.2 | C3 | 33.5 | 50.1 | 4.5 | 1.1 | 0 | 89.2 | 33.5 | 50.1 | 4.5 | 1.1 | 0 | 89.2 | 0 | 0 | 0 | 0 | 0 | 0 | 25.7 | 28.9 | 31.5 | 2.5 | 0.6 | 89.2 | 2.8 | 0 | 0 | 0 | -2.8 | 0 | 25.1 | 10.5 | 47.3 | 3.4 | 2.8 | 89.1 |  |  | C3 | 0.00228 | 0.0033947 | 0.0060022 | 0.0097206 | 0.022801 | C3 | 38710.98 | 38710.98 | 38710.98 | 38710.98 | 38710.98 | C3 | 88.2624 | 131.4134 | 232.3507 | 376.2949 | 882.6394 | C3 | 2956.7914 | 6583.8092 | 1045.5783 | 413.9243 | 0 | 11000.1032 |  | 2956.7914 | 6583.8092 | 1045.5783 | 413.9243 | 0 | 11000.1032 |  | 2268.3445 | 3797.846 | 7319.0481 | 940.7372 | 529.5836 | 14855.5594 |  | 2268.3445 | 3797.846 | 7319.0481 | 940.7372 | 529.5836 | 14855.5594 |  | 2215.387 | 1379.8402 | 10990.1898 | 1279.4025 | 2471.3902 | 18336.2097 |  | 2462.5218 | 1379.8402 | 10990.1898 | 1279.4025 | 0 | 16111.9543
|  |  | 2.3 | 2.3 | C4 | 2.3 | 0 | 0 | 0 | 0 | 2.3 | 2.3 | 0 | 0 | 0 | 0 | 2.3 | 0 | 0 | 0 | 0 | 0 | 0 | 2.3 | 0 | 0 | 0 | 0 | 2.3 | 0 | 0 | 0 | 0 | 0 | 0 | 2.3 | 0 | 0 | 0 | 0 | 2.3 |  |  | C4 | 0.00228 | 0.0033947 | 0.0060022 | 0.0097206 | 0.022801 | C4 | 64518.3 | 64518.3 | 64518.3 | 64518.3 | 64518.3 | C4 | 147.1041 | 219.0223 | 387.2512 | 627.1581 | 1471.0656 | C4 | 338.3393 | 0 | 0 | 0 | 0 | 338.3393 |  | 338.3393 | 0 | 0 | 0 | 0 | 338.3393 |  | 338.3393 | 0 | 0 | 0 | 0 | 338.3393 |  | 338.3393 | 0 | 0 | 0 | 0 | 338.3393 |  | 338.3393 | 0 | 0 | 0 | 0 | 338.3393 |  | 338.3393 | 0 | 0 | 0 | 0 | 338.3393
|  |  | 597.7 | 597.7 |  | 139.8 | 394.3 | 46.9 | 16.7 | 0 |  | 139.8 | 394.3 | 46.9 | 16.7 | 0 |  | 103.9 | -81.4 | -19.4 | -3.1 | 0 |  | 105.2 | 280.7 | 186.8 | 19.3 | 5.7 |  | 120.2 | 0 | -100 | -10.6 | -9.6 |  | 78.6 | 71.4 | 371.4 | 56.1 | 20.1 | [22 empty] | 9414.6592 | 36738.794 | 7613.3591 | 4327.3909 | 0 | 58094.2032 |  | 9414.6592 | 36738.794 | 7613.3591 | 4327.3909 | 0 | 58094.2032 |  | 7149.2568 | 25857.7681 | 31375.0942 | 5155.2396 | 3530.5574 | 73067.9162 |  | 13262.9012 | 18726.4033 | 28370.0247 | 4377.5635 | 3530.5574 | 68267.4502 |  | 5566.4173 | 6715.2225 | 61193.4385 | 14499.8953 | 12651.1641 | 100626.1376 |  | 12721.5583 | 6715.2225 | 45703.3895 | 11840.7449 | 6178.4755 | 83159.3907
| [Please insert new asset category as required] |  | 0 | 0 | C1 | 0 | 0 | 0 | 0 | 0 | 0 | 0 | 0 | 0 | 0 | 0 | 0 | 0 | 0 | 0 | 0 | 0 | 0 | 0 | 0 | 0 | 0 | 0 | 0 | 0 | 0 | 0 | 0 | 0 | 0 | 0 | 0 | 0 | 0 | 0 | 0 |  |  | C1 | 0 | 0 | 0 | 0 | 0 | C1 | 0 | 0 | 0 | 0 | 0 | C1 | [5 empty] | C1 | [5 empty] | 0 | [6 empty] | 0 | [6 empty] | 0 | [6 empty] | 0 | [6 empty] | 0 | [6 empty] | 0
|  |  | 0 | 0 | C2 | 0 | 0 | 0 | 0 | 0 | 0 | 0 | 0 | 0 | 0 | 0 | 0 | 0 | 0 | 0 | 0 | 0 | 0 | 0 | 0 | 0 | 0 | 0 | 0 | 0 | 0 | 0 | 0 | 0 | 0 | 0 | 0 | 0 | 0 | 0 | 0 |  |  | C2 | 0 | 0 | 0 | 0 | 0 | C2 | 0 | 0 | 0 | 0 | 0 | C2 | [5 empty] | C2 | [5 empty] | 0 | [6 empty] | 0 | [6 empty] | 0 | [6 empty] | 0 | [6 empty] | 0 | [6 empty] | 0
|  |  | 0 | 0 | C3 | 0 | 0 | 0 | 0 | 0 | 0 | 0 | 0 | 0 | 0 | 0 | 0 | 0 | 0 | 0 | 0 | 0 | 0 | 0 | 0 | 0 | 0 | 0 | 0 | 0 | 0 | 0 | 0 | 0 | 0 | 0 | 0 | 0 | 0 | 0 | 0 |  |  | C3 | 0 | 0 | 0 | 0 | 0 | C3 | 0 | 0 | 0 | 0 | 0 | C3 | [5 empty] | C3 | [5 empty] | 0 | [6 empty] | 0 | [6 empty] | 0 | [6 empty] | 0 | [6 empty] | 0 | [6 empty] | 0
|  |  | 0 | 0 | C4 | 0 | 0 | 0 | 0 | 0 | 0 | 0 | 0 | 0 | 0 | 0 | 0 | 0 | 0 | 0 | 0 | 0 | 0 | 0 | 0 | 0 | 0 | 0 | 0 | 0 | 0 | 0 | 0 | 0 | 0 | 0 | 0 | 0 | 0 | 0 | 0 |  |  | C4 | 0 | 0 | 0 | 0 | 0 | C4 | 0 | 0 | 0 | 0 | 0 | C4 | [5 empty] | C4 | [5 empty] | 0 | [6 empty] | 0 | [6 empty] | 0 | [6 empty] | 0 | [6 empty] | 0 | [6 empty] | 0
|  |  | 0 | 0 |  | 0 | 0 | 0 | 0 | 0 |  | 0 | 0 | 0 | 0 | 0 |  | 0 | 0 | 0 | 0 | 0 |  | 0 | 0 | 0 | 0 | 0 |  | 0 | 0 | 0 | 0 | 0 |  | 0 | 0 | 0 | 0 | 0 | [22 empty] | 0 | 0 | 0 | 0 | 0 | 0 |  | 0 | 0 | 0 | 0 | 0 | 0 |  | 0 | 0 | 0 | 0 | 0 | 0 |  | 0 | 0 | 0 | 0 | 0 | 0 |  | 0 | 0 | 0 | 0 | 0 | 0 |  | 0 | 0 | 0 | 0 | 0 | 0
| [Please insert new asset category as required] |  | 0 | 0 | C1 | 0 | 0 | 0 | 0 | 0 | 0 | 0 | 0 | 0 | 0 | 0 | 0 | 0 | 0 | 0 | 0 | 0 | 0 | 0 | 0 | 0 | 0 | 0 | 0 | 0 | 0 | 0 | 0 | 0 | 0 | 0 | 0 | 0 | 0 | 0 | 0 |  |  | C1 | 0 | 0 | 0 | 0 | 0 | C1 | 0 | 0 | 0 | 0 | 0 | C1 | [5 empty] | C1 | [5 empty] | 0 | [6 empty] | 0 | [6 empty] | 0 | [6 empty] | 0 | [6 empty] | 0 | [6 empty] | 0
|  |  | 0 | 0 | C2 | 0 | 0 | 0 | 0 | 0 | 0 | 0 | 0 | 0 | 0 | 0 | 0 | 0 | 0 | 0 | 0 | 0 | 0 | 0 | 0 | 0 | 0 | 0 | 0 | 0 | 0 | 0 | 0 | 0 | 0 | 0 | 0 | 0 | 0 | 0 | 0 |  |  | C2 | 0 | 0 | 0 | 0 | 0 | C2 | 0 | 0 | 0 | 0 | 0 | C2 | [5 empty] | C2 | [5 empty] | 0 | [6 empty] | 0 | [6 empty] | 0 | [6 empty] | 0 | [6 empty] | 0 | [6 empty] | 0
|  |  | 0 | 0 | C3 | 0 | 0 | 0 | 0 | 0 | 0 | 0 | 0 | 0 | 0 | 0 | 0 | 0 | 0 | 0 | 0 | 0 | 0 | 0 | 0 | 0 | 0 | 0 | 0 | 0 | 0 | 0 | 0 | 0 | 0 | 0 | 0 | 0 | 0 | 0 | 0 |  |  | C3 | 0 | 0 | 0 | 0 | 0 | C3 | 0 | 0 | 0 | 0 | 0 | C3 | [5 empty] | C3 | [5 empty] | 0 | [6 empty] | 0 | [6 empty] | 0 | [6 empty] | 0 | [6 empty] | 0 | [6 empty] | 0
|  |  | 0 | 0 | C4 | 0 | 0 | 0 | 0 | 0 | 0 | 0 | 0 | 0 | 0 | 0 | 0 | 0 | 0 | 0 | 0 | 0 | 0 | 0 | 0 | 0 | 0 | 0 | 0 | 0 | 0 | 0 | 0 | 0 | 0 | 0 | 0 | 0 | 0 | 0 | 0 |  |  | C4 | 0 | 0 | 0 | 0 | 0 | C4 | 0 | 0 | 0 | 0 | 0 | C4 | [5 empty] | C4 | [5 empty] | 0 | [6 empty] | 0 | [6 empty] | 0 | [6 empty] | 0 | [6 empty] | 0 | [6 empty] | 0
|  |  | 0 | 0 |  | 0 | 0 | 0 | 0 | 0 |  | 0 | 0 | 0 | 0 | 0 |  | 0 | 0 | 0 | 0 | 0 |  | 0 | 0 | 0 | 0 | 0 |  | 0 | 0 | 0 | 0 | 0 |  | 0 | 0 | 0 | 0 | 0 | [22 empty] | 0 | 0 | 0 | 0 | 0 | 0 |  | 0 | 0 | 0 | 0 | 0 | 0 |  | 0 | 0 | 0 | 0 | 0 | 0 |  | 0 | 0 | 0 | 0 | 0 | 0 |  | 0 | 0 | 0 | 0 | 0 | 0 |  | 0 | 0 | 0 | 0 | 0 | 0
| [Please insert new asset category as required] |  | 0 | 0 | C1 | 0 | 0 | 0 | 0 | 0 | 0 | 0 | 0 | 0 | 0 | 0 | 0 | 0 | 0 | 0 | 0 | 0 | 0 | 0 | 0 | 0 | 0 | 0 | 0 | 0 | 0 | 0 | 0 | 0 | 0 | 0 | 0 | 0 | 0 | 0 | 0 |  |  | C1 | 0 | 0 | 0 | 0 | 0 | C1 | 0 | 0 | 0 | 0 | 0 | C1 | [5 empty] | C1 | [5 empty] | 0 | [6 empty] | 0 | [6 empty] | 0 | [6 empty] | 0 | [6 empty] | 0 | [6 empty] | 0
|  |  | 0 | 0 | C2 | 0 | 0 | 0 | 0 | 0 | 0 | 0 | 0 | 0 | 0 | 0 | 0 | 0 | 0 | 0 | 0 | 0 | 0 | 0 | 0 | 0 | 0 | 0 | 0 | 0 | 0 | 0 | 0 | 0 | 0 | 0 | 0 | 0 | 0 | 0 | 0 |  |  | C2 | 0 | 0 | 0 | 0 | 0 | C2 | 0 | 0 | 0 | 0 | 0 | C2 | [5 empty] | C2 | [5 empty] | 0 | [6 empty] | 0 | [6 empty] | 0 | [6 empty] | 0 | [6 empty] | 0 | [6 empty] | 0
|  |  | 0 | 0 | C3 | 0 | 0 | 0 | 0 | 0 | 0 | 0 | 0 | 0 | 0 | 0 | 0 | 0 | 0 | 0 | 0 | 0 | 0 | 0 | 0 | 0 | 0 | 0 | 0 | 0 | 0 | 0 | 0 | 0 | 0 | 0 | 0 | 0 | 0 | 0 | 0 |  |  | C3 | 0 | 0 | 0 | 0 | 0 | C3 | 0 | 0 | 0 | 0 | 0 | C3 | [5 empty] | C3 | [5 empty] | 0 | [6 empty] | 0 | [6 empty] | 0 | [6 empty] | 0 | [6 empty] | 0 | [6 empty] | 0
|  |  | 0 | 0 | C4 | 0 | 0 | 0 | 0 | 0 | 0 | 0 | 0 | 0 | 0 | 0 | 0 | 0 | 0 | 0 | 0 | 0 | 0 | 0 | 0 | 0 | 0 | 0 | 0 | 0 | 0 | 0 | 0 | 0 | 0 | 0 | 0 | 0 | 0 | 0 | 0 |  |  | C4 | 0 | 0 | 0 | 0 | 0 | C4 | 0 | 0 | 0 | 0 | 0 | C4 | [5 empty] | C4 | [5 empty] | 0 | [6 empty] | 0 | [6 empty] | 0 | [6 empty] | 0 | [6 empty] | 0 | [6 empty] | 0
|  |  | 0 | 0 |  | 0 | 0 | 0 | 0 | 0 |  | 0 | 0 | 0 | 0 | 0 |  | 0 | 0 | 0 | 0 | 0 |  | 0 | 0 | 0 | 0 | 0 |  | 0 | 0 | 0 | 0 | 0 |  | 0 | 0 | 0 | 0 | 0 | [22 empty] | 0 | 0 | 0 | 0 | 0 | 0 |  | 0 | 0 | 0 | 0 | 0 | 0 |  | 0 | 0 | 0 | 0 | 0 | 0 |  | 0 | 0 | 0 | 0 | 0 | 0 |  | 0 | 0 | 0 | 0 | 0 | 0 |  | 0 | 0 | 0 | 0 | 0 | 0
| [Please insert new asset category as required] |  | 0 | 0 | C1 | 0 | 0 | 0 | 0 | 0 | 0 | 0 | 0 | 0 | 0 | 0 | 0 | 0 | 0 | 0 | 0 | 0 | 0 | 0 | 0 | 0 | 0 | 0 | 0 | 0 | 0 | 0 | 0 | 0 | 0 | 0 | 0 | 0 | 0 | 0 | 0 |  |  | C1 | 0 | 0 | 0 | 0 | 0 | C1 | 0 | 0 | 0 | 0 | 0 | C1 | [5 empty] | C1 | [5 empty] | 0 | [6 empty] | 0 | [6 empty] | 0 | [6 empty] | 0 | [6 empty] | 0 | [6 empty] | 0
|  |  | 0 | 0 | C2 | 0 | 0 | 0 | 0 | 0 | 0 | 0 | 0 | 0 | 0 | 0 | 0 | 0 | 0 | 0 | 0 | 0 | 0 | 0 | 0 | 0 | 0 | 0 | 0 | 0 | 0 | 0 | 0 | 0 | 0 | 0 | 0 | 0 | 0 | 0 | 0 |  |  | C2 | 0 | 0 | 0 | 0 | 0 | C2 | 0 | 0 | 0 | 0 | 0 | C2 | [5 empty] | C2 | [5 empty] | 0 | [6 empty] | 0 | [6 empty] | 0 | [6 empty] | 0 | [6 empty] | 0 | [6 empty] | 0
|  |  | 0 | 0 | C3 | 0 | 0 | 0 | 0 | 0 | 0 | 0 | 0 | 0 | 0 | 0 | 0 | 0 | 0 | 0 | 0 | 0 | 0 | 0 | 0 | 0 | 0 | 0 | 0 | 0 | 0 | 0 | 0 | 0 | 0 | 0 | 0 | 0 | 0 | 0 | 0 |  |  | C3 | 0 | 0 | 0 | 0 | 0 | C3 | 0 | 0 | 0 | 0 | 0 | C3 | [5 empty] | C3 | [5 empty] | 0 | [6 empty] | 0 | [6 empty] | 0 | [6 empty] | 0 | [6 empty] | 0 | [6 empty] | 0
|  |  | 0 | 0 | C4 | 0 | 0 | 0 | 0 | 0 | 0 | 0 | 0 | 0 | 0 | 0 | 0 | 0 | 0 | 0 | 0 | 0 | 0 | 0 | 0 | 0 | 0 | 0 | 0 | 0 | 0 | 0 | 0 | 0 | 0 | 0 | 0 | 0 | 0 | 0 | 0 |  |  | C4 | 0 | 0 | 0 | 0 | 0 | C4 | 0 | 0 | 0 | 0 | 0 | C4 | [5 empty] | C4 | [5 empty] | 0 | [6 empty] | 0 | [6 empty] | 0 | [6 empty] | 0 | [6 empty] | 0 | [6 empty] | 0
|  |  | 0 | 0 |  | 0 | 0 | 0 | 0 | 0 |  | 0 | 0 | 0 | 0 | 0 |  | 0 | 0 | 0 | 0 | 0 |  | 0 | 0 | 0 | 0 | 0 |  | 0 | 0 | 0 | 0 | 0 |  | 0 | 0 | 0 | 0 | 0 | [22 empty] | 0 | 0 | 0 | 0 | 0 | 0 |  | 0 | 0 | 0 | 0 | 0 | 0 |  | 0 | 0 | 0 | 0 | 0 | 0 |  | 0 | 0 | 0 | 0 | 0 | 0 |  | 0 | 0 | 0 | 0 | 0 | 0 |  | 0 | 0 | 0 | 0 | 0 | 0
[63 empty] | 1584614.5293 | 1239944.7014 | 4438275.3481 | 3423963.8656 | 3153117.7617 | 13839916.2062 |  | 1584614.5293 | 1239944.7014 | 4438275.3481 | 3423963.8656 | 3153117.7617 | 13839916.2062 |  | 1274545.4171 | 1186252.7511 | 5032110.4896 | 3205402.0812 | 4820110.9898 | 15518421.7288 |  | 1354347.3705 | 1386254.3808 | 4641013.2949 | 2916194.8431 | 3730323.3697 | 14028133.2591 |  | 1049116.4618 | 1052253.2451 | 5138584.3721 | 1595269.9857 | 11369775.3145 | 20204999.3792 |  | 1321363.9315 | 1325561.2275 | 4616633.4814 | 860933.8212 | 8590233.7613 | 16714726.2229
| 132kV Network | [66 empty] | 0 | [6 empty] | 0 | [6 empty] | 0 | [6 empty] | 0 | [6 empty] | 0 | [6 empty] | 0
| 132kV CBs |  | 55 | 56 | C1 | 45 | 2 | 0 | 0 | 8 | 55 | 45 | 2 | 0 | 0 | 8 | 55 | 0 | 0 | 0 | 0 | 0 | 0 | 37 | 10 | 0 | 0 | 8 | 55 | 9 | 0 | 0 | 0 | -8 | 1 | 35 | 10 | 2 | 0 | 8 | 55 |  |  | C1 | 0.012284 | 0.018289 | 0.032337 | 0.05237 | 0.12284 | C1 | 150322.256 | 150322.256 | 150322.256 | 150322.256 | 150322.256 | C1 | 1846.5126 | 2749.2606 | 4860.9421 | 7872.3553 | 18465.4412 | C1 | 83093.0684 | 5498.5212 | 0 | 0 | 147723.5296 | 236315.1193 |  | 83093.0684 | 5498.5212 | 0 | 0 | 147723.5296 | 236315.1193 |  | 68320.9674 | 27492.6061 | 0 | 0 | 147723.5296 | 243537.1031 |  | 68320.9674 | 27492.6061 | 0 | 0 | 147723.5296 | 243537.1031 |  | 64627.9421 | 27492.6061 | 9721.8843 | 0 | 147723.5296 | 249565.9622 |  | 81246.5558 | 27492.6061 | 9721.8843 | 0 | 0 | 118461.0462
|  |  | 7 | 7 | C2 | 7 | 0 | 0 | 0 | 0 | 7 | 7 | 0 | 0 | 0 | 0 | 7 | 0 | 0 | 0 | 0 | 0 | 0 | 7 | 0 | 0 | 0 | 0 | 7 | 0 | 0 | 0 | 0 | 0 | 0 | 7 | 0 | 0 | 0 | 0 | 7 |  |  | C2 | 0.012284 | 0.018289 | 0.032337 | 0.05237 | 0.12284 | C2 | 214746.08 | 214746.08 | 214746.08 | 214746.08 | 214746.08 | C2 | 2637.8752 | 3927.5152 | 6944.2031 | 11246.2219 | 26379.2017 | C2 | 18465.1263 | 0 | 0 | 0 | 0 | 18465.1263 |  | 18465.1263 | 0 | 0 | 0 | 0 | 18465.1263 |  | 18465.1263 | 0 | 0 | 0 | 0 | 18465.1263 |  | 18465.1263 | 0 | 0 | 0 | 0 | 18465.1263 |  | 18465.1263 | 0 | 0 | 0 | 0 | 18465.1263 |  | 18465.1263 | 0 | 0 | 0 | 0 | 18465.1263
|  |  | 3 | 3 | C3 | 3 | 0 | 0 | 0 | 0 | 3 | 3 | 0 | 0 | 0 | 0 | 3 | 0 | 0 | 0 | 0 | 0 | 0 | 3 | 0 | 0 | 0 | 0 | 3 | 0 | 0 | 0 | 0 | 0 | 0 | 3 | 0 | 0 | 0 | 0 | 3 |  |  | C3 | 0.012284 | 0.018289 | 0.032337 | 0.05237 | 0.12284 | C3 | 322119.12 | 322119.12 | 322119.12 | 322119.12 | 322119.12 | C3 | 3956.8128 | 5891.2727 | 10416.3046 | 16869.3329 | 39568.8026 | C3 | 11870.4383 | 0 | 0 | 0 | 0 | 11870.4383 |  | 11870.4383 | 0 | 0 | 0 | 0 | 11870.4383 |  | 11870.4383 | 0 | 0 | 0 | 0 | 11870.4383 |  | 11870.4383 | 0 | 0 | 0 | 0 | 11870.4383 |  | 11870.4383 | 0 | 0 | 0 | 0 | 11870.4383 |  | 11870.4383 | 0 | 0 | 0 | 0 | 11870.4383
|  |  | 18 | 18 | C4 | 18 | 0 | 0 | 0 | 0 | 18 | 18 | 0 | 0 | 0 | 0 | 18 | 0 | 0 | 0 | 0 | 0 | 0 | 18 | 0 | 0 | 0 | 0 | 18 | 0 | 0 | 0 | 0 | 0 | 0 | 18 | 0 | 0 | 0 | 0 | 18 |  |  | C4 | 0.012284 | 0.018289 | 0.032337 | 0.05237 | 0.12284 | C4 | 536865.2 | 536865.2 | 536865.2 | 536865.2 | 536865.2 | C4 | 6594.688 | 9818.7879 | 17360.5077 | 28115.5548 | 65948.0043 | C4 | 118704.3835 | 0 | 0 | 0 | 0 | 118704.3835 |  | 118704.3835 | 0 | 0 | 0 | 0 | 118704.3835 |  | 118704.3835 | 0 | 0 | 0 | 0 | 118704.3835 |  | 118704.3835 | 0 | 0 | 0 | 0 | 118704.3835 |  | 118704.3835 | 0 | 0 | 0 | 0 | 118704.3835 |  | 118704.3835 | 0 | 0 | 0 | 0 | 118704.3835
|  |  | 83 | 84 |  | 73 | 2 | 0 | 0 | 8 |  | 73 | 2 | 0 | 0 | 8 |  | 0 | 0 | 0 | 0 | 0 |  | 65 | 10 | 0 | 0 | 8 |  | 9 | 0 | 0 | 0 | -8 |  | 63 | 10 | 2 | 0 | 8 | [22 empty] | 232133.0166 | 5498.5212 | 0 | 0 | 147723.5296 | 385355.0674 |  | 232133.0166 | 5498.5212 | 0 | 0 | 147723.5296 | 385355.0674 |  | 217360.9155 | 27492.6061 | 0 | 0 | 147723.5296 | 392577.0513 |  | 217360.9155 | 27492.6061 | 0 | 0 | 147723.5296 | 392577.0513 |  | 213667.8903 | 27492.6061 | 9721.8843 | 0 | 147723.5296 | 398605.9103 |  | 230286.5039 | 27492.6061 | 9721.8843 | 0 | 0 | 267500.9944
| 132kV Transformer |  | 23 | 23 | C1 | 23 | 0 | 0 | 0 | 0 | 23 | 23 | 0 | 0 | 0 | 0 | 23 | 0 | 0 | 0 | 0 | 0 | 0 | 19 | 4 | 0 | 0 | 0 | 23 | 0 | 0 | 0 | 0 | 0 | 0 | 18 | 5 | 0 | 0 | 0 | 23 |  |  | C1 | 0.012939 | 0.019265 | 0.034062 | 0.055165 | 0.12939 | C1 | 301290.633 | 301290.633 | 301290.633 | 301290.633 | 301290.633 | C1 | 3898.4611 | 5804.3934 | 10262.694 | 16620.5586 | 38985.2763 | C1 | 89664.6064 | 0 | 0 | 0 | 0 | 89664.6064 |  | 89664.6064 | 0 | 0 | 0 | 0 | 89664.6064 |  | 74070.7618 | 23217.5735 | 0 | 0 | 0 | 97288.3353 |  | 74070.7618 | 23217.5735 | 0 | 0 | 0 | 97288.3353 |  | 70172.3007 | 29021.9669 | 0 | 0 | 0 | 99194.2676 |  | 70172.3007 | 29021.9669 | 0 | 0 | 0 | 99194.2676
|  |  | 44 | 44 | C2 | 32 | 11 | 0 | 0 | 1 | 44 | 32 | 11 | 0 | 0 | 1 | 44 | 1 | 0 | 0 | 0 | -1 | 0 | 27 | 13 | 3 | 0 | 1 | 44 | 2 | 5 | -5 | -1 | -1 | 0 | 20 | 13 | 8 | 2 | 1 | 44 |  |  | C2 | 0.012939 | 0.019265 | 0.034062 | 0.055165 | 0.12939 | C2 | 430415.19 | 430415.19 | 430415.19 | 430415.19 | 430415.19 | C2 | 5569.2302 | 8291.9905 | 14660.9914 | 23743.6552 | 55693.2519 | C2 | 178215.3668 | 91211.8959 | 0 | 0 | 55693.2519 | 325120.5146 |  | 178215.3668 | 91211.8959 | 0 | 0 | 55693.2519 | 325120.5146 |  | 150369.2158 | 107795.877 | 43982.9743 | 0 | 55693.2519 | 357841.3189 |  | 155938.446 | 107795.877 | 43982.9743 | 0 | 0 | 307717.2973 |  | 111384.6043 | 107795.877 | 117287.9315 | 47487.3103 | 55693.2519 | 439648.9749 |  | 122523.0647 | 149255.8297 | 43982.9743 | 23743.6552 | 0 | 339505.5238
|  |  | 11 | 11 | C3 | 10 | 1 | 0 | 0 | 0 | 11 | 10 | 1 | 0 | 0 | 0 | 11 | 0 | 0 | 0 | 0 | 0 | 0 | 10 | 1 | 0 | 0 | 0 | 11 | 0 | 0 | 0 | 0 | 0 | 0 | 10 | 0 | 1 | 0 | 0 | 11 |  |  | C3 | 0.012939 | 0.019265 | 0.034062 | 0.055165 | 0.12939 | C3 | 645622.785 | 645622.785 | 645622.785 | 645622.785 | 645622.785 | C3 | 8353.8453 | 12437.9858 | 21991.4872 | 35615.4827 | 83539.8778 | C3 | 83538.4532 | 12437.9858 | 0 | 0 | 0 | 95976.439 |  | 83538.4532 | 12437.9858 | 0 | 0 | 0 | 95976.439 |  | 83538.4532 | 12437.9858 | 0 | 0 | 0 | 95976.439 |  | 83538.4532 | 12437.9858 | 0 | 0 | 0 | 95976.439 |  | 83538.4532 | 0 | 21991.4872 | 0 | 0 | 105529.9404 |  | 83538.4532 | 0 | 21991.4872 | 0 | 0 | 105529.9404
|  |  | 1 | 1 | C4 | 1 | 0 | 0 | 0 | 0 | 1 | 1 | 0 | 0 | 0 | 0 | 1 | 0 | 0 | 0 | 0 | 0 | 0 | 1 | 0 | 0 | 0 | 0 | 1 | 0 | 0 | 0 | 0 | 0 | 0 | 1 | 0 | 0 | 0 | 0 | 1 |  |  | C4 | 0.012939 | 0.019265 | 0.034062 | 0.055165 | 0.12939 | C4 | 1076037.975 | 1076037.975 | 1076037.975 | 1076037.975 | 1076037.975 | C4 | 13923.0755 | 20729.9763 | 36652.4786 | 59359.1379 | 139233.1296 | C4 | 13923.0755 | 0 | 0 | 0 | 0 | 13923.0755 |  | 13923.0755 | 0 | 0 | 0 | 0 | 13923.0755 |  | 13923.0755 | 0 | 0 | 0 | 0 | 13923.0755 |  | 13923.0755 | 0 | 0 | 0 | 0 | 13923.0755 |  | 13923.0755 | 0 | 0 | 0 | 0 | 13923.0755 |  | 13923.0755 | 0 | 0 | 0 | 0 | 13923.0755
|  |  | 79 | 79 |  | 66 | 12 | 0 | 0 | 1 |  | 66 | 12 | 0 | 0 | 1 |  | 1 | 0 | 0 | 0 | -1 |  | 57 | 18 | 3 | 0 | 1 |  | 2 | 5 | -5 | -1 | -1 |  | 49 | 18 | 9 | 2 | 1 | [22 empty] | 365341.502 | 103649.8817 | 0 | 0 | 55693.2519 | 524684.6356 |  | 365341.502 | 103649.8817 | 0 | 0 | 55693.2519 | 524684.6356 |  | 321901.5064 | 143451.4363 | 43982.9743 | 0 | 55693.2519 | 565029.1688 |  | 327470.7366 | 143451.4363 | 43982.9743 | 0 | 0 | 514905.1472 |  | 279018.4337 | 136817.8439 | 139279.4186 | 47487.3103 | 55693.2519 | 658296.2584 |  | 290156.8941 | 178277.7966 | 65974.4615 | 23743.6552 | 0 | 558152.8073
| 132kV UG Cable (Gas) |  | 0 | 0 | C1 | 0 | 0 | 0 | 0 | 0 | 0 | 0 | 0 | 0 | 0 | 0 | 0 | 0 | 0 | 0 | 0 | 0 | 0 | 0 | 0 | 0 | 0 | 0 | 0 | 0 | 0 | 0 | 0 | 0 | 0 | 0 | 0 | 0 | 0 | 0 | 0 |  |  | C1 | 1.2835 | 1.9111 | 3.3789 | 5.4722 | 12.8357 | C1 | 587.195 | 587.195 | 587.195 | 587.195 | 587.195 | C1 | 753.692 | 1122.1671 | 1984.0931 | 3213.2631 | 7537.0482 | C1 | 0 | 0 | 0 | 0 | 0 | 0 |  | 0 | 0 | 0 | 0 | 0 | 0 |  | 0 | 0 | 0 | 0 | 0 | 0 |  | 0 | 0 | 0 | 0 | 0 | 0 |  | 0 | 0 | 0 | 0 | 0 | 0 |  | 0 | 0 | 0 | 0 | 0 | 0
|  |  | 0 | 0 | C2 | 0 | 0 | 0 | 0 | 0 | 0 | 0 | 0 | 0 | 0 | 0 | 0 | 0 | 0 | 0 | 0 | 0 | 0 | 0 | 0 | 0 | 0 | 0 | 0 | 0 | 0 | 0 | 0 | 0 | 0 | 0 | 0 | 0 | 0 | 0 | 0 |  |  | C2 | 1.2835 | 1.9111 | 3.3789 | 5.4722 | 12.8357 | C2 | 838.85 | 838.85 | 838.85 | 838.85 | 838.85 | C2 | 1076.7028 | 1603.0958 | 2834.4188 | 4590.3759 | 10767.2117 | C2 | 0 | 0 | 0 | 0 | 0 | 0 |  | 0 | 0 | 0 | 0 | 0 | 0 |  | 0 | 0 | 0 | 0 | 0 | 0 |  | 0 | 0 | 0 | 0 | 0 | 0 |  | 0 | 0 | 0 | 0 | 0 | 0 |  | 0 | 0 | 0 | 0 | 0 | 0
|  |  | 0 | 0 | C3 | 0 | 0 | 0 | 0 | 0 | 0 | 0 | 0 | 0 | 0 | 0 | 0 | 0 | 0 | 0 | 0 | 0 | 0 | 0 | 0 | 0 | 0 | 0 | 0 | 0 | 0 | 0 | 0 | 0 | 0 | 0 | 0 | 0 | 0 | 0 | 0 |  |  | C3 | 1.2835 | 1.9111 | 3.3789 | 5.4722 | 12.8357 | C3 | 1258.275 | 1258.275 | 1258.275 | 1258.275 | 1258.275 | C3 | 1615.0542 | 2404.6437 | 4251.6282 | 6885.5639 | 16150.8176 | C3 | 0 | 0 | 0 | 0 | 0 | 0 |  | 0 | 0 | 0 | 0 | 0 | 0 |  | 0 | 0 | 0 | 0 | 0 | 0 |  | 0 | 0 | 0 | 0 | 0 | 0 |  | 0 | 0 | 0 | 0 | 0 | 0 |  | 0 | 0 | 0 | 0 | 0 | 0
|  |  | 0 | 0 | C4 | 0 | 0 | 0 | 0 | 0 | 0 | 0 | 0 | 0 | 0 | 0 | 0 | 0 | 0 | 0 | 0 | 0 | 0 | 0 | 0 | 0 | 0 | 0 | 0 | 0 | 0 | 0 | 0 | 0 | 0 | 0 | 0 | 0 | 0 | 0 | 0 |  |  | C4 | 1.2835 | 1.9111 | 3.3789 | 5.4722 | 12.8357 | C4 | 2097.125 | 2097.125 | 2097.125 | 2097.125 | 2097.125 | C4 | 2691.757 | 4007.7395 | 7086.0469 | 11475.9398 | 26918.0293 | C4 | 0 | 0 | 0 | 0 | 0 | 0 |  | 0 | 0 | 0 | 0 | 0 | 0 |  | 0 | 0 | 0 | 0 | 0 | 0 |  | 0 | 0 | 0 | 0 | 0 | 0 |  | 0 | 0 | 0 | 0 | 0 | 0 |  | 0 | 0 | 0 | 0 | 0 | 0
|  |  | 0 | 0 |  | 0 | 0 | 0 | 0 | 0 |  | 0 | 0 | 0 | 0 | 0 |  | 0 | 0 | 0 | 0 | 0 |  | 0 | 0 | 0 | 0 | 0 |  | 0 | 0 | 0 | 0 | 0 |  | 0 | 0 | 0 | 0 | 0 | [22 empty] | 0 | 0 | 0 | 0 | 0 | 0 |  | 0 | 0 | 0 | 0 | 0 | 0 |  | 0 | 0 | 0 | 0 | 0 | 0 |  | 0 | 0 | 0 | 0 | 0 | 0 |  | 0 | 0 | 0 | 0 | 0 | 0 |  | 0 | 0 | 0 | 0 | 0 | 0
| 132kV UG Cable (Oil) |  | 7.104 | 7.104 | C1 | 4.225 | 1.087 | 1.792 | 0 | 0 | 7.104 | 4.225 | 1.087 | 1.792 | 0 | 0 | 7.104 | 0 | 0 | 0 | 0 | 0 | 0 | 0.612 | 4.7 | 1.792 | 0 | 0 | 7.104 | 0 | 0 | 0 | 0 | 0 | 0 | 0.612 | 3.613 | 2.879 | 0 | 0 | 7.104 |  |  | C1 | 0.59691 | 0.88874 | 1.5714 | 2.5449 | 5.9692 | C1 | 8647.268 | 8647.268 | 8647.268 | 8647.268 | 8647.268 | C1 | 5161.6705 | 7685.1775 | 13588.091 | 22006.0797 | 51617.5851 | C1 | 21808.0578 | 8353.788 | 24349.859 | 0 | 0 | 54511.7048 |  | 21808.0578 | 8353.788 | 24349.859 | 0 | 0 | 54511.7048 |  | 3158.9423 | 36120.3343 | 24349.859 | 0 | 0 | 63629.1357 |  | 3158.9423 | 36120.3343 | 24349.859 | 0 | 0 | 63629.1357 |  | 3158.9423 | 27766.5464 | 39120.1139 | 0 | 0 | 70045.6026 |  | 3158.9423 | 27766.5464 | 39120.1139 | 0 | 0 | 70045.6026
|  |  | 11.78 | 9.58 | C2 | 0.133 | 5.005 | 5.05 | 0.554 | 1.038 | 11.78 | 0.133 | 5.005 | 5.05 | 0.554 | 1.038 | 11.78 | 0 | 0 | 0 | 0 | -0.5 | -0.5 | 0.133 | 3.678 | 6.377 | 0.554 | 1.038 | 11.78 | 0 | 0 | 0 | -1.2 | -1 | -2.2 | 0.133 | 0 | 8.728 | 1.327 | 1.592 | 11.78 |  |  | C2 | 0.59691 | 0.88874 | 1.5714 | 2.5449 | 5.9692 | C2 | 12353.24 | 12353.24 | 12353.24 | 12353.24 | 12353.24 | C2 | 7373.815 | 10978.825 | 19411.5585 | 31437.2567 | 73739.4072 | C2 | 980.7174 | 54949.0192 | 98028.3705 | 17416.2402 | 76541.5047 | 247915.8521 |  | 980.7174 | 54949.0192 | 98028.3705 | 17416.2402 | 76541.5047 | 247915.8521 |  | 980.7174 | 40380.1184 | 123787.5087 | 17416.2402 | 76541.5047 | 259106.0894 |  | 980.7174 | 40380.1184 | 123787.5087 | 17416.2402 | 39671.8011 | 222236.3858 |  | 980.7174 | 0 | 169424.0828 | 41717.2397 | 117393.1363 | 329515.1761 |  | 980.7174 | 0 | 169424.0828 | 3992.5316 | 43653.7291 | 218051.0608
|  |  | 37.2993 | 19.8993 | C3 | 0 | 2.2513 | 16.143 | 3.768 | 15.137 | 37.2993 | 0 | 2.2513 | 16.143 | 3.768 | 15.137 | 37.2993 | 0 | 0 | -1.2 | -3.2 | -4.9 | -9.3 | 0 | 2.2513 | 15.578 | 4.296 | 15.174 | 37.2993 | 0 | 0 | 0 | 0 | -17.4 | -17.4 | 0 | 1.667 | 16.1623 | 0 | 19.47 | 37.2993 |  |  | C3 | 0.59691 | 0.88874 | 1.5714 | 2.5449 | 5.9692 | C3 | 18529.86 | 18529.86 | 18529.86 | 18529.86 | 18529.86 | C3 | 11060.7225 | 16468.2375 | 29117.3378 | 47155.8851 | 110609.1108 | C3 | 0 | 37074.9431 | 470041.1838 | 177683.375 | 1674290.1107 | 2359089.6126 |  | 0 | 37074.9431 | 470041.1838 | 177683.375 | 1674290.1107 | 2359089.6126 |  | 0 | 37074.9431 | 453589.8879 | 202581.6824 | 1678382.6478 | 2371629.1612 |  | 0 | 37074.9431 | 418649.0826 | 51682.8501 | 1136398.0047 | 1643804.8805 |  | 0 | 27452.552 | 470603.1484 | 0 | 2153559.3879 | 2651615.0883 |  | 0 | 27452.552 | 470603.1484 | 0 | 228960.8594 | 727016.5598
|  |  | 0 | 0 | C4 | 0 | 0 | 0 | 0 | 0 | 0 | 0 | 0 | 0 | 0 | 0 | 0 | 0 | 0 | 0 | 0 | 0 | 0 | 0 | 0 | 0 | 0 | 0 | 0 | 0 | 0 | 0 | 0 | 0 | 0 | 0 | 0 | 0 | 0 | 0 | 0 |  |  | C4 | 0.59691 | 0.88874 | 1.5714 | 2.5449 | 5.9692 | C4 | 30883.1 | 30883.1 | 30883.1 | 30883.1 | 30883.1 | C4 | 18434.5374 | 27447.0625 | 48528.8963 | 78593.1418 | 184348.5181 | C4 | 0 | 0 | 0 | 0 | 0 | 0 |  | 0 | 0 | 0 | 0 | 0 | 0 |  | 0 | 0 | 0 | 0 | 0 | 0 |  | 0 | 0 | 0 | 0 | 0 | 0 |  | 0 | 0 | 0 | 0 | 0 | 0 |  | 0 | 0 | 0 | 0 | 0 | 0
|  |  | 56.1833 | 36.5833 |  | 4.358 | 8.3433 | 22.985 | 4.322 | 16.175 |  | 4.358 | 8.3433 | 22.985 | 4.322 | 16.175 |  | 0 | 0 | -1.2 | -3.2 | -5.4 |  | 0.745 | 10.6293 | 23.747 | 4.85 | 16.212 |  | 0 | 0 | 0 | -1.2 | -18.4 |  | 0.745 | 5.28 | 27.7693 | 1.327 | 21.062 | [22 empty] | 22788.7752 | 100377.7503 | 592419.4133 | 195099.6153 | 1750831.6154 | 2661517.1694 |  | 22788.7752 | 100377.7503 | 592419.4133 | 195099.6153 | 1750831.6154 | 2661517.1694 |  | 4139.6597 | 113575.3959 | 601727.2556 | 219997.9226 | 1754924.1525 | 2694364.3863 |  | 4139.6597 | 113575.3959 | 566786.4503 | 69099.0903 | 1176069.8058 | 1929670.402 |  | 4139.6597 | 55219.0983 | 679147.345 | 41717.2397 | 2270952.5242 | 3051175.867 |  | 4139.6597 | 55219.0983 | 679147.345 | 3992.5316 | 272614.5885 | 1015113.2232
| 132kV UG Cable (Non Pressurised) |  | 0 | 0 | C1 | 0 | 0 | 0 | 0 | 0 | 0 | 0 | 0 | 0 | 0 | 0 | 0 | 0 | 0 | 0 | 0 | 0 | 0 | 0 | 0 | 0 | 0 | 0 | 0 | 0 | 0 | 0 | 0 | 0 | 0 | 0 | 0 | 0 | 0 | 0 | 0 |  |  | C1 | 0.018753 | 0.027922 | 0.049368 | 0.079952 | 0.18754 | C1 | 72297.974 | 72297.974 | 72297.974 | 72297.974 | 72297.974 | C1 | 1355.8253 | 2018.6795 | 3569.2085 | 5780.3769 | 13558.4847 | C1 | 0 | 0 | 0 | 0 | 0 | 0 |  | 0 | 0 | 0 | 0 | 0 | 0 |  | 0 | 0 | 0 | 0 | 0 | 0 |  | 0 | 0 | 0 | 0 | 0 | 0 |  | 0 | 0 | 0 | 0 | 0 | 0 |  | 0 | 0 | 0 | 0 | 0 | 0
|  |  | 38.477 | 58.077 | C2 | 17.118 | 18.74 | 0 | 0 | 2.619 | 38.477 | 17.118 | 18.74 | 0 | 0 | 2.619 | 38.477 | 9.8 | 0 | 0 | 0 | 0 | 9.8 | 17.118 | 0 | 18.74 | 0 | 2.619 | 38.477 | 19.6 | 0 | 0 | 0 | 0 | 19.6 | 17.118 | 0 | 18.74 | 0 | 2.619 | 38.477 |  |  | C2 | 0.018753 | 0.027922 | 0.049368 | 0.079952 | 0.18754 | C2 | 103282.82 | 103282.82 | 103282.82 | 103282.82 | 103282.82 | C2 | 1936.8934 | 2883.8279 | 5098.8693 | 8257.6812 | 19369.2638 | C2 | 33155.7404 | 54042.9345 | 0 | 0 | 50728.102 | 137926.7768 |  | 33155.7404 | 54042.9345 | 0 | 0 | 50728.102 | 137926.7768 |  | 33155.7404 | 0 | 95552.8103 | 0 | 50728.102 | 179436.6527 |  | 52137.2953 | 0 | 95552.8103 | 0 | 50728.102 | 198418.2076 |  | 33155.7404 | 0 | 95552.8103 | 0 | 50728.102 | 179436.6527 |  | 71118.8501 | 0 | 95552.8103 | 0 | 50728.102 | 217399.7624
|  |  | 0 | 0 | C3 | 0 | 0 | 0 | 0 | 0 | 0 | 0 | 0 | 0 | 0 | 0 | 0 | 0 | 0 | 0 | 0 | 0 | 0 | 0 | 0 | 0 | 0 | 0 | 0 | 0 | 0 | 0 | 0 | 0 | 0 | 0 | 0 | 0 | 0 | 0 | 0 |  |  | C3 | 0.018753 | 0.027922 | 0.049368 | 0.079952 | 0.18754 | C3 | 154924.23 | 154924.23 | 154924.23 | 154924.23 | 154924.23 | C3 | 2905.34 | 4325.7418 | 7648.3039 | 12386.5219 | 29053.8957 | C3 | 0 | 0 | 0 | 0 | 0 | 0 |  | 0 | 0 | 0 | 0 | 0 | 0 |  | 0 | 0 | 0 | 0 | 0 | 0 |  | 0 | 0 | 0 | 0 | 0 | 0 |  | 0 | 0 | 0 | 0 | 0 | 0 |  | 0 | 0 | 0 | 0 | 0 | 0
|  |  | 0 | 0 | C4 | 0 | 0 | 0 | 0 | 0 | 0 | 0 | 0 | 0 | 0 | 0 | 0 | 0 | 0 | 0 | 0 | 0 | 0 | 0 | 0 | 0 | 0 | 0 | 0 | 0 | 0 | 0 | 0 | 0 | 0 | 0 | 0 | 0 | 0 | 0 | 0 |  |  | C4 | 0.018753 | 0.027922 | 0.049368 | 0.079952 | 0.18754 | C4 | 258207.05 | 258207.05 | 258207.05 | 258207.05 | 258207.05 | C4 | 4842.2334 | 7209.5697 | 12747.1732 | 20644.2031 | 48423.1596 | C4 | 0 | 0 | 0 | 0 | 0 | 0 |  | 0 | 0 | 0 | 0 | 0 | 0 |  | 0 | 0 | 0 | 0 | 0 | 0 |  | 0 | 0 | 0 | 0 | 0 | 0 |  | 0 | 0 | 0 | 0 | 0 | 0 |  | 0 | 0 | 0 | 0 | 0 | 0
|  |  | 38.477 | 58.077 |  | 17.118 | 18.74 | 0 | 0 | 2.619 |  | 17.118 | 18.74 | 0 | 0 | 2.619 |  | 9.8 | 0 | 0 | 0 | 0 |  | 17.118 | 0 | 18.74 | 0 | 2.619 |  | 19.6 | 0 | 0 | 0 | 0 |  | 17.118 | 0 | 18.74 | 0 | 2.619 | [22 empty] | 33155.7404 | 54042.9345 | 0 | 0 | 50728.102 | 137926.7768 |  | 33155.7404 | 54042.9345 | 0 | 0 | 50728.102 | 137926.7768 |  | 33155.7404 | 0 | 95552.8103 | 0 | 50728.102 | 179436.6527 |  | 52137.2953 | 0 | 95552.8103 | 0 | 50728.102 | 198418.2076 |  | 33155.7404 | 0 | 95552.8103 | 0 | 50728.102 | 179436.6527 |  | 71118.8501 | 0 | 95552.8103 | 0 | 50728.102 | 217399.7624
| 132kV OHL Support - Tower |  | 0 | 0 | C1 | 0 | 0 | 0 | 0 | 0 | 0 | 0 | 0 | 0 | 0 | 0 | 0 | 0 | 0 | 0 | 0 | 0 | 0 | 0 | 0 | 0 | 0 | 0 | 0 | 0 | 0 | 0 | 0 | 0 | 0 | 0 | 0 | 0 | 0 | 0 | 0 |  |  | C1 | 0.015533 | 0.023127 | 0.04089 | 0.066222 | 0.15533 | C1 | 11803.337 | 11803.337 | 11803.337 | 11803.337 | 11803.337 | C1 | 183.3382 | 272.9711 | 482.6377 | 781.6376 | 1833.4136 | C1 | 0 | 0 | 0 | 0 | 0 | 0 |  | 0 | 0 | 0 | 0 | 0 | 0 |  | 0 | 0 | 0 | 0 | 0 | 0 |  | 0 | 0 | 0 | 0 | 0 | 0 |  | 0 | 0 | 0 | 0 | 0 | 0 |  | 0 | 0 | 0 | 0 | 0 | 0
|  |  | 1038 | 1038 | C2 | 411 | 81 | 546 | 0 | 0 | 1038 | 411 | 81 | 546 | 0 | 0 | 1038 | 0 | 217 | -217 | 0 | 0 | 0 | 405 | 78 | 555 | 0 | 0 | 1038 | 0 | 350 | -350 | 0 | 0 | 0 | 228 | 177 | 633 | 0 | 0 | 1038 |  |  | C2 | 0.015533 | 0.023127 | 0.04089 | 0.066222 | 0.15533 | C2 | 16861.91 | 16861.91 | 16861.91 | 16861.91 | 16861.91 | C2 | 261.9118 | 389.9587 | 689.4824 | 1116.6251 | 2619.1623 | C2 | 107645.7329 | 31586.6555 | 376457.3746 | 0 | 0 | 515689.763 |  | 107645.7329 | 31586.6555 | 376457.3746 | 0 | 0 | 515689.763 |  | 106074.2623 | 30416.7793 | 382662.716 | 0 | 0 | 519153.7577 |  | 106074.2623 | 115037.8193 | 233045.0414 | 0 | 0 | 454157.1231 |  | 59715.881 | 69022.6916 | 436442.3409 | 0 | 0 | 565180.9135 |  | 59715.881 | 205508.2398 | 195123.511 | 0 | 0 | 460347.6319
|  |  | 123 | 123 | C3 | 80 | 0 | 43 | 0 | 0 | 123 | 80 | 0 | 43 | 0 | 0 | 123 | 0 | 0 | 0 | 0 | 0 | 0 | 80 | 0 | 43 | 0 | 0 | 123 | 0 | 0 | 0 | 0 | 0 | 0 | 38 | 22 | 63 | 0 | 0 | 123 |  |  | C3 | 0.015533 | 0.023127 | 0.04089 | 0.066222 | 0.15533 | C3 | 25292.865 | 25292.865 | 25292.865 | 25292.865 | 25292.865 | C3 | 392.8676 | 584.9381 | 1034.2236 | 1674.9377 | 3928.7434 | C3 | 31429.4111 | 0 | 44471.6129 | 0 | 0 | 75901.024 |  | 31429.4111 | 0 | 44471.6129 | 0 | 0 | 75901.024 |  | 31429.4111 | 0 | 44471.6129 | 0 | 0 | 75901.024 |  | 31429.4111 | 0 | 44471.6129 | 0 | 0 | 75901.024 |  | 14928.9703 | 12868.6374 | 65156.0841 | 0 | 0 | 92953.6917 |  | 14928.9703 | 12868.6374 | 65156.0841 | 0 | 0 | 92953.6917
|  |  | 0 | 0 | C4 | 0 | 0 | 0 | 0 | 0 | 0 | 0 | 0 | 0 | 0 | 0 | 0 | 0 | 0 | 0 | 0 | 0 | 0 | 0 | 0 | 0 | 0 | 0 | 0 | 0 | 0 | 0 | 0 | 0 | 0 | 0 | 0 | 0 | 0 | 0 | 0 |  |  | C4 | 0.015533 | 0.023127 | 0.04089 | 0.066222 | 0.15533 | C4 | 42154.775 | 42154.775 | 42154.775 | 42154.775 | 42154.775 | C4 | 654.7794 | 974.8968 | 1723.7059 | 2791.5629 | 6547.9056 | C4 | 0 | 0 | 0 | 0 | 0 | 0 |  | 0 | 0 | 0 | 0 | 0 | 0 |  | 0 | 0 | 0 | 0 | 0 | 0 |  | 0 | 0 | 0 | 0 | 0 | 0 |  | 0 | 0 | 0 | 0 | 0 | 0 |  | 0 | 0 | 0 | 0 | 0 | 0
|  |  | 1161 | 1161 |  | 491 | 81 | 589 | 0 | 0 |  | 491 | 81 | 589 | 0 | 0 |  | 0 | 217 | -217 | 0 | 0 |  | 485 | 78 | 598 | 0 | 0 |  | 0 | 350 | -350 | 0 | 0 |  | 266 | 199 | 696 | 0 | 0 | [22 empty] | 139075.144 | 31586.6555 | 420928.9876 | 0 | 0 | 591590.787 |  | 139075.144 | 31586.6555 | 420928.9876 | 0 | 0 | 591590.787 |  | 137503.6734 | 30416.7793 | 427134.3289 | 0 | 0 | 595054.7817 |  | 137503.6734 | 115037.8193 | 277516.6544 | 0 | 0 | 530058.1471 |  | 74644.8513 | 81891.329 | 501598.425 | 0 | 0 | 658134.6053 |  | 74644.8513 | 218376.8772 | 260279.5951 | 0 | 0 | 553301.3236
| 132kV OHL Fittings |  | 195 | 195 | C1 | 187 | 0 | 0 | 1 | 7 | 195 | 187 | 0 | 0 | 1 | 7 | 195 | 0 | 0 | 0 | 0 | 0 | 0 | 187 | 0 | 0 | 0 | 8 | 195 | 0 | 0 | 0 | 0 | 0 | 0 | 187 | 0 | 0 | 0 | 8 | 195 |  | 0 | C1 | 0.002736 | 0.0040737 | 0.0072026 | 0.011665 | 0.027361 | C1 | 2329.649 | 2329.649 | 2329.649 | 2329.649 | 2329.649 | C1 | 6.374 | 9.4902 | 16.7796 | 27.1748 | 63.7413 | C1 | 1191.9418 | 0 | 0 | 27.1748 | 446.189 | 1665.3056 |  | 1191.9418 | 0 | 0 | 27.1748 | 446.189 | 1665.3056 |  | 1191.9418 | 0 | 0 | 0 | 509.9303 | 1701.8722 |  | 1191.9418 | 0 | 0 | 0 | 509.9303 | 1701.8722 |  | 1191.9418 | 0 | 0 | 0 | 509.9303 | 1701.8722 |  | 1191.9418 | 0 | 0 | 0 | 509.9303 | 1701.8722
|  |  | 1976 | 1976 | C2 | 1145 | 73 | 196 | 76 | 486 | 1976 | 1145 | 73 | 196 | 76 | 486 | 1976 | 300 | 0 | 0 | 0 | -300 | 0 | 1145 | 69 | 94 | 108 | 560 | 1976 | 465 | 0 | -18 | -127 | -320 | 0 | 1143 | 2 | 65 | 127 | 639 | 1976 |  |  | C2 | 0.002736 | 0.0040737 | 0.0072026 | 0.011665 | 0.027361 | C2 | 3328.07 | 3328.07 | 3328.07 | 3328.07 | 3328.07 | C2 | 9.1057 | 13.5575 | 23.9709 | 38.8211 | 91.059 | C2 | 10426.0763 | 989.6962 | 4698.2882 | 2950.4035 | 44254.6681 | 63319.1324 |  | 10426.0763 | 989.6962 | 4698.2882 | 2950.4035 | 44254.6681 | 63319.1324 |  | 10426.0763 | 935.4663 | 2253.2607 | 4192.6786 | 50993.0333 | 68800.5151 |  | 13157.7994 | 935.4663 | 2253.2607 | 4192.6786 | 23675.3369 | 44214.5418 |  | 10407.8648 | 27.115 | 1558.1058 | 4930.2795 | 58186.6933 | 75110.0584 |  | 14642.0356 | 27.115 | 1126.6303 | 0 | 29047.8172 | 44843.598
|  |  | 151 | 151 | C3 | 51 | 10 | 25 | 1 | 64 | 151 | 51 | 10 | 25 | 1 | 64 | 151 | 20 | -6 | 0 | -14 | 0 | 0 | 51 | 10 | 10 | 15 | 65 | 151 | 37 | 0 | -4 | -6 | -27 | 0 | 51 | 0 | 10 | 21 | 69 | 151 |  |  | C3 | 0.002736 | 0.0040737 | 0.0072026 | 0.011665 | 0.027361 | C3 | 4992.105 | 4992.105 | 4992.105 | 4992.105 | 4992.105 | C3 | 13.6586 | 20.3362 | 35.9563 | 58.2316 | 136.5885 | C3 | 696.5894 | 203.3622 | 898.9072 | 58.2316 | 8741.6628 | 10598.7533 |  | 696.5894 | 203.3622 | 898.9072 | 58.2316 | 8741.6628 | 10598.7533 |  | 696.5894 | 203.3622 | 359.5629 | 873.4747 | 8878.2513 | 11011.2405 |  | 969.7617 | 81.3449 | 359.5629 | 58.2316 | 8878.2513 | 10347.1524 |  | 696.5894 | 0 | 359.5629 | 1222.8646 | 9424.6053 | 11703.6221 |  | 1201.9581 | 0 | 215.7377 | 873.4747 | 5736.7162 | 8027.8868
|  |  | 0 | 0 | C4 | 0 | 0 | 0 | 0 | 0 | 0 | 0 | 0 | 0 | 0 | 0 | 0 | 0 | 0 | 0 | 0 | 0 | 0 | 0 | 0 | 0 | 0 | 0 | 0 | 0 | 0 | 0 | 0 | 0 | 0 | 0 | 0 | 0 | 0 | 0 | 0 |  |  | C4 | 0.002736 | 0.0040737 | 0.0072026 | 0.011665 | 0.027361 | C4 | 8320.175 | 8320.175 | 8320.175 | 8320.175 | 8320.175 | C4 | 22.7644 | 33.8937 | 59.9271 | 97.0527 | 227.6475 | C4 | 0 | 0 | 0 | 0 | 0 | 0 |  | 0 | 0 | 0 | 0 | 0 | 0 |  | 0 | 0 | 0 | 0 | 0 | 0 |  | 0 | 0 | 0 | 0 | 0 | 0 |  | 0 | 0 | 0 | 0 | 0 | 0 |  | 0 | 0 | 0 | 0 | 0 | 0
|  |  | 2322 | 2322 |  | 1383 | 83 | 221 | 78 | 557 |  | 1383 | 83 | 221 | 78 | 557 |  | 320 | -6 | 0 | -14 | -300 |  | 1383 | 79 | 104 | 123 | 633 |  | 502 | 0 | -22 | -133 | -347 |  | 1381 | 2 | 75 | 148 | 716 | [22 empty] | 12314.6075 | 1193.0584 | 5597.1954 | 3035.8099 | 53442.52 | 75583.1913 |  | 12314.6075 | 1193.0584 | 5597.1954 | 3035.8099 | 53442.52 | 75583.1913 |  | 12314.6075 | 1138.8285 | 2612.8235 | 5066.1533 | 60381.2149 | 81513.6278 |  | 15319.5029 | 1016.8112 | 2612.8235 | 4250.9103 | 33063.5185 | 56263.5664 |  | 12296.396 | 27.115 | 1917.6687 | 6153.1441 | 68121.2289 | 88515.5526 |  | 17035.9355 | 27.115 | 1342.3681 | 873.4747 | 35294.4637 | 54573.357
| 132kV OHL (Tower Line) Conductor |  | 56.1 | 56.1 | C1 | 55.7 | 0 | 0 | 0 | 0.4 | 56.1 | 55.7 | 0 | 0 | 0 | 0.4 | 56.1 | 0 | 0 | 0 | 0 | 0 | 0 | 54 | 1.7 | 0 | 0 | 0.4 | 56.1 | 0 | 0 | 0 | 0 | 0 | 0 | 54 | 1.7 | 0 | 0 | 0.4 | 56.1 |  |  | C1 | 0.00228 | 0.0033947 | 0.0060022 | 0.0097206 | 0.022801 | C1 | 18326.238 | 18326.238 | 18326.238 | 18326.238 | 18326.238 | C1 | 41.7845 | 62.2126 | 109.9976 | 178.1425 | 417.852 | C1 | 2327.3957 | 0 | 0 | 0 | 167.1408 | 2494.5365 |  | 2327.3957 | 0 | 0 | 0 | 167.1408 | 2494.5365 |  | 2256.3621 | 105.7615 | 0 | 0 | 167.1408 | 2529.2644 |  | 2256.3621 | 105.7615 | 0 | 0 | 167.1408 | 2529.2644 |  | 2256.3621 | 105.7615 | 0 | 0 | 167.1408 | 2529.2644 |  | 2256.3621 | 105.7615 | 0 | 0 | 167.1408 | 2529.2644
|  |  | 425.1 | 425.1 | C2 | 245.4 | 154.5 | 23.3 | 1.9 | 0 | 425.1 | 245.4 | 154.5 | 23.3 | 1.9 | 0 | 425.1 | 0 | 0 | 0 | 0 | 0 | 0 | 196.4 | 138.2 | 86.2 | 4.3 | 0 | 425.1 | 0 | 0 | 0 | 0 | 0 | 0 | 113.4 | 183.5 | 96.5 | 29.4 | 2.3 | 425.1 |  |  | C2 | 0.00228 | 0.0033947 | 0.0060022 | 0.0097206 | 0.022801 | C2 | 26180.34 | 26180.34 | 26180.34 | 26180.34 | 26180.34 | C2 | 59.6921 | 88.8752 | 157.1394 | 254.4892 | 596.9314 | C2 | 14648.446 | 13731.2195 | 3661.3487 | 483.5295 | 0 | 32524.5437 |  | 14648.446 | 13731.2195 | 3661.3487 | 483.5295 | 0 | 32524.5437 |  | 11723.5322 | 12282.5536 | 13545.4187 | 1094.3037 | 0 | 38645.8081 |  | 11723.5322 | 12282.5536 | 13545.4187 | 1094.3037 | 0 | 38645.8081 |  | 6769.0863 | 16308.6005 | 15163.9548 | 7481.9833 | 1372.9422 | 47096.567 |  | 6769.0863 | 16308.6005 | 15163.9548 | 7481.9833 | 1372.9422 | 47096.567
|  |  | 99.5 | 99.5 | C3 | 69.7 | 27.6 | 2.2 | 0 | 0 | 99.5 | 69.7 | 27.6 | 2.2 | 0 | 0 | 99.5 | 0 | 0 | 0 | 0 | 0 | 0 | 59.9 | 30.8 | 8.8 | 0 | 0 | 99.5 | 0 | 0 | 0 | 0 | 0 | 0 | 33.3 | 47.4 | 14.3 | 4.6 | 0 | 99.6 |  |  | C3 | 0.00228 | 0.0033947 | 0.0060022 | 0.0097206 | 0.022801 | C3 | 39270.51 | 39270.51 | 39270.51 | 39270.51 | 39270.51 | C3 | 89.5382 | 133.3128 | 235.7091 | 381.7338 | 895.3971 | C3 | 6240.8111 | 3679.4336 | 518.5601 | 0 | 0 | 10438.8047 |  | 6240.8111 | 3679.4336 | 518.5601 | 0 | 0 | 10438.8047 |  | 5363.3369 | 4106.0346 | 2074.2404 | 0 | 0 | 11543.6119 |  | 5363.3369 | 4106.0346 | 2074.2404 | 0 | 0 | 11543.6119 |  | 2981.6214 | 6319.0272 | 3370.6407 | 1755.9757 | 0 | 14427.2649 |  | 2981.6214 | 6319.0272 | 3370.6407 | 1755.9757 | 0 | 14427.2649
|  |  | 0 | 0 | C4 | 0 | 0 | 0 | 0 | 0 | 0 | 0 | 0 | 0 | 0 | 0 | 0 | 0 | 0 | 0 | 0 | 0 | 0 | 0 | 0 | 0 | 0 | 0 | 0 | 0 | 0 | 0 | 0 | 0 | 0 | 0 | 0 | 0 | 0 | 0 | 0 |  |  | C4 | 0.00228 | 0.0033947 | 0.0060022 | 0.0097206 | 0.022801 | C4 | 65450.85 | 65450.85 | 65450.85 | 65450.85 | 65450.85 | C4 | 149.2303 | 222.188 | 392.8486 | 636.2231 | 1492.3284 | C4 | 0 | 0 | 0 | 0 | 0 | 0 |  | 0 | 0 | 0 | 0 | 0 | 0 |  | 0 | 0 | 0 | 0 | 0 | 0 |  | 0 | 0 | 0 | 0 | 0 | 0 |  | 0 | 0 | 0 | 0 | 0 | 0 |  | 0 | 0 | 0 | 0 | 0 | 0
|  |  | 580.7 | 580.7 |  | 370.8 | 182.1 | 25.5 | 1.9 | 0.4 |  | 370.8 | 182.1 | 25.5 | 1.9 | 0.4 |  | 0 | 0 | 0 | 0 | 0 |  | 310.3 | 170.7 | 95 | 4.3 | 0.4 |  | 0 | 0 | 0 | 0 | 0 |  | 200.7 | 232.6 | 110.8 | 34 | 2.7 | [22 empty] | 23216.6528 | 17410.653 | 4179.9088 | 483.5295 | 167.1408 | 45457.8849 |  | 23216.6528 | 17410.653 | 4179.9088 | 483.5295 | 167.1408 | 45457.8849 |  | 19343.2312 | 16494.3496 | 15619.6591 | 1094.3037 | 167.1408 | 52718.6844 |  | 19343.2312 | 16494.3496 | 15619.6591 | 1094.3037 | 167.1408 | 52718.6844 |  | 12007.0698 | 22733.3892 | 18534.5955 | 9237.9589 | 1540.0829 | 64053.0963 |  | 12007.0698 | 22733.3892 | 18534.5955 | 9237.9589 | 1540.0829 | 64053.0963
| [Please insert new asset category as required] |  | 0 | 0 | C1 | 0 | 0 | 0 | 0 | 0 | 0 | 0 | 0 | 0 | 0 | 0 | 0 | 0 | 0 | 0 | 0 | 0 | 0 | 0 | 0 | 0 | 0 | 0 | 0 | 0 | 0 | 0 | 0 | 0 | 0 | 0 | 0 | 0 | 0 | 0 | 0 |  |  | C1 | 0 | 0 | 0 | 0 | 0 | C1 | 0 | 0 | 0 | 0 | 0 | C1 | [5 empty] | C1 | [5 empty] | 0 | [6 empty] | 0 | [6 empty] | 0 | [6 empty] | 0 | [6 empty] | 0 | [6 empty] | 0
|  |  | 0 | 0 | C2 | 0 | 0 | 0 | 0 | 0 | 0 | 0 | 0 | 0 | 0 | 0 | 0 | 0 | 0 | 0 | 0 | 0 | 0 | 0 | 0 | 0 | 0 | 0 | 0 | 0 | 0 | 0 | 0 | 0 | 0 | 0 | 0 | 0 | 0 | 0 | 0 |  |  | C2 | 0 | 0 | 0 | 0 | 0 | C2 | 0 | 0 | 0 | 0 | 0 | C2 | [5 empty] | C2 | [5 empty] | 0 | [6 empty] | 0 | [6 empty] | 0 | [6 empty] | 0 | [6 empty] | 0 | [6 empty] | 0
|  |  | 0 | 0 | C3 | 0 | 0 | 0 | 0 | 0 | 0 | 0 | 0 | 0 | 0 | 0 | 0 | 0 | 0 | 0 | 0 | 0 | 0 | 0 | 0 | 0 | 0 | 0 | 0 | 0 | 0 | 0 | 0 | 0 | 0 | 0 | 0 | 0 | 0 | 0 | 0 |  |  | C3 | 0 | 0 | 0 | 0 | 0 | C3 | 0 | 0 | 0 | 0 | 0 | C3 | [5 empty] | C3 | [5 empty] | 0 | [6 empty] | 0 | [6 empty] | 0 | [6 empty] | 0 | [6 empty] | 0 | [6 empty] | 0
|  |  | 0 | 0 | C4 | 0 | 0 | 0 | 0 | 0 | 0 | 0 | 0 | 0 | 0 | 0 | 0 | 0 | 0 | 0 | 0 | 0 | 0 | 0 | 0 | 0 | 0 | 0 | 0 | 0 | 0 | 0 | 0 | 0 | 0 | 0 | 0 | 0 | 0 | 0 | 0 |  |  | C4 | 0 | 0 | 0 | 0 | 0 | C4 | 0 | 0 | 0 | 0 | 0 | C4 | [5 empty] | C4 | [5 empty] | 0 | [6 empty] | 0 | [6 empty] | 0 | [6 empty] | 0 | [6 empty] | 0 | [6 empty] | 0
|  |  | 0 | 0 |  | 0 | 0 | 0 | 0 | 0 |  | 0 | 0 | 0 | 0 | 0 |  | 0 | 0 | 0 | 0 | 0 |  | 0 | 0 | 0 | 0 | 0 |  | 0 | 0 | 0 | 0 | 0 |  | 0 | 0 | 0 | 0 | 0 | [22 empty] | 0 | 0 | 0 | 0 | 0 | 0 |  | 0 | 0 | 0 | 0 | 0 | 0 |  | 0 | 0 | 0 | 0 | 0 | 0 |  | 0 | 0 | 0 | 0 | 0 | 0 |  | 0 | 0 | 0 | 0 | 0 | 0 |  | 0 | 0 | 0 | 0 | 0 | 0
| [Please insert new asset category as required] |  | 0 | 0 | C1 | 0 | 0 | 0 | 0 | 0 | 0 | 0 | 0 | 0 | 0 | 0 | 0 | 0 | 0 | 0 | 0 | 0 | 0 | 0 | 0 | 0 | 0 | 0 | 0 | 0 | 0 | 0 | 0 | 0 | 0 | 0 | 0 | 0 | 0 | 0 | 0 |  |  | C1 | 0 | 0 | 0 | 0 | 0 | C1 | 0 | 0 | 0 | 0 | 0 | C1 | [5 empty] | C1 | [5 empty] | 0 | [6 empty] | 0 | [6 empty] | 0 | [6 empty] | 0 | [6 empty] | 0 | [6 empty] | 0
|  |  | 0 | 0 | C2 | 0 | 0 | 0 | 0 | 0 | 0 | 0 | 0 | 0 | 0 | 0 | 0 | 0 | 0 | 0 | 0 | 0 | 0 | 0 | 0 | 0 | 0 | 0 | 0 | 0 | 0 | 0 | 0 | 0 | 0 | 0 | 0 | 0 | 0 | 0 | 0 |  |  | C2 | 0 | 0 | 0 | 0 | 0 | C2 | 0 | 0 | 0 | 0 | 0 | C2 | [5 empty] | C2 | [5 empty] | 0 | [6 empty] | 0 | [6 empty] | 0 | [6 empty] | 0 | [6 empty] | 0 | [6 empty] | 0
|  |  | 0 | 0 | C3 | 0 | 0 | 0 | 0 | 0 | 0 | 0 | 0 | 0 | 0 | 0 | 0 | 0 | 0 | 0 | 0 | 0 | 0 | 0 | 0 | 0 | 0 | 0 | 0 | 0 | 0 | 0 | 0 | 0 | 0 | 0 | 0 | 0 | 0 | 0 | 0 |  |  | C3 | 0 | 0 | 0 | 0 | 0 | C3 | 0 | 0 | 0 | 0 | 0 | C3 | [5 empty] | C3 | [5 empty] | 0 | [6 empty] | 0 | [6 empty] | 0 | [6 empty] | 0 | [6 empty] | 0 | [6 empty] | 0
|  |  | 0 | 0 | C4 | 0 | 0 | 0 | 0 | 0 | 0 | 0 | 0 | 0 | 0 | 0 | 0 | 0 | 0 | 0 | 0 | 0 | 0 | 0 | 0 | 0 | 0 | 0 | 0 | 0 | 0 | 0 | 0 | 0 | 0 | 0 | 0 | 0 | 0 | 0 | 0 |  |  | C4 | 0 | 0 | 0 | 0 | 0 | C4 | 0 | 0 | 0 | 0 | 0 | C4 | [5 empty] | C4 | [5 empty] | 0 | [6 empty] | 0 | [6 empty] | 0 | [6 empty] | 0 | [6 empty] | 0 | [6 empty] | 0
|  |  | 0 | 0 |  | 0 | 0 | 0 | 0 | 0 |  | 0 | 0 | 0 | 0 | 0 |  | 0 | 0 | 0 | 0 | 0 |  | 0 | 0 | 0 | 0 | 0 |  | 0 | 0 | 0 | 0 | 0 |  | 0 | 0 | 0 | 0 | 0 | [22 empty] | 0 | 0 | 0 | 0 | 0 | 0 |  | 0 | 0 | 0 | 0 | 0 | 0 |  | 0 | 0 | 0 | 0 | 0 | 0 |  | 0 | 0 | 0 | 0 | 0 | 0 |  | 0 | 0 | 0 | 0 | 0 | 0 |  | 0 | 0 | 0 | 0 | 0 | 0
| [Please insert new asset category as required] |  | 0 | 0 | C1 | 0 | 0 | 0 | 0 | 0 | 0 | 0 | 0 | 0 | 0 | 0 | 0 | 0 | 0 | 0 | 0 | 0 | 0 | 0 | 0 | 0 | 0 | 0 | 0 | 0 | 0 | 0 | 0 | 0 | 0 | 0 | 0 | 0 | 0 | 0 | 0 |  |  | C1 | 0 | 0 | 0 | 0 | 0 | C1 | 0 | 0 | 0 | 0 | 0 | C1 | [5 empty] | C1 | [5 empty] | 0 | [6 empty] | 0 | [6 empty] | 0 | [6 empty] | 0 | [6 empty] | 0 | [6 empty] | 0
|  |  | 0 | 0 | C2 | 0 | 0 | 0 | 0 | 0 | 0 | 0 | 0 | 0 | 0 | 0 | 0 | 0 | 0 | 0 | 0 | 0 | 0 | 0 | 0 | 0 | 0 | 0 | 0 | 0 | 0 | 0 | 0 | 0 | 0 | 0 | 0 | 0 | 0 | 0 | 0 |  |  | C2 | 0 | 0 | 0 | 0 | 0 | C2 | 0 | 0 | 0 | 0 | 0 | C2 | [5 empty] | C2 | [5 empty] | 0 | [6 empty] | 0 | [6 empty] | 0 | [6 empty] | 0 | [6 empty] | 0 | [6 empty] | 0
|  |  | 0 | 0 | C3 | 0 | 0 | 0 | 0 | 0 | 0 | 0 | 0 | 0 | 0 | 0 | 0 | 0 | 0 | 0 | 0 | 0 | 0 | 0 | 0 | 0 | 0 | 0 | 0 | 0 | 0 | 0 | 0 | 0 | 0 | 0 | 0 | 0 | 0 | 0 | 0 |  |  | C3 | 0 | 0 | 0 | 0 | 0 | C3 | 0 | 0 | 0 | 0 | 0 | C3 | [5 empty] | C3 | [5 empty] | 0 | [6 empty] | 0 | [6 empty] | 0 | [6 empty] | 0 | [6 empty] | 0 | [6 empty] | 0
|  |  | 0 | 0 | C4 | 0 | 0 | 0 | 0 | 0 | 0 | 0 | 0 | 0 | 0 | 0 | 0 | 0 | 0 | 0 | 0 | 0 | 0 | 0 | 0 | 0 | 0 | 0 | 0 | 0 | 0 | 0 | 0 | 0 | 0 | 0 | 0 | 0 | 0 | 0 | 0 |  |  | C4 | 0 | 0 | 0 | 0 | 0 | C4 | 0 | 0 | 0 | 0 | 0 | C4 | [5 empty] | C4 | [5 empty] | 0 | [6 empty] | 0 | [6 empty] | 0 | [6 empty] | 0 | [6 empty] | 0 | [6 empty] | 0
|  |  | 0 | 0 |  | 0 | 0 | 0 | 0 | 0 |  | 0 | 0 | 0 | 0 | 0 |  | 0 | 0 | 0 | 0 | 0 |  | 0 | 0 | 0 | 0 | 0 |  | 0 | 0 | 0 | 0 | 0 |  | 0 | 0 | 0 | 0 | 0 | [22 empty] | 0 | 0 | 0 | 0 | 0 | 0 |  | 0 | 0 | 0 | 0 | 0 | 0 |  | 0 | 0 | 0 | 0 | 0 | 0 |  | 0 | 0 | 0 | 0 | 0 | 0 |  | 0 | 0 | 0 | 0 | 0 | 0 |  | 0 | 0 | 0 | 0 | 0 | 0
| [Please insert new asset category as required] |  | 0 | 0 | C1 | 0 | 0 | 0 | 0 | 0 | 0 | 0 | 0 | 0 | 0 | 0 | 0 | 0 | 0 | 0 | 0 | 0 | 0 | 0 | 0 | 0 | 0 | 0 | 0 | 0 | 0 | 0 | 0 | 0 | 0 | 0 | 0 | 0 | 0 | 0 | 0 |  |  | C1 | 0 | 0 | 0 | 0 | 0 | C1 | 0 | 0 | 0 | 0 | 0 | C1 | [5 empty] | C1 | [5 empty] | 0 | [6 empty] | 0 | [6 empty] | 0 | [6 empty] | 0 | [6 empty] | 0 | [6 empty] | 0
|  |  | 0 | 0 | C2 | 0 | 0 | 0 | 0 | 0 | 0 | 0 | 0 | 0 | 0 | 0 | 0 | 0 | 0 | 0 | 0 | 0 | 0 | 0 | 0 | 0 | 0 | 0 | 0 | 0 | 0 | 0 | 0 | 0 | 0 | 0 | 0 | 0 | 0 | 0 | 0 |  |  | C2 | 0 | 0 | 0 | 0 | 0 | C2 | 0 | 0 | 0 | 0 | 0 | C2 | [5 empty] | C2 | [5 empty] | 0 | [6 empty] | 0 | [6 empty] | 0 | [6 empty] | 0 | [6 empty] | 0 | [6 empty] | 0
|  |  | 0 | 0 | C3 | 0 | 0 | 0 | 0 | 0 | 0 | 0 | 0 | 0 | 0 | 0 | 0 | 0 | 0 | 0 | 0 | 0 | 0 | 0 | 0 | 0 | 0 | 0 | 0 | 0 | 0 | 0 | 0 | 0 | 0 | 0 | 0 | 0 | 0 | 0 | 0 |  |  | C3 | 0 | 0 | 0 | 0 | 0 | C3 | 0 | 0 | 0 | 0 | 0 | C3 | [5 empty] | C3 | [5 empty] | 0 | [6 empty] | 0 | [6 empty] | 0 | [6 empty] | 0 | [6 empty] | 0 | [6 empty] | 0
|  |  | 0 | 0 | C4 | 0 | 0 | 0 | 0 | 0 | 0 | 0 | 0 | 0 | 0 | 0 | 0 | 0 | 0 | 0 | 0 | 0 | 0 | 0 | 0 | 0 | 0 | 0 | 0 | 0 | 0 | 0 | 0 | 0 | 0 | 0 | 0 | 0 | 0 | 0 | 0 |  |  | C4 | 0 | 0 | 0 | 0 | 0 | C4 | 0 | 0 | 0 | 0 | 0 | C4 | [5 empty] | C4 | [5 empty] | 0 | [6 empty] | 0 | [6 empty] | 0 | [6 empty] | 0 | [6 empty] | 0 | [6 empty] | 0
|  |  | 0 | 0 |  | 0 | 0 | 0 | 0 | 0 |  | 0 | 0 | 0 | 0 | 0 |  | 0 | 0 | 0 | 0 | 0 |  | 0 | 0 | 0 | 0 | 0 |  | 0 | 0 | 0 | 0 | 0 |  | 0 | 0 | 0 | 0 | 0 | [22 empty] | 0 | 0 | 0 | 0 | 0 | 0 |  | 0 | 0 | 0 | 0 | 0 | 0 |  | 0 | 0 | 0 | 0 | 0 | 0 |  | 0 | 0 | 0 | 0 | 0 | 0 |  | 0 | 0 | 0 | 0 | 0 | 0 |  | 0 | 0 | 0 | 0 | 0 | 0
[63 empty] | 828025.4385 | 313759.4546 | 1023125.505 | 198618.9547 | 2058586.1596 | 4422115.5125 |  | 828025.4385 | 313759.4546 | 1023125.505 | 198618.9547 | 2058586.1596 | 4422115.5125 |  | 745719.3342 | 332569.3958 | 1186629.8518 | 226158.3796 | 2069617.3916 | 4560694.353 |  | 773275.0146 | 417068.4184 | 1002071.3719 | 74444.3042 | 1407752.0967 | 3674611.2058 |  | 628930.0412 | 324181.3814 | 1445752.1474 | 104595.653 | 2594758.7195 | 5098217.9425 |  | 699389.7645 | 502126.8824 | 1130553.0597 | 37847.6204 | 360177.2371 | 2730094.5642
| Other | [66 empty] | 0 | [6 empty] | 0 | [6 empty] | 0 | [6 empty] | 0 | [6 empty] | 0 | [6 empty] | 0
| Submarine Cables |  | 0 | 0 | C1 | 0 | 0 | 0 | 0 | 0 | 0 | 0 | 0 | 0 | 0 | 0 | 0 | 0 | 0 | 0 | 0 | 0 | 0 | 0 | 0 | 0 | 0 | 0 | 0 | 0 | 0 | 0 | 0 | 0 | 0 | 0 | 0 | 0 | 0 | 0 | 0 |  |  | C1 | 0 | 0 | 0 | 0 | 0 | C1 | 0 | 0 | 0 | 0 | 0 | C1 | [5 empty] | C1 | [5 empty] | 0 | [6 empty] | 0 | [6 empty] | 0 | [6 empty] | 0 | [6 empty] | 0 | [6 empty] | 0
|  |  | 0 | 0 | C2 | 0 | 0 | 0 | 0 | 0 | 0 | 0 | 0 | 0 | 0 | 0 | 0 | 0 | 0 | 0 | 0 | 0 | 0 | 0 | 0 | 0 | 0 | 0 | 0 | 0 | 0 | 0 | 0 | 0 | 0 | 0 | 0 | 0 | 0 | 0 | 0 |  |  | C2 | 0 | 0 | 0 | 0 | 0 | C2 | 0 | 0 | 0 | 0 | 0 | C2 | [5 empty] | C2 | [5 empty] | 0 | [6 empty] | 0 | [6 empty] | 0 | [6 empty] | 0 | [6 empty] | 0 | [6 empty] | 0
|  |  | 0 | 0 | C3 | 0 | 0 | 0 | 0 | 0 | 0 | 0 | 0 | 0 | 0 | 0 | 0 | 0 | 0 | 0 | 0 | 0 | 0 | 0 | 0 | 0 | 0 | 0 | 0 | 0 | 0 | 0 | 0 | 0 | 0 | 0 | 0 | 0 | 0 | 0 | 0 |  |  | C3 | 0 | 0 | 0 | 0 | 0 | C3 | 0 | 0 | 0 | 0 | 0 | C3 | [5 empty] | C3 | [5 empty] | 0 | [6 empty] | 0 | [6 empty] | 0 | [6 empty] | 0 | [6 empty] | 0 | [6 empty] | 0
|  |  | 0 | 0 | C4 | 0 | 0 | 0 | 0 | 0 | 0 | 0 | 0 | 0 | 0 | 0 | 0 | 0 | 0 | 0 | 0 | 0 | 0 | 0 | 0 | 0 | 0 | 0 | 0 | 0 | 0 | 0 | 0 | 0 | 0 | 0 | 0 | 0 | 0 | 0 | 0 |  |  | C4 | 0 | 0 | 0 | 0 | 0 | C4 | 0 | 0 | 0 | 0 | 0 | C4 | [5 empty] | C4 | [5 empty] | 0 | [6 empty] | 0 | [6 empty] | 0 | [6 empty] | 0 | [6 empty] | 0 | [6 empty] | 0
|  |  | 0 | 0 |  | 0 | 0 | 0 | 0 | 0 |  | 0 | 0 | 0 | 0 | 0 |  | 0 | 0 | 0 | 0 | 0 |  | 0 | 0 | 0 | 0 | 0 |  | 0 | 0 | 0 | 0 | 0 |  | 0 | 0 | 0 | 0 | 0 | [22 empty] | 0 | 0 | 0 | 0 | 0 | 0 |  | 0 | 0 | 0 | 0 | 0 | 0 |  | 0 | 0 | 0 | 0 | 0 | 0 |  | 0 | 0 | 0 | 0 | 0 | 0 |  | 0 | 0 | 0 | 0 | 0 | 0 |  | 0 | 0 | 0 | 0 | 0 | 0
| [Please insert new asset category as required] |  | 0 | 0 | C1 | 0 | 0 | 0 | 0 | 0 | 0 | 0 | 0 | 0 | 0 | 0 | 0 | 0 | 0 | 0 | 0 | 0 | 0 | 0 | 0 | 0 | 0 | 0 | 0 | 0 | 0 | 0 | 0 | 0 | 0 | 0 | 0 | 0 | 0 | 0 | 0 |  |  | C1 | 0 | 0 | 0 | 0 | 0 | C1 | 0 | 0 | 0 | 0 | 0 | C1 | [5 empty] | C1 | [5 empty] | 0 | [6 empty] | 0 | [6 empty] | 0 | [6 empty] | 0 | [6 empty] | 0 | [6 empty] | 0
|  |  | 0 | 0 | C2 | 0 | 0 | 0 | 0 | 0 | 0 | 0 | 0 | 0 | 0 | 0 | 0 | 0 | 0 | 0 | 0 | 0 | 0 | 0 | 0 | 0 | 0 | 0 | 0 | 0 | 0 | 0 | 0 | 0 | 0 | 0 | 0 | 0 | 0 | 0 | 0 |  |  | C2 | 0 | 0 | 0 | 0 | 0 | C2 | 0 | 0 | 0 | 0 | 0 | C2 | [5 empty] | C2 | [5 empty] | 0 | [6 empty] | 0 | [6 empty] | 0 | [6 empty] | 0 | [6 empty] | 0 | [6 empty] | 0
|  |  | 0 | 0 | C3 | 0 | 0 | 0 | 0 | 0 | 0 | 0 | 0 | 0 | 0 | 0 | 0 | 0 | 0 | 0 | 0 | 0 | 0 | 0 | 0 | 0 | 0 | 0 | 0 | 0 | 0 | 0 | 0 | 0 | 0 | 0 | 0 | 0 | 0 | 0 | 0 |  |  | C3 | 0 | 0 | 0 | 0 | 0 | C3 | 0 | 0 | 0 | 0 | 0 | C3 | [5 empty] | C3 | [5 empty] | 0 | [6 empty] | 0 | [6 empty] | 0 | [6 empty] | 0 | [6 empty] | 0 | [6 empty] | 0
|  |  | 0 | 0 | C4 | 0 | 0 | 0 | 0 | 0 | 0 | 0 | 0 | 0 | 0 | 0 | 0 | 0 | 0 | 0 | 0 | 0 | 0 | 0 | 0 | 0 | 0 | 0 | 0 | 0 | 0 | 0 | 0 | 0 | 0 | 0 | 0 | 0 | 0 | 0 | 0 |  |  | C4 | 0 | 0 | 0 | 0 | 0 | C4 | 0 | 0 | 0 | 0 | 0 | C4 | [5 empty] | C4 | [5 empty] | 0 | [6 empty] | 0 | [6 empty] | 0 | [6 empty] | 0 | [6 empty] | 0 | [6 empty] | 0
|  |  | 0 | 0 |  | 0 | 0 | 0 | 0 | 0 |  | 0 | 0 | 0 | 0 | 0 |  | 0 | 0 | 0 | 0 | 0 |  | 0 | 0 | 0 | 0 | 0 |  | 0 | 0 | 0 | 0 | 0 |  | 0 | 0 | 0 | 0 | 0 | [22 empty] | 0 | 0 | 0 | 0 | 0 | 0 |  | 0 | 0 | 0 | 0 | 0 | 0 |  | 0 | 0 | 0 | 0 | 0 | 0 |  | 0 | 0 | 0 | 0 | 0 | 0 |  | 0 | 0 | 0 | 0 | 0 | 0 |  | 0 | 0 | 0 | 0 | 0 | 0
| [Please insert new asset category as required] |  | 0 | 0 | C1 | 0 | 0 | 0 | 0 | 0 | 0 | 0 | 0 | 0 | 0 | 0 | 0 | 0 | 0 | 0 | 0 | 0 | 0 | 0 | 0 | 0 | 0 | 0 | 0 | 0 | 0 | 0 | 0 | 0 | 0 | 0 | 0 | 0 | 0 | 0 | 0 |  |  | C1 | 0 | 0 | 0 | 0 | 0 | C1 | 0 | 0 | 0 | 0 | 0 | C1 | [5 empty] | C1 | [5 empty] | 0 | [6 empty] | 0 | [6 empty] | 0 | [6 empty] | 0 | [6 empty] | 0 | [6 empty] | 0
|  |  | 0 | 0 | C2 | 0 | 0 | 0 | 0 | 0 | 0 | 0 | 0 | 0 | 0 | 0 | 0 | 0 | 0 | 0 | 0 | 0 | 0 | 0 | 0 | 0 | 0 | 0 | 0 | 0 | 0 | 0 | 0 | 0 | 0 | 0 | 0 | 0 | 0 | 0 | 0 |  |  | C2 | 0 | 0 | 0 | 0 | 0 | C2 | 0 | 0 | 0 | 0 | 0 | C2 | [5 empty] | C2 | [5 empty] | 0 | [6 empty] | 0 | [6 empty] | 0 | [6 empty] | 0 | [6 empty] | 0 | [6 empty] | 0
|  |  | 0 | 0 | C3 | 0 | 0 | 0 | 0 | 0 | 0 | 0 | 0 | 0 | 0 | 0 | 0 | 0 | 0 | 0 | 0 | 0 | 0 | 0 | 0 | 0 | 0 | 0 | 0 | 0 | 0 | 0 | 0 | 0 | 0 | 0 | 0 | 0 | 0 | 0 | 0 |  |  | C3 | 0 | 0 | 0 | 0 | 0 | C3 | 0 | 0 | 0 | 0 | 0 | C3 | [5 empty] | C3 | [5 empty] | 0 | [6 empty] | 0 | [6 empty] | 0 | [6 empty] | 0 | [6 empty] | 0 | [6 empty] | 0
|  |  | 0 | 0 | C4 | 0 | 0 | 0 | 0 | 0 | 0 | 0 | 0 | 0 | 0 | 0 | 0 | 0 | 0 | 0 | 0 | 0 | 0 | 0 | 0 | 0 | 0 | 0 | 0 | 0 | 0 | 0 | 0 | 0 | 0 | 0 | 0 | 0 | 0 | 0 | 0 |  |  | C4 | 0 | 0 | 0 | 0 | 0 | C4 | 0 | 0 | 0 | 0 | 0 | C4 | [5 empty] | C4 | [5 empty] | 0 | [6 empty] | 0 | [6 empty] | 0 | [6 empty] | 0 | [6 empty] | 0 | [6 empty] | 0
|  |  | 0 | 0 |  | 0 | 0 | 0 | 0 | 0 |  | 0 | 0 | 0 | 0 | 0 |  | 0 | 0 | 0 | 0 | 0 |  | 0 | 0 | 0 | 0 | 0 |  | 0 | 0 | 0 | 0 | 0 |  | 0 | 0 | 0 | 0 | 0 | [22 empty] | 0 | 0 | 0 | 0 | 0 | 0 |  | 0 | 0 | 0 | 0 | 0 | 0 |  | 0 | 0 | 0 | 0 | 0 | 0 |  | 0 | 0 | 0 | 0 | 0 | 0 |  | 0 | 0 | 0 | 0 | 0 | 0 |  | 0 | 0 | 0 | 0 | 0 | 0
| [Please insert new asset category as required] |  | 0 | 0 | C1 | 0 | 0 | 0 | 0 | 0 | 0 | 0 | 0 | 0 | 0 | 0 | 0 | 0 | 0 | 0 | 0 | 0 | 0 | 0 | 0 | 0 | 0 | 0 | 0 | 0 | 0 | 0 | 0 | 0 | 0 | 0 | 0 | 0 | 0 | 0 | 0 |  |  | C1 | 0 | 0 | 0 | 0 | 0 | C1 | 0 | 0 | 0 | 0 | 0 | C1 | [5 empty] | C1 | [5 empty] | 0 | [6 empty] | 0 | [6 empty] | 0 | [6 empty] | 0 | [6 empty] | 0 | [6 empty] | 0
|  |  | 0 | 0 | C2 | 0 | 0 | 0 | 0 | 0 | 0 | 0 | 0 | 0 | 0 | 0 | 0 | 0 | 0 | 0 | 0 | 0 | 0 | 0 | 0 | 0 | 0 | 0 | 0 | 0 | 0 | 0 | 0 | 0 | 0 | 0 | 0 | 0 | 0 | 0 | 0 |  |  | C2 | 0 | 0 | 0 | 0 | 0 | C2 | 0 | 0 | 0 | 0 | 0 | C2 | [5 empty] | C2 | [5 empty] | 0 | [6 empty] | 0 | [6 empty] | 0 | [6 empty] | 0 | [6 empty] | 0 | [6 empty] | 0
|  |  | 0 | 0 | C3 | 0 | 0 | 0 | 0 | 0 | 0 | 0 | 0 | 0 | 0 | 0 | 0 | 0 | 0 | 0 | 0 | 0 | 0 | 0 | 0 | 0 | 0 | 0 | 0 | 0 | 0 | 0 | 0 | 0 | 0 | 0 | 0 | 0 | 0 | 0 | 0 |  |  | C3 | 0 | 0 | 0 | 0 | 0 | C3 | 0 | 0 | 0 | 0 | 0 | C3 | [5 empty] | C3 | [5 empty] | 0 | [6 empty] | 0 | [6 empty] | 0 | [6 empty] | 0 | [6 empty] | 0 | [6 empty] | 0
|  |  | 0 | 0 | C4 | 0 | 0 | 0 | 0 | 0 | 0 | 0 | 0 | 0 | 0 | 0 | 0 | 0 | 0 | 0 | 0 | 0 | 0 | 0 | 0 | 0 | 0 | 0 | 0 | 0 | 0 | 0 | 0 | 0 | 0 | 0 | 0 | 0 | 0 | 0 | 0 |  |  | C4 | 0 | 0 | 0 | 0 | 0 | C4 | 0 | 0 | 0 | 0 | 0 | C4 | [5 empty] | C4 | [5 empty] | 0 | [6 empty] | 0 | [6 empty] | 0 | [6 empty] | 0 | [6 empty] | 0 | [6 empty] | 0
|  |  | 0 | 0 |  | 0 | 0 | 0 | 0 | 0 |  | 0 | 0 | 0 | 0 | 0 |  | 0 | 0 | 0 | 0 | 0 |  | 0 | 0 | 0 | 0 | 0 |  | 0 | 0 | 0 | 0 | 0 |  | 0 | 0 | 0 | 0 | 0 | [22 empty] | 0 | 0 | 0 | 0 | 0 | 0 |  | 0 | 0 | 0 | 0 | 0 | 0 |  | 0 | 0 | 0 | 0 | 0 | 0 |  | 0 | 0 | 0 | 0 | 0 | 0 |  | 0 | 0 | 0 | 0 | 0 | 0 |  | 0 | 0 | 0 | 0 | 0 | 0
| [Please insert new asset category as required] |  | 0 | 0 | C1 | 0 | 0 | 0 | 0 | 0 | 0 | 0 | 0 | 0 | 0 | 0 | 0 | 0 | 0 | 0 | 0 | 0 | 0 | 0 | 0 | 0 | 0 | 0 | 0 | 0 | 0 | 0 | 0 | 0 | 0 | 0 | 0 | 0 | 0 | 0 | 0 |  |  | C1 | 0 | 0 | 0 | 0 | 0 | C1 | 0 | 0 | 0 | 0 | 0 | C1 | [5 empty] | C1 | [5 empty] | 0 | [6 empty] | 0 | [6 empty] | 0 | [6 empty] | 0 | [6 empty] | 0 | [6 empty] | 0
|  |  | 0 | 0 | C2 | 0 | 0 | 0 | 0 | 0 | 0 | 0 | 0 | 0 | 0 | 0 | 0 | 0 | 0 | 0 | 0 | 0 | 0 | 0 | 0 | 0 | 0 | 0 | 0 | 0 | 0 | 0 | 0 | 0 | 0 | 0 | 0 | 0 | 0 | 0 | 0 |  |  | C2 | 0 | 0 | 0 | 0 | 0 | C2 | 0 | 0 | 0 | 0 | 0 | C2 | [5 empty] | C2 | [5 empty] | 0 | [6 empty] | 0 | [6 empty] | 0 | [6 empty] | 0 | [6 empty] | 0 | [6 empty] | 0
|  |  | 0 | 0 | C3 | 0 | 0 | 0 | 0 | 0 | 0 | 0 | 0 | 0 | 0 | 0 | 0 | 0 | 0 | 0 | 0 | 0 | 0 | 0 | 0 | 0 | 0 | 0 | 0 | 0 | 0 | 0 | 0 | 0 | 0 | 0 | 0 | 0 | 0 | 0 | 0 |  |  | C3 | 0 | 0 | 0 | 0 | 0 | C3 | 0 | 0 | 0 | 0 | 0 | C3 | [5 empty] | C3 | [5 empty] | 0 | [6 empty] | 0 | [6 empty] | 0 | [6 empty] | 0 | [6 empty] | 0 | [6 empty] | 0
|  |  | 0 | 0 | C4 | 0 | 0 | 0 | 0 | 0 | 0 | 0 | 0 | 0 | 0 | 0 | 0 | 0 | 0 | 0 | 0 | 0 | 0 | 0 | 0 | 0 | 0 | 0 | 0 | 0 | 0 | 0 | 0 | 0 | 0 | 0 | 0 | 0 | 0 | 0 | 0 |  |  | C4 | 0 | 0 | 0 | 0 | 0 | C4 | 0 | 0 | 0 | 0 | 0 | C4 | [5 empty] | C4 | [5 empty] | 0 | [6 empty] | 0 | [6 empty] | 0 | [6 empty] | 0 | [6 empty] | 0 | [6 empty] | 0
|  |  | 0 | 0 |  | 0 | 0 | 0 | 0 | 0 |  | 0 | 0 | 0 | 0 | 0 |  | 0 | 0 | 0 | 0 | 0 |  | 0 | 0 | 0 | 0 | 0 |  | 0 | 0 | 0 | 0 | 0 |  | 0 | 0 | 0 | 0 | 0 | [22 empty] | 0 | 0 | 0 | 0 | 0 | 0 |  | 0 | 0 | 0 | 0 | 0 | 0 |  | 0 | 0 | 0 | 0 | 0 | 0 |  | 0 | 0 | 0 | 0 | 0 | 0 |  | 0 | 0 | 0 | 0 | 0 | 0 |  | 0 | 0 | 0 | 0 | 0 | 0
| [Please insert new asset category as required] |  | 0 | 0 | C1 | 0 | 0 | 0 | 0 | 0 | 0 | 0 | 0 | 0 | 0 | 0 | 0 | 0 | 0 | 0 | 0 | 0 | 0 | 0 | 0 | 0 | 0 | 0 | 0 | 0 | 0 | 0 | 0 | 0 | 0 | 0 | 0 | 0 | 0 | 0 | 0 |  |  | C1 | 0 | 0 | 0 | 0 | 0 | C1 | 0 | 0 | 0 | 0 | 0 | C1 | [5 empty] | C1 | [5 empty] | 0 | [6 empty] | 0 | [6 empty] | 0 | [6 empty] | 0 | [6 empty] | 0 | [6 empty] | 0
|  |  | 0 | 0 | C2 | 0 | 0 | 0 | 0 | 0 | 0 | 0 | 0 | 0 | 0 | 0 | 0 | 0 | 0 | 0 | 0 | 0 | 0 | 0 | 0 | 0 | 0 | 0 | 0 | 0 | 0 | 0 | 0 | 0 | 0 | 0 | 0 | 0 | 0 | 0 | 0 |  |  | C2 | 0 | 0 | 0 | 0 | 0 | C2 | 0 | 0 | 0 | 0 | 0 | C2 | [5 empty] | C2 | [5 empty] | 0 | [6 empty] | 0 | [6 empty] | 0 | [6 empty] | 0 | [6 empty] | 0 | [6 empty] | 0
|  |  | 0 | 0 | C3 | 0 | 0 | 0 | 0 | 0 | 0 | 0 | 0 | 0 | 0 | 0 | 0 | 0 | 0 | 0 | 0 | 0 | 0 | 0 | 0 | 0 | 0 | 0 | 0 | 0 | 0 | 0 | 0 | 0 | 0 | 0 | 0 | 0 | 0 | 0 | 0 |  |  | C3 | 0 | 0 | 0 | 0 | 0 | C3 | 0 | 0 | 0 | 0 | 0 | C3 | [5 empty] | C3 | [5 empty] | 0 | [6 empty] | 0 | [6 empty] | 0 | [6 empty] | 0 | [6 empty] | 0 | [6 empty] | 0
|  |  | 0 | 0 | C4 | 0 | 0 | 0 | 0 | 0 | 0 | 0 | 0 | 0 | 0 | 0 | 0 | 0 | 0 | 0 | 0 | 0 | 0 | 0 | 0 | 0 | 0 | 0 | 0 | 0 | 0 | 0 | 0 | 0 | 0 | 0 | 0 | 0 | 0 | 0 | 0 |  |  | C4 | 0 | 0 | 0 | 0 | 0 | C4 | 0 | 0 | 0 | 0 | 0 | C4 | [5 empty] | C4 | [5 empty] | 0 | [6 empty] | 0 | [6 empty] | 0 | [6 empty] | 0 | [6 empty] | 0 | [6 empty] | 0
|  |  | 0 | 0 |  | 0 | 0 | 0 | 0 | 0 |  | 0 | 0 | 0 | 0 | 0 |  | 0 | 0 | 0 | 0 | 0 |  | 0 | 0 | 0 | 0 | 0 |  | 0 | 0 | 0 | 0 | 0 |  | 0 | 0 | 0 | 0 | 0 | [22 empty] | 0 | 0 | 0 | 0 | 0 | 0 |  | 0 | 0 | 0 | 0 | 0 | 0 |  | 0 | 0 | 0 | 0 | 0 | 0 |  | 0 | 0 | 0 | 0 | 0 | 0 |  | 0 | 0 | 0 | 0 | 0 | 0 |  | 0 | 0 | 0 | 0 | 0 | 0
[63 empty] | 0 | 0 | 0 | 0 | 0 | 0 |  | 0 | 0 | 0 | 0 | 0 | 0 |  | 0 | 0 | 0 | 0 | 0 | 0 |  | 0 | 0 | 0 | 0 | 0 | 0 |  | 0 | 0 | 0 | 0 | 0 | 0 |  | 0 | 0 | 0 | 0 | 0 | 0
| TOTAL |  | 246009.5585 | 243957.4585 |  | 116433.1554 | 30288.4261 | 72630.5679 | 12310.706 | 14346.7031 |  | 116433.1554 | 30288.4261 | 72630.5679 | 12310.706 | 14346.7031 |  | 9988.7 | 824.6 | -2990.9 | -3543.1 | -5389.6 |  | 104904.0694 | 30394.0843 | 80244.0387 | 12967.106 | 17497.1671 |  | 23667.7 | 915 | -3864.2 | -10827.2 | -11943.4 |  | 95008.6421 | 25818.6143 | 20757.959 | 76419.196 | 28003.2541 |  |  |  |  | 0 | 0 | 0 | 0 | 0 |  | 0 | 0 | 0 | 0 | 0 | [7 empty] | 6267704.7641 | 2994725.2207 | 11593359.1871 | 5235967.1128 | 9306304.2767 | 35398060.5614 |  | 6267704.7641 | 2994725.2207 | 11593359.1871 | 5235967.1128 | 9306304.2767 | 35398060.5614 |  | 5463994.9213 | 3034948.0044 | 12890817.1279 | 5278700.7188 | 11993235.6093 | 38661696.3817 |  | 5870826.109 | 3293351.4452 | 12120631.9784 | 4400542.7767 | 8898837.6245 | 34584189.9339 |  | 4784004.201 | 2701204.999 | 8178707.8994 | 12163844.5894 | 22807710.6603 | 50635472.3492 |  | 5923756.5794 | 3090775.3307 | 7054312.7468 | 9954431.565 | 14045840.3045 | 40069116.5265
Health Index Definitions
|  |  | HI1 | New or as new | [57 empty] | LV Network | 996190.3489 | 429420.2156 | 2662662.043 | 660625.8881 | 1657635.5432 | 6406534.0389 | LV Network | 996190.3489 | 429420.2156 | 2662662.043 | 660625.8881 | 1657635.5432 | 6406534.0389 | LV Network | 868182.0594 | 459445.7276 | 2879003.5608 | 624834.214 | 1998202.1707 | 6829667.7325 | LV Network | 980740.0629 | 453521.6643 | 2779747.2767 | 469418.7465 | 1512362.4836 | 6195790.234 | LV Network | 775101.4064 | 372908.2423 | 514191.9875 | 4534806.5673 | 3322298.7612 | 9519306.9648 | LV Network | 1040022.9999 | 346134.5538 | 368585.8755 | 4060379.6301 | 2232492.4432 | 8047615.5025
|  |  | HI2 | Good or seviceable condition | [57 empty] | HV Network | 2858874.4473 | 1011600.8491 | 3469296.2909 | 952758.4045 | 2436964.812 | 10729494.8038 | HV Network | 2858874.4473 | 1011600.8491 | 3469296.2909 | 952758.4045 | 2436964.812 | 10729494.8038 | HV Network | 2575548.1107 | 1056680.1299 | 3793073.2257 | 1222306.044 | 3105305.0572 | 11752912.5675 | HV Network | 2762463.6609 | 1036506.9818 | 3697800.0349 | 940484.8829 | 2248399.6745 | 10685655.235 | HV Network | 2330856.2916 | 951862.1302 | 1080179.3924 | 5929172.3834 | 5520877.8651 | 15812948.0627 | HV Network | 2862979.8835 | 916952.667 | 938540.3302 | 4995270.4933 | 2862936.8629 | 12576680.2369
|  |  | HI3 | Deterioration requires assessment and monitoring | [57 empty] | EHV Network | 1584614.5293 | 1239944.7014 | 4438275.3481 | 3423963.8656 | 3153117.7617 | 13839916.2062 | EHV Network | 1584614.5293 | 1239944.7014 | 4438275.3481 | 3423963.8656 | 3153117.7617 | 13839916.2062 | EHV Network | 1274545.4171 | 1186252.7511 | 5032110.4896 | 3205402.0812 | 4820110.9898 | 15518421.7288 | EHV Network | 1354347.3705 | 1386254.3808 | 4641013.2949 | 2916194.8431 | 3730323.3697 | 14028133.2591 | EHV Network | 1049116.4618 | 1052253.2451 | 5138584.3721 | 1595269.9857 | 11369775.3145 | 20204999.3792 | EHV Network | 1321363.9315 | 1325561.2275 | 4616633.4814 | 860933.8212 | 8590233.7613 | 16714726.2229
|  |  | HI4 | Material deterioration, intervention requires consideration | [57 empty] | 132kV Network | 828025.4385 | 313759.4546 | 1023125.505 | 198618.9547 | 2058586.1596 | 4422115.5125 | 132kV Network | 828025.4385 | 313759.4546 | 1023125.505 | 198618.9547 | 2058586.1596 | 4422115.5125 | 132kV Network | 745719.3342 | 332569.3958 | 1186629.8518 | 226158.3796 | 2069617.3916 | 4560694.353 | 132kV Network | 773275.0146 | 417068.4184 | 1002071.3719 | 74444.3042 | 1407752.0967 | 3674611.2058 | 132kV Network | 628930.0412 | 324181.3814 | 1445752.1474 | 104595.653 | 2594758.7195 | 5098217.9425 | 132kV Network | 699389.7645 | 502126.8824 | 1130553.0597 | 37847.6204 | 360177.2371 | 2730094.5642
|  |  | HI5 | End of serviceable life, intervention required | [57 empty] | Other | 0 | 0 | 0 | 0 | 0 | 0 | Other | 0 | 0 | 0 | 0 | 0 | 0 | Other | 0 | 0 | 0 | 0 | 0 | 0 | Other | 0 | 0 | 0 | 0 | 0 | 0 | Other | 0 | 0 | 0 | 0 | 0 | 0 | Other | 0 | 0 | 0 | 0 | 0 | 0
[62 empty] | Total | 6267704.7641 | 2994725.2207 | 11593359.1871 | 5235967.1128 | 9306304.2767 | 35398060.5614 | Total | 6267704.7641 | 2994725.2207 | 11593359.1871 | 5235967.1128 | 9306304.2767 | 35398060.5614 | Total | 5463994.9213 | 3034948.0044 | 12890817.1279 | 5278700.7188 | 11993235.6093 | 38661696.3817 | Total | 5870826.109 | 3293351.4452 | 12120631.9784 | 4400542.7767 | 8898837.6245 | 34584189.9339 | Total | 4784004.201 | 2701204.999 | 8178707.8994 | 12163844.5894 | 22807710.6603 | 50635472.3492 | Total | 5923756.5794 | 3090775.3307 | 7054312.7468 | 9954431.565 | 14045840.3045 | 40069116.5265
Criticality Index Definitions
|  |  | C1 | Low criticality
|  |  | C2 | Average criticality
|  |  | C3 | High criticality
|  |  | C4 | Very high criticality

## NPgN - Asset Rep
HI3: Secondary deliverables RIIO-ED1 - Asset replacement | [50 empty] | Criticality weightings C1 to C4 | Criticality Rating Boundaries
NPgN | [49 empty] | C1 | 0.7 | Below 75% of average
[50 empty] | C2 | 1 | 75%-125%
[50 empty] | C3 | 1.5 | 125%-200%
[50 empty] | C4 | 2.5 | Over 200% of average
Price base (2012/13)
| ASSET CATEGORIES |  | ASSET REGISTER |  |  | End of DPCR5 (31 March 2015) with investment | [5 empty] | End of DPCR5 (31 March 2015) without investment | [5 empty] | Mid-Period Review (31 March 2019) planned investment | [5 empty] | Mid-Period Review (31 March 2019) without investment | [5 empty] | End of RIIO-ED1 (31 March 2023) planned investment | [5 empty] | End of RIIO-ED1 (31 March 2023) without investment | [8 empty] | Probability of failure | [5 empty] | Criticality/consequence of failure | [5 empty] | Probability of failure x Consequence of failure
Is it your current intention to have a health index for this asset category in the RIIO-ED1 control period.
|  |  | as at 31st March 2015 | as at 31st March 2023 |  | HI 1 | HI 2 | HI 3 | HI 4 | HI 5 |  | HI 1 | HI 2 | HI 3 | HI 4 | HI 5 |  | HI 1 | HI 2 | HI 3 | HI 4 | HI 5 |  | HI 1 | HI 2 | HI 3 | HI 4 | HI 5 |  | HI 1 | HI 2 | HI 3 | HI 4 | HI 5 |  | HI 1 | HI 2 | HI 3 | HI 4 | HI 5 |  |  |  |  | HI 1 | HI 2 | HI 3 | HI 4 | HI 5 |  | HI 1 | HI 2 | HI 3 | HI 4 | HI 5 |  | HI 1 | HI 2 | HI 3 | HI 4 | HI 5 |  | End of DPCR5 (without investment) | [6 empty] | Position at Beginning of RIIO-ED1 | [6 empty] | Mid Period (Without Investment) | [6 empty] | Mid Period (With Investment) | [6 empty] | End of RIIO-ED1 (Without Investment) | [6 empty] | End of RIIO-ED1 (With Investment)
| LV Network | [61 empty] | 1 | 2 | 3 | 4 | 5 | Total |  | 1 | 2 | 3 | 4 | 5 | Total |  | 1 | 2 | 3 | 4 | 5 | Total |  | 1 | 2 | 3 | 4 | 5 | Total |  | 1 | 2 | 3 | 4 | 5 | Total |  | 1 | 2 | 3 | 4 | 5 | Total
| LV Switchgear and Other |  | 0 | 0 | C1 | 0 | 0 | 0 | 0 | 0 | 0 | 0 | 0 | 0 | 0 | 0 | 0 | 0 | 0 | 0 | 0 | 0 | 0 | 0 | 0 | 0 | 0 | 0 | 0 | 0 | 0 | 0 | 0 | 0 | 0 | 0 | 0 | 0 | 0 | 0 | 0 | Yes |  | C1 | 0 | 0 | 0 | 0 | 0 | C1 | 0 | 0 | 0 | 0 | 0 | C1 | [5 empty] | C1 | [5 empty] | 0 | [6 empty] | 0 | [6 empty] | 0 | [6 empty] | 0 | [6 empty] | 0 | [6 empty] | 0
|  |  | 0 | 0 | C2 | 0 | 0 | 0 | 0 | 0 | 0 | 0 | 0 | 0 | 0 | 0 | 0 | 0 | 0 | 0 | 0 | 0 | 0 | 0 | 0 | 0 | 0 | 0 | 0 | 0 | 0 | 0 | 0 | 0 | 0 | 0 | 0 | 0 | 0 | 0 | 0 | No |  | C2 | 0 | 0 | 0 | 0 | 0 | C2 | 0 | 0 | 0 | 0 | 0 | C2 | [5 empty] | C2 | [5 empty] | 0 | [6 empty] | 0 | [6 empty] | 0 | [6 empty] | 0 | [6 empty] | 0 | [6 empty] | 0
|  |  | 0 | 0 | C3 | 0 | 0 | 0 | 0 | 0 | 0 | 0 | 0 | 0 | 0 | 0 | 0 | 0 | 0 | 0 | 0 | 0 | 0 | 0 | 0 | 0 | 0 | 0 | 0 | 0 | 0 | 0 | 0 | 0 | 0 | 0 | 0 | 0 | 0 | 0 | 0 |  |  | C3 | 0 | 0 | 0 | 0 | 0 | C3 | 0 | 0 | 0 | 0 | 0 | C3 | [5 empty] | C3 | [5 empty] | 0 | [6 empty] | 0 | [6 empty] | 0 | [6 empty] | 0 | [6 empty] | 0 | [6 empty] | 0
|  |  | 0 | 0 | C4 | 0 | 0 | 0 | 0 | 0 | 0 | 0 | 0 | 0 | 0 | 0 | 0 | 0 | 0 | 0 | 0 | 0 | 0 | 0 | 0 | 0 | 0 | 0 | 0 | 0 | 0 | 0 | 0 | 0 | 0 | 0 | 0 | 0 | 0 | 0 | 0 |  |  | C4 | 0 | 0 | 0 | 0 | 0 | C4 | 0 | 0 | 0 | 0 | 0 | C4 | [5 empty] | C4 | [5 empty] | 0 | [6 empty] | 0 | [6 empty] | 0 | [6 empty] | 0 | [6 empty] | 0 | [6 empty] | 0
|  |  | 0 | 0 |  | 0 | 0 | 0 | 0 | 0 |  | 0 | 0 | 0 | 0 | 0 |  | 0 | 0 | 0 | 0 | 0 |  | 0 | 0 | 0 | 0 | 0 |  | 0 | 0 | 0 | 0 | 0 |  | 0 | 0 | 0 | 0 | 0 | [22 empty] | 0 | 0 | 0 | 0 | 0 | 0 |  | 0 | 0 | 0 | 0 | 0 | 0 |  | 0 | 0 | 0 | 0 | 0 | 0 |  | 0 | 0 | 0 | 0 | 0 | 0 |  | 0 | 0 | 0 | 0 | 0 | 0 |  | 0 | 0 | 0 | 0 | 0 | 0
| LV UGB |  | 0 | 0 | C1 | 0 | 0 | 0 | 0 | 0 | 0 | 0 | 0 | 0 | 0 | 0 | 0 | 0 | 0 | 0 | 0 | 0 | 0 | 0 | 0 | 0 | 0 | 0 | 0 | 0 | 0 | 0 | 0 | 0 | 0 | 0 | 0 | 0 | 0 | 0 | 0 |  |  | C1 | 0 | 0 | 0 | 0 | 0 | C1 | 0 | 0 | 0 | 0 | 0 | C1 | [5 empty] | C1 | [5 empty] | 0 | [6 empty] | 0 | [6 empty] | 0 | [6 empty] | 0 | [6 empty] | 0 | [6 empty] | 0
|  |  | 0 | 0 | C2 | 0 | 0 | 0 | 0 | 0 | 0 | 0 | 0 | 0 | 0 | 0 | 0 | 0 | 0 | 0 | 0 | 0 | 0 | 0 | 0 | 0 | 0 | 0 | 0 | 0 | 0 | 0 | 0 | 0 | 0 | 0 | 0 | 0 | 0 | 0 | 0 |  |  | C2 | 0 | 0 | 0 | 0 | 0 | C2 | 0 | 0 | 0 | 0 | 0 | C2 | [5 empty] | C2 | [5 empty] | 0 | [6 empty] | 0 | [6 empty] | 0 | [6 empty] | 0 | [6 empty] | 0 | [6 empty] | 0
|  |  | 0 | 0 | C3 | 0 | 0 | 0 | 0 | 0 | 0 | 0 | 0 | 0 | 0 | 0 | 0 | 0 | 0 | 0 | 0 | 0 | 0 | 0 | 0 | 0 | 0 | 0 | 0 | 0 | 0 | 0 | 0 | 0 | 0 | 0 | 0 | 0 | 0 | 0 | 0 |  |  | C3 | 0 | 0 | 0 | 0 | 0 | C3 | 0 | 0 | 0 | 0 | 0 | C3 | [5 empty] | C3 | [5 empty] | 0 | [6 empty] | 0 | [6 empty] | 0 | [6 empty] | 0 | [6 empty] | 0 | [6 empty] | 0
|  |  | 0 | 0 | C4 | 0 | 0 | 0 | 0 | 0 | 0 | 0 | 0 | 0 | 0 | 0 | 0 | 0 | 0 | 0 | 0 | 0 | 0 | 0 | 0 | 0 | 0 | 0 | 0 | 0 | 0 | 0 | 0 | 0 | 0 | 0 | 0 | 0 | 0 | 0 | 0 |  |  | C4 | 0 | 0 | 0 | 0 | 0 | C4 | 0 | 0 | 0 | 0 | 0 | C4 | [5 empty] | C4 | [5 empty] | 0 | [6 empty] | 0 | [6 empty] | 0 | [6 empty] | 0 | [6 empty] | 0 | [6 empty] | 0
|  |  | 0 | 0 |  | 0 | 0 | 0 | 0 | 0 |  | 0 | 0 | 0 | 0 | 0 |  | 0 | 0 | 0 | 0 | 0 |  | 0 | 0 | 0 | 0 | 0 |  | 0 | 0 | 0 | 0 | 0 |  | 0 | 0 | 0 | 0 | 0 | [22 empty] | 0 | 0 | 0 | 0 | 0 | 0 |  | 0 | 0 | 0 | 0 | 0 | 0 |  | 0 | 0 | 0 | 0 | 0 | 0 |  | 0 | 0 | 0 | 0 | 0 | 0 |  | 0 | 0 | 0 | 0 | 0 | 0 |  | 0 | 0 | 0 | 0 | 0 | 0
| LV OHL Support |  | 31617 | 31189 | C1 | 11040 | 2799 | 13826 | 1778 | 2174 | 31617 | 11040 | 2799 | 13826 | 1778 | 2174 | 31617 | 1467 | 0 | -595 | -416 | -639 | -183 | 9903 | 2626 | 14869 | 1662 | 2557 | 31617 | 3424 | 0 | -798 | -1659 | -1395 | -428 | 9223 | 2150 | 1945 | 14224 | 4075 | 31617 |  |  | C1 | 0.0081226 | 0.012094 | 0.021383 | 0.03463 | 0.081228 | C1 | 2968.763 | 2968.763 | 2968.763 | 2968.763 | 2968.763 | C1 | 24.1142 | 35.9034 | 63.4805 | 102.8074 | 241.1457 | C1 | 266220.3132 | 100493.6551 | 877681.2864 | 182791.6187 | 524250.7523 | 1951437.6256 |  | 266220.3132 | 100493.6551 | 877681.2864 | 182791.6187 | 524250.7523 | 1951437.6256 |  | 238802.5146 | 94282.3645 | 943891.4398 | 170865.9563 | 616609.5554 | 2064451.8307 |  | 274177.9856 | 94282.3645 | 906120.5469 | 128098.0635 | 462517.453 | 1865196.4135 |  | 222404.8866 | 77192.3396 | 123469.5575 | 1462332.95 | 982668.7284 | 2868068.462 |  | 304971.7664 | 77192.3396 | 72812.1247 | 1291775.4159 | 646270.4766 | 2393022.1231
|  |  | 21257 | 21090 | C2 | 7940 | 2384 | 7723 | 1517 | 1693 | 21257 | 7940 | 2384 | 7723 | 1517 | 1693 | 21257 | 1045 | 0 | -337 | -366 | -481 | -139 | 6953 | 2415 | 8419 | 1465 | 2005 | 21257 | 2300 | 0 | -514 | -871 | -1082 | -167 | 6276 | 1968 | 1445 | 8223 | 3345 | 21257 |  |  | C2 | 0.0081226 | 0.012094 | 0.021383 | 0.03463 | 0.081228 | C2 | 4241.09 | 4241.09 | 4241.09 | 4241.09 | 4241.09 | C2 | 34.4488 | 51.2906 | 90.6864 | 146.8678 | 344.4939 | C2 | 273523.4584 | 122276.7691 | 700371.2028 | 222798.3976 | 583228.1007 | 1902197.9285 |  | 273523.4584 | 122276.7691 | 700371.2028 | 222798.3976 | 583228.1007 | 1902197.9285 |  | 239522.4945 | 123866.7774 | 763488.9494 | 215161.2739 | 690710.1842 | 2032749.6793 |  | 275521.4887 | 123866.7774 | 732927.6267 | 161407.6723 | 525008.6387 | 1818732.2039 |  | 216200.6581 | 100939.8832 | 131041.8734 | 1207693.6212 | 1152331.9532 | 2808207.989 |  | 295432.8941 | 100939.8832 | 84429.0547 | 1079771.799 | 779589.5994 | 2340163.2305
|  |  | 12520 | 12372 | C3 | 5255 | 1391 | 4435 | 716 | 723 | 12520 | 5255 | 1391 | 4435 | 716 | 723 | 12520 | 417 | -47 | -39 | -174 | -208 | -51 | 4538 | 1583 | 4838 | 694 | 867 | 12520 | 1194 | -263 | -127 | -477 | -475 | -148 | 3987 | 1395 | 914 | 4743 | 1481 | 12520 |  |  | C3 | 0.0081226 | 0.012094 | 0.021383 | 0.03463 | 0.081228 | C3 | 6361.635 | 6361.635 | 6361.635 | 6361.635 | 6361.635 | C3 | 51.6732 | 76.9359 | 136.0296 | 220.3016 | 516.7408 | C3 | 271542.6525 | 107017.8183 | 603291.3928 | 157735.9783 | 373603.5884 | 1513191.4302 |  | 271542.6525 | 107017.8183 | 603291.3928 | 157735.9783 | 373603.5884 | 1513191.4302 |  | 234492.97 | 121789.5085 | 658111.3322 | 152889.342 | 448014.2616 | 1615297.4143 |  | 256040.6933 | 118173.5218 | 652806.1768 | 114556.8557 | 340532.1781 | 1482109.4256 |  | 206021.0382 | 107325.5618 | 124331.0785 | 1044890.7051 | 765293.1043 | 2247861.4879 |  | 267718.8359 | 87091.4236 | 107055.3159 | 939806.8201 | 519841.2309 | 1921513.6265
|  |  | 5517 | 5460 | C4 | 2147 | 777 | 2123 | 265 | 205 | 5517 | 2147 | 777 | 2123 | 265 | 205 | 5517 | 228 | -18 | -113 | -56 | -68 | -27 | 1804 | 932 | 2265 | 234 | 282 | 5517 | 481 | -51 | -137 | -193 | -157 | -57 | 1515 | 682 | 597 | 2233 | 490 | 5517 |  |  | C4 | 0.0081226 | 0.012094 | 0.021383 | 0.03463 | 0.081228 | C4 | 10602.725 | 10602.725 | 10602.725 | 10602.725 | 10602.725 | C4 | 86.122 | 128.2265 | 226.716 | 367.1694 | 861.2346 | C4 | 184903.9248 | 99631.9731 | 481318.1612 | 97299.8935 | 176553.1019 | 1039707.0545 |  | 184903.9248 | 99631.9731 | 481318.1612 | 97299.8935 | 176553.1019 | 1039707.0545 |  | 155364.0803 | 119507.0772 | 513511.8394 | 85917.6418 | 242868.1695 | 1117168.8081 |  | 174999.8953 | 117199.0006 | 487892.9264 | 65356.1549 | 184304.2137 | 1029752.1909 |  | 130474.8235 | 87450.4578 | 135349.4782 | 819889.2911 | 422004.9754 | 1595169.0259 |  | 171899.5035 | 80910.9074 | 104289.3802 | 749025.5951 | 286791.1363 | 1392916.5224
|  |  | 70911 | 70111 |  | 26382 | 7351 | 28107 | 4276 | 4795 |  | 26382 | 7351 | 28107 | 4276 | 4795 |  | 3157 | -65 | -1084 | -1012 | -1396 |  | 23198 | 7556 | 30391 | 4055 | 5711 |  | 7399 | -314 | -1576 | -3200 | -3109 |  | 21001 | 6195 | 4901 | 29423 | 9391 | [22 empty] | 996190.3489 | 429420.2156 | 2662662.043 | 660625.8881 | 1657635.5432 | 6406534.0389 |  | 996190.3489 | 429420.2156 | 2662662.043 | 660625.8881 | 1657635.5432 | 6406534.0389 |  | 868182.0594 | 459445.7276 | 2879003.5608 | 624834.214 | 1998202.1707 | 6829667.7325 |  | 980740.0629 | 453521.6643 | 2779747.2767 | 469418.7465 | 1512362.4836 | 6195790.234 |  | 775101.4064 | 372908.2423 | 514191.9875 | 4534806.5673 | 3322298.7612 | 9519306.9648 |  | 1040022.9999 | 346134.5538 | 368585.8755 | 4060379.6301 | 2232492.4432 | 8047615.5025 | 1471691.4623
| [Please insert new asset category as required] |  | 0 | 0 | C1 | 0 | 0 | 0 | 0 | 0 | 0 | 0 | 0 | 0 | 0 | 0 | 0 | 0 | 0 | 0 | 0 | 0 | 0 | 0 | 0 | 0 | 0 | 0 | 0 | 0 | 0 | 0 | 0 | 0 | 0 | 0 | 0 | 0 | 0 | 0 | 0 |  |  | C1 | 0 | 0 | 0 | 0 | 0 | C1 | 0 | 0 | 0 | 0 | 0 | C1 | [5 empty] | C1 | [5 empty] | 0 | [6 empty] | 0 | [6 empty] | 0 | [6 empty] | 0 | [6 empty] | 0 | [6 empty] | 0
|  |  | 0 | 0 | C2 | 0 | 0 | 0 | 0 | 0 | 0 | 0 | 0 | 0 | 0 | 0 | 0 | 0 | 0 | 0 | 0 | 0 | 0 | 0 | 0 | 0 | 0 | 0 | 0 | 0 | 0 | 0 | 0 | 0 | 0 | 0 | 0 | 0 | 0 | 0 | 0 |  |  | C2 | 0 | 0 | 0 | 0 | 0 | C2 | 0 | 0 | 0 | 0 | 0 | C2 | [5 empty] | C2 | [5 empty] | 0 | [6 empty] | 0 | [6 empty] | 0 | [6 empty] | 0 | [6 empty] | 0 | [6 empty] | 0
|  |  | 0 | 0 | C3 | 0 | 0 | 0 | 0 | 0 | 0 | 0 | 0 | 0 | 0 | 0 | 0 | 0 | 0 | 0 | 0 | 0 | 0 | 0 | 0 | 0 | 0 | 0 | 0 | 0 | 0 | 0 | 0 | 0 | 0 | 0 | 0 | 0 | 0 | 0 | 0 |  |  | C3 | 0 | 0 | 0 | 0 | 0 | C3 | 0 | 0 | 0 | 0 | 0 | C3 | [5 empty] | C3 | [5 empty] | 0 | [6 empty] | 0 | [6 empty] | 0 | [6 empty] | 0 | [6 empty] | 0 | [6 empty] | 0
|  |  | 0 | 0 | C4 | 0 | 0 | 0 | 0 | 0 | 0 | 0 | 0 | 0 | 0 | 0 | 0 | 0 | 0 | 0 | 0 | 0 | 0 | 0 | 0 | 0 | 0 | 0 | 0 | 0 | 0 | 0 | 0 | 0 | 0 | 0 | 0 | 0 | 0 | 0 | 0 |  |  | C4 | 0 | 0 | 0 | 0 | 0 | C4 | 0 | 0 | 0 | 0 | 0 | C4 | [5 empty] | C4 | [5 empty] | 0 | [6 empty] | 0 | [6 empty] | 0 | [6 empty] | 0 | [6 empty] | 0 | [6 empty] | 0
|  |  | 0 | 0 |  | 0 | 0 | 0 | 0 | 0 |  | 0 | 0 | 0 | 0 | 0 |  | 0 | 0 | 0 | 0 | 0 |  | 0 | 0 | 0 | 0 | 0 |  | 0 | 0 | 0 | 0 | 0 |  | 0 | 0 | 0 | 0 | 0 | [22 empty] | 0 | 0 | 0 | 0 | 0 | 0 |  | 0 | 0 | 0 | 0 | 0 | 0 |  | 0 | 0 | 0 | 0 | 0 | 0 |  | 0 | 0 | 0 | 0 | 0 | 0 |  | 0 | 0 | 0 | 0 | 0 | 0 |  | 0 | 0 | 0 | 0 | 0 | 0
| [Please insert new asset category as required] |  | 0 | 0 | C1 | 0 | 0 | 0 | 0 | 0 | 0 | 0 | 0 | 0 | 0 | 0 | 0 | 0 | 0 | 0 | 0 | 0 | 0 | 0 | 0 | 0 | 0 | 0 | 0 | 0 | 0 | 0 | 0 | 0 | 0 | 0 | 0 | 0 | 0 | 0 | 0 |  |  | C1 | 0 | 0 | 0 | 0 | 0 | C1 | 0 | 0 | 0 | 0 | 0 | C1 | [5 empty] | C1 | [5 empty] | 0 | [6 empty] | 0 | [6 empty] | 0 | [6 empty] | 0 | [6 empty] | 0 | [6 empty] | 0
|  |  | 0 | 0 | C2 | 0 | 0 | 0 | 0 | 0 | 0 | 0 | 0 | 0 | 0 | 0 | 0 | 0 | 0 | 0 | 0 | 0 | 0 | 0 | 0 | 0 | 0 | 0 | 0 | 0 | 0 | 0 | 0 | 0 | 0 | 0 | 0 | 0 | 0 | 0 | 0 |  |  | C2 | 0 | 0 | 0 | 0 | 0 | C2 | 0 | 0 | 0 | 0 | 0 | C2 | [5 empty] | C2 | [5 empty] | 0 | [6 empty] | 0 | [6 empty] | 0 | [6 empty] | 0 | [6 empty] | 0 | [6 empty] | 0
|  |  | 0 | 0 | C3 | 0 | 0 | 0 | 0 | 0 | 0 | 0 | 0 | 0 | 0 | 0 | 0 | 0 | 0 | 0 | 0 | 0 | 0 | 0 | 0 | 0 | 0 | 0 | 0 | 0 | 0 | 0 | 0 | 0 | 0 | 0 | 0 | 0 | 0 | 0 | 0 |  |  | C3 | 0 | 0 | 0 | 0 | 0 | C3 | 0 | 0 | 0 | 0 | 0 | C3 | [5 empty] | C3 | [5 empty] | 0 | [6 empty] | 0 | [6 empty] | 0 | [6 empty] | 0 | [6 empty] | 0 | [6 empty] | 0
|  |  | 0 | 0 | C4 | 0 | 0 | 0 | 0 | 0 | 0 | 0 | 0 | 0 | 0 | 0 | 0 | 0 | 0 | 0 | 0 | 0 | 0 | 0 | 0 | 0 | 0 | 0 | 0 | 0 | 0 | 0 | 0 | 0 | 0 | 0 | 0 | 0 | 0 | 0 | 0 |  |  | C4 | 0 | 0 | 0 | 0 | 0 | C4 | 0 | 0 | 0 | 0 | 0 | C4 | [5 empty] | C4 | [5 empty] | 0 | [6 empty] | 0 | [6 empty] | 0 | [6 empty] | 0 | [6 empty] | 0 | [6 empty] | 0
|  |  | 0 | 0 |  | 0 | 0 | 0 | 0 | 0 |  | 0 | 0 | 0 | 0 | 0 |  | 0 | 0 | 0 | 0 | 0 |  | 0 | 0 | 0 | 0 | 0 |  | 0 | 0 | 0 | 0 | 0 |  | 0 | 0 | 0 | 0 | 0 | [22 empty] | 0 | 0 | 0 | 0 | 0 | 0 |  | 0 | 0 | 0 | 0 | 0 | 0 |  | 0 | 0 | 0 | 0 | 0 | 0 |  | 0 | 0 | 0 | 0 | 0 | 0 |  | 0 | 0 | 0 | 0 | 0 | 0 |  | 0 | 0 | 0 | 0 | 0 | 0
| [Please insert new asset category as required] |  | 0 | 0 | C1 | 0 | 0 | 0 | 0 | 0 | 0 | 0 | 0 | 0 | 0 | 0 | 0 | 0 | 0 | 0 | 0 | 0 | 0 | 0 | 0 | 0 | 0 | 0 | 0 | 0 | 0 | 0 | 0 | 0 | 0 | 0 | 0 | 0 | 0 | 0 | 0 |  |  | C1 | 0 | 0 | 0 | 0 | 0 | C1 | 0 | 0 | 0 | 0 | 0 | C1 | [5 empty] | C1 | [5 empty] | 0 | [6 empty] | 0 | [6 empty] | 0 | [6 empty] | 0 | [6 empty] | 0 | [6 empty] | 0
|  |  | 0 | 0 | C2 | 0 | 0 | 0 | 0 | 0 | 0 | 0 | 0 | 0 | 0 | 0 | 0 | 0 | 0 | 0 | 0 | 0 | 0 | 0 | 0 | 0 | 0 | 0 | 0 | 0 | 0 | 0 | 0 | 0 | 0 | 0 | 0 | 0 | 0 | 0 | 0 |  |  | C2 | 0 | 0 | 0 | 0 | 0 | C2 | 0 | 0 | 0 | 0 | 0 | C2 | [5 empty] | C2 | [5 empty] | 0 | [6 empty] | 0 | [6 empty] | 0 | [6 empty] | 0 | [6 empty] | 0 | [6 empty] | 0
|  |  | 0 | 0 | C3 | 0 | 0 | 0 | 0 | 0 | 0 | 0 | 0 | 0 | 0 | 0 | 0 | 0 | 0 | 0 | 0 | 0 | 0 | 0 | 0 | 0 | 0 | 0 | 0 | 0 | 0 | 0 | 0 | 0 | 0 | 0 | 0 | 0 | 0 | 0 | 0 |  |  | C3 | 0 | 0 | 0 | 0 | 0 | C3 | 0 | 0 | 0 | 0 | 0 | C3 | [5 empty] | C3 | [5 empty] | 0 | [6 empty] | 0 | [6 empty] | 0 | [6 empty] | 0 | [6 empty] | 0 | [6 empty] | 0
|  |  | 0 | 0 | C4 | 0 | 0 | 0 | 0 | 0 | 0 | 0 | 0 | 0 | 0 | 0 | 0 | 0 | 0 | 0 | 0 | 0 | 0 | 0 | 0 | 0 | 0 | 0 | 0 | 0 | 0 | 0 | 0 | 0 | 0 | 0 | 0 | 0 | 0 | 0 | 0 |  |  | C4 | 0 | 0 | 0 | 0 | 0 | C4 | 0 | 0 | 0 | 0 | 0 | C4 | [5 empty] | C4 | [5 empty] | 0 | [6 empty] | 0 | [6 empty] | 0 | [6 empty] | 0 | [6 empty] | 0 | [6 empty] | 0
|  |  | 0 | 0 |  | 0 | 0 | 0 | 0 | 0 |  | 0 | 0 | 0 | 0 | 0 |  | 0 | 0 | 0 | 0 | 0 |  | 0 | 0 | 0 | 0 | 0 |  | 0 | 0 | 0 | 0 | 0 |  | 0 | 0 | 0 | 0 | 0 | [22 empty] | 0 | 0 | 0 | 0 | 0 | 0 |  | 0 | 0 | 0 | 0 | 0 | 0 |  | 0 | 0 | 0 | 0 | 0 | 0 |  | 0 | 0 | 0 | 0 | 0 | 0 |  | 0 | 0 | 0 | 0 | 0 | 0 |  | 0 | 0 | 0 | 0 | 0 | 0
| [Please insert new asset category as required] |  | 0 | 0 | C1 | 0 | 0 | 0 | 0 | 0 | 0 | 0 | 0 | 0 | 0 | 0 | 0 | 0 | 0 | 0 | 0 | 0 | 0 | 0 | 0 | 0 | 0 | 0 | 0 | 0 | 0 | 0 | 0 | 0 | 0 | 0 | 0 | 0 | 0 | 0 | 0 |  |  | C1 | 0 | 0 | 0 | 0 | 0 | C1 | 0 | 0 | 0 | 0 | 0 | C1 | [5 empty] | C1 | [5 empty] | 0 | [6 empty] | 0 | [6 empty] | 0 | [6 empty] | 0 | [6 empty] | 0 | [6 empty] | 0
|  |  | 0 | 0 | C2 | 0 | 0 | 0 | 0 | 0 | 0 | 0 | 0 | 0 | 0 | 0 | 0 | 0 | 0 | 0 | 0 | 0 | 0 | 0 | 0 | 0 | 0 | 0 | 0 | 0 | 0 | 0 | 0 | 0 | 0 | 0 | 0 | 0 | 0 | 0 | 0 |  |  | C2 | 0 | 0 | 0 | 0 | 0 | C2 | 0 | 0 | 0 | 0 | 0 | C2 | [5 empty] | C2 | [5 empty] | 0 | [6 empty] | 0 | [6 empty] | 0 | [6 empty] | 0 | [6 empty] | 0 | [6 empty] | 0
|  |  | 0 | 0 | C3 | 0 | 0 | 0 | 0 | 0 | 0 | 0 | 0 | 0 | 0 | 0 | 0 | 0 | 0 | 0 | 0 | 0 | 0 | 0 | 0 | 0 | 0 | 0 | 0 | 0 | 0 | 0 | 0 | 0 | 0 | 0 | 0 | 0 | 0 | 0 | 0 |  |  | C3 | 0 | 0 | 0 | 0 | 0 | C3 | 0 | 0 | 0 | 0 | 0 | C3 | [5 empty] | C3 | [5 empty] | 0 | [6 empty] | 0 | [6 empty] | 0 | [6 empty] | 0 | [6 empty] | 0 | [6 empty] | 0
|  |  | 0 | 0 | C4 | 0 | 0 | 0 | 0 | 0 | 0 | 0 | 0 | 0 | 0 | 0 | 0 | 0 | 0 | 0 | 0 | 0 | 0 | 0 | 0 | 0 | 0 | 0 | 0 | 0 | 0 | 0 | 0 | 0 | 0 | 0 | 0 | 0 | 0 | 0 | 0 |  |  | C4 | 0 | 0 | 0 | 0 | 0 | C4 | 0 | 0 | 0 | 0 | 0 | C4 | [5 empty] | C4 | [5 empty] | 0 | [6 empty] | 0 | [6 empty] | 0 | [6 empty] | 0 | [6 empty] | 0 | [6 empty] | 0
|  |  | 0 | 0 |  | 0 | 0 | 0 | 0 | 0 |  | 0 | 0 | 0 | 0 | 0 |  | 0 | 0 | 0 | 0 | 0 |  | 0 | 0 | 0 | 0 | 0 |  | 0 | 0 | 0 | 0 | 0 |  | 0 | 0 | 0 | 0 | 0 | [22 empty] | 0 | 0 | 0 | 0 | 0 | 0 |  | 0 | 0 | 0 | 0 | 0 | 0 |  | 0 | 0 | 0 | 0 | 0 | 0 |  | 0 | 0 | 0 | 0 | 0 | 0 |  | 0 | 0 | 0 | 0 | 0 | 0 |  | 0 | 0 | 0 | 0 | 0 | 0
| [Please insert new asset category as required] |  | 0 | 0 | C1 | 0 | 0 | 0 | 0 | 0 | 0 | 0 | 0 | 0 | 0 | 0 | 0 | 0 | 0 | 0 | 0 | 0 | 0 | 0 | 0 | 0 | 0 | 0 | 0 | 0 | 0 | 0 | 0 | 0 | 0 | 0 | 0 | 0 | 0 | 0 | 0 |  |  | C1 | 0 | 0 | 0 | 0 | 0 | C1 | 0 | 0 | 0 | 0 | 0 | C1 | [5 empty] | C1 | [5 empty] | 0 | [6 empty] | 0 | [6 empty] | 0 | [6 empty] | 0 | [6 empty] | 0 | [6 empty] | 0
|  |  | 0 | 0 | C2 | 0 | 0 | 0 | 0 | 0 | 0 | 0 | 0 | 0 | 0 | 0 | 0 | 0 | 0 | 0 | 0 | 0 | 0 | 0 | 0 | 0 | 0 | 0 | 0 | 0 | 0 | 0 | 0 | 0 | 0 | 0 | 0 | 0 | 0 | 0 | 0 |  |  | C2 | 0 | 0 | 0 | 0 | 0 | C2 | 0 | 0 | 0 | 0 | 0 | C2 | [5 empty] | C2 | [5 empty] | 0 | [6 empty] | 0 | [6 empty] | 0 | [6 empty] | 0 | [6 empty] | 0 | [6 empty] | 0
|  |  | 0 | 0 | C3 | 0 | 0 | 0 | 0 | 0 | 0 | 0 | 0 | 0 | 0 | 0 | 0 | 0 | 0 | 0 | 0 | 0 | 0 | 0 | 0 | 0 | 0 | 0 | 0 | 0 | 0 | 0 | 0 | 0 | 0 | 0 | 0 | 0 | 0 | 0 | 0 |  |  | C3 | 0 | 0 | 0 | 0 | 0 | C3 | 0 | 0 | 0 | 0 | 0 | C3 | [5 empty] | C3 | [5 empty] | 0 | [6 empty] | 0 | [6 empty] | 0 | [6 empty] | 0 | [6 empty] | 0 | [6 empty] | 0
|  |  | 0 | 0 | C4 | 0 | 0 | 0 | 0 | 0 | 0 | 0 | 0 | 0 | 0 | 0 | 0 | 0 | 0 | 0 | 0 | 0 | 0 | 0 | 0 | 0 | 0 | 0 | 0 | 0 | 0 | 0 | 0 | 0 | 0 | 0 | 0 | 0 | 0 | 0 | 0 |  |  | C4 | 0 | 0 | 0 | 0 | 0 | C4 | 0 | 0 | 0 | 0 | 0 | C4 | [5 empty] | C4 | [5 empty] | 0 | [6 empty] | 0 | [6 empty] | 0 | [6 empty] | 0 | [6 empty] | 0 | [6 empty] | 0
|  |  | 0 | 0 |  | 0 | 0 | 0 | 0 | 0 |  | 0 | 0 | 0 | 0 | 0 |  | 0 | 0 | 0 | 0 | 0 |  | 0 | 0 | 0 | 0 | 0 |  | 0 | 0 | 0 | 0 | 0 |  | 0 | 0 | 0 | 0 | 0 | [22 empty] | 0 | 0 | 0 | 0 | 0 | 0 |  | 0 | 0 | 0 | 0 | 0 | 0 |  | 0 | 0 | 0 | 0 | 0 | 0 |  | 0 | 0 | 0 | 0 | 0 | 0 |  | 0 | 0 | 0 | 0 | 0 | 0 |  | 0 | 0 | 0 | 0 | 0 | 0
[63 empty] | 996190.3489 | 429420.2156 | 2662662.043 | 660625.8881 | 1657635.5432 | 6406534.0389 |  | 996190.3489 | 429420.2156 | 2662662.043 | 660625.8881 | 1657635.5432 | 6406534.0389 |  | 868182.0594 | 459445.7276 | 2879003.5608 | 624834.214 | 1998202.1707 | 6829667.7325 |  | 980740.0629 | 453521.6643 | 2779747.2767 | 469418.7465 | 1512362.4836 | 6195790.234 |  | 775101.4064 | 372908.2423 | 514191.9875 | 4534806.5673 | 3322298.7612 | 9519306.9648 |  | 1040022.9999 | 346134.5538 | 368585.8755 | 4060379.6301 | 2232492.4432 | 8047615.5025
| HV Network | [73 empty] | 0 | [6 empty] | 0 | [6 empty] | 0 | [6 empty] | 0 | [6 empty] | 0
| HV Switchgear (GM) - Primary |  | 748 | 741 | C1 | 345 | 149 | 151 | 49 | 54 | 748 | 345 | 149 | 151 | 49 | 54 | 748 | 34 | 0 | -2 | -13 | -19 | 0 | 299 | 186 | 9 | 176 | 78 | 748 | 94 | 0 | 0 | -7 | -94 | -7 | 265 | 129 | 94 | 24 | 237 | 749 |  |  | C1 | 0.001482 | 0.0022066 | 0.0039014 | 0.0063184 | 0.01482 | C1 | 81323.368 | 81323.368 | 81323.368 | 81323.368 | 81323.368 | C1 | 120.5231 | 179.4461 | 317.277 | 513.834 | 1205.2519 | C1 | 41580.4824 | 26737.4708 | 47908.8278 | 25177.8658 | 65083.604 | 206488.2507 |  | 41580.4824 | 26737.4708 | 47908.8278 | 25177.8658 | 65083.604 | 206488.2507 |  | 36036.4181 | 33376.977 | 2855.493 | 90434.7831 | 94009.6502 | 256713.3215 |  | 40134.2047 | 33376.977 | 2220.939 | 83754.9412 | 71109.8636 | 230596.9256 |  | 31938.6314 | 23148.5486 | 29824.0385 | 12332.0159 | 285644.7064 | 382887.9407 |  | 43267.8063 | 23148.5486 | 29824.0385 | 8735.1779 | 172351.0254 | 277326.5967
|  |  | 901 | 898 | C2 | 533 | 132 | 120 | 25 | 91 | 901 | 533 | 132 | 120 | 25 | 91 | 901 | 22 | -7 | -1 | -9 | -6 | -1 | 446 | 203 | 56 | 98 | 98 | 901 | 111 | -10 | -10 | -17 | -77 | -3 | 407 | 193 | 59 | 58 | 183 | 900 |  |  | C2 | 0.001482 | 0.0022066 | 0.0039014 | 0.0063184 | 0.01482 | C2 | 116176.24 | 116176.24 | 116176.24 | 116176.24 | 116176.24 | C2 | 172.1759 | 256.3516 | 453.2529 | 734.0486 | 1721.7885 | C2 | 91769.7603 | 33838.4099 | 54390.3437 | 18351.2141 | 156682.7504 | 355032.4783 |  | 91769.7603 | 33838.4099 | 54390.3437 | 18351.2141 | 156682.7504 | 355032.4783 |  | 76790.456 | 52039.3728 | 25382.1604 | 71936.7593 | 168735.2696 | 394884.0182 |  | 80578.3261 | 50244.9116 | 24928.9076 | 65330.3222 | 158404.5388 | 379487.0063 |  | 70075.5955 | 49475.8569 | 26741.919 | 42574.8167 | 315087.2892 | 503955.4773 |  | 89187.1216 | 46912.341 | 22209.3904 | 30095.9911 | 182509.5773 | 370914.4214
|  |  | 808 | 794 | C3 | 455 | 141 | 144 | 28 | 40 | 808 | 455 | 141 | 144 | 28 | 40 | 808 | 33 | -18 | -4 | -7 | -11 | -7 | 408 | 172 | 64 | 107 | 57 | 808 | 111 | -6 | -35 | -14 | -70 | -14 | 352 | 158 | 80 | 73 | 145 | 808 |  |  | C3 | 0.001482 | 0.0022066 | 0.0039014 | 0.0063184 | 0.01482 | C3 | 174264.36 | 174264.36 | 174264.36 | 174264.36 | 174264.36 | C3 | 258.2639 | 384.5274 | 679.8793 | 1101.0728 | 2582.6827 | C3 | 117510.0589 | 54218.3613 | 97902.6187 | 30830.0397 | 103307.3079 | 403768.3865 |  | 117510.0589 | 54218.3613 | 97902.6187 | 30830.0397 | 103307.3079 | 403768.3865 |  | 105371.6572 | 66138.7102 | 43512.275 | 117814.7946 | 147212.9138 | 480050.3508 |  | 113894.3647 | 59217.2173 | 40792.7578 | 110107.2847 | 118803.4041 | 442815.0286 |  | 90908.8807 | 60755.3268 | 54390.3437 | 80378.3178 | 374488.9912 | 660921.8603 |  | 119576.1698 | 58448.1625 | 30594.5684 | 64963.298 | 193701.2024 | 467283.401
|  |  | 67 | 67 | C4 | 44 | 4 | 19 | 0 | 0 | 67 | 44 | 4 | 19 | 0 | 0 | 67 | 0 | 0 | 0 | 0 | 0 | 0 | 30 | 14 | 19 | 4 | 0 | 67 | 0 | 0 | 0 | 0 | 0 | 0 | 30 | 14 | 4 | 16 | 3 | 67 |  |  | C4 | 0.001482 | 0.0022066 | 0.0039014 | 0.0063184 | 0.01482 | C4 | 290440.6 | 290440.6 | 290440.6 | 290440.6 | 290440.6 | C4 | 430.4398 | 640.879 | 1133.1322 | 1835.1214 | 4304.4712 | C4 | 18939.3501 | 2563.5159 | 21529.5111 | 0 | 0 | 43032.3771 |  | 18939.3501 | 2563.5159 | 21529.5111 | 0 | 0 | 43032.3771 |  | 12913.1933 | 8972.3056 | 21529.5111 | 7340.4856 | 0 | 50755.4956 |  | 12913.1933 | 8972.3056 | 21529.5111 | 7340.4856 | 0 | 50755.4956 |  | 12913.1933 | 8972.3056 | 4532.5286 | 29361.9426 | 12913.4135 | 68693.3836 |  | 12913.1933 | 8972.3056 | 4532.5286 | 29361.9426 | 12913.4135 | 68693.3836
|  |  | 2524 | 2500 |  | 1377 | 426 | 434 | 102 | 185 |  | 1377 | 426 | 434 | 102 | 185 |  | 89 | -25 | -7 | -29 | -36 |  | 1183 | 575 | 148 | 385 | 233 |  | 316 | -16 | -45 | -38 | -241 |  | 1054 | 494 | 237 | 171 | 568 | [22 empty] | 269799.6516 | 117357.7579 | 221731.3013 | 74359.1196 | 325073.6623 | 1008321.4927 |  | 269799.6516 | 117357.7579 | 221731.3013 | 74359.1196 | 325073.6623 | 1008321.4927 |  | 231111.7246 | 160527.3656 | 93279.4395 | 287526.8227 | 409957.8336 | 1182403.186 |  | 247520.0888 | 151811.4116 | 89472.1155 | 266533.0338 | 348317.8065 | 1103654.4562 |  | 205836.3009 | 142352.0379 | 115488.8299 | 164647.093 | 988134.4003 | 1616458.662 |  | 264944.291 | 137481.3577 | 87160.5259 | 133156.4096 | 561475.2186 | 1184217.8027
| HV Switchgear (GM) - Distribution |  | 1771 | 1700 | C1 | 1290 | 104 | 299 | 49 | 29 | 1771 | 1290 | 104 | 299 | 49 | 29 | 1771 | 20 | 0 | 0 | -31 | -20 | -31 | 1253 | 102 | 265 | 102 | 49 | 1771 | 46 | 0 | 0 | -61 | -56 | -71 | 1166 | 140 | 55 | 299 | 111 | 1771 |  |  | C1 | 0.0019095 | 0.0028431 | 0.0050268 | 0.008141 | 0.019096 | C1 | 8081.668 | 8081.668 | 8081.668 | 8081.668 | 8081.668 | C1 | 15.4322 | 22.9769 | 40.6252 | 65.793 | 154.3245 | C1 | 19907.5239 | 2389.5961 | 12146.9402 | 3223.8589 | 4475.4112 | 42143.3303 |  | 19907.5239 | 2389.5961 | 12146.9402 | 3223.8589 | 4475.4112 | 42143.3303 |  | 19336.5329 | 2343.6423 | 10765.6828 | 6710.8899 | 7561.9016 | 46718.6496 |  | 19645.1767 | 2343.6423 | 10765.6828 | 4671.3057 | 4475.4112 | 41901.2187 |  | 17993.9325 | 3216.764 | 2234.387 | 19672.1184 | 17130.022 | 60247.2239 |  | 18703.8132 | 3216.764 | 2234.387 | 15658.7431 | 8487.8487 | 48301.556
|  |  | 11513 | 10600 | C2 | 8370 | 1059 | 1516 | 356 | 212 | 11513 | 8370 | 1059 | 1516 | 356 | 212 | 11513 | 271 | -50 | -317 | -184 | -189 | -469 | 8088 | 1061 | 1208 | 779 | 377 | 11513 | 530 | -100 | -367 | -465 | -511 | -913 | 7640 | 1021 | 564 | 1455 | 833 | 11513 |  |  | C2 | 0.0019095 | 0.0028431 | 0.0050268 | 0.008141 | 0.019096 | C2 | 11545.24 | 11545.24 | 11545.24 | 11545.24 | 11545.24 | C2 | 22.046 | 32.8241 | 58.036 | 93.9901 | 220.4636 | C2 | 184524.8895 | 34760.7456 | 87982.6152 | 33460.4594 | 46738.284 | 387466.9936 |  | 184524.8895 | 34760.7456 | 87982.6152 | 33460.4594 | 46738.284 | 387466.9936 |  | 178307.9219 | 34826.3938 | 70107.5192 | 73218.2525 | 83114.7786 | 439574.866 |  | 184282.3837 | 33185.1877 | 51710.099 | 55924.0824 | 41447.1575 | 366548.9103 |  | 168431.3209 | 33513.429 | 32732.3186 | 136755.5293 | 183646.1818 | 555078.7795 |  | 180115.6926 | 30231.0167 | 11433.0971 | 93050.154 | 70989.2804 | 385819.2408
|  |  | 2022 | 1908 | C3 | 1621 | 146 | 216 | 25 | 14 | 2022 | 1621 | 146 | 216 | 25 | 14 | 2022 | 34 | 0 | -47 | -27 | -15 | -55 | 1574 | 171 | 157 | 90 | 30 | 2022 | 70 | 0 | -55 | -71 | -58 | -114 | 1501 | 172 | 75 | 173 | 101 | 2022 |  |  | C3 | 0.0019095 | 0.0028431 | 0.0050268 | 0.008141 | 0.019096 | C3 | 17317.86 | 17317.86 | 17317.86 | 17317.86 | 17317.86 | C3 | 33.069 | 49.2362 | 87.054 | 140.9851 | 330.6954 | C3 | 53604.8111 | 7188.4828 | 18803.6724 | 3524.627 | 4629.7357 | 87751.329 |  | 53604.8111 | 7188.4828 | 18803.6724 | 3524.627 | 4629.7357 | 87751.329 |  | 52050.5692 | 8419.3874 | 13667.4841 | 12688.6574 | 9920.8622 | 96746.9602 |  | 53174.9144 | 8419.3874 | 9575.9443 | 8882.0602 | 4960.4311 | 85012.7373 |  | 49636.5339 | 8468.6236 | 6529.0529 | 24390.4191 | 33400.2359 | 122424.8655 |  | 51951.3623 | 8468.6236 | 1741.0808 | 14380.4783 | 14219.9024 | 90761.4474
|  |  | 0 | 0 | C4 | 0 | 0 | 0 | 0 | 0 | 0 | 0 | 0 | 0 | 0 | 0 | 0 | 0 | 0 | 0 | 0 | 0 | 0 | 0 | 0 | 0 | 0 | 0 | 0 | 0 | 0 | 0 | 0 | 0 | 0 | 0 | 0 | 0 | 0 | 0 | 0 |  |  | C4 | 0.0019095 | 0.0028431 | 0.0050268 | 0.008141 | 0.019096 | C4 | 28863.1 | 28863.1 | 28863.1 | 28863.1 | 28863.1 | C4 | 55.115 | 82.0603 | 145.0901 | 234.9751 | 551.159 | C4 | 0 | 0 | 0 | 0 | 0 | 0 |  | 0 | 0 | 0 | 0 | 0 | 0 |  | 0 | 0 | 0 | 0 | 0 | 0 |  | 0 | 0 | 0 | 0 | 0 | 0 |  | 0 | 0 | 0 | 0 | 0 | 0 |  | 0 | 0 | 0 | 0 | 0 | 0
|  |  | 15306 | 14208 |  | 11281 | 1309 | 2031 | 430 | 255 |  | 11281 | 1309 | 2031 | 430 | 255 |  | 325 | -50 | -364 | -242 | -224 |  | 10915 | 1334 | 1630 | 971 | 456 |  | 646 | -100 | -422 | -597 | -625 |  | 10307 | 1333 | 694 | 1927 | 1045 | [22 empty] | 258037.2245 | 44338.8245 | 118933.2277 | 40208.9453 | 55843.4308 | 517361.6529 |  | 258037.2245 | 44338.8245 | 118933.2277 | 40208.9453 | 55843.4308 | 517361.6529 |  | 249695.024 | 45589.4236 | 94540.6861 | 92617.7997 | 100597.5423 | 583040.4757 |  | 257102.4748 | 43948.2175 | 72051.7261 | 69477.4483 | 50882.9997 | 493462.8663 |  | 236061.7873 | 45198.8165 | 41495.7585 | 180818.0669 | 234176.4397 | 737750.8689 |  | 250770.8681 | 41916.4043 | 15408.5649 | 123089.3754 | 93697.0315 | 524882.2441
| HV Transformer (GM) |  | 940 | 940 | C1 | 901 | 26 | 13 | 0 | 0 | 940 | 901 | 26 | 13 | 0 | 0 | 940 | 15 | 0 | -15 | 0 | 0 | 0 | 881 | 38 | 21 | 0 | 0 | 940 | 26 | 0 | -15 | -11 | 0 | 0 | 850 | 60 | 15 | 15 | 0 | 940 |  |  | C1 | 0.002223 | 0.0033099 | 0.0058521 | 0.0094776 | 0.022231 | C1 | 12412.26 | 12412.26 | 12412.26 | 12412.26 | 12412.26 | C1 | 27.5929 | 41.0829 | 72.6382 | 117.6385 | 275.9336 | C1 | 24861.1942 | 1068.1547 | 944.2972 | 0 | 0 | 26873.6462 |  | 24861.1942 | 1068.1547 | 944.2972 | 0 | 0 | 26873.6462 |  | 24309.3364 | 1561.1492 | 1525.4032 | 0 | 0 | 27395.8888 |  | 24723.2297 | 1561.1492 | 435.8295 | 0 | 0 | 26720.2085 |  | 23453.9568 | 2464.9725 | 1089.5737 | 1764.578 | 0 | 28773.081 |  | 24171.3719 | 2464.9725 | 0 | 470.5541 | 0 | 27106.8985
|  |  | 7702 | 7702 | C2 | 7291 | 245 | 141 | 21 | 4 | 7702 | 7291 | 245 | 141 | 21 | 4 | 7702 | 194 | -26 | -138 | -27 | -3 | 0 | 7104 | 359 | 197 | 38 | 4 | 7702 | 431 | -150 | -147 | -111 | -23 | 0 | 6619 | 753 | 151 | 147 | 32 | 7702 |  |  | C2 | 0.002223 | 0.0033099 | 0.0058521 | 0.0094776 | 0.022231 | C2 | 17731.8 | 17731.8 | 17731.8 | 17731.8 | 17731.8 | C2 | 39.4184 | 58.6898 | 103.7689 | 168.055 | 394.1909 | C2 | 287399.662 | 14379.006 | 14631.4186 | 3529.156 | 1576.7635 | 321516.0061 |  | 287399.662 | 14379.006 | 14631.4186 | 3529.156 | 1576.7635 | 321516.0061 |  | 280028.4184 | 21069.6456 | 20442.4785 | 6386.0918 | 1576.7635 | 329503.3978 |  | 287675.5909 | 19543.7103 | 6122.3667 | 1848.6055 | 394.1909 | 315584.4642 |  | 260910.4872 | 44193.4349 | 15669.1079 | 24704.0919 | 12614.1078 | 358091.2298 |  | 277899.824 | 35389.9618 | 415.0757 | 6049.9817 | 3547.7178 | 323302.5611
|  |  | 1358 | 1358 | C3 | 1220 | 82 | 49 | 7 | 0 | 1358 | 1220 | 82 | 49 | 7 | 0 | 1358 | 130 | -71 | -53 | -6 | 0 | 0 | 1172 | 102 | 75 | 9 | 0 | 1358 | 239 | -137 | -61 | -38 | -3 | 0 | 1072 | 165 | 65 | 52 | 4 | 1358 |  |  | C3 | 0.002223 | 0.0033099 | 0.0058521 | 0.0094776 | 0.022231 | C3 | 26597.7 | 26597.7 | 26597.7 | 26597.7 | 26597.7 | C3 | 59.1276 | 88.0347 | 155.6534 | 252.0826 | 591.2863 | C3 | 72135.699 | 7218.8479 | 7627.0161 | 1764.578 | 0 | 88746.141 |  | 72135.699 | 7218.8479 | 7627.0161 | 1764.578 | 0 | 88746.141 |  | 69297.5731 | 8979.5426 | 11674.0042 | 2268.7431 | 0 | 92219.8631 |  | 76984.164 | 2729.0767 | 3424.3746 | 756.2477 | 0 | 83893.863 |  | 63384.8109 | 14525.7306 | 10117.4703 | 13108.2937 | 2365.1452 | 103501.4508 |  | 77516.3126 | 2464.9725 | 622.6136 | 3529.156 | 591.2863 | 84724.3409
|  |  | 4 | 4 | C4 | 4 | 0 | 0 | 0 | 0 | 4 | 4 | 0 | 0 | 0 | 0 | 4 | 0 | 0 | 0 | 0 | 0 | 0 | 4 | 0 | 0 | 0 | 0 | 4 | 0 | 0 | 0 | 0 | 0 | 0 | 4 | 0 | 0 | 0 | 0 | 4 |  |  | C4 | 0.002223 | 0.0033099 | 0.0058521 | 0.0094776 | 0.022231 | C4 | 44329.5 | 44329.5 | 44329.5 | 44329.5 | 44329.5 | C4 | 98.546 | 146.7246 | 259.4223 | 420.1376 | 985.4772 | C4 | 394.1841 | 0 | 0 | 0 | 0 | 394.1841 |  | 394.1841 | 0 | 0 | 0 | 0 | 394.1841 |  | 394.1841 | 0 | 0 | 0 | 0 | 394.1841 |  | 394.1841 | 0 | 0 | 0 | 0 | 394.1841 |  | 394.1841 | 0 | 0 | 0 | 0 | 394.1841 |  | 394.1841 | 0 | 0 | 0 | 0 | 394.1841
|  |  | 10004 | 10004 |  | 9416 | 353 | 203 | 28 | 4 |  | 9416 | 353 | 203 | 28 | 4 |  | 339 | -97 | -206 | -33 | -3 |  | 9161 | 499 | 293 | 47 | 4 |  | 696 | -287 | -223 | -160 | -26 |  | 8545 | 978 | 231 | 214 | 36 | [22 empty] | 384790.7393 | 22666.0087 | 23202.732 | 5293.734 | 1576.7635 | 437529.9774 |  | 384790.7393 | 22666.0087 | 23202.732 | 5293.734 | 1576.7635 | 437529.9774 |  | 374029.5121 | 31610.3374 | 33641.886 | 8654.8349 | 1576.7635 | 449513.3338 |  | 389777.1688 | 23833.9361 | 9982.5707 | 2604.8532 | 394.1909 | 426592.7197 |  | 348143.4391 | 61184.138 | 26876.152 | 39576.9636 | 14979.253 | 490759.9457 |  | 379981.6927 | 40319.9068 | 1037.6893 | 10049.6918 | 4139.0041 | 435527.9847
| HV UG Cable |  | 0 | 0 | C1 | 0 | 0 | 0 | 0 | 0 | 0 | 0 | 0 | 0 | 0 | 0 | 0 | 0 | 0 | 0 | 0 | 0 | 0 | 0 | 0 | 0 | 0 | 0 | 0 | 0 | 0 | 0 | 0 | 0 | 0 | 0 | 0 | 0 | 0 | 0 | 0 |  |  | C1 | 0 | 0 | 0 | 0 | 0 | C1 | 0 | 0 | 0 | 0 | 0 | C1 | [5 empty] | C1 | [5 empty] | 0 | [6 empty] | 0 | [6 empty] | 0 | [6 empty] | 0 | [6 empty] | 0 | [6 empty] | 0
|  |  | 0 | 0 | C2 | 0 | 0 | 0 | 0 | 0 | 0 | 0 | 0 | 0 | 0 | 0 | 0 | 0 | 0 | 0 | 0 | 0 | 0 | 0 | 0 | 0 | 0 | 0 | 0 | 0 | 0 | 0 | 0 | 0 | 0 | 0 | 0 | 0 | 0 | 0 | 0 |  |  | C2 | 0 | 0 | 0 | 0 | 0 | C2 | 0 | 0 | 0 | 0 | 0 | C2 | [5 empty] | C2 | [5 empty] | 0 | [6 empty] | 0 | [6 empty] | 0 | [6 empty] | 0 | [6 empty] | 0 | [6 empty] | 0
|  |  | 0 | 0 | C3 | 0 | 0 | 0 | 0 | 0 | 0 | 0 | 0 | 0 | 0 | 0 | 0 | 0 | 0 | 0 | 0 | 0 | 0 | 0 | 0 | 0 | 0 | 0 | 0 | 0 | 0 | 0 | 0 | 0 | 0 | 0 | 0 | 0 | 0 | 0 | 0 |  |  | C3 | 0 | 0 | 0 | 0 | 0 | C3 | 0 | 0 | 0 | 0 | 0 | C3 | [5 empty] | C3 | [5 empty] | 0 | [6 empty] | 0 | [6 empty] | 0 | [6 empty] | 0 | [6 empty] | 0 | [6 empty] | 0
|  |  | 0 | 0 | C4 | 0 | 0 | 0 | 0 | 0 | 0 | 0 | 0 | 0 | 0 | 0 | 0 | 0 | 0 | 0 | 0 | 0 | 0 | 0 | 0 | 0 | 0 | 0 | 0 | 0 | 0 | 0 | 0 | 0 | 0 | 0 | 0 | 0 | 0 | 0 | 0 |  |  | C4 | 0 | 0 | 0 | 0 | 0 | C4 | 0 | 0 | 0 | 0 | 0 | C4 | [5 empty] | C4 | [5 empty] | 0 | [6 empty] | 0 | [6 empty] | 0 | [6 empty] | 0 | [6 empty] | 0 | [6 empty] | 0
|  |  | 0 | 0 |  | 0 | 0 | 0 | 0 | 0 |  | 0 | 0 | 0 | 0 | 0 |  | 0 | 0 | 0 | 0 | 0 |  | 0 | 0 | 0 | 0 | 0 |  | 0 | 0 | 0 | 0 | 0 |  | 0 | 0 | 0 | 0 | 0 | [22 empty] | 0 | 0 | 0 | 0 | 0 | 0 |  | 0 | 0 | 0 | 0 | 0 | 0 |  | 0 | 0 | 0 | 0 | 0 | 0 |  | 0 | 0 | 0 | 0 | 0 | 0 |  | 0 | 0 | 0 | 0 | 0 | 0 |  | 0 | 0 | 0 | 0 | 0 | 0
| HV OHL Support - Poles |  | 39997 | 39997 | C1 | 16895 | 5418 | 13307 | 2333 | 2044 | 39997 | 16895 | 5418 | 13307 | 2333 | 2044 | 39997 | 1300 | 0 | 0 | -529 | -771 | 0 | 15351 | 4349 | 15266 | 2279 | 2752 | 39997 | 4228 | 0 | 0 | -2072 | -2156 | 0 | 13668 | 3789 | 3169 | 14642 | 4729 | 39997 |  |  | C1 | 0.0081226 | 0.012094 | 0.021383 | 0.03463 | 0.081228 | C1 | 2623.418 | 2623.418 | 2623.418 | 2623.418 | 2623.418 | C1 | 21.309 | 31.7269 | 56.096 | 90.8482 | 213.0941 | C1 | 360016.3944 | 171896.3717 | 746470.0855 | 211948.929 | 435564.403 | 1925896.1835 |  | 360016.3944 | 171896.3717 | 746470.0855 | 211948.929 | 435564.403 | 1925896.1835 |  | 327115.2216 | 137980.3102 | 856362.2398 | 207043.1244 | 586435.0475 | 2114935.9435 |  | 354816.9862 | 137980.3102 | 856362.2398 | 158984.4088 | 422139.4728 | 1930283.4178 |  | 291252.091 | 120213.2433 | 177768.3701 | 1330199.8363 | 1007722.1438 | 2927155.6845 |  | 381346.7531 | 120213.2433 | 177768.3701 | 1141962.2963 | 548291.1981 | 2369581.8609
|  |  | 60012 | 60012 | C2 | 28948 | 7652 | 16964 | 2973 | 3475 | 60012 | 28948 | 7652 | 16964 | 2973 | 3475 | 60012 | 2027 | 0 | 0 | -823 | -1204 | 0 | 25605 | 7741 | 19357 | 3008 | 4301 | 60012 | 5229 | 0 | 0 | -2331 | -2898 | 0 | 23169 | 6662 | 4612 | 18718 | 6851 | 60012 |  |  | C2 | 0.0081226 | 0.012094 | 0.021383 | 0.03463 | 0.081228 | C2 | 3747.74 | 3747.74 | 3747.74 | 3747.74 | 3747.74 | C2 | 30.4415 | 45.3242 | 80.1372 | 129.7832 | 304.4202 | C2 | 881220.5288 | 346820.3966 | 1359447.6087 | 385845.4264 | 1057860.1485 | 4031194.109 |  | 881220.5288 | 346820.3966 | 1359447.6087 | 385845.4264 | 1057860.1485 | 4031194.109 |  | 779454.5958 | 350854.2459 | 1551215.9491 | 390387.8381 | 1309311.2227 | 4381223.8516 |  | 841159.5154 | 350854.2459 | 1551215.9491 | 283576.272 | 942789.318 | 3969595.3005 |  | 705299.1029 | 301949.488 | 369592.8066 | 2429281.7663 | 2085582.6986 | 5891705.8623 |  | 864477.704 | 301949.488 | 369592.8066 | 2126757.1484 | 1203372.9977 | 4866150.1448
|  |  | 18044 | 18044 | C3 | 9178 | 2418 | 4820 | 851 | 777 | 18044 | 9178 | 2418 | 4820 | 851 | 777 | 18044 | 599 | 0 | -42 | -286 | -271 | 0 | 8103 | 2619 | 5497 | 841 | 984 | 18044 | 1615 | 0 | -119 | -728 | -768 | 0 | 7236 | 2266 | 1523 | 5284 | 1735 | 18044 |  |  | C3 | 0.0081226 | 0.012094 | 0.021383 | 0.03463 | 0.081228 | C3 | 5621.61 | 5621.61 | 5621.61 | 5621.61 | 5621.61 | C3 | 45.6622 | 67.9862 | 120.2058 | 194.6748 | 456.6303 | C3 | 419088.1242 | 164390.6924 | 579392.019 | 165668.2431 | 354801.7275 | 1683340.8063 |  | 419088.1242 | 164390.6924 | 579392.019 | 165668.2431 | 354801.7275 | 1683340.8063 |  | 370001.2062 | 178055.9237 | 660771.3545 | 163721.4953 | 449324.1955 | 1821874.1751 |  | 397352.8935 | 178055.9237 | 655722.7103 | 108044.5064 | 325577.3896 | 1664753.4235 |  | 330412.036 | 154056.7862 | 183073.4533 | 1028661.5706 | 792253.5357 | 2488457.3819 |  | 404156.5687 | 154056.7862 | 168768.9616 | 886938.3262 | 441561.4807 | 2055482.1234
|  |  | 7611 | 7611 | C4 | 3757 | 1272 | 2097 | 214 | 271 | 7611 | 3757 | 1272 | 2097 | 214 | 271 | 7611 | 402 | -18 | -201 | -65 | -118 | 0 | 3208 | 1342 | 2512 | 223 | 326 | 7611 | 1184 | -52 | -235 | -563 | -334 | 0 | 2810 | 1120 | 828 | 2330 | 523 | 7611 |  |  | C4 | 0.0081226 | 0.012094 | 0.021383 | 0.03463 | 0.081228 | C4 | 9369.35 | 9369.35 | 9369.35 | 9369.35 | 9369.35 | C4 | 76.1037 | 113.3104 | 200.343 | 324.458 | 761.0505 | C4 | 285921.7845 | 144130.7973 | 420119.3167 | 69434.0071 | 206244.6764 | 1125850.582 |  | 285921.7845 | 144130.7973 | 420119.3167 | 69434.0071 | 206244.6764 | 1125850.582 |  | 244140.8263 | 152062.5236 | 503261.6707 | 72354.1289 | 248102.4521 | 1219921.6017 |  | 274734.5334 | 150022.9368 | 462992.7234 | 51264.3604 | 158298.497 | 1097313.051 |  | 213851.5343 | 126907.6203 | 165884.022 | 755987.0867 | 398029.394 | 1660659.6573 |  | 303958.3729 | 121015.4808 | 118803.4119 | 573317.2456 | 143838.5382 | 1260933.0494
|  |  | 125664 | 125664 |  | 58778 | 16760 | 37188 | 6371 | 6567 |  | 58778 | 16760 | 37188 | 6371 | 6567 |  | 4328 | -18 | -243 | -1703 | -2364 |  | 52267 | 16051 | 42632 | 6351 | 8363 |  | 12256 | -52 | -354 | -5694 | -6156 |  | 46883 | 13837 | 10132 | 40974 | 13838 | [22 empty] | 1946246.8318 | 827238.258 | 3105429.0299 | 832896.6056 | 2054470.9555 | 8766281.6808 |  | 1946246.8318 | 827238.258 | 3105429.0299 | 832896.6056 | 2054470.9555 | 8766281.6808 |  | 1720711.85 | 818953.0034 | 3571611.2141 | 833506.5866 | 2593172.9178 | 9537955.5719 |  | 1868063.9286 | 816913.4166 | 3526293.6226 | 601869.5475 | 1848804.6774 | 8661945.1928 |  | 1540814.7643 | 703127.1378 | 896318.6521 | 5544130.2598 | 4283587.7721 | 12967978.5861 |  | 1953939.3988 | 697234.9983 | 834933.5502 | 4728975.0164 | 2337064.2147 | 10552147.1784
| [Please insert new asset category as required] |  | 0 | 0 | C1 | 0 | 0 | 0 | 0 | 0 | 0 | 0 | 0 | 0 | 0 | 0 | 0 | 0 | 0 | 0 | 0 | 0 | 0 | 0 | 0 | 0 | 0 | 0 | 0 | 0 | 0 | 0 | 0 | 0 | 0 | 0 | 0 | 0 | 0 | 0 | 0 |  |  | C1 | 0 | 0 | 0 | 0 | 0 | C1 | 0 | 0 | 0 | 0 | 0 | C1 | [5 empty] | C1 | [5 empty] | 0 | [6 empty] | 0 | [6 empty] | 0 | [6 empty] | 0 | [6 empty] | 0 | [6 empty] | 0
|  |  | 0 | 0 | C2 | 0 | 0 | 0 | 0 | 0 | 0 | 0 | 0 | 0 | 0 | 0 | 0 | 0 | 0 | 0 | 0 | 0 | 0 | 0 | 0 | 0 | 0 | 0 | 0 | 0 | 0 | 0 | 0 | 0 | 0 | 0 | 0 | 0 | 0 | 0 | 0 |  |  | C2 | 0 | 0 | 0 | 0 | 0 | C2 | 0 | 0 | 0 | 0 | 0 | C2 | [5 empty] | C2 | [5 empty] | 0 | [6 empty] | 0 | [6 empty] | 0 | [6 empty] | 0 | [6 empty] | 0 | [6 empty] | 0
|  |  | 0 | 0 | C3 | 0 | 0 | 0 | 0 | 0 | 0 | 0 | 0 | 0 | 0 | 0 | 0 | 0 | 0 | 0 | 0 | 0 | 0 | 0 | 0 | 0 | 0 | 0 | 0 | 0 | 0 | 0 | 0 | 0 | 0 | 0 | 0 | 0 | 0 | 0 | 0 |  |  | C3 | 0 | 0 | 0 | 0 | 0 | C3 | 0 | 0 | 0 | 0 | 0 | C3 | [5 empty] | C3 | [5 empty] | 0 | [6 empty] | 0 | [6 empty] | 0 | [6 empty] | 0 | [6 empty] | 0 | [6 empty] | 0
|  |  | 0 | 0 | C4 | 0 | 0 | 0 | 0 | 0 | 0 | 0 | 0 | 0 | 0 | 0 | 0 | 0 | 0 | 0 | 0 | 0 | 0 | 0 | 0 | 0 | 0 | 0 | 0 | 0 | 0 | 0 | 0 | 0 | 0 | 0 | 0 | 0 | 0 | 0 | 0 |  |  | C4 | 0 | 0 | 0 | 0 | 0 | C4 | 0 | 0 | 0 | 0 | 0 | C4 | [5 empty] | C4 | [5 empty] | 0 | [6 empty] | 0 | [6 empty] | 0 | [6 empty] | 0 | [6 empty] | 0 | [6 empty] | 0
|  |  | 0 | 0 |  | 0 | 0 | 0 | 0 | 0 |  | 0 | 0 | 0 | 0 | 0 |  | 0 | 0 | 0 | 0 | 0 |  | 0 | 0 | 0 | 0 | 0 |  | 0 | 0 | 0 | 0 | 0 |  | 0 | 0 | 0 | 0 | 0 | [22 empty] | 0 | 0 | 0 | 0 | 0 | 0 |  | 0 | 0 | 0 | 0 | 0 | 0 |  | 0 | 0 | 0 | 0 | 0 | 0 |  | 0 | 0 | 0 | 0 | 0 | 0 |  | 0 | 0 | 0 | 0 | 0 | 0 |  | 0 | 0 | 0 | 0 | 0 | 0
| [Please insert new asset category as required] |  | 0 | 0 | C1 | 0 | 0 | 0 | 0 | 0 | 0 | 0 | 0 | 0 | 0 | 0 | 0 | 0 | 0 | 0 | 0 | 0 | 0 | 0 | 0 | 0 | 0 | 0 | 0 | 0 | 0 | 0 | 0 | 0 | 0 | 0 | 0 | 0 | 0 | 0 | 0 |  |  | C1 | 0 | 0 | 0 | 0 | 0 | C1 | 0 | 0 | 0 | 0 | 0 | C1 | [5 empty] | C1 | [5 empty] | 0 | [6 empty] | 0 | [6 empty] | 0 | [6 empty] | 0 | [6 empty] | 0 | [6 empty] | 0
|  |  | 0 | 0 | C2 | 0 | 0 | 0 | 0 | 0 | 0 | 0 | 0 | 0 | 0 | 0 | 0 | 0 | 0 | 0 | 0 | 0 | 0 | 0 | 0 | 0 | 0 | 0 | 0 | 0 | 0 | 0 | 0 | 0 | 0 | 0 | 0 | 0 | 0 | 0 | 0 |  |  | C2 | 0 | 0 | 0 | 0 | 0 | C2 | 0 | 0 | 0 | 0 | 0 | C2 | [5 empty] | C2 | [5 empty] | 0 | [6 empty] | 0 | [6 empty] | 0 | [6 empty] | 0 | [6 empty] | 0 | [6 empty] | 0
|  |  | 0 | 0 | C3 | 0 | 0 | 0 | 0 | 0 | 0 | 0 | 0 | 0 | 0 | 0 | 0 | 0 | 0 | 0 | 0 | 0 | 0 | 0 | 0 | 0 | 0 | 0 | 0 | 0 | 0 | 0 | 0 | 0 | 0 | 0 | 0 | 0 | 0 | 0 | 0 |  |  | C3 | 0 | 0 | 0 | 0 | 0 | C3 | 0 | 0 | 0 | 0 | 0 | C3 | [5 empty] | C3 | [5 empty] | 0 | [6 empty] | 0 | [6 empty] | 0 | [6 empty] | 0 | [6 empty] | 0 | [6 empty] | 0
|  |  | 0 | 0 | C4 | 0 | 0 | 0 | 0 | 0 | 0 | 0 | 0 | 0 | 0 | 0 | 0 | 0 | 0 | 0 | 0 | 0 | 0 | 0 | 0 | 0 | 0 | 0 | 0 | 0 | 0 | 0 | 0 | 0 | 0 | 0 | 0 | 0 | 0 | 0 | 0 |  |  | C4 | 0 | 0 | 0 | 0 | 0 | C4 | 0 | 0 | 0 | 0 | 0 | C4 | [5 empty] | C4 | [5 empty] | 0 | [6 empty] | 0 | [6 empty] | 0 | [6 empty] | 0 | [6 empty] | 0 | [6 empty] | 0
|  |  | 0 | 0 |  | 0 | 0 | 0 | 0 | 0 |  | 0 | 0 | 0 | 0 | 0 |  | 0 | 0 | 0 | 0 | 0 |  | 0 | 0 | 0 | 0 | 0 |  | 0 | 0 | 0 | 0 | 0 |  | 0 | 0 | 0 | 0 | 0 | [22 empty] | 0 | 0 | 0 | 0 | 0 | 0 |  | 0 | 0 | 0 | 0 | 0 | 0 |  | 0 | 0 | 0 | 0 | 0 | 0 |  | 0 | 0 | 0 | 0 | 0 | 0 |  | 0 | 0 | 0 | 0 | 0 | 0 |  | 0 | 0 | 0 | 0 | 0 | 0
| [Please insert new asset category as required] |  | 0 | 0 | C1 | 0 | 0 | 0 | 0 | 0 | 0 | 0 | 0 | 0 | 0 | 0 | 0 | 0 | 0 | 0 | 0 | 0 | 0 | 0 | 0 | 0 | 0 | 0 | 0 | 0 | 0 | 0 | 0 | 0 | 0 | 0 | 0 | 0 | 0 | 0 | 0 |  |  | C1 | 0 | 0 | 0 | 0 | 0 | C1 | 0 | 0 | 0 | 0 | 0 | C1 | [5 empty] | C1 | [5 empty] | 0 | [6 empty] | 0 | [6 empty] | 0 | [6 empty] | 0 | [6 empty] | 0 | [6 empty] | 0
|  |  | 0 | 0 | C2 | 0 | 0 | 0 | 0 | 0 | 0 | 0 | 0 | 0 | 0 | 0 | 0 | 0 | 0 | 0 | 0 | 0 | 0 | 0 | 0 | 0 | 0 | 0 | 0 | 0 | 0 | 0 | 0 | 0 | 0 | 0 | 0 | 0 | 0 | 0 | 0 |  |  | C2 | 0 | 0 | 0 | 0 | 0 | C2 | 0 | 0 | 0 | 0 | 0 | C2 | [5 empty] | C2 | [5 empty] | 0 | [6 empty] | 0 | [6 empty] | 0 | [6 empty] | 0 | [6 empty] | 0 | [6 empty] | 0
|  |  | 0 | 0 | C3 | 0 | 0 | 0 | 0 | 0 | 0 | 0 | 0 | 0 | 0 | 0 | 0 | 0 | 0 | 0 | 0 | 0 | 0 | 0 | 0 | 0 | 0 | 0 | 0 | 0 | 0 | 0 | 0 | 0 | 0 | 0 | 0 | 0 | 0 | 0 | 0 |  |  | C3 | 0 | 0 | 0 | 0 | 0 | C3 | 0 | 0 | 0 | 0 | 0 | C3 | [5 empty] | C3 | [5 empty] | 0 | [6 empty] | 0 | [6 empty] | 0 | [6 empty] | 0 | [6 empty] | 0 | [6 empty] | 0
|  |  | 0 | 0 | C4 | 0 | 0 | 0 | 0 | 0 | 0 | 0 | 0 | 0 | 0 | 0 | 0 | 0 | 0 | 0 | 0 | 0 | 0 | 0 | 0 | 0 | 0 | 0 | 0 | 0 | 0 | 0 | 0 | 0 | 0 | 0 | 0 | 0 | 0 | 0 | 0 |  |  | C4 | 0 | 0 | 0 | 0 | 0 | C4 | 0 | 0 | 0 | 0 | 0 | C4 | [5 empty] | C4 | [5 empty] | 0 | [6 empty] | 0 | [6 empty] | 0 | [6 empty] | 0 | [6 empty] | 0 | [6 empty] | 0
|  |  | 0 | 0 |  | 0 | 0 | 0 | 0 | 0 |  | 0 | 0 | 0 | 0 | 0 |  | 0 | 0 | 0 | 0 | 0 |  | 0 | 0 | 0 | 0 | 0 |  | 0 | 0 | 0 | 0 | 0 |  | 0 | 0 | 0 | 0 | 0 | [22 empty] | 0 | 0 | 0 | 0 | 0 | 0 |  | 0 | 0 | 0 | 0 | 0 | 0 |  | 0 | 0 | 0 | 0 | 0 | 0 |  | 0 | 0 | 0 | 0 | 0 | 0 |  | 0 | 0 | 0 | 0 | 0 | 0 |  | 0 | 0 | 0 | 0 | 0 | 0
| [Please insert new asset category as required] |  | 0 | 0 | C1 | 0 | 0 | 0 | 0 | 0 | 0 | 0 | 0 | 0 | 0 | 0 | 0 | 0 | 0 | 0 | 0 | 0 | 0 | 0 | 0 | 0 | 0 | 0 | 0 | 0 | 0 | 0 | 0 | 0 | 0 | 0 | 0 | 0 | 0 | 0 | 0 |  |  | C1 | 0 | 0 | 0 | 0 | 0 | C1 | 0 | 0 | 0 | 0 | 0 | C1 | [5 empty] | C1 | [5 empty] | 0 | [6 empty] | 0 | [6 empty] | 0 | [6 empty] | 0 | [6 empty] | 0 | [6 empty] | 0
|  |  | 0 | 0 | C2 | 0 | 0 | 0 | 0 | 0 | 0 | 0 | 0 | 0 | 0 | 0 | 0 | 0 | 0 | 0 | 0 | 0 | 0 | 0 | 0 | 0 | 0 | 0 | 0 | 0 | 0 | 0 | 0 | 0 | 0 | 0 | 0 | 0 | 0 | 0 | 0 |  |  | C2 | 0 | 0 | 0 | 0 | 0 | C2 | 0 | 0 | 0 | 0 | 0 | C2 | [5 empty] | C2 | [5 empty] | 0 | [6 empty] | 0 | [6 empty] | 0 | [6 empty] | 0 | [6 empty] | 0 | [6 empty] | 0
|  |  | 0 | 0 | C3 | 0 | 0 | 0 | 0 | 0 | 0 | 0 | 0 | 0 | 0 | 0 | 0 | 0 | 0 | 0 | 0 | 0 | 0 | 0 | 0 | 0 | 0 | 0 | 0 | 0 | 0 | 0 | 0 | 0 | 0 | 0 | 0 | 0 | 0 | 0 | 0 |  |  | C3 | 0 | 0 | 0 | 0 | 0 | C3 | 0 | 0 | 0 | 0 | 0 | C3 | [5 empty] | C3 | [5 empty] | 0 | [6 empty] | 0 | [6 empty] | 0 | [6 empty] | 0 | [6 empty] | 0 | [6 empty] | 0
|  |  | 0 | 0 | C4 | 0 | 0 | 0 | 0 | 0 | 0 | 0 | 0 | 0 | 0 | 0 | 0 | 0 | 0 | 0 | 0 | 0 | 0 | 0 | 0 | 0 | 0 | 0 | 0 | 0 | 0 | 0 | 0 | 0 | 0 | 0 | 0 | 0 | 0 | 0 | 0 |  |  | C4 | 0 | 0 | 0 | 0 | 0 | C4 | 0 | 0 | 0 | 0 | 0 | C4 | [5 empty] | C4 | [5 empty] | 0 | [6 empty] | 0 | [6 empty] | 0 | [6 empty] | 0 | [6 empty] | 0 | [6 empty] | 0
|  |  | 0 | 0 |  | 0 | 0 | 0 | 0 | 0 |  | 0 | 0 | 0 | 0 | 0 |  | 0 | 0 | 0 | 0 | 0 |  | 0 | 0 | 0 | 0 | 0 |  | 0 | 0 | 0 | 0 | 0 |  | 0 | 0 | 0 | 0 | 0 | [22 empty] | 0 | 0 | 0 | 0 | 0 | 0 |  | 0 | 0 | 0 | 0 | 0 | 0 |  | 0 | 0 | 0 | 0 | 0 | 0 |  | 0 | 0 | 0 | 0 | 0 | 0 |  | 0 | 0 | 0 | 0 | 0 | 0 |  | 0 | 0 | 0 | 0 | 0 | 0
| [Please insert new asset category as required] |  | 0 | 0 | C1 | 0 | 0 | 0 | 0 | 0 | 0 | 0 | 0 | 0 | 0 | 0 | 0 | 0 | 0 | 0 | 0 | 0 | 0 | 0 | 0 | 0 | 0 | 0 | 0 | 0 | 0 | 0 | 0 | 0 | 0 | 0 | 0 | 0 | 0 | 0 | 0 |  |  | C1 | 0 | 0 | 0 | 0 | 0 | C1 | 0 | 0 | 0 | 0 | 0 | C1 | [5 empty] | C1 | [5 empty] | 0 | [6 empty] | 0 | [6 empty] | 0 | [6 empty] | 0 | [6 empty] | 0 | [6 empty] | 0
|  |  | 0 | 0 | C2 | 0 | 0 | 0 | 0 | 0 | 0 | 0 | 0 | 0 | 0 | 0 | 0 | 0 | 0 | 0 | 0 | 0 | 0 | 0 | 0 | 0 | 0 | 0 | 0 | 0 | 0 | 0 | 0 | 0 | 0 | 0 | 0 | 0 | 0 | 0 | 0 |  |  | C2 | 0 | 0 | 0 | 0 | 0 | C2 | 0 | 0 | 0 | 0 | 0 | C2 | [5 empty] | C2 | [5 empty] | 0 | [6 empty] | 0 | [6 empty] | 0 | [6 empty] | 0 | [6 empty] | 0 | [6 empty] | 0
|  |  | 0 | 0 | C3 | 0 | 0 | 0 | 0 | 0 | 0 | 0 | 0 | 0 | 0 | 0 | 0 | 0 | 0 | 0 | 0 | 0 | 0 | 0 | 0 | 0 | 0 | 0 | 0 | 0 | 0 | 0 | 0 | 0 | 0 | 0 | 0 | 0 | 0 | 0 | 0 |  |  | C3 | 0 | 0 | 0 | 0 | 0 | C3 | 0 | 0 | 0 | 0 | 0 | C3 | [5 empty] | C3 | [5 empty] | 0 | [6 empty] | 0 | [6 empty] | 0 | [6 empty] | 0 | [6 empty] | 0 | [6 empty] | 0
|  |  | 0 | 0 | C4 | 0 | 0 | 0 | 0 | 0 | 0 | 0 | 0 | 0 | 0 | 0 | 0 | 0 | 0 | 0 | 0 | 0 | 0 | 0 | 0 | 0 | 0 | 0 | 0 | 0 | 0 | 0 | 0 | 0 | 0 | 0 | 0 | 0 | 0 | 0 | 0 |  |  | C4 | 0 | 0 | 0 | 0 | 0 | C4 | 0 | 0 | 0 | 0 | 0 | C4 | [5 empty] | C4 | [5 empty] | 0 | [6 empty] | 0 | [6 empty] | 0 | [6 empty] | 0 | [6 empty] | 0 | [6 empty] | 0
|  |  | 0 | 0 |  | 0 | 0 | 0 | 0 | 0 |  | 0 | 0 | 0 | 0 | 0 |  | 0 | 0 | 0 | 0 | 0 |  | 0 | 0 | 0 | 0 | 0 |  | 0 | 0 | 0 | 0 | 0 |  | 0 | 0 | 0 | 0 | 0 | [22 empty] | 0 | 0 | 0 | 0 | 0 | 0 |  | 0 | 0 | 0 | 0 | 0 | 0 |  | 0 | 0 | 0 | 0 | 0 | 0 |  | 0 | 0 | 0 | 0 | 0 | 0 |  | 0 | 0 | 0 | 0 | 0 | 0 |  | 0 | 0 | 0 | 0 | 0 | 0
[63 empty] | 2858874.4473 | 1011600.8491 | 3469296.2909 | 952758.4045 | 2436964.812 | 10729494.8038 |  | 2858874.4473 | 1011600.8491 | 3469296.2909 | 952758.4045 | 2436964.812 | 10729494.8038 |  | 2575548.1107 | 1056680.1299 | 3793073.2257 | 1222306.044 | 3105305.0572 | 11752912.5675 |  | 2762463.6609 | 1036506.9818 | 3697800.0349 | 940484.8829 | 2248399.6745 | 10685655.235 |  | 2330856.2916 | 951862.1302 | 1080179.3924 | 5929172.3834 | 5520877.8651 | 15812948.0627 |  | 2849636.2505 | 916952.667 | 938540.3302 | 4995270.4933 | 2996375.469 | 12696775.2099
| EHV Network | [66 empty] | 0 | [6 empty] | 0 | [6 empty] | 0 | [6 empty] | 0 | [6 empty] | 0 | [6 empty] | 0
| EHV Switchgear (GM) |  | 169 | 170 | C1 | 159 | 9 | 1 | 0 | 0 | 169 | 159 | 9 | 1 | 0 | 0 | 169 | 0 | 0 | 0 | 0 | 0 | 0 | 132 | 36 | 1 | 0 | 0 | 169 | 2 | 0 | 0 | -1 | 0 | 1 | 118 | 43 | 7 | 1 | 0 | 169 |  |  | C1 | 0.017421 | 0.025938 | 0.04586 | 0.074271 | 0.17421 | C1 | 49231.889 | 49231.889 | 49231.889 | 49231.889 | 49231.889 | C1 | 857.659 | 1276.9629 | 2257.7862 | 3656.5123 | 8576.736 | C1 | 136367.777 | 11492.6657 | 2257.7862 | 0 | 0 | 150118.2288 |  | 136367.777 | 11492.6657 | 2257.7862 | 0 | 0 | 150118.2288 |  | 113210.9847 | 45970.6627 | 2257.7862 | 0 | 0 | 161439.4335 |  | 113210.9847 | 45970.6627 | 2257.7862 | 0 | 0 | 161439.4335 |  | 101203.759 | 54909.4027 | 15804.5031 | 3656.5123 | 0 | 175574.1771 |  | 102919.077 | 54909.4027 | 15804.5031 | 0 | 0 | 173632.9827
|  |  | 383 | 384 | C2 | 188 | 103 | 24 | 47 | 21 | 383 | 188 | 103 | 24 | 47 | 21 | 383 | 4 | -3 | -1 | 0 | 0 | 0 | 131 | 143 | 27 | 44 | 37 | 382 | 59 | 0 | -7 | -12 | -39 | 1 | 120 | 112 | 53 | 39 | 59 | 383 |  |  | C2 | 0.017421 | 0.025938 | 0.04586 | 0.074271 | 0.17421 | C2 | 70331.27 | 70331.27 | 70331.27 | 70331.27 | 70331.27 | C2 | 1225.2271 | 1824.2326 | 3225.4088 | 5223.589 | 12252.48 | C2 | 230342.6961 | 187895.9627 | 77409.8111 | 245508.6849 | 257302.0801 | 998459.2349 |  | 230342.6961 | 187895.9627 | 77409.8111 | 245508.6849 | 257302.0801 | 998459.2349 |  | 160504.751 | 260865.2685 | 87086.0375 | 229837.9178 | 453341.7602 | 1191635.735 |  | 165405.6594 | 255392.5706 | 83860.6287 | 229837.9178 | 453341.7602 | 1187838.5367 |  | 147027.2528 | 204314.0565 | 170946.6662 | 203719.9726 | 722896.3203 | 1448904.2684 |  | 219315.6521 | 204314.0565 | 148368.8046 | 141036.9041 | 245049.6001 | 958085.0174
|  |  | 53 | 53 | C3 | 27 | 13 | 12 | 1 | 0 | 53 | 27 | 13 | 12 | 1 | 0 | 53 | 0 | 0 | 0 | 0 | 0 | 0 | 16 | 24 | 0 | 13 | 0 | 53 | 0 | 0 | 0 | 0 | 0 | 0 | 14 | 17 | 9 | 12 | 1 | 53 |  |  | C3 | 0.017421 | 0.025938 | 0.04586 | 0.074271 | 0.17421 | C3 | 105496.905 | 105496.905 | 105496.905 | 105496.905 | 105496.905 | C3 | 1837.8407 | 2736.349 | 4838.1132 | 7835.3836 | 18378.72 | C3 | 49621.6978 | 35572.5366 | 58057.3583 | 7835.3836 | 0 | 151086.9763 |  | 49621.6978 | 35572.5366 | 58057.3583 | 7835.3836 | 0 | 151086.9763 |  | 29405.4506 | 65672.3753 | 0 | 101859.9863 | 0 | 196937.8122 |  | 29405.4506 | 65672.3753 | 0 | 101859.9863 | 0 | 196937.8122 |  | 25729.7692 | 46517.9325 | 43543.0187 | 94024.6027 | 18378.72 | 228194.0432 |  | 25729.7692 | 46517.9325 | 43543.0187 | 94024.6027 | 18378.72 | 228194.0432
|  |  | 44 | 44 | C4 | 2 | 34 | 8 | 0 | 0 | 44 | 2 | 34 | 8 | 0 | 0 | 44 | 0 | 0 | 0 | 0 | 0 | 0 | 2 | 3 | 38 | 1 | 0 | 44 | 15 | 0 | -5 | -10 | 0 | 0 | 2 | 1 | 30 | 11 | 0 | 44 |  |  | C4 | 0.017421 | 0.025938 | 0.04586 | 0.074271 | 0.17421 | C4 | 175828.175 | 175828.175 | 175828.175 | 175828.175 | 175828.175 | C4 | 3063.0678 | 4560.5816 | 8063.522 | 13058.9726 | 30631.2 | C4 | 6126.1355 | 155059.775 | 64508.1759 | 0 | 0 | 225694.0864 |  | 6126.1355 | 155059.775 | 64508.1759 | 0 | 0 | 225694.0864 |  | 6126.1355 | 13681.7449 | 306413.8356 | 13058.9726 | 0 | 339280.6886 |  | 6126.1355 | 13681.7449 | 306413.8356 | 13058.9726 | 0 | 339280.6886 |  | 6126.1355 | 4560.5816 | 241905.6597 | 143648.6986 | 0 | 396241.0755 |  | 52072.152 | 4560.5816 | 201588.0497 | 13058.9726 | 0 | 271279.756
|  |  | 649 | 651 |  | 376 | 159 | 45 | 48 | 21 |  | 376 | 159 | 45 | 48 | 21 |  | 4 | -3 | -1 | 0 | 0 |  | 281 | 206 | 66 | 58 | 37 |  | 76 | 0 | -12 | -23 | -39 |  | 254 | 173 | 99 | 63 | 60 | [22 empty] | 422458.3064 | 390020.94 | 202233.1315 | 253344.0685 | 257302.0801 | 1525358.5264 |  | 422458.3064 | 390020.94 | 202233.1315 | 253344.0685 | 257302.0801 | 1525358.5264 |  | 309247.3217 | 386190.0514 | 395757.6592 | 344756.8767 | 453341.7602 | 1889293.6693 |  | 314148.2302 | 380717.3535 | 392532.2504 | 344756.8767 | 453341.7602 | 1885496.4709 |  | 280086.9166 | 310301.9733 | 472199.8477 | 445049.7863 | 741275.0403 | 2248913.5642 |  | 400036.6503 | 310301.9733 | 409304.3761 | 248120.4795 | 263428.3201 | 1631191.7993
| EHV Transformer |  | 37 | 37 | C1 | 23 | 14 | 0 | 0 | 0 | 37 | 23 | 14 | 0 | 0 | 0 | 37 | 2 | -1 | -1 | 0 | 0 | 0 | 19 | 14 | 4 | 0 | 0 | 37 | 6 | 0 | -5 | -1 | 0 | 0 | 14 | 12 | 10 | 1 | 0 | 37 |  |  | C1 | 0.012939 | 0.019265 | 0.034062 | 0.055165 | 0.12939 | C1 | 118093.353 | 118093.353 | 118093.353 | 118093.353 | 118093.353 | C1 | 1528.0341 | 2275.0799 | 4022.5477 | 6514.5653 | 15280.6012 | C1 | 35144.7833 | 31851.1192 | 0 | 0 | 0 | 66995.9025 |  | 35144.7833 | 31851.1192 | 0 | 0 | 0 | 66995.9025 |  | 29032.6471 | 31851.1192 | 16090.1908 | 0 | 0 | 76973.9571 |  | 32088.7152 | 29576.0392 | 12067.6431 | 0 | 0 | 73732.3976 |  | 21392.4768 | 27300.9593 | 40225.4771 | 6514.5653 | 0 | 95433.4785 |  | 30560.6812 | 27300.9593 | 20112.7385 | 0 | 0 | 77974.379
|  |  | 260 | 260 | C2 | 167 | 73 | 10 | 4 | 6 | 260 | 167 | 73 | 10 | 4 | 6 | 260 | 3 | 0 | -1 | -2 | 0 | 0 | 141 | 77 | 23 | 8 | 9 | 258 | 19 | 0 | -2 | -9 | -8 | 0 | 99 | 79 | 47 | 18 | 15 | 258 |  |  | C2 | 0.012939 | 0.019265 | 0.034062 | 0.055165 | 0.12939 | C2 | 168704.79 | 168704.79 | 168704.79 | 168704.79 | 168704.79 | C2 | 2182.9058 | 3250.1142 | 5746.4967 | 9306.5218 | 21829.4302 | C2 | 364545.2682 | 237258.3368 | 57464.9673 | 37226.0873 | 130976.5814 | 827471.241 |  | 364545.2682 | 237258.3368 | 57464.9673 | 37226.0873 | 130976.5814 | 827471.241 |  | 307789.7175 | 250258.7936 | 132169.4247 | 74452.1746 | 196464.8721 | 961134.9825 |  | 314338.4349 | 250258.7936 | 126422.928 | 55839.1309 | 196464.8721 | 943324.1595 |  | 216107.674 | 256759.0221 | 270085.3462 | 167517.3928 | 327441.4534 | 1237910.8884 |  | 257582.8841 | 256759.0221 | 258592.3528 | 83758.6964 | 152806.0116 | 1009498.9669
|  |  | 45 | 45 | C3 | 30 | 11 | 2 | 2 | 0 | 45 | 30 | 11 | 2 | 2 | 0 | 45 | 2 | 0 | 0 | 0 | -2 | 0 | 25 | 11 | 6 | 1 | 2 | 45 | 3 | 0 | 0 | 0 | -3 | 0 | 20 | 10 | 8 | 4 | 3 | 45 |  |  | C3 | 0.012939 | 0.019265 | 0.034062 | 0.055165 | 0.12939 | C3 | 253057.185 | 253057.185 | 253057.185 | 253057.185 | 253057.185 | C3 | 3274.3587 | 4875.1713 | 8619.7451 | 13959.7827 | 32744.1453 | C3 | 98230.7609 | 53626.8844 | 17239.4902 | 27919.5655 | 0 | 197016.7009 |  | 98230.7609 | 53626.8844 | 17239.4902 | 27919.5655 | 0 | 197016.7009 |  | 81858.9674 | 53626.8844 | 51718.4706 | 13959.7827 | 65488.2907 | 266652.3957 |  | 88407.6848 | 53626.8844 | 51718.4706 | 13959.7827 | 0 | 207712.8224 |  | 65487.1739 | 48751.713 | 68957.9607 | 55839.1309 | 98232.436 | 337268.4147 |  | 75310.25 | 48751.713 | 68957.9607 | 55839.1309 | 0 | 248859.0547
|  |  | 0 | 0 | C4 | 0 | 0 | 0 | 0 | 0 | 0 | 0 | 0 | 0 | 0 | 0 | 0 | 0 | 0 | 0 | 0 | 0 | 0 | 0 | 0 | 0 | 0 | 0 | 0 | 0 | 0 | 0 | 0 | 0 | 0 | 0 | 0 | 0 | 0 | 0 | 0 |  |  | C4 | 0.012939 | 0.019265 | 0.034062 | 0.055165 | 0.12939 | C4 | 421761.975 | 421761.975 | 421761.975 | 421761.975 | 421761.975 | C4 | 5457.2645 | 8125.2855 | 14366.2418 | 23266.3046 | 54573.5756 | C4 | 0 | 0 | 0 | 0 | 0 | 0 |  | 0 | 0 | 0 | 0 | 0 | 0 |  | 0 | 0 | 0 | 0 | 0 | 0 |  | 0 | 0 | 0 | 0 | 0 | 0 |  | 0 | 0 | 0 | 0 | 0 | 0 |  | 0 | 0 | 0 | 0 | 0 | 0
|  |  | 342 | 342 |  | 220 | 98 | 12 | 6 | 6 |  | 220 | 98 | 12 | 6 | 6 |  | 7 | -1 | -2 | -2 | -2 |  | 185 | 102 | 33 | 9 | 11 |  | 28 | 0 | -7 | -10 | -11 |  | 133 | 101 | 65 | 23 | 18 | [22 empty] | 497920.8125 | 322736.3404 | 74704.4575 | 65145.6527 | 130976.5814 | 1091483.8444 |  | 497920.8125 | 322736.3404 | 74704.4575 | 65145.6527 | 130976.5814 | 1091483.8444 |  | 418681.332 | 335736.7972 | 199978.0861 | 88411.9573 | 261953.1627 | 1304761.3354 |  | 434834.8349 | 333461.7173 | 190209.0417 | 69798.9137 | 196464.8721 | 1224769.3795 |  | 302987.3247 | 332811.6944 | 379268.784 | 229871.089 | 425673.8894 | 1670612.7816 |  | 363453.8153 | 332811.6944 | 347663.052 | 139597.8273 | 152806.0116 | 1336332.4007
| EHV UG Cable (Gas) |  | 0 | 0 | C1 | 0 | 0 | 0 | 0 | 0 | 0 | 0 | 0 | 0 | 0 | 0 | 0 | 0 | 0 | 0 | 0 | 0 | 0 | 0 | 0 | 0 | 0 | 0 | 0 | 0 | 0 | 0 | 0 | 0 | 0 | 0 | 0 | 0 | 0 | 0 | 0 |  |  | C1 | 1.2835 | 1.9111 | 3.3789 | 5.4722 | 12.8357 | C1 | 240.121 | 240.121 | 240.121 | 240.121 | 240.121 | C1 | 308.2064 | 458.8865 | 811.353 | 1313.9961 | 3082.1168 | C1 | 0 | 0 | 0 | 0 | 0 | 0 |  | 0 | 0 | 0 | 0 | 0 | 0 |  | 0 | 0 | 0 | 0 | 0 | 0 |  | 0 | 0 | 0 | 0 | 0 | 0 |  | 0 | 0 | 0 | 0 | 0 | 0 |  | 0 | 0 | 0 | 0 | 0 | 0
|  |  | 59.6219 | 57.1219 | C2 | 1.803 | 1.31 | 54.4619 | 0 | 2.047 | 59.6219 | 1.803 | 1.31 | 54.4619 | 0 | 2.047 | 59.6219 | 0 | 0 | -0.5 | -0.4 | -0.7 | -1.6 | 1.803 | 0 | 55.2729 | 0.499 | 2.047 | 59.6219 | 0 | 0 | -0.3 | -0.8 | -1.4 | -2.5 | 1.803 | 0 | 35.9009 | 19.372 | 2.546 | 59.6219 |  |  | C2 | 1.2835 | 1.9111 | 3.3789 | 5.4722 | 12.8357 | C2 | 343.03 | 343.03 | 343.03 | 343.03 | 343.03 | C2 | 440.2949 | 655.5522 | 1159.0757 | 1877.1373 | 4403.0239 | C2 | 793.8517 | 858.7734 | 63125.4663 | 0 | 9012.99 | 73791.0814 |  | 793.8517 | 858.7734 | 63125.4663 | 0 | 9012.99 | 73791.0814 |  | 793.8517 | 0 | 64065.4768 | 936.6915 | 9012.99 | 74809.01 |  | 793.8517 | 0 | 63485.9389 | 185.8366 | 5930.8733 | 70396.5004 |  | 793.8517 | 0 | 41611.8618 | 36363.9044 | 11210.099 | 89979.7168 |  | 793.8517 | 0 | 41264.1391 | 34862.1946 | 5045.8654 | 81966.0507
|  |  | 0 | 0 | C3 | 0 | 0 | 0 | 0 | 0 | 0 | 0 | 0 | 0 | 0 | 0 | 0 | 0 | 0 | 0 | 0 | 0 | 0 | 0 | 0 | 0 | 0 | 0 | 0 | 0 | 0 | 0 | 0 | 0 | 0 | 0 | 0 | 0 | 0 | 0 | 0 |  |  | C3 | 1.2835 | 1.9111 | 3.3789 | 5.4722 | 12.8357 | C3 | 514.545 | 514.545 | 514.545 | 514.545 | 514.545 | C3 | 660.4423 | 983.3283 | 1738.6136 | 2815.706 | 6604.5359 | C3 | 0 | 0 | 0 | 0 | 0 | 0 |  | 0 | 0 | 0 | 0 | 0 | 0 |  | 0 | 0 | 0 | 0 | 0 | 0 |  | 0 | 0 | 0 | 0 | 0 | 0 |  | 0 | 0 | 0 | 0 | 0 | 0 |  | 0 | 0 | 0 | 0 | 0 | 0
|  |  | 0 | 0 | C4 | 0 | 0 | 0 | 0 | 0 | 0 | 0 | 0 | 0 | 0 | 0 | 0 | 0 | 0 | 0 | 0 | 0 | 0 | 0 | 0 | 0 | 0 | 0 | 0 | 0 | 0 | 0 | 0 | 0 | 0 | 0 | 0 | 0 | 0 | 0 | 0 |  |  | C4 | 1.2835 | 1.9111 | 3.3789 | 5.4722 | 12.8357 | C4 | 857.575 | 857.575 | 857.575 | 857.575 | 857.575 | C4 | 1100.7372 | 1638.8805 | 2897.6893 | 4692.8433 | 11007.5599 | C4 | 0 | 0 | 0 | 0 | 0 | 0 |  | 0 | 0 | 0 | 0 | 0 | 0 |  | 0 | 0 | 0 | 0 | 0 | 0 |  | 0 | 0 | 0 | 0 | 0 | 0 |  | 0 | 0 | 0 | 0 | 0 | 0 |  | 0 | 0 | 0 | 0 | 0 | 0
|  |  | 59.6219 | 57.1219 |  | 1.803 | 1.31 | 54.4619 | 0 | 2.047 |  | 1.803 | 1.31 | 54.4619 | 0 | 2.047 |  | 0 | 0 | -0.5 | -0.4 | -0.7 |  | 1.803 | 0 | 55.2729 | 0.499 | 2.047 |  | 0 | 0 | -0.3 | -0.8 | -1.4 |  | 1.803 | 0 | 35.9009 | 19.372 | 2.546 | [22 empty] | 793.8517 | 858.7734 | 63125.4663 | 0 | 9012.99 | 73791.0814 |  | 793.8517 | 858.7734 | 63125.4663 | 0 | 9012.99 | 73791.0814 |  | 793.8517 | 0 | 64065.4768 | 936.6915 | 9012.99 | 74809.01 |  | 793.8517 | 0 | 63485.9389 | 185.8366 | 5930.8733 | 70396.5004 |  | 793.8517 | 0 | 41611.8618 | 36363.9044 | 11210.099 | 89979.7168 |  | 793.8517 | 0 | 41264.1391 | 34862.1946 | 5045.8654 | 81966.0507
| EHV UG Cable (Oil) |  | 172.8329 | 166.8329 | C1 | 37.6269 | 7.731 | 82.293 | 32.851 | 12.331 | 172.8329 | 37.6269 | 7.731 | 82.293 | 32.851 | 12.331 | 172.8329 | 0 | 0 | 0 | 0 | -3 | -3 | 15.084 | 28.703 | 82.928 | 30.781 | 15.044 | 172.54 | 0 | 0 | 0 | 0 | -6 | -6 | 10.143 | 28.359 | 86.312 | 2.221 | 45.605 | 172.64 |  |  | C1 | 0.59691 | 0.88874 | 1.5714 | 2.5449 | 5.9692 | C1 | 5806.997 | 5806.997 | 5806.997 | 5806.997 | 5806.997 | C1 | 3466.2746 | 5160.9136 | 9124.9633 | 14777.9899 | 34663.3366 | C1 | 130425.2713 | 39899.0228 | 750920.6079 | 485471.745 | 427433.6039 | 1834150.2509 |  | 130425.2713 | 39899.0228 | 750920.6079 | 485471.745 | 427433.6039 | 1834150.2509 |  | 52285.2853 | 148133.7022 | 756714.9596 | 454881.306 | 521475.2362 | 1933490.4893 |  | 52285.2853 | 148133.7022 | 756714.9596 | 454881.306 | 417485.2263 | 1829500.4794 |  | 35158.4228 | 146358.3479 | 787593.8355 | 32821.9155 | 1580821.4667 | 2582753.9885 |  | 35158.4228 | 146358.3479 | 787593.8355 | 32821.9155 | 1372841.447 | 2374773.9687
|  |  | 111.992 | 107.192 | C2 | 5.971 | 3.213 | 56.176 | 36.288 | 10.344 | 111.992 | 5.971 | 3.213 | 56.176 | 36.288 | 10.344 | 111.992 | 0 | 0 | 0 | 0 | -2.4 | -2.4 | 3.77 | 5.414 | 55.888 | 34.907 | 12.013 | 111.992 | 0 | 0 | 0 | 0 | -4.8 | -4.8 | 3.34 | 3.134 | 54.01 | 4.776 | 46.732 | 111.992 |  |  | C2 | 0.59691 | 0.88874 | 1.5714 | 2.5449 | 5.9692 | C2 | 8295.71 | 8295.71 | 8295.71 | 8295.71 | 8295.71 | C2 | 4951.8208 | 7372.7337 | 13035.6619 | 21111.4141 | 49519.0523 | C2 | 29567.3219 | 23688.5933 | 732291.3434 | 766090.9946 | 512225.0772 | 2063863.3304 |  | 29567.3219 | 23688.5933 | 732291.3434 | 766090.9946 | 512225.0772 | 2063863.3304 |  | 18668.3644 | 39915.9801 | 728537.0728 | 736936.1317 | 594872.3755 | 2118929.9245 |  | 18668.3644 | 39915.9801 | 728537.0728 | 736936.1317 | 476026.65 | 2000084.1989 |  | 16539.0814 | 23106.1473 | 704056.0997 | 100828.1137 | 2314124.353 | 3158653.7952 |  | 16539.0814 | 23106.1473 | 704056.0997 | 100828.1137 | 2076432.9019 | 2920962.3441
|  |  | 187.797 | 164.497 | C3 | 16.782 | 7.397 | 97.437 | 55.645 | 10.536 | 187.797 | 16.782 | 7.397 | 97.437 | 55.645 | 10.536 | 187.797 | 0 | 0 | 0 | -6.5 | -5.2 | -11.7 | 16.153 | 3.718 | 95.835 | 46.41 | 25.881 | 187.997 | 0 | 0 | 0 | -10.4 | -12.9 | -23.3 | 12.051 | 6.867 | 89.152 | 10.447 | 69.58 | 188.097 |  |  | C3 | 0.59691 | 0.88874 | 1.5714 | 2.5449 | 5.9692 | C3 | 12443.565 | 12443.565 | 12443.565 | 12443.565 | 12443.565 | C3 | 7427.7312 | 11059.1005 | 19553.4929 | 31667.1211 | 74278.5785 | C3 | 124652.1847 | 81804.1665 | 1905233.6842 | 1762116.9557 | 782599.1029 | 4656406.0939 |  | 124652.1847 | 81804.1665 | 1905233.6842 | 1762116.9557 | 782599.1029 | 4656406.0939 |  | 119980.1418 | 41117.7357 | 1873908.9886 | 1469671.092 | 1922403.8896 | 5427081.8478 |  | 119980.1418 | 41117.7357 | 1873908.9886 | 1263834.8046 | 1536155.2815 | 4834996.9523 |  | 89511.5885 | 75942.8432 | 1743232.9958 | 330826.4145 | 5168303.4906 | 7407817.3327 |  | 89511.5885 | 75942.8432 | 1743232.9958 | 1488.3547 | 4210109.8283 | 6120285.6104
|  |  | 0 | 0 | C4 | 0 | 0 | 0 | 0 | 0 | 0 | 0 | 0 | 0 | 0 | 0 | 0 | 0 | 0 | 0 | 0 | 0 | 0 | 0 | 0 | 0 | 0 | 0 | 0 | 0 | 0 | 0 | 0 | 0 | 0 | 0 | 0 | 0 | 0 | 0 | 0 |  |  | C4 | 0.59691 | 0.88874 | 1.5714 | 2.5449 | 5.9692 | C4 | 20739.275 | 20739.275 | 20739.275 | 20739.275 | 20739.275 | C4 | 12379.552 | 18431.8342 | 32589.1548 | 52778.5352 | 123797.6308 | C4 | 0 | 0 | 0 | 0 | 0 | 0 |  | 0 | 0 | 0 | 0 | 0 | 0 |  | 0 | 0 | 0 | 0 | 0 | 0 |  | 0 | 0 | 0 | 0 | 0 | 0 |  | 0 | 0 | 0 | 0 | 0 | 0 |  | 0 | 0 | 0 | 0 | 0 | 0
|  |  | 472.6219 | 438.5219 |  | 60.3799 | 18.341 | 235.906 | 124.784 | 33.211 |  | 60.3799 | 18.341 | 235.906 | 124.784 | 33.211 |  | 0 | 0 | 0 | -6.5 | -10.6 |  | 35.007 | 37.835 | 234.651 | 112.098 | 52.938 |  | 0 | 0 | 0 | -10.4 | -23.7 |  | 25.534 | 38.36 | 229.474 | 17.444 | 161.917 | [22 empty] | 284644.7779 | 145391.7826 | 3388445.6355 | 3013679.6953 | 1722257.784 | 8554419.6752 |  | 284644.7779 | 145391.7826 | 3388445.6355 | 3013679.6953 | 1722257.784 | 8554419.6752 |  | 190933.7915 | 229167.418 | 3359161.021 | 2661488.5297 | 3038751.5013 | 9479502.2615 |  | 190933.7915 | 229167.418 | 3359161.021 | 2455652.2423 | 2429667.1578 | 8664581.6306 |  | 141209.0927 | 245407.3385 | 3234882.931 | 464476.4437 | 9063249.3104 | 13149225.1163 |  | 141209.0927 | 245407.3385 | 3234882.931 | 135138.3839 | 7659384.1771 | 11416021.9232
| EHV UG Cable (Non Pressurised) |  | 93.9372 | 116.9372 | C1 | 13.2678 | 36.7074 | 0 | 0 | 43.962 | 93.9372 | 13.2678 | 36.7074 | 0 | 0 | 43.962 | 93.9372 | 15 | 0 | 0 | 0 | -3.5 | 11.5 | 13.2678 | 0 | 36.7074 | 0 | 43.962 | 93.9372 | 30 | 0 | 0 | 0 | -7 | 23 | 12.9388 | 0.329 | 36.7074 | 0 | 43.962 | 93.9372 |  |  | C1 | 0.018753 | 0.027922 | 0.049368 | 0.079952 | 0.18754 | C1 | 27468.791 | 27468.791 | 27468.791 | 27468.791 | 27468.791 | C1 | 515.1304 | 766.9743 | 1356.0801 | 2196.1883 | 5151.3917 | C1 | 6834.6469 | 28153.6313 | 0 | 0 | 226465.4812 | 261453.7593 |  | 6834.6469 | 28153.6313 | 0 | 0 | 226465.4812 | 261453.7593 |  | 6834.6469 | 0 | 49778.1739 | 0 | 226465.4812 | 283078.3019 |  | 14561.6027 | 0 | 49778.1739 | 0 | 208435.6103 | 272775.3868 |  | 6665.169 | 252.3345 | 49778.1739 | 0 | 226465.4812 | 283161.1586 |  | 22119.0805 | 252.3345 | 49778.1739 | 0 | 190405.7394 | 262555.3283
|  |  | 188.4789 | 200.3789 | C2 | 121.4473 | 53.149 | 2.975 | 0 | 10.9076 | 188.4789 | 121.4473 | 53.149 | 2.975 | 0 | 10.9076 | 188.4789 | 2 | 0 | 0 | -0.2 | -0.9 | 0.9 | 121.4473 | 0.22 | 55.685 | 0.219 | 10.9076 | 188.4789 | 13.9 | 0 | 0 | -0.2 | -1.8 | 11.9 | 121.022 | 0.6453 | 53.732 | 1.953 | 11.1266 | 188.4789 |  |  | C2 | 0.018753 | 0.027922 | 0.049368 | 0.079952 | 0.18754 | C2 | 39241.13 | 39241.13 | 39241.13 | 39241.13 | 39241.13 | C2 | 735.9005 | 1095.6775 | 1937.2573 | 3137.4118 | 7359.131 | C2 | 89373.1347 | 58234.1648 | 5763.3403 | 0 | 80270.457 | 233641.0968 |  | 89373.1347 | 58234.1648 | 5763.3403 | 0 | 80270.457 | 233641.0968 |  | 89373.1347 | 241.0491 | 107876.1702 | 687.0932 | 80270.457 | 278447.9041 |  | 90844.9357 | 241.0491 | 107876.1702 | 59.6108 | 73647.2391 | 272669.005 |  | 89060.1561 | 707.0407 | 104092.7068 | 6127.3653 | 81882.1067 | 281869.3757 |  | 99289.1738 | 707.0407 | 104092.7068 | 5499.883 | 68635.671 | 278224.4752
|  |  | 156.4422 | 182.0422 | C3 | 94.8763 | 37.3444 | 2.84 | 0 | 21.3815 | 156.4422 | 94.8763 | 37.3444 | 2.84 | 0 | 21.3815 | 156.4422 | 22 | 0 | -1.8 | -1.7 | -1.5 | 17 | 94.8763 | 0 | 37.3444 | 2.84 | 21.3815 | 156.4422 | 33 | 0 | -1.9 | 0 | -5.5 | 25.6 | 94.8763 | 0 | 37.3444 | 0 | 24.2215 | 156.4422 |  |  | C3 | 0.018753 | 0.027922 | 0.049368 | 0.079952 | 0.18754 | C3 | 58861.695 | 58861.695 | 58861.695 | 58861.695 | 58861.695 | C3 | 1103.8508 | 1643.5163 | 2905.8859 | 4706.1178 | 11038.6965 | C3 | 104729.3185 | 61376.1297 | 8252.7159 | 0 | 236023.8884 | 410382.0526 |  | 104729.3185 | 61376.1297 | 8252.7159 | 0 | 236023.8884 | 410382.0526 |  | 104729.3185 | 0 | 108518.5647 | 13365.3745 | 236023.8884 | 462637.1461 |  | 129014.0366 | 0 | 103287.9701 | 5364.9743 | 219465.8437 | 457132.8247 |  | 104729.3185 | 0 | 108518.5647 | 0 | 267373.7864 | 480621.6696 |  | 141156.3957 | 0 | 102997.3815 | 0 | 206660.9558 | 450814.733
|  |  | 1.396 | 3.396 | C4 | 1.305 | 0.091 | 0 | 0 | 0 | 1.396 | 1.305 | 0.091 | 0 | 0 | 0 | 1.396 | 1 | 0 | 0 | 0 | 0 | 1 | 1.305 | 0 | 0.091 | 0 | 0 | 1.396 | 2 | 0 | 0 | 0 | 0 | 2 | 1.305 | 0 | 0.091 | 0 | 0 | 1.396 |  |  | C4 | 0.018753 | 0.027922 | 0.049368 | 0.079952 | 0.18754 | C4 | 98102.825 | 98102.825 | 98102.825 | 98102.825 | 98102.825 | C4 | 1839.7514 | 2739.1938 | 4843.1431 | 7843.5296 | 18397.8274 | C4 | 2400.8755 | 249.2666 | 0 | 0 | 0 | 2650.1422 |  | 2400.8755 | 249.2666 | 0 | 0 | 0 | 2650.1422 |  | 2400.8755 | 0 | 440.726 | 0 | 0 | 2841.6016 |  | 4240.6269 | 0 | 440.726 | 0 | 0 | 4681.3529 |  | 2400.8755 | 0 | 440.726 | 0 | 0 | 2841.6016 |  | 6080.3783 | 0 | 440.726 | 0 | 0 | 6521.1043
|  |  | 440.2543 | 502.7543 |  | 230.8964 | 127.2918 | 5.815 | 0 | 76.2511 |  | 230.8964 | 127.2918 | 5.815 | 0 | 76.2511 |  | 40 | 0 | -1.8 | -1.9 | -5.9 |  | 230.8964 | 0.22 | 129.8278 | 3.059 | 76.2511 |  | 78.9 | 0 | -1.9 | -0.2 | -14.3 |  | 230.1421 | 0.9743 | 127.8748 | 1.953 | 79.3101 | [22 empty] | 203337.9756 | 148013.1924 | 14016.0562 | 0 | 542759.8266 | 908127.0509 |  | 203337.9756 | 148013.1924 | 14016.0562 | 0 | 542759.8266 | 908127.0509 |  | 203337.9756 | 241.0491 | 266613.6348 | 14052.4677 | 542759.8266 | 1027004.9538 |  | 238661.2019 | 241.0491 | 261383.0402 | 5424.5851 | 501548.6931 | 1007258.5695 |  | 202855.5192 | 959.3752 | 262830.1714 | 6127.3653 | 575721.3742 | 1048493.8055 |  | 268645.0282 | 959.3752 | 257308.9882 | 5499.883 | 465702.3662 | 998115.6408
| EHV OHL Support - Towers |  | 0 | 0 | C1 | 0 | 0 | 0 | 0 | 0 | 0 | 0 | 0 | 0 | 0 | 0 | 0 | 0 | 0 | 0 | 0 | 0 | 0 | 0 | 0 | 58 | 0 | 9 | 67 | 0 | 0 | 0 | 0 | 0 | 0 | 0 | 0 | 0 | 0 | 0 | 0 |  |  | C1 | 0.015533 | 0.023127 | 0.04089 | 0.066222 | 0.15533 | C1 | 9161.593 | 9161.593 | 9161.593 | 9161.593 | 9161.593 | C1 | 142.3047 | 211.8765 | 374.6169 | 606.6967 | 1423.0712 | C1 | 0 | 0 | 0 | 0 | 0 | 0 |  | 0 | 0 | 0 | 0 | 0 | 0 |  | 0 | 0 | 21727.7816 | 0 | 12807.6408 | 34535.4225 |  | 0 | 0 | 21727.7816 | 0 | 12807.6408 | 34535.4225 |  | 0 | 0 | 0 | 0 | 0 | 0 |  | 0 | 0 | 0 | 0 | 0 | 0
|  |  | 1218 | 1081 | C2 | 120 | 295 | 663 | 1 | 139 | 1218 | 120 | 295 | 663 | 1 | 139 | 1218 | 2 | 0 | 0 | 0 | -139 | -137 | 0 | 1 | 77 | 0 | 9 | 87 | 2 | 0 | 0 | 0 | -139 | -137 | 21 | 252 | 799 | 7 | 139 | 1218 |  |  | C2 | 0.015533 | 0.023127 | 0.04089 | 0.066222 | 0.15533 | C2 | 13087.99 | 13087.99 | 13087.99 | 13087.99 | 13087.99 | C2 | 203.2924 | 302.6808 | 535.167 | 866.7096 | 2032.9589 | C2 | 24395.0903 | 89290.8234 | 354815.7442 | 866.7096 | 282581.2819 | 751949.6494 |  | 24395.0903 | 89290.8234 | 354815.7442 | 866.7096 | 282581.2819 | 751949.6494 |  | 0 | 302.6808 | 41207.8617 | 0 | 18296.6298 | 59807.1722 |  | 406.5848 | 302.6808 | 41207.8617 | 0 | -264284.6521 | -222367.5248 |  | 4269.1408 | 76275.5508 | 427598.4609 | 6066.967 | 282581.2819 | 796791.4014 |  | 4675.7256 | 76275.5508 | 427598.4609 | 6066.967 | 0 | 514616.7044
|  |  | 204 | 204 | C3 | 19 | 20 | 165 | 0 | 0 | 204 | 19 | 20 | 165 | 0 | 0 | 204 | 0 | 0 | 0 | 0 | 0 | 0 | 8 | 0 | 16 | 0 | 0 | 24 | 0 | 0 | 0 | 0 | 0 | 0 | 8 | 25 | 169 | 2 | 0 | 204 |  |  | C3 | 0.015533 | 0.023127 | 0.04089 | 0.066222 | 0.15533 | C3 | 19631.985 | 19631.985 | 19631.985 | 19631.985 | 19631.985 | C3 | 304.9386 | 454.0211 | 802.7506 | 1300.0643 | 3049.4383 | C3 | 5793.834 | 9080.4227 | 132453.8412 | 0 | 0 | 147328.0978 |  | 5793.834 | 9080.4227 | 132453.8412 | 0 | 0 | 147328.0978 |  | 2439.509 | 0 | 12844.0088 | 0 | 0 | 15283.5179 |  | 2439.509 | 0 | 12844.0088 | 0 | 0 | 15283.5179 |  | 2439.509 | 11350.5284 | 135664.8434 | 2600.1287 | 0 | 152055.0095 |  | 2439.509 | 11350.5284 | 135664.8434 | 2600.1287 | 0 | 152055.0095
|  |  | 8 | 8 | C4 | 0 | 0 | 8 | 0 | 0 | 8 | 0 | 0 | 8 | 0 | 0 | 8 | 0 | 0 | 0 | 0 | 0 | 0 | 0 | 0 | 0 | 0 | 0 | 0 | 0 | 0 | 0 | 0 | 0 | 0 | 0 | 0 | 8 | 0 | 0 | 8 |  |  | C4 | 0.015533 | 0.023127 | 0.04089 | 0.066222 | 0.15533 | C4 | 32719.975 | 32719.975 | 32719.975 | 32719.975 | 32719.975 | C4 | 508.231 | 756.7019 | 1337.9176 | 2166.7739 | 5082.3972 | C4 | 0 | 0 | 10703.3407 | 0 | 0 | 10703.3407 |  | 0 | 0 | 10703.3407 | 0 | 0 | 10703.3407 |  | 0 | 0 | 0 | 0 | 0 | 0 |  | 0 | 0 | 0 | 0 | 0 | 0 |  | 0 | 0 | 10703.3407 | 0 | 0 | 10703.3407 |  | 0 | 0 | 10703.3407 | 0 | 0 | 10703.3407
|  |  | 1430 | 1293 |  | 139 | 315 | 836 | 1 | 139 |  | 139 | 315 | 836 | 1 | 139 |  | 2 | 0 | 0 | 0 | -139 |  | 8 | 1 | 151 | 0 | 18 |  | 2 | 0 | 0 | 0 | -139 |  | 29 | 277 | 976 | 9 | 139 | [22 empty] | 30188.9243 | 98371.2461 | 497972.926 | 866.7096 | 282581.2819 | 909981.0879 |  | 30188.9243 | 98371.2461 | 497972.926 | 866.7096 | 282581.2819 | 909981.0879 |  | 2439.509 | 302.6808 | 75779.6522 | 0 | 31104.2706 | 109626.1125 |  | 2846.0939 | 302.6808 | 75779.6522 | 0 | -251477.0113 | -172548.5845 |  | 6708.6498 | 87626.0792 | 573966.645 | 8667.0957 | 282581.2819 | 959549.7516 |  | 7115.2347 | 87626.0792 | 573966.645 | 8667.0957 | 0 | 677375.0546
| EHV OHL Support - Poles |  | 3662 | 3662 | C1 | 1980 | 1087 | 348 | 87 | 160 | 3662 | 1980 | 1087 | 348 | 87 | 160 | 3662 | 140 | 0 | -89 | -4 | -47 | 0 | 1520 | 1383 | 488 | 107 | 164 | 3662 | 140 | 0 | 0 | -90 | -50 | 0 | 1324 | 1123 | 514 | 509 | 192 | 3662 |  |  | C1 | 0.0081226 | 0.012094 | 0.021383 | 0.03463 | 0.081228 | C1 | 2394.8102 | 2394.8102 | 2394.8102 | 2394.8102 | 2394.8102 | C1 | 19.4522 | 28.9622 | 51.2078 | 82.9316 | 194.5249 | C1 | 38515.2636 | 31481.8943 | 17820.3036 | 7215.05 | 31123.9761 | 126156.4875 |  | 38515.2636 | 31481.8943 | 17820.3036 | 7215.05 | 31123.9761 | 126156.4875 |  | 29567.2731 | 40054.7008 | 24989.3912 | 8873.6821 | 31902.0755 | 135387.1227 |  | 32290.5745 | 40054.7008 | 20431.8998 | 8541.9557 | 22759.4075 | 124078.5383 |  | 25754.651 | 32524.5329 | 26320.7932 | 42212.1888 | 37348.7713 | 164160.9373 |  | 28477.9525 | 32524.5329 | 26320.7932 | 34748.3441 | 27622.5288 | 149694.1514
|  |  | 5764 | 5744 | C2 | 2146 | 1107 | 1793 | 547 | 171 | 5764 | 2146 | 1107 | 1793 | 547 | 171 | 5764 | 174 | 0 | -117 | -47 | -30 | -20 | 1920 | 1298 | 1801 | 515 | 230 | 5764 | 194 | 0 | 0 | -186 | -28 | -20 | 1802 | 496 | 931 | 2270 | 265 | 5764 |  |  | C2 | 0.0081226 | 0.012094 | 0.021383 | 0.03463 | 0.081228 | C2 | 3421.1574 | 3421.1574 | 3421.1574 | 3421.1574 | 3421.1574 | C2 | 27.7888 | 41.3745 | 73.154 | 118.4737 | 277.8926 | C2 | 59634.7444 | 45801.6256 | 131165.0422 | 64805.1285 | 47519.6421 | 348926.1829 |  | 59634.7444 | 45801.6256 | 131165.0422 | 64805.1285 | 47519.6421 | 348926.1829 |  | 53354.4777 | 53704.1645 | 131750.2739 | 61013.9693 | 63915.3081 | 363738.1934 |  | 58189.7273 | 53704.1645 | 123191.2611 | 55445.7041 | 55578.5287 | 346109.3857 |  | 50075.4005 | 20521.7763 | 68106.3326 | 268935.3598 | 73641.5506 | 481280.4196 |  | 55466.4258 | 20521.7763 | 68106.3326 | 246899.2466 | 65860.5566 | 456854.3378
|  |  | 226 | 226 | C3 | 145 | 51 | 22 | 3 | 5 | 226 | 145 | 51 | 22 | 3 | 5 | 226 | 5 | 0 | -3 | 0 | -2 | 0 | 137 | 40 | 41 | 3 | 5 | 226 | 5 | 0 | 0 | -3 | -2 | 0 | 121 | 46 | 11 | 43 | 5 | 226 |  |  | C3 | 0.0081226 | 0.012094 | 0.021383 | 0.03463 | 0.081228 | C3 | 5131.7361 | 5131.7361 | 5131.7361 | 5131.7361 | 5131.7361 | C3 | 41.6832 | 62.0618 | 109.7309 | 177.7106 | 416.839 | C3 | 6044.0619 | 3165.153 | 2414.0805 | 533.1318 | 2084.1948 | 14240.6221 |  | 6044.0619 | 3165.153 | 2414.0805 | 533.1318 | 2084.1948 | 14240.6221 |  | 5710.5964 | 2482.4729 | 4498.9683 | 533.1318 | 2084.1948 | 15309.3642 |  | 5919.0124 | 2482.4729 | 4169.7755 | 533.1318 | 1250.5169 | 14354.9094 |  | 5043.6655 | 2854.8439 | 1207.0403 | 7641.5554 | 2084.1948 | 18831.2998 |  | 5252.0814 | 2854.8439 | 1207.0403 | 7108.4236 | 1250.5169 | 17672.906
|  |  | 777 | 775 | C4 | 354 | 146 | 187 | 30 | 60 | 777 | 354 | 146 | 187 | 30 | 60 | 777 | 44 | 0 | -10 | -13 | -23 | -2 | 325 | 169 | 180 | 39 | 64 | 777 | 44 | 0 | 0 | -42 | -4 | -2 | 309 | 112 | 73 | 208 | 75 | 777 |  |  | C4 | 0.0081226 | 0.012094 | 0.021383 | 0.03463 | 0.081228 | C4 | 8552.8935 | 8552.8935 | 8552.8935 | 8552.8935 | 8552.8935 | C4 | 69.472 | 103.4364 | 182.8849 | 296.1843 | 694.7316 | C4 | 24593.0796 | 15101.7103 | 34199.4742 | 8885.5295 | 41683.8966 | 124463.6902 |  | 24593.0796 | 15101.7103 | 34199.4742 | 8885.5295 | 41683.8966 | 124463.6902 |  | 22578.3923 | 17480.7469 | 32919.28 | 11551.1884 | 44462.823 | 128992.4305 |  | 25635.1592 | 17480.7469 | 31090.4311 | 7700.7922 | 28483.996 | 110391.1254 |  | 21466.8407 | 11584.8737 | 13350.5969 | 61606.3379 | 52104.8707 | 160113.5198 |  | 24523.6076 | 11584.8737 | 13350.5969 | 49166.5966 | 49325.9443 | 147951.619
|  |  | 10429 | 10407 |  | 4625 | 2391 | 2350 | 667 | 396 |  | 4625 | 2391 | 2350 | 667 | 396 |  | 363 | 0 | -219 | -64 | -102 |  | 3902 | 2890 | 2510 | 664 | 463 |  | 383 | 0 | 0 | -321 | -84 |  | 3556 | 1777 | 1529 | 3030 | 537 | [22 empty] | 128787.1495 | 95550.3832 | 185598.9005 | 81438.8398 | 122411.7095 | 613786.9826 |  | 128787.1495 | 95550.3832 | 185598.9005 | 81438.8398 | 122411.7095 | 613786.9826 |  | 111210.7395 | 113722.0851 | 194157.9133 | 81971.9715 | 142364.4014 | 643427.1109 |  | 122034.4734 | 113722.0851 | 178883.3674 | 72221.5838 | 108072.4491 | 594933.9589 |  | 102340.5576 | 67486.0267 | 108984.7629 | 380395.4419 | 165179.3874 | 824386.1765 |  | 113720.0673 | 67486.0267 | 108984.7629 | 337922.6109 | 144059.5465 | 772173.0143
| EHV OHL Fittings |  | 179 | 179 | C1 | 16 | 0 | 11 | 6 | 146 | 179 | 16 | 0 | 11 | 6 | 146 | 179 | 0 | 0 | 0 | 0 | 0 | 0 | 16 | 0 | 11 | 6 | 146 | 179 | 0 | 0 | 0 | 0 | 0 | 0 | 16 | 0 | 0 | 17 | 146 | 179 |  |  | C1 | 0.002736 | 0.0040737 | 0.0072026 | 0.011665 | 0.027361 | C1 | 1728.468 | 1728.468 | 1728.468 | 1728.468 | 1728.468 | C1 | 4.7292 | 7.0412 | 12.4495 | 20.1621 | 47.2924 | C1 | 75.6666 | 0 | 136.9447 | 120.9729 | 6904.6961 | 7238.2802 |  | 75.6666 | 0 | 136.9447 | 120.9729 | 6904.6961 | 7238.2802 |  | 75.6666 | 0 | 136.9447 | 120.9729 | 6904.6961 | 7238.2802 |  | 75.6666 | 0 | 136.9447 | 120.9729 | 6904.6961 | 7238.2802 |  | 75.6666 | 0 | 0 | 342.7564 | 6904.6961 | 7323.1191 |  | 75.6666 | 0 | 0 | 342.7564 | 6904.6961 | 7323.1191
|  |  | 2447 | 2447 | C2 | 889 | 176 | 182 | 124 | 1076 | 2447 | 889 | 176 | 182 | 124 | 1076 | 2447 | 900 | 0 | 0 | -100 | -800 | 0 | 889 | 176 | 182 | 124 | 1076 | 2447 | 1000 | 0 | 0 | -50 | -950 | 0 | 829 | 60 | 176 | 250 | 1132 | 2447 |  |  | C2 | 0.002736 | 0.0040737 | 0.0072026 | 0.011665 | 0.027361 | C2 | 2469.24 | 2469.24 | 2469.24 | 2469.24 | 2469.24 | C2 | 6.7559 | 10.0589 | 17.785 | 28.8031 | 67.5606 | C2 | 6006.0373 | 1770.364 | 3236.8742 | 3571.5798 | 72695.2345 | 87280.0898 |  | 6006.0373 | 1770.364 | 3236.8742 | 3571.5798 | 72695.2345 | 87280.0898 |  | 6006.0373 | 1770.364 | 3236.8742 | 3571.5798 | 72695.2345 | 87280.0898 |  | 12086.39 | 1770.364 | 3236.8742 | 691.2735 | 18646.733 | 36431.6347 |  | 5600.6805 | 603.5332 | 3130.1641 | 7200.7657 | 76478.6296 | 93013.773 |  | 12356.6279 | 603.5332 | 3130.1641 | 5760.6125 | 12296.0341 | 34146.9718
|  |  | 180 | 180 | C3 | 94 | 6 | 8 | 14 | 58 | 180 | 94 | 6 | 8 | 14 | 58 | 180 | 0 | 0 | 0 | 0 | 0 | 0 | 94 | 6 | 8 | 14 | 58 | 180 | 34 | 0 | 0 | 0 | -34 | 0 | 88 | 6 | 6 | 16 | 64 | 180 |  |  | C3 | 0.002736 | 0.0040737 | 0.0072026 | 0.011665 | 0.027361 | C3 | 3703.86 | 3703.86 | 3703.86 | 3703.86 | 3703.86 | C3 | 10.1339 | 15.0883 | 26.6775 | 43.2046 | 101.3409 | C3 | 952.5886 | 90.53 | 213.4203 | 604.8643 | 5877.7745 | 7739.1777 |  | 952.5886 | 90.53 | 213.4203 | 604.8643 | 5877.7745 | 7739.1777 |  | 952.5886 | 90.53 | 213.4203 | 604.8643 | 5877.7745 | 7739.1777 |  | 952.5886 | 90.53 | 213.4203 | 604.8643 | 5877.7745 | 7739.1777 |  | 891.7851 | 90.53 | 160.0652 | 691.2735 | 6485.8202 | 8319.4739 |  | 1236.3384 | 90.53 | 160.0652 | 691.2735 | 3040.2282 | 5218.4353
|  |  | 54 | 54 | C4 | 2 | 16 | 22 | 12 | 2 | 54 | 2 | 16 | 22 | 12 | 2 | 54 | 0 | 0 | 0 | 0 | 0 | 0 | 2 | 16 | 22 | 12 | 2 | 54 | 0 | 0 | 0 | 0 | 0 | 0 | 0 | 10 | 8 | 22 | 14 | 54 |  |  | C4 | 0.002736 | 0.0040737 | 0.0072026 | 0.011665 | 0.027361 | C4 | 6173.1 | 6173.1 | 6173.1 | 6173.1 | 6173.1 | C4 | 16.8899 | 25.1472 | 44.4626 | 72.0077 | 168.9016 | C4 | 33.7797 | 402.3554 | 978.1763 | 864.0919 | 337.8031 | 2616.2065 |  | 33.7797 | 402.3554 | 978.1763 | 864.0919 | 337.8031 | 2616.2065 |  | 33.7797 | 402.3554 | 978.1763 | 864.0919 | 337.8031 | 2616.2065 |  | 33.7797 | 402.3554 | 978.1763 | 864.0919 | 337.8031 | 2616.2065 |  | 0 | 251.4722 | 355.7005 | 1584.1684 | 2364.6219 | 4555.963 |  | 0 | 251.4722 | 355.7005 | 1584.1684 | 2364.6219 | 4555.963
|  |  | 2860 | 2860 |  | 1001 | 198 | 223 | 156 | 1282 |  | 1001 | 198 | 223 | 156 | 1282 |  | 900 | 0 | 0 | -100 | -800 |  | 1001 | 198 | 223 | 156 | 1282 |  | 1034 | 0 | 0 | -50 | -984 |  | 933 | 76 | 190 | 305 | 1356 | [22 empty] | 7068.0723 | 2263.2494 | 4565.4154 | 5161.5088 | 85815.5082 | 104873.7541 |  | 7068.0723 | 2263.2494 | 4565.4154 | 5161.5088 | 85815.5082 | 104873.7541 |  | 7068.0723 | 2263.2494 | 4565.4154 | 5161.5088 | 85815.5082 | 104873.7541 |  | 13148.425 | 2263.2494 | 4565.4154 | 2281.2026 | 31767.0067 | 54025.2991 |  | 6568.1321 | 945.5353 | 3645.9297 | 9818.9641 | 92233.7678 | 113212.329 |  | 13668.6329 | 945.5353 | 3645.9297 | 8378.8109 | 24605.5803 | 51244.4892
| EHV OHL (Tower Line) Conductor |  | 0 | 0 | C1 | 0 | 0 | 0 | 0 | 0 | 0 | 0 | 0 | 0 | 0 | 0 | 0 | 0 | 0 | 0 | 0 | 0 | 0 | 0 | 0 | 0 | 0 | 0 | 0 | 0 | 0 | 0 | 0 | 0 | 0 | 0 | 0 | 0 | 0 | 0 | 0 |  |  | C1 | 0.00228 | 0.0033947 | 0.0060022 | 0.0097206 | 0.022801 | C1 | 18065.124 | 18065.124 | 18065.124 | 18065.124 | 18065.124 | C1 | 41.1891 | 61.3262 | 108.4303 | 175.6043 | 411.8984 | C1 | 0 | 0 | 0 | 0 | 0 | 0 |  | 0 | 0 | 0 | 0 | 0 | 0 |  | 0 | 0 | 0 | 0 | 0 | 0 |  | 0 | 0 | 0 | 0 | 0 | 0 |  | 0 | 0 | 0 | 0 | 0 | 0 |  | 0 | 0 | 0 | 0 | 0 | 0
|  |  | 506.2 | 506.2 | C2 | 104 | 344.2 | 42.4 | 15.6 | 0 | 506.2 | 104 | 344.2 | 42.4 | 15.6 | 0 | 506.2 | 103.9 | -81.4 | -19.4 | -3.1 | 0 | 1.3323e-15 | 77.2 | 251.8 | 155.3 | 16.8 | 5.1 | 506.2 | 117.4 | 0 | -100 | -10.6 | -6.8 | -9.77e-15 | 51.2 | 60.9 | 324.1 | 52.7 | 17.3 | 506.2 |  |  | C2 | 0.00228 | 0.0033947 | 0.0060022 | 0.0097206 | 0.022801 | C2 | 25807.32 | 25807.32 | 25807.32 | 25807.32 | 25807.32 | C2 | 58.8416 | 87.6089 | 154.9005 | 250.8632 | 588.4262 | C2 | 6119.5285 | 30154.9849 | 6567.7808 | 3913.4665 | 0 | 46755.7607 |  | 6119.5285 | 30154.9849 | 6567.7808 | 3913.4665 | 0 | 46755.7607 |  | 4542.5731 | 22059.9221 | 24056.0461 | 4214.5024 | 3000.9738 | 57874.0175 |  | 10656.2174 | 14928.5573 | 21050.9766 | 3436.8264 | 3000.9738 | 53073.5515 |  | 3012.6909 | 5335.3823 | 50203.2488 | 13220.4928 | 10179.7739 | 81951.5886 |  | 9920.6971 | 5335.3823 | 34713.1998 | 10561.3424 | 6178.4755 | 66709.0971
|  |  | 89.2 | 89.2 | C3 | 33.5 | 50.1 | 4.5 | 1.1 | 0 | 89.2 | 33.5 | 50.1 | 4.5 | 1.1 | 0 | 89.2 | 0 | 0 | 0 | 0 | 0 | 0 | 25.7 | 28.9 | 31.5 | 2.5 | 0.6 | 89.2 | 2.8 | 0 | 0 | 0 | -2.8 | 0 | 25.1 | 10.5 | 47.3 | 3.4 | 2.8 | 89.1 |  |  | C3 | 0.00228 | 0.0033947 | 0.0060022 | 0.0097206 | 0.022801 | C3 | 38710.98 | 38710.98 | 38710.98 | 38710.98 | 38710.98 | C3 | 88.2624 | 131.4134 | 232.3507 | 376.2949 | 882.6394 | C3 | 2956.7914 | 6583.8092 | 1045.5783 | 413.9243 | 0 | 11000.1032 |  | 2956.7914 | 6583.8092 | 1045.5783 | 413.9243 | 0 | 11000.1032 |  | 2268.3445 | 3797.846 | 7319.0481 | 940.7372 | 529.5836 | 14855.5594 |  | 2268.3445 | 3797.846 | 7319.0481 | 940.7372 | 529.5836 | 14855.5594 |  | 2215.387 | 1379.8402 | 10990.1898 | 1279.4025 | 2471.3902 | 18336.2097 |  | 2462.5218 | 1379.8402 | 10990.1898 | 1279.4025 | 0 | 16111.9543
|  |  | 2.3 | 2.3 | C4 | 2.3 | 0 | 0 | 0 | 0 | 2.3 | 2.3 | 0 | 0 | 0 | 0 | 2.3 | 0 | 0 | 0 | 0 | 0 | 0 | 2.3 | 0 | 0 | 0 | 0 | 2.3 | 0 | 0 | 0 | 0 | 0 | 0 | 2.3 | 0 | 0 | 0 | 0 | 2.3 |  |  | C4 | 0.00228 | 0.0033947 | 0.0060022 | 0.0097206 | 0.022801 | C4 | 64518.3 | 64518.3 | 64518.3 | 64518.3 | 64518.3 | C4 | 147.1041 | 219.0223 | 387.2512 | 627.1581 | 1471.0656 | C4 | 338.3393 | 0 | 0 | 0 | 0 | 338.3393 |  | 338.3393 | 0 | 0 | 0 | 0 | 338.3393 |  | 338.3393 | 0 | 0 | 0 | 0 | 338.3393 |  | 338.3393 | 0 | 0 | 0 | 0 | 338.3393 |  | 338.3393 | 0 | 0 | 0 | 0 | 338.3393 |  | 338.3393 | 0 | 0 | 0 | 0 | 338.3393
|  |  | 597.7 | 597.7 |  | 139.8 | 394.3 | 46.9 | 16.7 | 0 |  | 139.8 | 394.3 | 46.9 | 16.7 | 0 |  | 103.9 | -81.4 | -19.4 | -3.1 | 0 |  | 105.2 | 280.7 | 186.8 | 19.3 | 5.7 |  | 120.2 | 0 | -100 | -10.6 | -9.6 |  | 78.6 | 71.4 | 371.4 | 56.1 | 20.1 | [22 empty] | 9414.6592 | 36738.794 | 7613.3591 | 4327.3909 | 0 | 58094.2032 |  | 9414.6592 | 36738.794 | 7613.3591 | 4327.3909 | 0 | 58094.2032 |  | 7149.2568 | 25857.7681 | 31375.0942 | 5155.2396 | 3530.5574 | 73067.9162 |  | 13262.9012 | 18726.4033 | 28370.0247 | 4377.5635 | 3530.5574 | 68267.4502 |  | 5566.4173 | 6715.2225 | 61193.4385 | 14499.8953 | 12651.1641 | 100626.1376 |  | 12721.5583 | 6715.2225 | 45703.3895 | 11840.7449 | 6178.4755 | 83159.3907
| [Please insert new asset category as required] |  | 0 | 0 | C1 | 0 | 0 | 0 | 0 | 0 | 0 | 0 | 0 | 0 | 0 | 0 | 0 | 0 | 0 | 0 | 0 | 0 | 0 | 0 | 0 | 0 | 0 | 0 | 0 | 0 | 0 | 0 | 0 | 0 | 0 | 0 | 0 | 0 | 0 | 0 | 0 |  |  | C1 | 0 | 0 | 0 | 0 | 0 | C1 | 0 | 0 | 0 | 0 | 0 | C1 | [5 empty] | C1 | [5 empty] | 0 | [6 empty] | 0 | [6 empty] | 0 | [6 empty] | 0 | [6 empty] | 0 | [6 empty] | 0
|  |  | 0 | 0 | C2 | 0 | 0 | 0 | 0 | 0 | 0 | 0 | 0 | 0 | 0 | 0 | 0 | 0 | 0 | 0 | 0 | 0 | 0 | 0 | 0 | 0 | 0 | 0 | 0 | 0 | 0 | 0 | 0 | 0 | 0 | 0 | 0 | 0 | 0 | 0 | 0 |  |  | C2 | 0 | 0 | 0 | 0 | 0 | C2 | 0 | 0 | 0 | 0 | 0 | C2 | [5 empty] | C2 | [5 empty] | 0 | [6 empty] | 0 | [6 empty] | 0 | [6 empty] | 0 | [6 empty] | 0 | [6 empty] | 0
|  |  | 0 | 0 | C3 | 0 | 0 | 0 | 0 | 0 | 0 | 0 | 0 | 0 | 0 | 0 | 0 | 0 | 0 | 0 | 0 | 0 | 0 | 0 | 0 | 0 | 0 | 0 | 0 | 0 | 0 | 0 | 0 | 0 | 0 | 0 | 0 | 0 | 0 | 0 | 0 |  |  | C3 | 0 | 0 | 0 | 0 | 0 | C3 | 0 | 0 | 0 | 0 | 0 | C3 | [5 empty] | C3 | [5 empty] | 0 | [6 empty] | 0 | [6 empty] | 0 | [6 empty] | 0 | [6 empty] | 0 | [6 empty] | 0
|  |  | 0 | 0 | C4 | 0 | 0 | 0 | 0 | 0 | 0 | 0 | 0 | 0 | 0 | 0 | 0 | 0 | 0 | 0 | 0 | 0 | 0 | 0 | 0 | 0 | 0 | 0 | 0 | 0 | 0 | 0 | 0 | 0 | 0 | 0 | 0 | 0 | 0 | 0 | 0 |  |  | C4 | 0 | 0 | 0 | 0 | 0 | C4 | 0 | 0 | 0 | 0 | 0 | C4 | [5 empty] | C4 | [5 empty] | 0 | [6 empty] | 0 | [6 empty] | 0 | [6 empty] | 0 | [6 empty] | 0 | [6 empty] | 0
|  |  | 0 | 0 |  | 0 | 0 | 0 | 0 | 0 |  | 0 | 0 | 0 | 0 | 0 |  | 0 | 0 | 0 | 0 | 0 |  | 0 | 0 | 0 | 0 | 0 |  | 0 | 0 | 0 | 0 | 0 |  | 0 | 0 | 0 | 0 | 0 | [22 empty] | 0 | 0 | 0 | 0 | 0 | 0 |  | 0 | 0 | 0 | 0 | 0 | 0 |  | 0 | 0 | 0 | 0 | 0 | 0 |  | 0 | 0 | 0 | 0 | 0 | 0 |  | 0 | 0 | 0 | 0 | 0 | 0 |  | 0 | 0 | 0 | 0 | 0 | 0
| [Please insert new asset category as required] |  | 0 | 0 | C1 | 0 | 0 | 0 | 0 | 0 | 0 | 0 | 0 | 0 | 0 | 0 | 0 | 0 | 0 | 0 | 0 | 0 | 0 | 0 | 0 | 0 | 0 | 0 | 0 | 0 | 0 | 0 | 0 | 0 | 0 | 0 | 0 | 0 | 0 | 0 | 0 |  |  | C1 | 0 | 0 | 0 | 0 | 0 | C1 | 0 | 0 | 0 | 0 | 0 | C1 | [5 empty] | C1 | [5 empty] | 0 | [6 empty] | 0 | [6 empty] | 0 | [6 empty] | 0 | [6 empty] | 0 | [6 empty] | 0
|  |  | 0 | 0 | C2 | 0 | 0 | 0 | 0 | 0 | 0 | 0 | 0 | 0 | 0 | 0 | 0 | 0 | 0 | 0 | 0 | 0 | 0 | 0 | 0 | 0 | 0 | 0 | 0 | 0 | 0 | 0 | 0 | 0 | 0 | 0 | 0 | 0 | 0 | 0 | 0 |  |  | C2 | 0 | 0 | 0 | 0 | 0 | C2 | 0 | 0 | 0 | 0 | 0 | C2 | [5 empty] | C2 | [5 empty] | 0 | [6 empty] | 0 | [6 empty] | 0 | [6 empty] | 0 | [6 empty] | 0 | [6 empty] | 0
|  |  | 0 | 0 | C3 | 0 | 0 | 0 | 0 | 0 | 0 | 0 | 0 | 0 | 0 | 0 | 0 | 0 | 0 | 0 | 0 | 0 | 0 | 0 | 0 | 0 | 0 | 0 | 0 | 0 | 0 | 0 | 0 | 0 | 0 | 0 | 0 | 0 | 0 | 0 | 0 |  |  | C3 | 0 | 0 | 0 | 0 | 0 | C3 | 0 | 0 | 0 | 0 | 0 | C3 | [5 empty] | C3 | [5 empty] | 0 | [6 empty] | 0 | [6 empty] | 0 | [6 empty] | 0 | [6 empty] | 0 | [6 empty] | 0
|  |  | 0 | 0 | C4 | 0 | 0 | 0 | 0 | 0 | 0 | 0 | 0 | 0 | 0 | 0 | 0 | 0 | 0 | 0 | 0 | 0 | 0 | 0 | 0 | 0 | 0 | 0 | 0 | 0 | 0 | 0 | 0 | 0 | 0 | 0 | 0 | 0 | 0 | 0 | 0 |  |  | C4 | 0 | 0 | 0 | 0 | 0 | C4 | 0 | 0 | 0 | 0 | 0 | C4 | [5 empty] | C4 | [5 empty] | 0 | [6 empty] | 0 | [6 empty] | 0 | [6 empty] | 0 | [6 empty] | 0 | [6 empty] | 0
|  |  | 0 | 0 |  | 0 | 0 | 0 | 0 | 0 |  | 0 | 0 | 0 | 0 | 0 |  | 0 | 0 | 0 | 0 | 0 |  | 0 | 0 | 0 | 0 | 0 |  | 0 | 0 | 0 | 0 | 0 |  | 0 | 0 | 0 | 0 | 0 | [22 empty] | 0 | 0 | 0 | 0 | 0 | 0 |  | 0 | 0 | 0 | 0 | 0 | 0 |  | 0 | 0 | 0 | 0 | 0 | 0 |  | 0 | 0 | 0 | 0 | 0 | 0 |  | 0 | 0 | 0 | 0 | 0 | 0 |  | 0 | 0 | 0 | 0 | 0 | 0
| [Please insert new asset category as required] |  | 0 | 0 | C1 | 0 | 0 | 0 | 0 | 0 | 0 | 0 | 0 | 0 | 0 | 0 | 0 | 0 | 0 | 0 | 0 | 0 | 0 | 0 | 0 | 0 | 0 | 0 | 0 | 0 | 0 | 0 | 0 | 0 | 0 | 0 | 0 | 0 | 0 | 0 | 0 |  |  | C1 | 0 | 0 | 0 | 0 | 0 | C1 | 0 | 0 | 0 | 0 | 0 | C1 | [5 empty] | C1 | [5 empty] | 0 | [6 empty] | 0 | [6 empty] | 0 | [6 empty] | 0 | [6 empty] | 0 | [6 empty] | 0
|  |  | 0 | 0 | C2 | 0 | 0 | 0 | 0 | 0 | 0 | 0 | 0 | 0 | 0 | 0 | 0 | 0 | 0 | 0 | 0 | 0 | 0 | 0 | 0 | 0 | 0 | 0 | 0 | 0 | 0 | 0 | 0 | 0 | 0 | 0 | 0 | 0 | 0 | 0 | 0 |  |  | C2 | 0 | 0 | 0 | 0 | 0 | C2 | 0 | 0 | 0 | 0 | 0 | C2 | [5 empty] | C2 | [5 empty] | 0 | [6 empty] | 0 | [6 empty] | 0 | [6 empty] | 0 | [6 empty] | 0 | [6 empty] | 0
|  |  | 0 | 0 | C3 | 0 | 0 | 0 | 0 | 0 | 0 | 0 | 0 | 0 | 0 | 0 | 0 | 0 | 0 | 0 | 0 | 0 | 0 | 0 | 0 | 0 | 0 | 0 | 0 | 0 | 0 | 0 | 0 | 0 | 0 | 0 | 0 | 0 | 0 | 0 | 0 |  |  | C3 | 0 | 0 | 0 | 0 | 0 | C3 | 0 | 0 | 0 | 0 | 0 | C3 | [5 empty] | C3 | [5 empty] | 0 | [6 empty] | 0 | [6 empty] | 0 | [6 empty] | 0 | [6 empty] | 0 | [6 empty] | 0
|  |  | 0 | 0 | C4 | 0 | 0 | 0 | 0 | 0 | 0 | 0 | 0 | 0 | 0 | 0 | 0 | 0 | 0 | 0 | 0 | 0 | 0 | 0 | 0 | 0 | 0 | 0 | 0 | 0 | 0 | 0 | 0 | 0 | 0 | 0 | 0 | 0 | 0 | 0 | 0 |  |  | C4 | 0 | 0 | 0 | 0 | 0 | C4 | 0 | 0 | 0 | 0 | 0 | C4 | [5 empty] | C4 | [5 empty] | 0 | [6 empty] | 0 | [6 empty] | 0 | [6 empty] | 0 | [6 empty] | 0 | [6 empty] | 0
|  |  | 0 | 0 |  | 0 | 0 | 0 | 0 | 0 |  | 0 | 0 | 0 | 0 | 0 |  | 0 | 0 | 0 | 0 | 0 |  | 0 | 0 | 0 | 0 | 0 |  | 0 | 0 | 0 | 0 | 0 |  | 0 | 0 | 0 | 0 | 0 | [22 empty] | 0 | 0 | 0 | 0 | 0 | 0 |  | 0 | 0 | 0 | 0 | 0 | 0 |  | 0 | 0 | 0 | 0 | 0 | 0 |  | 0 | 0 | 0 | 0 | 0 | 0 |  | 0 | 0 | 0 | 0 | 0 | 0 |  | 0 | 0 | 0 | 0 | 0 | 0
| [Please insert new asset category as required] |  | 0 | 0 | C1 | 0 | 0 | 0 | 0 | 0 | 0 | 0 | 0 | 0 | 0 | 0 | 0 | 0 | 0 | 0 | 0 | 0 | 0 | 0 | 0 | 0 | 0 | 0 | 0 | 0 | 0 | 0 | 0 | 0 | 0 | 0 | 0 | 0 | 0 | 0 | 0 |  |  | C1 | 0 | 0 | 0 | 0 | 0 | C1 | 0 | 0 | 0 | 0 | 0 | C1 | [5 empty] | C1 | [5 empty] | 0 | [6 empty] | 0 | [6 empty] | 0 | [6 empty] | 0 | [6 empty] | 0 | [6 empty] | 0
|  |  | 0 | 0 | C2 | 0 | 0 | 0 | 0 | 0 | 0 | 0 | 0 | 0 | 0 | 0 | 0 | 0 | 0 | 0 | 0 | 0 | 0 | 0 | 0 | 0 | 0 | 0 | 0 | 0 | 0 | 0 | 0 | 0 | 0 | 0 | 0 | 0 | 0 | 0 | 0 |  |  | C2 | 0 | 0 | 0 | 0 | 0 | C2 | 0 | 0 | 0 | 0 | 0 | C2 | [5 empty] | C2 | [5 empty] | 0 | [6 empty] | 0 | [6 empty] | 0 | [6 empty] | 0 | [6 empty] | 0 | [6 empty] | 0
|  |  | 0 | 0 | C3 | 0 | 0 | 0 | 0 | 0 | 0 | 0 | 0 | 0 | 0 | 0 | 0 | 0 | 0 | 0 | 0 | 0 | 0 | 0 | 0 | 0 | 0 | 0 | 0 | 0 | 0 | 0 | 0 | 0 | 0 | 0 | 0 | 0 | 0 | 0 | 0 |  |  | C3 | 0 | 0 | 0 | 0 | 0 | C3 | 0 | 0 | 0 | 0 | 0 | C3 | [5 empty] | C3 | [5 empty] | 0 | [6 empty] | 0 | [6 empty] | 0 | [6 empty] | 0 | [6 empty] | 0 | [6 empty] | 0
|  |  | 0 | 0 | C4 | 0 | 0 | 0 | 0 | 0 | 0 | 0 | 0 | 0 | 0 | 0 | 0 | 0 | 0 | 0 | 0 | 0 | 0 | 0 | 0 | 0 | 0 | 0 | 0 | 0 | 0 | 0 | 0 | 0 | 0 | 0 | 0 | 0 | 0 | 0 | 0 |  |  | C4 | 0 | 0 | 0 | 0 | 0 | C4 | 0 | 0 | 0 | 0 | 0 | C4 | [5 empty] | C4 | [5 empty] | 0 | [6 empty] | 0 | [6 empty] | 0 | [6 empty] | 0 | [6 empty] | 0 | [6 empty] | 0
|  |  | 0 | 0 |  | 0 | 0 | 0 | 0 | 0 |  | 0 | 0 | 0 | 0 | 0 |  | 0 | 0 | 0 | 0 | 0 |  | 0 | 0 | 0 | 0 | 0 |  | 0 | 0 | 0 | 0 | 0 |  | 0 | 0 | 0 | 0 | 0 | [22 empty] | 0 | 0 | 0 | 0 | 0 | 0 |  | 0 | 0 | 0 | 0 | 0 | 0 |  | 0 | 0 | 0 | 0 | 0 | 0 |  | 0 | 0 | 0 | 0 | 0 | 0 |  | 0 | 0 | 0 | 0 | 0 | 0 |  | 0 | 0 | 0 | 0 | 0 | 0
[63 empty] | 1584614.5293 | 1239944.7014 | 4438275.3481 | 3423963.8656 | 3153117.7617 | 13839916.2062 |  | 1584614.5293 | 1239944.7014 | 4438275.3481 | 3423963.8656 | 3153117.7617 | 13839916.2062 |  | 1250861.8502 | 1093481.099 | 4591453.953 | 3201935.2429 | 4568633.9785 | 14706366.1236 |  | 1330663.8037 | 1078601.9563 | 4554369.7519 | 2954698.8043 | 3478846.3585 | 13397180.6747 |  | 1049116.4618 | 1052253.2451 | 5138584.3721 | 1595269.9857 | 11369775.3145 | 20204999.3792 |  | 1321363.9315 | 1052253.2451 | 5022724.2137 | 930028.0306 | 8721210.3427 | 17047579.7636
| 132kV Network | [66 empty] | 0 | [6 empty] | 0 | [6 empty] | 0 | [6 empty] | 0 | [6 empty] | 0 | [6 empty] | 0
| 132kV CBs |  | 55 | 56 | C1 | 45 | 2 | 0 | 0 | 8 | 55 | 45 | 2 | 0 | 0 | 8 | 55 | 0 | 0 | 0 | 0 | 0 | 0 | 37 | 10 | 0 | 0 | 8 | 55 | 9 | 0 | 0 | 0 | -8 | 1 | 35 | 10 | 2 | 0 | 8 | 55 |  |  | C1 | 0.012284 | 0.018289 | 0.032337 | 0.05237 | 0.12284 | C1 | 150322.256 | 150322.256 | 150322.256 | 150322.256 | 150322.256 | C1 | 1846.5126 | 2749.2606 | 4860.9421 | 7872.3553 | 18465.4412 | C1 | 83093.0684 | 5498.5212 | 0 | 0 | 147723.5296 | 236315.1193 |  | 83093.0684 | 5498.5212 | 0 | 0 | 147723.5296 | 236315.1193 |  | 68320.9674 | 27492.6061 | 0 | 0 | 147723.5296 | 243537.1031 |  | 68320.9674 | 27492.6061 | 0 | 0 | 147723.5296 | 243537.1031 |  | 64627.9421 | 27492.6061 | 9721.8843 | 0 | 147723.5296 | 249565.9622 |  | 81246.5558 | 27492.6061 | 9721.8843 | 0 | 0 | 118461.0462
|  |  | 7 | 7 | C2 | 7 | 0 | 0 | 0 | 0 | 7 | 7 | 0 | 0 | 0 | 0 | 7 | 0 | 0 | 0 | 0 | 0 | 0 | 7 | 0 | 0 | 0 | 0 | 7 | 0 | 0 | 0 | 0 | 0 | 0 | 7 | 0 | 0 | 0 | 0 | 7 |  |  | C2 | 0.012284 | 0.018289 | 0.032337 | 0.05237 | 0.12284 | C2 | 214746.08 | 214746.08 | 214746.08 | 214746.08 | 214746.08 | C2 | 2637.8752 | 3927.5152 | 6944.2031 | 11246.2219 | 26379.2017 | C2 | 18465.1263 | 0 | 0 | 0 | 0 | 18465.1263 |  | 18465.1263 | 0 | 0 | 0 | 0 | 18465.1263 |  | 18465.1263 | 0 | 0 | 0 | 0 | 18465.1263 |  | 18465.1263 | 0 | 0 | 0 | 0 | 18465.1263 |  | 18465.1263 | 0 | 0 | 0 | 0 | 18465.1263 |  | 18465.1263 | 0 | 0 | 0 | 0 | 18465.1263
|  |  | 3 | 3 | C3 | 3 | 0 | 0 | 0 | 0 | 3 | 3 | 0 | 0 | 0 | 0 | 3 | 0 | 0 | 0 | 0 | 0 | 0 | 3 | 0 | 0 | 0 | 0 | 3 | 0 | 0 | 0 | 0 | 0 | 0 | 3 | 0 | 0 | 0 | 0 | 3 |  |  | C3 | 0.012284 | 0.018289 | 0.032337 | 0.05237 | 0.12284 | C3 | 322119.12 | 322119.12 | 322119.12 | 322119.12 | 322119.12 | C3 | 3956.8128 | 5891.2727 | 10416.3046 | 16869.3329 | 39568.8026 | C3 | 11870.4383 | 0 | 0 | 0 | 0 | 11870.4383 |  | 11870.4383 | 0 | 0 | 0 | 0 | 11870.4383 |  | 11870.4383 | 0 | 0 | 0 | 0 | 11870.4383 |  | 11870.4383 | 0 | 0 | 0 | 0 | 11870.4383 |  | 11870.4383 | 0 | 0 | 0 | 0 | 11870.4383 |  | 11870.4383 | 0 | 0 | 0 | 0 | 11870.4383
|  |  | 18 | 18 | C4 | 18 | 0 | 0 | 0 | 0 | 18 | 18 | 0 | 0 | 0 | 0 | 18 | 0 | 0 | 0 | 0 | 0 | 0 | 18 | 0 | 0 | 0 | 0 | 18 | 0 | 0 | 0 | 0 | 0 | 0 | 18 | 0 | 0 | 0 | 0 | 18 |  |  | C4 | 0.012284 | 0.018289 | 0.032337 | 0.05237 | 0.12284 | C4 | 536865.2 | 536865.2 | 536865.2 | 536865.2 | 536865.2 | C4 | 6594.688 | 9818.7879 | 17360.5077 | 28115.5548 | 65948.0043 | C4 | 118704.3835 | 0 | 0 | 0 | 0 | 118704.3835 |  | 118704.3835 | 0 | 0 | 0 | 0 | 118704.3835 |  | 118704.3835 | 0 | 0 | 0 | 0 | 118704.3835 |  | 118704.3835 | 0 | 0 | 0 | 0 | 118704.3835 |  | 118704.3835 | 0 | 0 | 0 | 0 | 118704.3835 |  | 118704.3835 | 0 | 0 | 0 | 0 | 118704.3835
|  |  | 83 | 84 |  | 73 | 2 | 0 | 0 | 8 |  | 73 | 2 | 0 | 0 | 8 |  | 0 | 0 | 0 | 0 | 0 |  | 65 | 10 | 0 | 0 | 8 |  | 9 | 0 | 0 | 0 | -8 |  | 63 | 10 | 2 | 0 | 8 | [22 empty] | 232133.0166 | 5498.5212 | 0 | 0 | 147723.5296 | 385355.0674 |  | 232133.0166 | 5498.5212 | 0 | 0 | 147723.5296 | 385355.0674 |  | 217360.9155 | 27492.6061 | 0 | 0 | 147723.5296 | 392577.0513 |  | 217360.9155 | 27492.6061 | 0 | 0 | 147723.5296 | 392577.0513 |  | 213667.8903 | 27492.6061 | 9721.8843 | 0 | 147723.5296 | 398605.9103 |  | 230286.5039 | 27492.6061 | 9721.8843 | 0 | 0 | 267500.9944
| 132kV Transformer |  | 23 | 23 | C1 | 23 | 0 | 0 | 0 | 0 | 23 | 23 | 0 | 0 | 0 | 0 | 23 | 0 | 0 | 0 | 0 | 0 | 0 | 19 | 4 | 0 | 0 | 0 | 23 | 0 | 0 | 0 | 0 | 0 | 0 | 18 | 5 | 0 | 0 | 0 | 23 |  |  | C1 | 0.012939 | 0.019265 | 0.034062 | 0.055165 | 0.12939 | C1 | 301290.633 | 301290.633 | 301290.633 | 301290.633 | 301290.633 | C1 | 3898.4611 | 5804.3934 | 10262.694 | 16620.5586 | 38985.2763 | C1 | 89664.6064 | 0 | 0 | 0 | 0 | 89664.6064 |  | 89664.6064 | 0 | 0 | 0 | 0 | 89664.6064 |  | 74070.7618 | 23217.5735 | 0 | 0 | 0 | 97288.3353 |  | 74070.7618 | 23217.5735 | 0 | 0 | 0 | 97288.3353 |  | 70172.3007 | 29021.9669 | 0 | 0 | 0 | 99194.2676 |  | 70172.3007 | 29021.9669 | 0 | 0 | 0 | 99194.2676
|  |  | 44 | 44 | C2 | 32 | 11 | 0 | 0 | 1 | 44 | 32 | 11 | 0 | 0 | 1 | 44 | 1 | 0 | 0 | 0 | -1 | 0 | 27 | 13 | 3 | 0 | 1 | 44 | 2 | 0 | 0 | -1 | -1 | 0 | 20 | 13 | 8 | 2 | 1 | 44 |  |  | C2 | 0.012939 | 0.019265 | 0.034062 | 0.055165 | 0.12939 | C2 | 430415.19 | 430415.19 | 430415.19 | 430415.19 | 430415.19 | C2 | 5569.2302 | 8291.9905 | 14660.9914 | 23743.6552 | 55693.2519 | C2 | 178215.3668 | 91211.8959 | 0 | 0 | 55693.2519 | 325120.5146 |  | 178215.3668 | 91211.8959 | 0 | 0 | 55693.2519 | 325120.5146 |  | 150369.2158 | 107795.877 | 43982.9743 | 0 | 55693.2519 | 357841.3189 |  | 155938.446 | 107795.877 | 43982.9743 | 0 | 0 | 307717.2973 |  | 111384.6043 | 107795.877 | 117287.9315 | 47487.3103 | 55693.2519 | 439648.9749 |  | 122523.0647 | 107795.877 | 117287.9315 | 23743.6552 | 0 | 371350.5283
|  |  | 11 | 11 | C3 | 10 | 1 | 0 | 0 | 0 | 11 | 10 | 1 | 0 | 0 | 0 | 11 | 0 | 0 | 0 | 0 | 0 | 0 | 10 | 1 | 0 | 0 | 0 | 11 | 0 | 0 | 0 | 0 | 0 | 0 | 10 | 0 | 1 | 0 | 0 | 11 |  |  | C3 | 0.012939 | 0.019265 | 0.034062 | 0.055165 | 0.12939 | C3 | 645622.785 | 645622.785 | 645622.785 | 645622.785 | 645622.785 | C3 | 8353.8453 | 12437.9858 | 21991.4872 | 35615.4827 | 83539.8778 | C3 | 83538.4532 | 12437.9858 | 0 | 0 | 0 | 95976.439 |  | 83538.4532 | 12437.9858 | 0 | 0 | 0 | 95976.439 |  | 83538.4532 | 12437.9858 | 0 | 0 | 0 | 95976.439 |  | 83538.4532 | 12437.9858 | 0 | 0 | 0 | 95976.439 |  | 83538.4532 | 0 | 21991.4872 | 0 | 0 | 105529.9404 |  | 83538.4532 | 0 | 21991.4872 | 0 | 0 | 105529.9404
|  |  | 1 | 1 | C4 | 1 | 0 | 0 | 0 | 0 | 1 | 1 | 0 | 0 | 0 | 0 | 1 | 0 | 0 | 0 | 0 | 0 | 0 | 1 | 0 | 0 | 0 | 0 | 1 | 0 | 0 | 0 | 0 | 0 | 0 | 1 | 0 | 0 | 0 | 0 | 1 |  |  | C4 | 0.012939 | 0.019265 | 0.034062 | 0.055165 | 0.12939 | C4 | 1076037.975 | 1076037.975 | 1076037.975 | 1076037.975 | 1076037.975 | C4 | 13923.0755 | 20729.9763 | 36652.4786 | 59359.1379 | 139233.1296 | C4 | 13923.0755 | 0 | 0 | 0 | 0 | 13923.0755 |  | 13923.0755 | 0 | 0 | 0 | 0 | 13923.0755 |  | 13923.0755 | 0 | 0 | 0 | 0 | 13923.0755 |  | 13923.0755 | 0 | 0 | 0 | 0 | 13923.0755 |  | 13923.0755 | 0 | 0 | 0 | 0 | 13923.0755 |  | 13923.0755 | 0 | 0 | 0 | 0 | 13923.0755
|  |  | 79 | 79 |  | 66 | 12 | 0 | 0 | 1 |  | 66 | 12 | 0 | 0 | 1 |  | 1 | 0 | 0 | 0 | -1 |  | 57 | 18 | 3 | 0 | 1 |  | 2 | 0 | 0 | -1 | -1 |  | 49 | 18 | 9 | 2 | 1 | [22 empty] | 365341.502 | 103649.8817 | 0 | 0 | 55693.2519 | 524684.6356 |  | 365341.502 | 103649.8817 | 0 | 0 | 55693.2519 | 524684.6356 |  | 321901.5064 | 143451.4363 | 43982.9743 | 0 | 55693.2519 | 565029.1688 |  | 327470.7366 | 143451.4363 | 43982.9743 | 0 | 0 | 514905.1472 |  | 279018.4337 | 136817.8439 | 139279.4186 | 47487.3103 | 55693.2519 | 658296.2584 |  | 290156.8941 | 136817.8439 | 139279.4186 | 23743.6552 | 0 | 589997.8118
| 132kV UG Cable (Gas) |  | 0 | 0 | C1 | 0 | 0 | 0 | 0 | 0 | 0 | 0 | 0 | 0 | 0 | 0 | 0 | 0 | 0 | 0 | 0 | 0 | 0 | 0 | 0 | 0 | 0 | 0 | 0 | 0 | 0 | 0 | 0 | 0 | 0 | 0 | 0 | 0 | 0 | 0 | 0 |  |  | C1 | 1.2835 | 1.9111 | 3.3789 | 5.4722 | 12.8357 | C1 | 587.195 | 587.195 | 587.195 | 587.195 | 587.195 | C1 | 753.692 | 1122.1671 | 1984.0931 | 3213.2631 | 7537.0482 | C1 | 0 | 0 | 0 | 0 | 0 | 0 |  | 0 | 0 | 0 | 0 | 0 | 0 |  | 0 | 0 | 0 | 0 | 0 | 0 |  | 0 | 0 | 0 | 0 | 0 | 0 |  | 0 | 0 | 0 | 0 | 0 | 0 |  | 0 | 0 | 0 | 0 | 0 | 0
|  |  | 0 | 0 | C2 | 0 | 0 | 0 | 0 | 0 | 0 | 0 | 0 | 0 | 0 | 0 | 0 | 0 | 0 | 0 | 0 | 0 | 0 | 0 | 0 | 0 | 0 | 0 | 0 | 0 | 0 | 0 | 0 | 0 | 0 | 0 | 0 | 0 | 0 | 0 | 0 |  |  | C2 | 1.2835 | 1.9111 | 3.3789 | 5.4722 | 12.8357 | C2 | 838.85 | 838.85 | 838.85 | 838.85 | 838.85 | C2 | 1076.7028 | 1603.0958 | 2834.4188 | 4590.3759 | 10767.2117 | C2 | 0 | 0 | 0 | 0 | 0 | 0 |  | 0 | 0 | 0 | 0 | 0 | 0 |  | 0 | 0 | 0 | 0 | 0 | 0 |  | 0 | 0 | 0 | 0 | 0 | 0 |  | 0 | 0 | 0 | 0 | 0 | 0 |  | 0 | 0 | 0 | 0 | 0 | 0
|  |  | 0 | 0 | C3 | 0 | 0 | 0 | 0 | 0 | 0 | 0 | 0 | 0 | 0 | 0 | 0 | 0 | 0 | 0 | 0 | 0 | 0 | 0 | 0 | 0 | 0 | 0 | 0 | 0 | 0 | 0 | 0 | 0 | 0 | 0 | 0 | 0 | 0 | 0 | 0 |  |  | C3 | 1.2835 | 1.9111 | 3.3789 | 5.4722 | 12.8357 | C3 | 1258.275 | 1258.275 | 1258.275 | 1258.275 | 1258.275 | C3 | 1615.0542 | 2404.6437 | 4251.6282 | 6885.5639 | 16150.8176 | C3 | 0 | 0 | 0 | 0 | 0 | 0 |  | 0 | 0 | 0 | 0 | 0 | 0 |  | 0 | 0 | 0 | 0 | 0 | 0 |  | 0 | 0 | 0 | 0 | 0 | 0 |  | 0 | 0 | 0 | 0 | 0 | 0 |  | 0 | 0 | 0 | 0 | 0 | 0
|  |  | 0 | 0 | C4 | 0 | 0 | 0 | 0 | 0 | 0 | 0 | 0 | 0 | 0 | 0 | 0 | 0 | 0 | 0 | 0 | 0 | 0 | 0 | 0 | 0 | 0 | 0 | 0 | 0 | 0 | 0 | 0 | 0 | 0 | 0 | 0 | 0 | 0 | 0 | 0 |  |  | C4 | 1.2835 | 1.9111 | 3.3789 | 5.4722 | 12.8357 | C4 | 2097.125 | 2097.125 | 2097.125 | 2097.125 | 2097.125 | C4 | 2691.757 | 4007.7395 | 7086.0469 | 11475.9398 | 26918.0293 | C4 | 0 | 0 | 0 | 0 | 0 | 0 |  | 0 | 0 | 0 | 0 | 0 | 0 |  | 0 | 0 | 0 | 0 | 0 | 0 |  | 0 | 0 | 0 | 0 | 0 | 0 |  | 0 | 0 | 0 | 0 | 0 | 0 |  | 0 | 0 | 0 | 0 | 0 | 0
|  |  | 0 | 0 |  | 0 | 0 | 0 | 0 | 0 |  | 0 | 0 | 0 | 0 | 0 |  | 0 | 0 | 0 | 0 | 0 |  | 0 | 0 | 0 | 0 | 0 |  | 0 | 0 | 0 | 0 | 0 |  | 0 | 0 | 0 | 0 | 0 | [22 empty] | 0 | 0 | 0 | 0 | 0 | 0 |  | 0 | 0 | 0 | 0 | 0 | 0 |  | 0 | 0 | 0 | 0 | 0 | 0 |  | 0 | 0 | 0 | 0 | 0 | 0 |  | 0 | 0 | 0 | 0 | 0 | 0 |  | 0 | 0 | 0 | 0 | 0 | 0
| 132kV UG Cable (Oil) |  | 7.104 | 7.104 | C1 | 4.225 | 1.087 | 1.792 | 0 | 0 | 7.104 | 4.225 | 1.087 | 1.792 | 0 | 0 | 7.104 | 0 | 0 | 0 | 0 | 0 | 0 | 0.612 | 4.7 | 1.792 | 0 | 0 | 7.104 | 0 | 0 | 0 | 0 | 0 | 0 | 0.612 | 3.613 | 2.879 | 0 | 0 | 7.104 |  |  | C1 | 0.59691 | 0.88874 | 1.5714 | 2.5449 | 5.9692 | C1 | 8647.268 | 8647.268 | 8647.268 | 8647.268 | 8647.268 | C1 | 5161.6705 | 7685.1775 | 13588.091 | 22006.0797 | 51617.5851 | C1 | 21808.0578 | 8353.788 | 24349.859 | 0 | 0 | 54511.7048 |  | 21808.0578 | 8353.788 | 24349.859 | 0 | 0 | 54511.7048 |  | 3158.9423 | 36120.3343 | 24349.859 | 0 | 0 | 63629.1357 |  | 3158.9423 | 36120.3343 | 24349.859 | 0 | 0 | 63629.1357 |  | 3158.9423 | 27766.5464 | 39120.1139 | 0 | 0 | 70045.6026 |  | 3158.9423 | 27766.5464 | 39120.1139 | 0 | 0 | 70045.6026
|  |  | 11.78 | 9.58 | C2 | 0.133 | 5.005 | 5.05 | 0.554 | 1.038 | 11.78 | 0.133 | 5.005 | 5.05 | 0.554 | 1.038 | 11.78 | 0 | 0 | 0 | 0 | -0.5 | -0.5 | 0.133 | 3.678 | 6.377 | 0.554 | 1.038 | 11.78 | 0 | 0 | 0 | -1.2 | -1 | -2.2 | 0.133 | 0 | 8.728 | 1.327 | 1.592 | 11.78 |  |  | C2 | 0.59691 | 0.88874 | 1.5714 | 2.5449 | 5.9692 | C2 | 12353.24 | 12353.24 | 12353.24 | 12353.24 | 12353.24 | C2 | 7373.815 | 10978.825 | 19411.5585 | 31437.2567 | 73739.4072 | C2 | 980.7174 | 54949.0192 | 98028.3705 | 17416.2402 | 76541.5047 | 247915.8521 |  | 980.7174 | 54949.0192 | 98028.3705 | 17416.2402 | 76541.5047 | 247915.8521 |  | 980.7174 | 40380.1184 | 123787.5087 | 17416.2402 | 76541.5047 | 259106.0894 |  | 980.7174 | 40380.1184 | 123787.5087 | 17416.2402 | 39671.8011 | 222236.3858 |  | 980.7174 | 0 | 169424.0828 | 41717.2397 | 117393.1363 | 329515.1761 |  | 980.7174 | 0 | 169424.0828 | 3992.5316 | 43653.7291 | 218051.0608
|  |  | 37.2993 | 19.8993 | C3 | 0 | 2.2513 | 16.143 | 3.768 | 15.137 | 37.2993 | 0 | 2.2513 | 16.143 | 3.768 | 15.137 | 37.2993 | 0 | 0 | -1.2 | -3.2 | -4.9 | -9.3 | 0 | 2.2513 | 15.578 | 4.296 | 15.174 | 37.2993 | 0 | 0 | 0 | 0 | -17.4 | -17.4 | 0 | 1.667 | 16.1623 | 0 | 19.47 | 37.2993 |  |  | C3 | 0.59691 | 0.88874 | 1.5714 | 2.5449 | 5.9692 | C3 | 18529.86 | 18529.86 | 18529.86 | 18529.86 | 18529.86 | C3 | 11060.7225 | 16468.2375 | 29117.3378 | 47155.8851 | 110609.1108 | C3 | 0 | 37074.9431 | 470041.1838 | 177683.375 | 1674290.1107 | 2359089.6126 |  | 0 | 37074.9431 | 470041.1838 | 177683.375 | 1674290.1107 | 2359089.6126 |  | 0 | 37074.9431 | 453589.8879 | 202581.6824 | 1678382.6478 | 2371629.1612 |  | 0 | 37074.9431 | 418649.0826 | 51682.8501 | 1136398.0047 | 1643804.8805 |  | 0 | 27452.552 | 470603.1484 | 0 | 2153559.3879 | 2651615.0883 |  | 0 | 27452.552 | 470603.1484 | 0 | 228960.8594 | 727016.5598
|  |  | 0 | 0 | C4 | 0 | 0 | 0 | 0 | 0 | 0 | 0 | 0 | 0 | 0 | 0 | 0 | 0 | 0 | 0 | 0 | 0 | 0 | 0 | 0 | 0 | 0 | 0 | 0 | 0 | 0 | 0 | 0 | 0 | 0 | 0 | 0 | 0 | 0 | 0 | 0 |  |  | C4 | 0.59691 | 0.88874 | 1.5714 | 2.5449 | 5.9692 | C4 | 30883.1 | 30883.1 | 30883.1 | 30883.1 | 30883.1 | C4 | 18434.5374 | 27447.0625 | 48528.8963 | 78593.1418 | 184348.5181 | C4 | 0 | 0 | 0 | 0 | 0 | 0 |  | 0 | 0 | 0 | 0 | 0 | 0 |  | 0 | 0 | 0 | 0 | 0 | 0 |  | 0 | 0 | 0 | 0 | 0 | 0 |  | 0 | 0 | 0 | 0 | 0 | 0 |  | 0 | 0 | 0 | 0 | 0 | 0
|  |  | 56.1833 | 36.5833 |  | 4.358 | 8.3433 | 22.985 | 4.322 | 16.175 |  | 4.358 | 8.3433 | 22.985 | 4.322 | 16.175 |  | 0 | 0 | -1.2 | -3.2 | -5.4 |  | 0.745 | 10.6293 | 23.747 | 4.85 | 16.212 |  | 0 | 0 | 0 | -1.2 | -18.4 |  | 0.745 | 5.28 | 27.7693 | 1.327 | 21.062 | [22 empty] | 22788.7752 | 100377.7503 | 592419.4133 | 195099.6153 | 1750831.6154 | 2661517.1694 |  | 22788.7752 | 100377.7503 | 592419.4133 | 195099.6153 | 1750831.6154 | 2661517.1694 |  | 4139.6597 | 113575.3959 | 601727.2556 | 219997.9226 | 1754924.1525 | 2694364.3863 |  | 4139.6597 | 113575.3959 | 566786.4503 | 69099.0903 | 1176069.8058 | 1929670.402 |  | 4139.6597 | 55219.0983 | 679147.345 | 41717.2397 | 2270952.5242 | 3051175.867 |  | 4139.6597 | 55219.0983 | 679147.345 | 3992.5316 | 272614.5885 | 1015113.2232
| 132kV UG Cable (Non Pressurised) |  | 0 | 0 | C1 | 0 | 0 | 0 | 0 | 0 | 0 | 0 | 0 | 0 | 0 | 0 | 0 | 0 | 0 | 0 | 0 | 0 | 0 | 0 | 0 | 0 | 0 | 0 | 0 | 0 | 0 | 0 | 0 | 0 | 0 | 0 | 0 | 0 | 0 | 0 | 0 |  |  | C1 | 0.018753 | 0.027922 | 0.049368 | 0.079952 | 0.18754 | C1 | 72297.974 | 72297.974 | 72297.974 | 72297.974 | 72297.974 | C1 | 1355.8253 | 2018.6795 | 3569.2085 | 5780.3769 | 13558.4847 | C1 | 0 | 0 | 0 | 0 | 0 | 0 |  | 0 | 0 | 0 | 0 | 0 | 0 |  | 0 | 0 | 0 | 0 | 0 | 0 |  | 0 | 0 | 0 | 0 | 0 | 0 |  | 0 | 0 | 0 | 0 | 0 | 0 |  | 0 | 0 | 0 | 0 | 0 | 0
|  |  | 38.477 | 58.077 | C2 | 17.118 | 18.74 | 0 | 0 | 2.619 | 38.477 | 17.118 | 18.74 | 0 | 0 | 2.619 | 38.477 | 9.8 | 0 | 0 | 0 | 0 | 9.8 | 17.118 | 0 | 18.74 | 0 | 2.619 | 38.477 | 19.6 | 0 | 0 | 0 | 0 | 19.6 | 17.118 | 0 | 18.74 | 0 | 2.619 | 38.477 |  |  | C2 | 0.018753 | 0.027922 | 0.049368 | 0.079952 | 0.18754 | C2 | 103282.82 | 103282.82 | 103282.82 | 103282.82 | 103282.82 | C2 | 1936.8934 | 2883.8279 | 5098.8693 | 8257.6812 | 19369.2638 | C2 | 33155.7404 | 54042.9345 | 0 | 0 | 50728.102 | 137926.7768 |  | 33155.7404 | 54042.9345 | 0 | 0 | 50728.102 | 137926.7768 |  | 33155.7404 | 0 | 95552.8103 | 0 | 50728.102 | 179436.6527 |  | 52137.2953 | 0 | 95552.8103 | 0 | 50728.102 | 198418.2076 |  | 33155.7404 | 0 | 95552.8103 | 0 | 50728.102 | 179436.6527 |  | 71118.8501 | 0 | 95552.8103 | 0 | 50728.102 | 217399.7624
|  |  | 0 | 0 | C3 | 0 | 0 | 0 | 0 | 0 | 0 | 0 | 0 | 0 | 0 | 0 | 0 | 0 | 0 | 0 | 0 | 0 | 0 | 0 | 0 | 0 | 0 | 0 | 0 | 0 | 0 | 0 | 0 | 0 | 0 | 0 | 0 | 0 | 0 | 0 | 0 |  |  | C3 | 0.018753 | 0.027922 | 0.049368 | 0.079952 | 0.18754 | C3 | 154924.23 | 154924.23 | 154924.23 | 154924.23 | 154924.23 | C3 | 2905.34 | 4325.7418 | 7648.3039 | 12386.5219 | 29053.8957 | C3 | 0 | 0 | 0 | 0 | 0 | 0 |  | 0 | 0 | 0 | 0 | 0 | 0 |  | 0 | 0 | 0 | 0 | 0 | 0 |  | 0 | 0 | 0 | 0 | 0 | 0 |  | 0 | 0 | 0 | 0 | 0 | 0 |  | 0 | 0 | 0 | 0 | 0 | 0
|  |  | 0 | 0 | C4 | 0 | 0 | 0 | 0 | 0 | 0 | 0 | 0 | 0 | 0 | 0 | 0 | 0 | 0 | 0 | 0 | 0 | 0 | 0 | 0 | 0 | 0 | 0 | 0 | 0 | 0 | 0 | 0 | 0 | 0 | 0 | 0 | 0 | 0 | 0 | 0 |  |  | C4 | 0.018753 | 0.027922 | 0.049368 | 0.079952 | 0.18754 | C4 | 258207.05 | 258207.05 | 258207.05 | 258207.05 | 258207.05 | C4 | 4842.2334 | 7209.5697 | 12747.1732 | 20644.2031 | 48423.1596 | C4 | 0 | 0 | 0 | 0 | 0 | 0 |  | 0 | 0 | 0 | 0 | 0 | 0 |  | 0 | 0 | 0 | 0 | 0 | 0 |  | 0 | 0 | 0 | 0 | 0 | 0 |  | 0 | 0 | 0 | 0 | 0 | 0 |  | 0 | 0 | 0 | 0 | 0 | 0
|  |  | 38.477 | 58.077 |  | 17.118 | 18.74 | 0 | 0 | 2.619 |  | 17.118 | 18.74 | 0 | 0 | 2.619 |  | 9.8 | 0 | 0 | 0 | 0 |  | 17.118 | 0 | 18.74 | 0 | 2.619 |  | 19.6 | 0 | 0 | 0 | 0 |  | 17.118 | 0 | 18.74 | 0 | 2.619 | [22 empty] | 33155.7404 | 54042.9345 | 0 | 0 | 50728.102 | 137926.7768 |  | 33155.7404 | 54042.9345 | 0 | 0 | 50728.102 | 137926.7768 |  | 33155.7404 | 0 | 95552.8103 | 0 | 50728.102 | 179436.6527 |  | 52137.2953 | 0 | 95552.8103 | 0 | 50728.102 | 198418.2076 |  | 33155.7404 | 0 | 95552.8103 | 0 | 50728.102 | 179436.6527 |  | 71118.8501 | 0 | 95552.8103 | 0 | 50728.102 | 217399.7624
| 132kV OHL Support - Tower |  | 0 | 0 | C1 | 0 | 0 | 0 | 0 | 0 | 0 | 0 | 0 | 0 | 0 | 0 | 0 | 0 | 0 | 0 | 0 | 0 | 0 | 8 | 3 | 71 | 0 | 0 | 82 | 0 | 0 | 0 | 0 | 0 | 0 | 0 | 0 | 0 | 0 | 0 | 0 |  |  | C1 | 0.015533 | 0.023127 | 0.04089 | 0.066222 | 0.15533 | C1 | 11803.337 | 11803.337 | 11803.337 | 11803.337 | 11803.337 | C1 | 183.3382 | 272.9711 | 482.6377 | 781.6376 | 1833.4136 | C1 | 0 | 0 | 0 | 0 | 0 | 0 |  | 0 | 0 | 0 | 0 | 0 | 0 |  | 1466.7058 | 818.9133 | 34267.2738 | 0 | 0 | 36552.893 |  | 1466.7058 | 818.9133 | 34267.2738 | 0 | 0 | 36552.893 |  | 0 | 0 | 0 | 0 | 0 | 0 |  | 0 | 0 | 0 | 0 | 0 | 0
|  |  | 1038 | 1038 | C2 | 411 | 81 | 546 | 0 | 0 | 1038 | 411 | 81 | 546 | 0 | 0 | 1038 | 0 | 0 | 0 | 0 | 0 | 0 | 267 | 169 | 1303 | 0 | 3 | 1742 | 0 | 0 | 0 | 0 | 0 | 0 | 228 | 177 | 633 | 0 | 0 | 1038 |  |  | C2 | 0.015533 | 0.023127 | 0.04089 | 0.066222 | 0.15533 | C2 | 16861.91 | 16861.91 | 16861.91 | 16861.91 | 16861.91 | C2 | 261.9118 | 389.9587 | 689.4824 | 1116.6251 | 2619.1623 | C2 | 107645.7329 | 31586.6555 | 376457.3746 | 0 | 0 | 515689.763 |  | 107645.7329 | 31586.6555 | 376457.3746 | 0 | 0 | 515689.763 |  | 69930.4396 | 65903.0219 | 898395.5296 | 0 | 7857.4868 | 1042086.4779 |  | 69930.4396 | 65903.0219 | 898395.5296 | 0 | 7857.4868 | 1042086.4779 |  | 59715.881 | 69022.6916 | 436442.3409 | 0 | 0 | 565180.9135 |  | 59715.881 | 69022.6916 | 436442.3409 | 0 | 0 | 565180.9135
|  |  | 123 | 123 | C3 | 80 | 0 | 43 | 0 | 0 | 123 | 80 | 0 | 43 | 0 | 0 | 123 | 0 | 0 | 0 | 0 | 0 | 0 | 78 | 14 | 191 | 0 | 3 | 286 | 0 | 0 | 0 | 0 | 0 | 0 | 38 | 22 | 63 | 0 | 0 | 123 |  |  | C3 | 0.015533 | 0.023127 | 0.04089 | 0.066222 | 0.15533 | C3 | 25292.865 | 25292.865 | 25292.865 | 25292.865 | 25292.865 | C3 | 392.8676 | 584.9381 | 1034.2236 | 1674.9377 | 3928.7434 | C3 | 31429.4111 | 0 | 44471.6129 | 0 | 0 | 75901.024 |  | 31429.4111 | 0 | 44471.6129 | 0 | 0 | 75901.024 |  | 30643.6758 | 8189.1329 | 197536.6993 | 0 | 11786.2301 | 248155.7382 |  | 30643.6758 | 8189.1329 | 197536.6993 | 0 | 11786.2301 | 248155.7382 |  | 14928.9703 | 12868.6374 | 65156.0841 | 0 | 0 | 92953.6917 |  | 14928.9703 | 12868.6374 | 65156.0841 | 0 | 0 | 92953.6917
|  |  | 0 | 0 | C4 | 0 | 0 | 0 | 0 | 0 | 0 | 0 | 0 | 0 | 0 | 0 | 0 | 0 | 0 | 0 | 0 | 0 | 0 | 0 | 0 | 0 | 0 | 0 | 0 | 0 | 0 | 0 | 0 | 0 | 0 | 0 | 0 | 0 | 0 | 0 | 0 |  |  | C4 | 0.015533 | 0.023127 | 0.04089 | 0.066222 | 0.15533 | C4 | 42154.775 | 42154.775 | 42154.775 | 42154.775 | 42154.775 | C4 | 654.7794 | 974.8968 | 1723.7059 | 2791.5629 | 6547.9056 | C4 | 0 | 0 | 0 | 0 | 0 | 0 |  | 0 | 0 | 0 | 0 | 0 | 0 |  | 0 | 0 | 0 | 0 | 0 | 0 |  | 0 | 0 | 0 | 0 | 0 | 0 |  | 0 | 0 | 0 | 0 | 0 | 0 |  | 0 | 0 | 0 | 0 | 0 | 0
|  |  | 1161 | 1161 |  | 491 | 81 | 589 | 0 | 0 |  | 491 | 81 | 589 | 0 | 0 |  | 0 | 0 | 0 | 0 | 0 |  | 353 | 186 | 1565 | 0 | 6 |  | 0 | 0 | 0 | 0 | 0 |  | 266 | 199 | 696 | 0 | 0 | [22 empty] | 139075.144 | 31586.6555 | 420928.9876 | 0 | 0 | 591590.787 |  | 139075.144 | 31586.6555 | 420928.9876 | 0 | 0 | 591590.787 |  | 102040.8213 | 74911.0681 | 1130199.5028 | 0 | 19643.7169 | 1326795.109 |  | 102040.8213 | 74911.0681 | 1130199.5028 | 0 | 19643.7169 | 1326795.109 |  | 74644.8513 | 81891.329 | 501598.425 | 0 | 0 | 658134.6053 |  | 74644.8513 | 81891.329 | 501598.425 | 0 | 0 | 658134.6053
| 132kV OHL Fittings |  | 195 | 195 | C1 | 187 | 0 | 0 | 1 | 7 | 195 | 187 | 0 | 0 | 1 | 7 | 195 | 0 | 0 | 0 | 0 | 0 | 0 | 187 | 0 | 0 | 0 | 8 | 195 | 0 | 0 | 0 | 0 | 0 | 0 | 187 | 0 | 0 | 0 | 8 | 195 |  | 0 | C1 | 0.002736 | 0.0040737 | 0.0072026 | 0.011665 | 0.027361 | C1 | 2329.649 | 2329.649 | 2329.649 | 2329.649 | 2329.649 | C1 | 6.374 | 9.4902 | 16.7796 | 27.1748 | 63.7413 | C1 | 1191.9418 | 0 | 0 | 27.1748 | 446.189 | 1665.3056 |  | 1191.9418 | 0 | 0 | 27.1748 | 446.189 | 1665.3056 |  | 1191.9418 | 0 | 0 | 0 | 509.9303 | 1701.8722 |  | 1191.9418 | 0 | 0 | 0 | 509.9303 | 1701.8722 |  | 1191.9418 | 0 | 0 | 0 | 509.9303 | 1701.8722 |  | 1191.9418 | 0 | 0 | 0 | 509.9303 | 1701.8722
|  |  | 1976 | 1976 | C2 | 1145 | 73 | 196 | 76 | 486 | 1976 | 1145 | 73 | 196 | 76 | 486 | 1976 | 300 | 0 | 0 | 0 | -300 | 0 | 1145 | 69 | 94 | 108 | 560 | 1976 | 465 | 0 | -18 | -127 | -320 | 0 | 1143 | 2 | 65 | 127 | 639 | 1976 |  |  | C2 | 0.002736 | 0.0040737 | 0.0072026 | 0.011665 | 0.027361 | C2 | 3328.07 | 3328.07 | 3328.07 | 3328.07 | 3328.07 | C2 | 9.1057 | 13.5575 | 23.9709 | 38.8211 | 91.059 | C2 | 10426.0763 | 989.6962 | 4698.2882 | 2950.4035 | 44254.6681 | 63319.1324 |  | 10426.0763 | 989.6962 | 4698.2882 | 2950.4035 | 44254.6681 | 63319.1324 |  | 10426.0763 | 935.4663 | 2253.2607 | 4192.6786 | 50993.0333 | 68800.5151 |  | 13157.7994 | 935.4663 | 2253.2607 | 4192.6786 | 23675.3369 | 44214.5418 |  | 10407.8648 | 27.115 | 1558.1058 | 4930.2795 | 58186.6933 | 75110.0584 |  | 14642.0356 | 27.115 | 1126.6303 | 0 | 29047.8172 | 44843.598
|  |  | 151 | 151 | C3 | 51 | 10 | 25 | 1 | 64 | 151 | 51 | 10 | 25 | 1 | 64 | 151 | 20 | -6 | 0 | -14 | 0 | 0 | 51 | 10 | 10 | 15 | 65 | 151 | 37 | 0 | -4 | -6 | -27 | 0 | 51 | 0 | 10 | 21 | 69 | 151 |  |  | C3 | 0.002736 | 0.0040737 | 0.0072026 | 0.011665 | 0.027361 | C3 | 4992.105 | 4992.105 | 4992.105 | 4992.105 | 4992.105 | C3 | 13.6586 | 20.3362 | 35.9563 | 58.2316 | 136.5885 | C3 | 696.5894 | 203.3622 | 898.9072 | 58.2316 | 8741.6628 | 10598.7533 |  | 696.5894 | 203.3622 | 898.9072 | 58.2316 | 8741.6628 | 10598.7533 |  | 696.5894 | 203.3622 | 359.5629 | 873.4747 | 8878.2513 | 11011.2405 |  | 969.7617 | 81.3449 | 359.5629 | 58.2316 | 8878.2513 | 10347.1524 |  | 696.5894 | 0 | 359.5629 | 1222.8646 | 9424.6053 | 11703.6221 |  | 1201.9581 | 0 | 215.7377 | 873.4747 | 5736.7162 | 8027.8868
|  |  | 0 | 0 | C4 | 0 | 0 | 0 | 0 | 0 | 0 | 0 | 0 | 0 | 0 | 0 | 0 | 0 | 0 | 0 | 0 | 0 | 0 | 0 | 0 | 0 | 0 | 0 | 0 | 0 | 0 | 0 | 0 | 0 | 0 | 0 | 0 | 0 | 0 | 0 | 0 |  |  | C4 | 0.002736 | 0.0040737 | 0.0072026 | 0.011665 | 0.027361 | C4 | 8320.175 | 8320.175 | 8320.175 | 8320.175 | 8320.175 | C4 | 22.7644 | 33.8937 | 59.9271 | 97.0527 | 227.6475 | C4 | 0 | 0 | 0 | 0 | 0 | 0 |  | 0 | 0 | 0 | 0 | 0 | 0 |  | 0 | 0 | 0 | 0 | 0 | 0 |  | 0 | 0 | 0 | 0 | 0 | 0 |  | 0 | 0 | 0 | 0 | 0 | 0 |  | 0 | 0 | 0 | 0 | 0 | 0
|  |  | 2322 | 2322 |  | 1383 | 83 | 221 | 78 | 557 |  | 1383 | 83 | 221 | 78 | 557 |  | 320 | -6 | 0 | -14 | -300 |  | 1383 | 79 | 104 | 123 | 633 |  | 502 | 0 | -22 | -133 | -347 |  | 1381 | 2 | 75 | 148 | 716 | [22 empty] | 12314.6075 | 1193.0584 | 5597.1954 | 3035.8099 | 53442.52 | 75583.1913 |  | 12314.6075 | 1193.0584 | 5597.1954 | 3035.8099 | 53442.52 | 75583.1913 |  | 12314.6075 | 1138.8285 | 2612.8235 | 5066.1533 | 60381.2149 | 81513.6278 |  | 15319.5029 | 1016.8112 | 2612.8235 | 4250.9103 | 33063.5185 | 56263.5664 |  | 12296.396 | 27.115 | 1917.6687 | 6153.1441 | 68121.2289 | 88515.5526 |  | 17035.9355 | 27.115 | 1342.3681 | 873.4747 | 35294.4637 | 54573.357
| 132kV OHL (Tower Line) Conductor |  | 56.1 | 56.1 | C1 | 55.7 | 0 | 0 | 0 | 0.4 | 56.1 | 55.7 | 0 | 0 | 0 | 0.4 | 56.1 | 0 | 0 | 0 | 0 | 0 | 0 | 54 | 1.7 | 0 | 0 | 0.4 | 56.1 | 0 | 0 | 0 | 0 | 0 | 0 | 54 | 1.7 | 0 | 0 | 0.4 | 56.1 |  |  | C1 | 0.00228 | 0.0033947 | 0.0060022 | 0.0097206 | 0.022801 | C1 | 18326.238 | 18326.238 | 18326.238 | 18326.238 | 18326.238 | C1 | 41.7845 | 62.2126 | 109.9976 | 178.1425 | 417.852 | C1 | 2327.3957 | 0 | 0 | 0 | 167.1408 | 2494.5365 |  | 2327.3957 | 0 | 0 | 0 | 167.1408 | 2494.5365 |  | 2256.3621 | 105.7615 | 0 | 0 | 167.1408 | 2529.2644 |  | 2256.3621 | 105.7615 | 0 | 0 | 167.1408 | 2529.2644 |  | 2256.3621 | 105.7615 | 0 | 0 | 167.1408 | 2529.2644 |  | 2256.3621 | 105.7615 | 0 | 0 | 167.1408 | 2529.2644
|  |  | 425.1 | 425.1 | C2 | 245.4 | 154.5 | 23.3 | 1.9 | 0 | 425.1 | 245.4 | 154.5 | 23.3 | 1.9 | 0 | 425.1 | 0 | 0 | 0 | 0 | 0 | 0 | 196.4 | 138.2 | 86.2 | 4.3 | 0 | 425.1 | 0 | 0 | 0 | 0 | 0 | 0 | 113.4 | 183.5 | 96.5 | 29.4 | 2.3 | 425.1 |  |  | C2 | 0.00228 | 0.0033947 | 0.0060022 | 0.0097206 | 0.022801 | C2 | 26180.34 | 26180.34 | 26180.34 | 26180.34 | 26180.34 | C2 | 59.6921 | 88.8752 | 157.1394 | 254.4892 | 596.9314 | C2 | 14648.446 | 13731.2195 | 3661.3487 | 483.5295 | 0 | 32524.5437 |  | 14648.446 | 13731.2195 | 3661.3487 | 483.5295 | 0 | 32524.5437 |  | 11723.5322 | 12282.5536 | 13545.4187 | 1094.3037 | 0 | 38645.8081 |  | 11723.5322 | 12282.5536 | 13545.4187 | 1094.3037 | 0 | 38645.8081 |  | 6769.0863 | 16308.6005 | 15163.9548 | 7481.9833 | 1372.9422 | 47096.567 |  | 6769.0863 | 16308.6005 | 15163.9548 | 7481.9833 | 1372.9422 | 47096.567
|  |  | 99.5 | 99.5 | C3 | 69.7 | 27.6 | 2.2 | 0 | 0 | 99.5 | 69.7 | 27.6 | 2.2 | 0 | 0 | 99.5 | 0 | 0 | 0 | 0 | 0 | 0 | 59.9 | 30.8 | 8.8 | 0 | 0 | 99.5 | 0 | 0 | 0 | 0 | 0 | 0 | 33.3 | 47.4 | 14.3 | 4.6 | 0 | 99.6 |  |  | C3 | 0.00228 | 0.0033947 | 0.0060022 | 0.0097206 | 0.022801 | C3 | 39270.51 | 39270.51 | 39270.51 | 39270.51 | 39270.51 | C3 | 89.5382 | 133.3128 | 235.7091 | 381.7338 | 895.3971 | C3 | 6240.8111 | 3679.4336 | 518.5601 | 0 | 0 | 10438.8047 |  | 6240.8111 | 3679.4336 | 518.5601 | 0 | 0 | 10438.8047 |  | 5363.3369 | 4106.0346 | 2074.2404 | 0 | 0 | 11543.6119 |  | 5363.3369 | 4106.0346 | 2074.2404 | 0 | 0 | 11543.6119 |  | 2981.6214 | 6319.0272 | 3370.6407 | 1755.9757 | 0 | 14427.2649 |  | 2981.6214 | 6319.0272 | 3370.6407 | 1755.9757 | 0 | 14427.2649
|  |  | 0 | 0 | C4 | 0 | 0 | 0 | 0 | 0 | 0 | 0 | 0 | 0 | 0 | 0 | 0 | 0 | 0 | 0 | 0 | 0 | 0 | 0 | 0 | 0 | 0 | 0 | 0 | 0 | 0 | 0 | 0 | 0 | 0 | 0 | 0 | 0 | 0 | 0 | 0 |  |  | C4 | 0.00228 | 0.0033947 | 0.0060022 | 0.0097206 | 0.022801 | C4 | 65450.85 | 65450.85 | 65450.85 | 65450.85 | 65450.85 | C4 | 149.2303 | 222.188 | 392.8486 | 636.2231 | 1492.3284 | C4 | 0 | 0 | 0 | 0 | 0 | 0 |  | 0 | 0 | 0 | 0 | 0 | 0 |  | 0 | 0 | 0 | 0 | 0 | 0 |  | 0 | 0 | 0 | 0 | 0 | 0 |  | 0 | 0 | 0 | 0 | 0 | 0 |  | 0 | 0 | 0 | 0 | 0 | 0
|  |  | 580.7 | 580.7 |  | 370.8 | 182.1 | 25.5 | 1.9 | 0.4 |  | 370.8 | 182.1 | 25.5 | 1.9 | 0.4 |  | 0 | 0 | 0 | 0 | 0 |  | 310.3 | 170.7 | 95 | 4.3 | 0.4 |  | 0 | 0 | 0 | 0 | 0 |  | 200.7 | 232.6 | 110.8 | 34 | 2.7 | [22 empty] | 23216.6528 | 17410.653 | 4179.9088 | 483.5295 | 167.1408 | 45457.8849 |  | 23216.6528 | 17410.653 | 4179.9088 | 483.5295 | 167.1408 | 45457.8849 |  | 19343.2312 | 16494.3496 | 15619.6591 | 1094.3037 | 167.1408 | 52718.6844 |  | 19343.2312 | 16494.3496 | 15619.6591 | 1094.3037 | 167.1408 | 52718.6844 |  | 12007.0698 | 22733.3892 | 18534.5955 | 9237.9589 | 1540.0829 | 64053.0963 |  | 12007.0698 | 22733.3892 | 18534.5955 | 9237.9589 | 1540.0829 | 64053.0963
| [Please insert new asset category as required] |  | 0 | 0 | C1 | 0 | 0 | 0 | 0 | 0 | 0 | 0 | 0 | 0 | 0 | 0 | 0 | 0 | 0 | 0 | 0 | 0 | 0 | 0 | 0 | 0 | 0 | 0 | 0 | 0 | 0 | 0 | 0 | 0 | 0 | 0 | 0 | 0 | 0 | 0 | 0 |  |  | C1 | 0 | 0 | 0 | 0 | 0 | C1 | 0 | 0 | 0 | 0 | 0 | C1 | [5 empty] | C1 | [5 empty] | 0 | [6 empty] | 0 | [6 empty] | 0 | [6 empty] | 0 | [6 empty] | 0 | [6 empty] | 0
|  |  | 0 | 0 | C2 | 0 | 0 | 0 | 0 | 0 | 0 | 0 | 0 | 0 | 0 | 0 | 0 | 0 | 0 | 0 | 0 | 0 | 0 | 0 | 0 | 0 | 0 | 0 | 0 | 0 | 0 | 0 | 0 | 0 | 0 | 0 | 0 | 0 | 0 | 0 | 0 |  |  | C2 | 0 | 0 | 0 | 0 | 0 | C2 | 0 | 0 | 0 | 0 | 0 | C2 | [5 empty] | C2 | [5 empty] | 0 | [6 empty] | 0 | [6 empty] | 0 | [6 empty] | 0 | [6 empty] | 0 | [6 empty] | 0
|  |  | 0 | 0 | C3 | 0 | 0 | 0 | 0 | 0 | 0 | 0 | 0 | 0 | 0 | 0 | 0 | 0 | 0 | 0 | 0 | 0 | 0 | 0 | 0 | 0 | 0 | 0 | 0 | 0 | 0 | 0 | 0 | 0 | 0 | 0 | 0 | 0 | 0 | 0 | 0 |  |  | C3 | 0 | 0 | 0 | 0 | 0 | C3 | 0 | 0 | 0 | 0 | 0 | C3 | [5 empty] | C3 | [5 empty] | 0 | [6 empty] | 0 | [6 empty] | 0 | [6 empty] | 0 | [6 empty] | 0 | [6 empty] | 0
|  |  | 0 | 0 | C4 | 0 | 0 | 0 | 0 | 0 | 0 | 0 | 0 | 0 | 0 | 0 | 0 | 0 | 0 | 0 | 0 | 0 | 0 | 0 | 0 | 0 | 0 | 0 | 0 | 0 | 0 | 0 | 0 | 0 | 0 | 0 | 0 | 0 | 0 | 0 | 0 |  |  | C4 | 0 | 0 | 0 | 0 | 0 | C4 | 0 | 0 | 0 | 0 | 0 | C4 | [5 empty] | C4 | [5 empty] | 0 | [6 empty] | 0 | [6 empty] | 0 | [6 empty] | 0 | [6 empty] | 0 | [6 empty] | 0
|  |  | 0 | 0 |  | 0 | 0 | 0 | 0 | 0 |  | 0 | 0 | 0 | 0 | 0 |  | 0 | 0 | 0 | 0 | 0 |  | 0 | 0 | 0 | 0 | 0 |  | 0 | 0 | 0 | 0 | 0 |  | 0 | 0 | 0 | 0 | 0 | [22 empty] | 0 | 0 | 0 | 0 | 0 | 0 |  | 0 | 0 | 0 | 0 | 0 | 0 |  | 0 | 0 | 0 | 0 | 0 | 0 |  | 0 | 0 | 0 | 0 | 0 | 0 |  | 0 | 0 | 0 | 0 | 0 | 0 |  | 0 | 0 | 0 | 0 | 0 | 0
| [Please insert new asset category as required] |  | 0 | 0 | C1 | 0 | 0 | 0 | 0 | 0 | 0 | 0 | 0 | 0 | 0 | 0 | 0 | 0 | 0 | 0 | 0 | 0 | 0 | 0 | 0 | 0 | 0 | 0 | 0 | 0 | 0 | 0 | 0 | 0 | 0 | 0 | 0 | 0 | 0 | 0 | 0 |  |  | C1 | 0 | 0 | 0 | 0 | 0 | C1 | 0 | 0 | 0 | 0 | 0 | C1 | [5 empty] | C1 | [5 empty] | 0 | [6 empty] | 0 | [6 empty] | 0 | [6 empty] | 0 | [6 empty] | 0 | [6 empty] | 0
|  |  | 0 | 0 | C2 | 0 | 0 | 0 | 0 | 0 | 0 | 0 | 0 | 0 | 0 | 0 | 0 | 0 | 0 | 0 | 0 | 0 | 0 | 0 | 0 | 0 | 0 | 0 | 0 | 0 | 0 | 0 | 0 | 0 | 0 | 0 | 0 | 0 | 0 | 0 | 0 |  |  | C2 | 0 | 0 | 0 | 0 | 0 | C2 | 0 | 0 | 0 | 0 | 0 | C2 | [5 empty] | C2 | [5 empty] | 0 | [6 empty] | 0 | [6 empty] | 0 | [6 empty] | 0 | [6 empty] | 0 | [6 empty] | 0
|  |  | 0 | 0 | C3 | 0 | 0 | 0 | 0 | 0 | 0 | 0 | 0 | 0 | 0 | 0 | 0 | 0 | 0 | 0 | 0 | 0 | 0 | 0 | 0 | 0 | 0 | 0 | 0 | 0 | 0 | 0 | 0 | 0 | 0 | 0 | 0 | 0 | 0 | 0 | 0 |  |  | C3 | 0 | 0 | 0 | 0 | 0 | C3 | 0 | 0 | 0 | 0 | 0 | C3 | [5 empty] | C3 | [5 empty] | 0 | [6 empty] | 0 | [6 empty] | 0 | [6 empty] | 0 | [6 empty] | 0 | [6 empty] | 0
|  |  | 0 | 0 | C4 | 0 | 0 | 0 | 0 | 0 | 0 | 0 | 0 | 0 | 0 | 0 | 0 | 0 | 0 | 0 | 0 | 0 | 0 | 0 | 0 | 0 | 0 | 0 | 0 | 0 | 0 | 0 | 0 | 0 | 0 | 0 | 0 | 0 | 0 | 0 | 0 |  |  | C4 | 0 | 0 | 0 | 0 | 0 | C4 | 0 | 0 | 0 | 0 | 0 | C4 | [5 empty] | C4 | [5 empty] | 0 | [6 empty] | 0 | [6 empty] | 0 | [6 empty] | 0 | [6 empty] | 0 | [6 empty] | 0
|  |  | 0 | 0 |  | 0 | 0 | 0 | 0 | 0 |  | 0 | 0 | 0 | 0 | 0 |  | 0 | 0 | 0 | 0 | 0 |  | 0 | 0 | 0 | 0 | 0 |  | 0 | 0 | 0 | 0 | 0 |  | 0 | 0 | 0 | 0 | 0 | [22 empty] | 0 | 0 | 0 | 0 | 0 | 0 |  | 0 | 0 | 0 | 0 | 0 | 0 |  | 0 | 0 | 0 | 0 | 0 | 0 |  | 0 | 0 | 0 | 0 | 0 | 0 |  | 0 | 0 | 0 | 0 | 0 | 0 |  | 0 | 0 | 0 | 0 | 0 | 0
| [Please insert new asset category as required] |  | 0 | 0 | C1 | 0 | 0 | 0 | 0 | 0 | 0 | 0 | 0 | 0 | 0 | 0 | 0 | 0 | 0 | 0 | 0 | 0 | 0 | 0 | 0 | 0 | 0 | 0 | 0 | 0 | 0 | 0 | 0 | 0 | 0 | 0 | 0 | 0 | 0 | 0 | 0 |  |  | C1 | 0 | 0 | 0 | 0 | 0 | C1 | 0 | 0 | 0 | 0 | 0 | C1 | [5 empty] | C1 | [5 empty] | 0 | [6 empty] | 0 | [6 empty] | 0 | [6 empty] | 0 | [6 empty] | 0 | [6 empty] | 0
|  |  | 0 | 0 | C2 | 0 | 0 | 0 | 0 | 0 | 0 | 0 | 0 | 0 | 0 | 0 | 0 | 0 | 0 | 0 | 0 | 0 | 0 | 0 | 0 | 0 | 0 | 0 | 0 | 0 | 0 | 0 | 0 | 0 | 0 | 0 | 0 | 0 | 0 | 0 | 0 |  |  | C2 | 0 | 0 | 0 | 0 | 0 | C2 | 0 | 0 | 0 | 0 | 0 | C2 | [5 empty] | C2 | [5 empty] | 0 | [6 empty] | 0 | [6 empty] | 0 | [6 empty] | 0 | [6 empty] | 0 | [6 empty] | 0
|  |  | 0 | 0 | C3 | 0 | 0 | 0 | 0 | 0 | 0 | 0 | 0 | 0 | 0 | 0 | 0 | 0 | 0 | 0 | 0 | 0 | 0 | 0 | 0 | 0 | 0 | 0 | 0 | 0 | 0 | 0 | 0 | 0 | 0 | 0 | 0 | 0 | 0 | 0 | 0 |  |  | C3 | 0 | 0 | 0 | 0 | 0 | C3 | 0 | 0 | 0 | 0 | 0 | C3 | [5 empty] | C3 | [5 empty] | 0 | [6 empty] | 0 | [6 empty] | 0 | [6 empty] | 0 | [6 empty] | 0 | [6 empty] | 0
|  |  | 0 | 0 | C4 | 0 | 0 | 0 | 0 | 0 | 0 | 0 | 0 | 0 | 0 | 0 | 0 | 0 | 0 | 0 | 0 | 0 | 0 | 0 | 0 | 0 | 0 | 0 | 0 | 0 | 0 | 0 | 0 | 0 | 0 | 0 | 0 | 0 | 0 | 0 | 0 |  |  | C4 | 0 | 0 | 0 | 0 | 0 | C4 | 0 | 0 | 0 | 0 | 0 | C4 | [5 empty] | C4 | [5 empty] | 0 | [6 empty] | 0 | [6 empty] | 0 | [6 empty] | 0 | [6 empty] | 0 | [6 empty] | 0
|  |  | 0 | 0 |  | 0 | 0 | 0 | 0 | 0 |  | 0 | 0 | 0 | 0 | 0 |  | 0 | 0 | 0 | 0 | 0 |  | 0 | 0 | 0 | 0 | 0 |  | 0 | 0 | 0 | 0 | 0 |  | 0 | 0 | 0 | 0 | 0 | [22 empty] | 0 | 0 | 0 | 0 | 0 | 0 |  | 0 | 0 | 0 | 0 | 0 | 0 |  | 0 | 0 | 0 | 0 | 0 | 0 |  | 0 | 0 | 0 | 0 | 0 | 0 |  | 0 | 0 | 0 | 0 | 0 | 0 |  | 0 | 0 | 0 | 0 | 0 | 0
| [Please insert new asset category as required] |  | 0 | 0 | C1 | 0 | 0 | 0 | 0 | 0 | 0 | 0 | 0 | 0 | 0 | 0 | 0 | 0 | 0 | 0 | 0 | 0 | 0 | 0 | 0 | 0 | 0 | 0 | 0 | 0 | 0 | 0 | 0 | 0 | 0 | 0 | 0 | 0 | 0 | 0 | 0 |  |  | C1 | 0 | 0 | 0 | 0 | 0 | C1 | 0 | 0 | 0 | 0 | 0 | C1 | [5 empty] | C1 | [5 empty] | 0 | [6 empty] | 0 | [6 empty] | 0 | [6 empty] | 0 | [6 empty] | 0 | [6 empty] | 0
|  |  | 0 | 0 | C2 | 0 | 0 | 0 | 0 | 0 | 0 | 0 | 0 | 0 | 0 | 0 | 0 | 0 | 0 | 0 | 0 | 0 | 0 | 0 | 0 | 0 | 0 | 0 | 0 | 0 | 0 | 0 | 0 | 0 | 0 | 0 | 0 | 0 | 0 | 0 | 0 |  |  | C2 | 0 | 0 | 0 | 0 | 0 | C2 | 0 | 0 | 0 | 0 | 0 | C2 | [5 empty] | C2 | [5 empty] | 0 | [6 empty] | 0 | [6 empty] | 0 | [6 empty] | 0 | [6 empty] | 0 | [6 empty] | 0
|  |  | 0 | 0 | C3 | 0 | 0 | 0 | 0 | 0 | 0 | 0 | 0 | 0 | 0 | 0 | 0 | 0 | 0 | 0 | 0 | 0 | 0 | 0 | 0 | 0 | 0 | 0 | 0 | 0 | 0 | 0 | 0 | 0 | 0 | 0 | 0 | 0 | 0 | 0 | 0 |  |  | C3 | 0 | 0 | 0 | 0 | 0 | C3 | 0 | 0 | 0 | 0 | 0 | C3 | [5 empty] | C3 | [5 empty] | 0 | [6 empty] | 0 | [6 empty] | 0 | [6 empty] | 0 | [6 empty] | 0 | [6 empty] | 0
|  |  | 0 | 0 | C4 | 0 | 0 | 0 | 0 | 0 | 0 | 0 | 0 | 0 | 0 | 0 | 0 | 0 | 0 | 0 | 0 | 0 | 0 | 0 | 0 | 0 | 0 | 0 | 0 | 0 | 0 | 0 | 0 | 0 | 0 | 0 | 0 | 0 | 0 | 0 | 0 |  |  | C4 | 0 | 0 | 0 | 0 | 0 | C4 | 0 | 0 | 0 | 0 | 0 | C4 | [5 empty] | C4 | [5 empty] | 0 | [6 empty] | 0 | [6 empty] | 0 | [6 empty] | 0 | [6 empty] | 0 | [6 empty] | 0
|  |  | 0 | 0 |  | 0 | 0 | 0 | 0 | 0 |  | 0 | 0 | 0 | 0 | 0 |  | 0 | 0 | 0 | 0 | 0 |  | 0 | 0 | 0 | 0 | 0 |  | 0 | 0 | 0 | 0 | 0 |  | 0 | 0 | 0 | 0 | 0 | [22 empty] | 0 | 0 | 0 | 0 | 0 | 0 |  | 0 | 0 | 0 | 0 | 0 | 0 |  | 0 | 0 | 0 | 0 | 0 | 0 |  | 0 | 0 | 0 | 0 | 0 | 0 |  | 0 | 0 | 0 | 0 | 0 | 0 |  | 0 | 0 | 0 | 0 | 0 | 0
[63 empty] | 828025.4385 | 313759.4546 | 1023125.505 | 198618.9547 | 2058586.1596 | 4422115.5125 |  | 828025.4385 | 313759.4546 | 1023125.505 | 198618.9547 | 2058586.1596 | 4422115.5125 |  | 710256.482 | 377063.6845 | 1889695.0257 | 226158.3796 | 2089261.1085 | 5292434.6803 |  | 737812.1625 | 376941.6672 | 1854754.2203 | 74444.3042 | 1427395.8136 | 4471348.1678 |  | 628930.0412 | 324181.3814 | 1445752.1474 | 104595.653 | 2594758.7195 | 5098217.9425 |  | 699389.7645 | 324181.3814 | 1445176.8468 | 37847.6204 | 360177.2371 | 2866772.8503
| Other | [66 empty] | 0 | [6 empty] | 0 | [6 empty] | 0 | [6 empty] | 0 | [6 empty] | 0 | [6 empty] | 0
| Submarine Cables |  | 0 | 0 | C1 | 0 | 0 | 0 | 0 | 0 | 0 | 0 | 0 | 0 | 0 | 0 | 0 | 0 | 0 | 0 | 0 | 0 | 0 | 0 | 0 | 0 | 0 | 0 | 0 | 0 | 0 | 0 | 0 | 0 | 0 | 0 | 0 | 0 | 0 | 0 | 0 |  |  | C1 | 0 | 0 | 0 | 0 | 0 | C1 | 0 | 0 | 0 | 0 | 0 | C1 | [5 empty] | C1 | [5 empty] | 0 | [6 empty] | 0 | [6 empty] | 0 | [6 empty] | 0 | [6 empty] | 0 | [6 empty] | 0
|  |  | 0 | 0 | C2 | 0 | 0 | 0 | 0 | 0 | 0 | 0 | 0 | 0 | 0 | 0 | 0 | 0 | 0 | 0 | 0 | 0 | 0 | 0 | 0 | 0 | 0 | 0 | 0 | 0 | 0 | 0 | 0 | 0 | 0 | 0 | 0 | 0 | 0 | 0 | 0 |  |  | C2 | 0 | 0 | 0 | 0 | 0 | C2 | 0 | 0 | 0 | 0 | 0 | C2 | [5 empty] | C2 | [5 empty] | 0 | [6 empty] | 0 | [6 empty] | 0 | [6 empty] | 0 | [6 empty] | 0 | [6 empty] | 0
|  |  | 0 | 0 | C3 | 0 | 0 | 0 | 0 | 0 | 0 | 0 | 0 | 0 | 0 | 0 | 0 | 0 | 0 | 0 | 0 | 0 | 0 | 0 | 0 | 0 | 0 | 0 | 0 | 0 | 0 | 0 | 0 | 0 | 0 | 0 | 0 | 0 | 0 | 0 | 0 |  |  | C3 | 0 | 0 | 0 | 0 | 0 | C3 | 0 | 0 | 0 | 0 | 0 | C3 | [5 empty] | C3 | [5 empty] | 0 | [6 empty] | 0 | [6 empty] | 0 | [6 empty] | 0 | [6 empty] | 0 | [6 empty] | 0
|  |  | 0 | 0 | C4 | 0 | 0 | 0 | 0 | 0 | 0 | 0 | 0 | 0 | 0 | 0 | 0 | 0 | 0 | 0 | 0 | 0 | 0 | 0 | 0 | 0 | 0 | 0 | 0 | 0 | 0 | 0 | 0 | 0 | 0 | 0 | 0 | 0 | 0 | 0 | 0 |  |  | C4 | 0 | 0 | 0 | 0 | 0 | C4 | 0 | 0 | 0 | 0 | 0 | C4 | [5 empty] | C4 | [5 empty] | 0 | [6 empty] | 0 | [6 empty] | 0 | [6 empty] | 0 | [6 empty] | 0 | [6 empty] | 0
|  |  | 0 | 0 |  | 0 | 0 | 0 | 0 | 0 |  | 0 | 0 | 0 | 0 | 0 |  | 0 | 0 | 0 | 0 | 0 |  | 0 | 0 | 0 | 0 | 0 |  | 0 | 0 | 0 | 0 | 0 |  | 0 | 0 | 0 | 0 | 0 | [22 empty] | 0 | 0 | 0 | 0 | 0 | 0 |  | 0 | 0 | 0 | 0 | 0 | 0 |  | 0 | 0 | 0 | 0 | 0 | 0 |  | 0 | 0 | 0 | 0 | 0 | 0 |  | 0 | 0 | 0 | 0 | 0 | 0 |  | 0 | 0 | 0 | 0 | 0 | 0
| [Please insert new asset category as required] |  | 0 | 0 | C1 | 0 | 0 | 0 | 0 | 0 | 0 | 0 | 0 | 0 | 0 | 0 | 0 | 0 | 0 | 0 | 0 | 0 | 0 | 0 | 0 | 0 | 0 | 0 | 0 | 0 | 0 | 0 | 0 | 0 | 0 | 0 | 0 | 0 | 0 | 0 | 0 |  |  | C1 | 0 | 0 | 0 | 0 | 0 | C1 | 0 | 0 | 0 | 0 | 0 | C1 | [5 empty] | C1 | [5 empty] | 0 | [6 empty] | 0 | [6 empty] | 0 | [6 empty] | 0 | [6 empty] | 0 | [6 empty] | 0
|  |  | 0 | 0 | C2 | 0 | 0 | 0 | 0 | 0 | 0 | 0 | 0 | 0 | 0 | 0 | 0 | 0 | 0 | 0 | 0 | 0 | 0 | 0 | 0 | 0 | 0 | 0 | 0 | 0 | 0 | 0 | 0 | 0 | 0 | 0 | 0 | 0 | 0 | 0 | 0 |  |  | C2 | 0 | 0 | 0 | 0 | 0 | C2 | 0 | 0 | 0 | 0 | 0 | C2 | [5 empty] | C2 | [5 empty] | 0 | [6 empty] | 0 | [6 empty] | 0 | [6 empty] | 0 | [6 empty] | 0 | [6 empty] | 0
|  |  | 0 | 0 | C3 | 0 | 0 | 0 | 0 | 0 | 0 | 0 | 0 | 0 | 0 | 0 | 0 | 0 | 0 | 0 | 0 | 0 | 0 | 0 | 0 | 0 | 0 | 0 | 0 | 0 | 0 | 0 | 0 | 0 | 0 | 0 | 0 | 0 | 0 | 0 | 0 |  |  | C3 | 0 | 0 | 0 | 0 | 0 | C3 | 0 | 0 | 0 | 0 | 0 | C3 | [5 empty] | C3 | [5 empty] | 0 | [6 empty] | 0 | [6 empty] | 0 | [6 empty] | 0 | [6 empty] | 0 | [6 empty] | 0
|  |  | 0 | 0 | C4 | 0 | 0 | 0 | 0 | 0 | 0 | 0 | 0 | 0 | 0 | 0 | 0 | 0 | 0 | 0 | 0 | 0 | 0 | 0 | 0 | 0 | 0 | 0 | 0 | 0 | 0 | 0 | 0 | 0 | 0 | 0 | 0 | 0 | 0 | 0 | 0 |  |  | C4 | 0 | 0 | 0 | 0 | 0 | C4 | 0 | 0 | 0 | 0 | 0 | C4 | [5 empty] | C4 | [5 empty] | 0 | [6 empty] | 0 | [6 empty] | 0 | [6 empty] | 0 | [6 empty] | 0 | [6 empty] | 0
|  |  | 0 | 0 |  | 0 | 0 | 0 | 0 | 0 |  | 0 | 0 | 0 | 0 | 0 |  | 0 | 0 | 0 | 0 | 0 |  | 0 | 0 | 0 | 0 | 0 |  | 0 | 0 | 0 | 0 | 0 |  | 0 | 0 | 0 | 0 | 0 | [22 empty] | 0 | 0 | 0 | 0 | 0 | 0 |  | 0 | 0 | 0 | 0 | 0 | 0 |  | 0 | 0 | 0 | 0 | 0 | 0 |  | 0 | 0 | 0 | 0 | 0 | 0 |  | 0 | 0 | 0 | 0 | 0 | 0 |  | 0 | 0 | 0 | 0 | 0 | 0
| [Please insert new asset category as required] |  | 0 | 0 | C1 | 0 | 0 | 0 | 0 | 0 | 0 | 0 | 0 | 0 | 0 | 0 | 0 | 0 | 0 | 0 | 0 | 0 | 0 | 0 | 0 | 0 | 0 | 0 | 0 | 0 | 0 | 0 | 0 | 0 | 0 | 0 | 0 | 0 | 0 | 0 | 0 |  |  | C1 | 0 | 0 | 0 | 0 | 0 | C1 | 0 | 0 | 0 | 0 | 0 | C1 | [5 empty] | C1 | [5 empty] | 0 | [6 empty] | 0 | [6 empty] | 0 | [6 empty] | 0 | [6 empty] | 0 | [6 empty] | 0
|  |  | 0 | 0 | C2 | 0 | 0 | 0 | 0 | 0 | 0 | 0 | 0 | 0 | 0 | 0 | 0 | 0 | 0 | 0 | 0 | 0 | 0 | 0 | 0 | 0 | 0 | 0 | 0 | 0 | 0 | 0 | 0 | 0 | 0 | 0 | 0 | 0 | 0 | 0 | 0 |  |  | C2 | 0 | 0 | 0 | 0 | 0 | C2 | 0 | 0 | 0 | 0 | 0 | C2 | [5 empty] | C2 | [5 empty] | 0 | [6 empty] | 0 | [6 empty] | 0 | [6 empty] | 0 | [6 empty] | 0 | [6 empty] | 0
|  |  | 0 | 0 | C3 | 0 | 0 | 0 | 0 | 0 | 0 | 0 | 0 | 0 | 0 | 0 | 0 | 0 | 0 | 0 | 0 | 0 | 0 | 0 | 0 | 0 | 0 | 0 | 0 | 0 | 0 | 0 | 0 | 0 | 0 | 0 | 0 | 0 | 0 | 0 | 0 |  |  | C3 | 0 | 0 | 0 | 0 | 0 | C3 | 0 | 0 | 0 | 0 | 0 | C3 | [5 empty] | C3 | [5 empty] | 0 | [6 empty] | 0 | [6 empty] | 0 | [6 empty] | 0 | [6 empty] | 0 | [6 empty] | 0
|  |  | 0 | 0 | C4 | 0 | 0 | 0 | 0 | 0 | 0 | 0 | 0 | 0 | 0 | 0 | 0 | 0 | 0 | 0 | 0 | 0 | 0 | 0 | 0 | 0 | 0 | 0 | 0 | 0 | 0 | 0 | 0 | 0 | 0 | 0 | 0 | 0 | 0 | 0 | 0 |  |  | C4 | 0 | 0 | 0 | 0 | 0 | C4 | 0 | 0 | 0 | 0 | 0 | C4 | [5 empty] | C4 | [5 empty] | 0 | [6 empty] | 0 | [6 empty] | 0 | [6 empty] | 0 | [6 empty] | 0 | [6 empty] | 0
|  |  | 0 | 0 |  | 0 | 0 | 0 | 0 | 0 |  | 0 | 0 | 0 | 0 | 0 |  | 0 | 0 | 0 | 0 | 0 |  | 0 | 0 | 0 | 0 | 0 |  | 0 | 0 | 0 | 0 | 0 |  | 0 | 0 | 0 | 0 | 0 | [22 empty] | 0 | 0 | 0 | 0 | 0 | 0 |  | 0 | 0 | 0 | 0 | 0 | 0 |  | 0 | 0 | 0 | 0 | 0 | 0 |  | 0 | 0 | 0 | 0 | 0 | 0 |  | 0 | 0 | 0 | 0 | 0 | 0 |  | 0 | 0 | 0 | 0 | 0 | 0
| [Please insert new asset category as required] |  | 0 | 0 | C1 | 0 | 0 | 0 | 0 | 0 | 0 | 0 | 0 | 0 | 0 | 0 | 0 | 0 | 0 | 0 | 0 | 0 | 0 | 0 | 0 | 0 | 0 | 0 | 0 | 0 | 0 | 0 | 0 | 0 | 0 | 0 | 0 | 0 | 0 | 0 | 0 |  |  | C1 | 0 | 0 | 0 | 0 | 0 | C1 | 0 | 0 | 0 | 0 | 0 | C1 | [5 empty] | C1 | [5 empty] | 0 | [6 empty] | 0 | [6 empty] | 0 | [6 empty] | 0 | [6 empty] | 0 | [6 empty] | 0
|  |  | 0 | 0 | C2 | 0 | 0 | 0 | 0 | 0 | 0 | 0 | 0 | 0 | 0 | 0 | 0 | 0 | 0 | 0 | 0 | 0 | 0 | 0 | 0 | 0 | 0 | 0 | 0 | 0 | 0 | 0 | 0 | 0 | 0 | 0 | 0 | 0 | 0 | 0 | 0 |  |  | C2 | 0 | 0 | 0 | 0 | 0 | C2 | 0 | 0 | 0 | 0 | 0 | C2 | [5 empty] | C2 | [5 empty] | 0 | [6 empty] | 0 | [6 empty] | 0 | [6 empty] | 0 | [6 empty] | 0 | [6 empty] | 0
|  |  | 0 | 0 | C3 | 0 | 0 | 0 | 0 | 0 | 0 | 0 | 0 | 0 | 0 | 0 | 0 | 0 | 0 | 0 | 0 | 0 | 0 | 0 | 0 | 0 | 0 | 0 | 0 | 0 | 0 | 0 | 0 | 0 | 0 | 0 | 0 | 0 | 0 | 0 | 0 |  |  | C3 | 0 | 0 | 0 | 0 | 0 | C3 | 0 | 0 | 0 | 0 | 0 | C3 | [5 empty] | C3 | [5 empty] | 0 | [6 empty] | 0 | [6 empty] | 0 | [6 empty] | 0 | [6 empty] | 0 | [6 empty] | 0
|  |  | 0 | 0 | C4 | 0 | 0 | 0 | 0 | 0 | 0 | 0 | 0 | 0 | 0 | 0 | 0 | 0 | 0 | 0 | 0 | 0 | 0 | 0 | 0 | 0 | 0 | 0 | 0 | 0 | 0 | 0 | 0 | 0 | 0 | 0 | 0 | 0 | 0 | 0 | 0 |  |  | C4 | 0 | 0 | 0 | 0 | 0 | C4 | 0 | 0 | 0 | 0 | 0 | C4 | [5 empty] | C4 | [5 empty] | 0 | [6 empty] | 0 | [6 empty] | 0 | [6 empty] | 0 | [6 empty] | 0 | [6 empty] | 0
|  |  | 0 | 0 |  | 0 | 0 | 0 | 0 | 0 |  | 0 | 0 | 0 | 0 | 0 |  | 0 | 0 | 0 | 0 | 0 |  | 0 | 0 | 0 | 0 | 0 |  | 0 | 0 | 0 | 0 | 0 |  | 0 | 0 | 0 | 0 | 0 | [22 empty] | 0 | 0 | 0 | 0 | 0 | 0 |  | 0 | 0 | 0 | 0 | 0 | 0 |  | 0 | 0 | 0 | 0 | 0 | 0 |  | 0 | 0 | 0 | 0 | 0 | 0 |  | 0 | 0 | 0 | 0 | 0 | 0 |  | 0 | 0 | 0 | 0 | 0 | 0
| [Please insert new asset category as required] |  | 0 | 0 | C1 | 0 | 0 | 0 | 0 | 0 | 0 | 0 | 0 | 0 | 0 | 0 | 0 | 0 | 0 | 0 | 0 | 0 | 0 | 0 | 0 | 0 | 0 | 0 | 0 | 0 | 0 | 0 | 0 | 0 | 0 | 0 | 0 | 0 | 0 | 0 | 0 |  |  | C1 | 0 | 0 | 0 | 0 | 0 | C1 | 0 | 0 | 0 | 0 | 0 | C1 | [5 empty] | C1 | [5 empty] | 0 | [6 empty] | 0 | [6 empty] | 0 | [6 empty] | 0 | [6 empty] | 0 | [6 empty] | 0
|  |  | 0 | 0 | C2 | 0 | 0 | 0 | 0 | 0 | 0 | 0 | 0 | 0 | 0 | 0 | 0 | 0 | 0 | 0 | 0 | 0 | 0 | 0 | 0 | 0 | 0 | 0 | 0 | 0 | 0 | 0 | 0 | 0 | 0 | 0 | 0 | 0 | 0 | 0 | 0 |  |  | C2 | 0 | 0 | 0 | 0 | 0 | C2 | 0 | 0 | 0 | 0 | 0 | C2 | [5 empty] | C2 | [5 empty] | 0 | [6 empty] | 0 | [6 empty] | 0 | [6 empty] | 0 | [6 empty] | 0 | [6 empty] | 0
|  |  | 0 | 0 | C3 | 0 | 0 | 0 | 0 | 0 | 0 | 0 | 0 | 0 | 0 | 0 | 0 | 0 | 0 | 0 | 0 | 0 | 0 | 0 | 0 | 0 | 0 | 0 | 0 | 0 | 0 | 0 | 0 | 0 | 0 | 0 | 0 | 0 | 0 | 0 | 0 |  |  | C3 | 0 | 0 | 0 | 0 | 0 | C3 | 0 | 0 | 0 | 0 | 0 | C3 | [5 empty] | C3 | [5 empty] | 0 | [6 empty] | 0 | [6 empty] | 0 | [6 empty] | 0 | [6 empty] | 0 | [6 empty] | 0
|  |  | 0 | 0 | C4 | 0 | 0 | 0 | 0 | 0 | 0 | 0 | 0 | 0 | 0 | 0 | 0 | 0 | 0 | 0 | 0 | 0 | 0 | 0 | 0 | 0 | 0 | 0 | 0 | 0 | 0 | 0 | 0 | 0 | 0 | 0 | 0 | 0 | 0 | 0 | 0 |  |  | C4 | 0 | 0 | 0 | 0 | 0 | C4 | 0 | 0 | 0 | 0 | 0 | C4 | [5 empty] | C4 | [5 empty] | 0 | [6 empty] | 0 | [6 empty] | 0 | [6 empty] | 0 | [6 empty] | 0 | [6 empty] | 0
|  |  | 0 | 0 |  | 0 | 0 | 0 | 0 | 0 |  | 0 | 0 | 0 | 0 | 0 |  | 0 | 0 | 0 | 0 | 0 |  | 0 | 0 | 0 | 0 | 0 |  | 0 | 0 | 0 | 0 | 0 |  | 0 | 0 | 0 | 0 | 0 | [22 empty] | 0 | 0 | 0 | 0 | 0 | 0 |  | 0 | 0 | 0 | 0 | 0 | 0 |  | 0 | 0 | 0 | 0 | 0 | 0 |  | 0 | 0 | 0 | 0 | 0 | 0 |  | 0 | 0 | 0 | 0 | 0 | 0 |  | 0 | 0 | 0 | 0 | 0 | 0
| [Please insert new asset category as required] |  | 0 | 0 | C1 | 0 | 0 | 0 | 0 | 0 | 0 | 0 | 0 | 0 | 0 | 0 | 0 | 0 | 0 | 0 | 0 | 0 | 0 | 0 | 0 | 0 | 0 | 0 | 0 | 0 | 0 | 0 | 0 | 0 | 0 | 0 | 0 | 0 | 0 | 0 | 0 |  |  | C1 | 0 | 0 | 0 | 0 | 0 | C1 | 0 | 0 | 0 | 0 | 0 | C1 | [5 empty] | C1 | [5 empty] | 0 | [6 empty] | 0 | [6 empty] | 0 | [6 empty] | 0 | [6 empty] | 0 | [6 empty] | 0
|  |  | 0 | 0 | C2 | 0 | 0 | 0 | 0 | 0 | 0 | 0 | 0 | 0 | 0 | 0 | 0 | 0 | 0 | 0 | 0 | 0 | 0 | 0 | 0 | 0 | 0 | 0 | 0 | 0 | 0 | 0 | 0 | 0 | 0 | 0 | 0 | 0 | 0 | 0 | 0 |  |  | C2 | 0 | 0 | 0 | 0 | 0 | C2 | 0 | 0 | 0 | 0 | 0 | C2 | [5 empty] | C2 | [5 empty] | 0 | [6 empty] | 0 | [6 empty] | 0 | [6 empty] | 0 | [6 empty] | 0 | [6 empty] | 0
|  |  | 0 | 0 | C3 | 0 | 0 | 0 | 0 | 0 | 0 | 0 | 0 | 0 | 0 | 0 | 0 | 0 | 0 | 0 | 0 | 0 | 0 | 0 | 0 | 0 | 0 | 0 | 0 | 0 | 0 | 0 | 0 | 0 | 0 | 0 | 0 | 0 | 0 | 0 | 0 |  |  | C3 | 0 | 0 | 0 | 0 | 0 | C3 | 0 | 0 | 0 | 0 | 0 | C3 | [5 empty] | C3 | [5 empty] | 0 | [6 empty] | 0 | [6 empty] | 0 | [6 empty] | 0 | [6 empty] | 0 | [6 empty] | 0
|  |  | 0 | 0 | C4 | 0 | 0 | 0 | 0 | 0 | 0 | 0 | 0 | 0 | 0 | 0 | 0 | 0 | 0 | 0 | 0 | 0 | 0 | 0 | 0 | 0 | 0 | 0 | 0 | 0 | 0 | 0 | 0 | 0 | 0 | 0 | 0 | 0 | 0 | 0 | 0 |  |  | C4 | 0 | 0 | 0 | 0 | 0 | C4 | 0 | 0 | 0 | 0 | 0 | C4 | [5 empty] | C4 | [5 empty] | 0 | [6 empty] | 0 | [6 empty] | 0 | [6 empty] | 0 | [6 empty] | 0 | [6 empty] | 0
|  |  | 0 | 0 |  | 0 | 0 | 0 | 0 | 0 |  | 0 | 0 | 0 | 0 | 0 |  | 0 | 0 | 0 | 0 | 0 |  | 0 | 0 | 0 | 0 | 0 |  | 0 | 0 | 0 | 0 | 0 |  | 0 | 0 | 0 | 0 | 0 | [22 empty] | 0 | 0 | 0 | 0 | 0 | 0 |  | 0 | 0 | 0 | 0 | 0 | 0 |  | 0 | 0 | 0 | 0 | 0 | 0 |  | 0 | 0 | 0 | 0 | 0 | 0 |  | 0 | 0 | 0 | 0 | 0 | 0 |  | 0 | 0 | 0 | 0 | 0 | 0
[63 empty] | 0 | 0 | 0 | 0 | 0 | 0 |  | 0 | 0 | 0 | 0 | 0 | 0 |  | 0 | 0 | 0 | 0 | 0 | 0 |  | 0 | 0 | 0 | 0 | 0 | 0 |  | 0 | 0 | 0 | 0 | 0 | 0 |  | 0 | 0 | 0 | 0 | 0 | 0
| TOTAL |  | 246009.5585 | 243957.4585 |  | 116433.1554 | 30288.4261 | 72630.5679 | 12310.706 | 14346.7031 |  | 116433.1554 | 30288.4261 | 72630.5679 | 12310.706 | 14346.7031 |  | 9988.7 | -346.4 | -2148.9 | -3214.1 | -5389.6 |  | 104660.0694 | 30205.0843 | 80493.0387 | 12963.106 | 17382.1671 |  | 23567.7 | -769 | -2763.2 | -10250.2 | -11837.4 |  | 95008.6421 | 25818.6143 | 20757.959 | 76419.196 | 28003.2541 |  |  |  |  | 0 | 0 | 0 | 0 | 0 |  | 0 | 0 | 0 | 0 | 0 | [7 empty] | 6267704.7641 | 2994725.2207 | 11593359.1871 | 5235967.1128 | 9306304.2767 | 35398060.5614 |  | 6267704.7641 | 2994725.2207 | 11593359.1871 | 5235967.1128 | 9306304.2767 | 35398060.5614 |  | 5404848.5023 | 2986670.641 | 13153225.7652 | 5275233.8805 | 11761402.3149 | 38581381.1039 |  | 5811679.6899 | 2945572.2696 | 12886671.2839 | 4439046.7379 | 8667004.3302 | 34749974.3114 |  | 4784004.201 | 2701204.999 | 8178707.8994 | 12163844.5894 | 22807710.6603 | 50635472.3492 |  | 5910412.9464 | 2639521.8473 | 7775027.2662 | 10023525.7744 | 14310255.492 | 40658743.3263
Health Index Definitions
|  |  | HI1 | New or as new | [57 empty] | LV Network | 996190.3489 | 429420.2156 | 2662662.043 | 660625.8881 | 1657635.5432 | 6406534.0389 | LV Network | 996190.3489 | 429420.2156 | 2662662.043 | 660625.8881 | 1657635.5432 | 6406534.0389 | LV Network | 868182.0594 | 459445.7276 | 2879003.5608 | 624834.214 | 1998202.1707 | 6829667.7325 | LV Network | 980740.0629 | 453521.6643 | 2779747.2767 | 469418.7465 | 1512362.4836 | 6195790.234 | LV Network | 775101.4064 | 372908.2423 | 514191.9875 | 4534806.5673 | 3322298.7612 | 9519306.9648 | LV Network | 1040022.9999 | 346134.5538 | 368585.8755 | 4060379.6301 | 2232492.4432 | 8047615.5025
|  |  | HI2 | Good or seviceable condition | [57 empty] | HV Network | 2858874.4473 | 1011600.8491 | 3469296.2909 | 952758.4045 | 2436964.812 | 10729494.8038 | HV Network | 2858874.4473 | 1011600.8491 | 3469296.2909 | 952758.4045 | 2436964.812 | 10729494.8038 | HV Network | 2575548.1107 | 1056680.1299 | 3793073.2257 | 1222306.044 | 3105305.0572 | 11752912.5675 | HV Network | 2762463.6609 | 1036506.9818 | 3697800.0349 | 940484.8829 | 2248399.6745 | 10685655.235 | HV Network | 2330856.2916 | 951862.1302 | 1080179.3924 | 5929172.3834 | 5520877.8651 | 15812948.0627 | HV Network | 2849636.2505 | 916952.667 | 938540.3302 | 4995270.4933 | 2996375.469 | 12696775.2099
|  |  | HI3 | Deterioration requires assessment and monitoring | [57 empty] | EHV Network | 1584614.5293 | 1239944.7014 | 4438275.3481 | 3423963.8656 | 3153117.7617 | 13839916.2062 | EHV Network | 1584614.5293 | 1239944.7014 | 4438275.3481 | 3423963.8656 | 3153117.7617 | 13839916.2062 | EHV Network | 1250861.8502 | 1093481.099 | 4591453.953 | 3201935.2429 | 4568633.9785 | 14706366.1236 | EHV Network | 1330663.8037 | 1078601.9563 | 4554369.7519 | 2954698.8043 | 3478846.3585 | 13397180.6747 | EHV Network | 1049116.4618 | 1052253.2451 | 5138584.3721 | 1595269.9857 | 11369775.3145 | 20204999.3792 | EHV Network | 1321363.9315 | 1052253.2451 | 5022724.2137 | 930028.0306 | 8721210.3427 | 17047579.7636
|  |  | HI4 | Material deterioration, intervention requires consideration | [57 empty] | 132kV Network | 828025.4385 | 313759.4546 | 1023125.505 | 198618.9547 | 2058586.1596 | 4422115.5125 | 132kV Network | 828025.4385 | 313759.4546 | 1023125.505 | 198618.9547 | 2058586.1596 | 4422115.5125 | 132kV Network | 710256.482 | 377063.6845 | 1889695.0257 | 226158.3796 | 2089261.1085 | 5292434.6803 | 132kV Network | 737812.1625 | 376941.6672 | 1854754.2203 | 74444.3042 | 1427395.8136 | 4471348.1678 | 132kV Network | 628930.0412 | 324181.3814 | 1445752.1474 | 104595.653 | 2594758.7195 | 5098217.9425 | 132kV Network | 699389.7645 | 324181.3814 | 1445176.8468 | 37847.6204 | 360177.2371 | 2866772.8503
|  |  | HI5 | End of serviceable life, intervention required | [57 empty] | Other | 0 | 0 | 0 | 0 | 0 | 0 | Other | 0 | 0 | 0 | 0 | 0 | 0 | Other | 0 | 0 | 0 | 0 | 0 | 0 | Other | 0 | 0 | 0 | 0 | 0 | 0 | Other | 0 | 0 | 0 | 0 | 0 | 0 | Other | 0 | 0 | 0 | 0 | 0 | 0
[62 empty] | Total | 6267704.7641 | 2994725.2207 | 11593359.1871 | 5235967.1128 | 9306304.2767 | 35398060.5614 | Total | 6267704.7641 | 2994725.2207 | 11593359.1871 | 5235967.1128 | 9306304.2767 | 35398060.5614 | Total | 5404848.5023 | 2986670.641 | 13153225.7652 | 5275233.8805 | 11761402.3149 | 38581381.1039 | Total | 5811679.6899 | 2945572.2696 | 12886671.2839 | 4439046.7379 | 8667004.3302 | 34749974.3114 | Total | 4784004.201 | 2701204.999 | 8178707.8994 | 12163844.5894 | 22807710.6603 | 50635472.3492 | Total | 5910412.9464 | 2639521.8473 | 7775027.2662 | 10023525.7744 | 14310255.492 | 40658743.3263
Criticality Index Definitions
|  |  | C1 | Low criticality
|  |  | C2 | Average criticality
|  |  | C3 | High criticality
|  |  | C4 | Very high criticality

## NPgN - Refurb
HI4: Secondary deliverables RIIO-ED1 - refurbishment | [50 empty] | Criticality weightings C1 to C4 | Criticality Rating Boundaries
NPgN | [49 empty] | C1 | 0.7 | Below 75% of average
[50 empty] | C2 | 1 | 75%-125%
[50 empty] | C3 | 1.5 | 125%-200%
[50 empty] | C4 | 2.5 | Over 200% of average
Price base (2012/13)
| ASSET CATEGORIES |  | ASSET REGISTER |  |  | End of DPCR5 (31 March 2015) with investment | [5 empty] | End of DPCR5 (31 March 2015) without investment | [5 empty] | Mid-Period Review (31 March 2019) planned investment | [5 empty] | Mid-Period Review (31 March 2019) without investment | [5 empty] | End of RIIO-ED1 (31 March 2023) planned investment | [5 empty] | End of RIIO-ED1 (31 March 2023) without investment | [8 empty] | Probability of failure | [5 empty] | Criticality/consequence of failure | [5 empty] | Probability of failure x Consequence of failure
Is it your current intention to have a health index for this asset category in the RIIO-ED1 control period.
|  |  | as at 31st March 2015 | as at 31st March 2023 |  | HI 1 | HI 2 | HI 3 | HI 4 | HI 5 |  | HI 1 | HI 2 | HI 3 | HI 4 | HI 5 |  | HI 1 | HI 2 | HI 3 | HI 4 | HI 5 |  | HI 1 | HI 2 | HI 3 | HI 4 | HI 5 |  | HI 1 | HI 2 | HI 3 | HI 4 | HI 5 |  | HI 1 | HI 2 | HI 3 | HI 4 | HI 5 |  |  |  |  | HI 1 | HI 2 | HI 3 | HI 4 | HI 5 |  | HI 1 | HI 2 | HI 3 | HI 4 | HI 5 |  | HI 1 | HI 2 | HI 3 | HI 4 | HI 5 |  | End of DPCR5 (without investment) | [6 empty] | Position at Beginning of RIIO-ED1 | [6 empty] | Mid Period (Without Investment) | [6 empty] | Mid Period (With Investment) | [6 empty] | End of RIIO-ED1 (Without Investment) | [6 empty] | End of RIIO-ED1 (With Investment)
| LV Network | [61 empty] | 1 | 2 | 3 | 4 | 5 | Total |  | 1 | 2 | 3 | 4 | 5 | Total |  | 1 | 2 | 3 | 4 | 5 | Total |  | 1 | 2 | 3 | 4 | 5 | Total |  | 1 | 2 | 3 | 4 | 5 | Total |  | 1 | 2 | 3 | 4 | 5 | Total
| LV Switchgear and Other |  | 0 | 0 | C1 | 0 | 0 | 0 | 0 | 0 | 0 | 0 | 0 | 0 | 0 | 0 | 0 | 0 | 0 | 0 | 0 | 0 | 0 | 0 | 0 | 0 | 0 | 0 | 0 | 0 | 0 | 0 | 0 | 0 | 0 | 0 | 0 | 0 | 0 | 0 | 0 | Yes |  | C1 | 0 | 0 | 0 | 0 | 0 | C1 | 0 | 0 | 0 | 0 | 0 | C1 | [5 empty] | C1 | [5 empty] | 0 | [6 empty] | 0 | [6 empty] | 0 | [6 empty] | 0 | [6 empty] | 0 | [6 empty] | 0
|  |  | 0 | 0 | C2 | 0 | 0 | 0 | 0 | 0 | 0 | 0 | 0 | 0 | 0 | 0 | 0 | 0 | 0 | 0 | 0 | 0 | 0 | 0 | 0 | 0 | 0 | 0 | 0 | 0 | 0 | 0 | 0 | 0 | 0 | 0 | 0 | 0 | 0 | 0 | 0 | No |  | C2 | 0 | 0 | 0 | 0 | 0 | C2 | 0 | 0 | 0 | 0 | 0 | C2 | [5 empty] | C2 | [5 empty] | 0 | [6 empty] | 0 | [6 empty] | 0 | [6 empty] | 0 | [6 empty] | 0 | [6 empty] | 0
|  |  | 0 | 0 | C3 | 0 | 0 | 0 | 0 | 0 | 0 | 0 | 0 | 0 | 0 | 0 | 0 | 0 | 0 | 0 | 0 | 0 | 0 | 0 | 0 | 0 | 0 | 0 | 0 | 0 | 0 | 0 | 0 | 0 | 0 | 0 | 0 | 0 | 0 | 0 | 0 |  |  | C3 | 0 | 0 | 0 | 0 | 0 | C3 | 0 | 0 | 0 | 0 | 0 | C3 | [5 empty] | C3 | [5 empty] | 0 | [6 empty] | 0 | [6 empty] | 0 | [6 empty] | 0 | [6 empty] | 0 | [6 empty] | 0
|  |  | 0 | 0 | C4 | 0 | 0 | 0 | 0 | 0 | 0 | 0 | 0 | 0 | 0 | 0 | 0 | 0 | 0 | 0 | 0 | 0 | 0 | 0 | 0 | 0 | 0 | 0 | 0 | 0 | 0 | 0 | 0 | 0 | 0 | 0 | 0 | 0 | 0 | 0 | 0 |  |  | C4 | 0 | 0 | 0 | 0 | 0 | C4 | 0 | 0 | 0 | 0 | 0 | C4 | [5 empty] | C4 | [5 empty] | 0 | [6 empty] | 0 | [6 empty] | 0 | [6 empty] | 0 | [6 empty] | 0 | [6 empty] | 0
|  |  | 0 | 0 |  | 0 | 0 | 0 | 0 | 0 |  | 0 | 0 | 0 | 0 | 0 |  | 0 | 0 | 0 | 0 | 0 |  | 0 | 0 | 0 | 0 | 0 |  | 0 | 0 | 0 | 0 | 0 |  | 0 | 0 | 0 | 0 | 0 | [22 empty] | 0 | 0 | 0 | 0 | 0 | 0 |  | 0 | 0 | 0 | 0 | 0 | 0 |  | 0 | 0 | 0 | 0 | 0 | 0 |  | 0 | 0 | 0 | 0 | 0 | 0 |  | 0 | 0 | 0 | 0 | 0 | 0 |  | 0 | 0 | 0 | 0 | 0 | 0
| LV UGB |  | 0 | 0 | C1 | 0 | 0 | 0 | 0 | 0 | 0 | 0 | 0 | 0 | 0 | 0 | 0 | 0 | 0 | 0 | 0 | 0 | 0 | 0 | 0 | 0 | 0 | 0 | 0 | 0 | 0 | 0 | 0 | 0 | 0 | 0 | 0 | 0 | 0 | 0 | 0 |  |  | C1 | 0 | 0 | 0 | 0 | 0 | C1 | 0 | 0 | 0 | 0 | 0 | C1 | [5 empty] | C1 | [5 empty] | 0 | [6 empty] | 0 | [6 empty] | 0 | [6 empty] | 0 | [6 empty] | 0 | [6 empty] | 0
|  |  | 0 | 0 | C2 | 0 | 0 | 0 | 0 | 0 | 0 | 0 | 0 | 0 | 0 | 0 | 0 | 0 | 0 | 0 | 0 | 0 | 0 | 0 | 0 | 0 | 0 | 0 | 0 | 0 | 0 | 0 | 0 | 0 | 0 | 0 | 0 | 0 | 0 | 0 | 0 |  |  | C2 | 0 | 0 | 0 | 0 | 0 | C2 | 0 | 0 | 0 | 0 | 0 | C2 | [5 empty] | C2 | [5 empty] | 0 | [6 empty] | 0 | [6 empty] | 0 | [6 empty] | 0 | [6 empty] | 0 | [6 empty] | 0
|  |  | 0 | 0 | C3 | 0 | 0 | 0 | 0 | 0 | 0 | 0 | 0 | 0 | 0 | 0 | 0 | 0 | 0 | 0 | 0 | 0 | 0 | 0 | 0 | 0 | 0 | 0 | 0 | 0 | 0 | 0 | 0 | 0 | 0 | 0 | 0 | 0 | 0 | 0 | 0 |  |  | C3 | 0 | 0 | 0 | 0 | 0 | C3 | 0 | 0 | 0 | 0 | 0 | C3 | [5 empty] | C3 | [5 empty] | 0 | [6 empty] | 0 | [6 empty] | 0 | [6 empty] | 0 | [6 empty] | 0 | [6 empty] | 0
|  |  | 0 | 0 | C4 | 0 | 0 | 0 | 0 | 0 | 0 | 0 | 0 | 0 | 0 | 0 | 0 | 0 | 0 | 0 | 0 | 0 | 0 | 0 | 0 | 0 | 0 | 0 | 0 | 0 | 0 | 0 | 0 | 0 | 0 | 0 | 0 | 0 | 0 | 0 | 0 |  |  | C4 | 0 | 0 | 0 | 0 | 0 | C4 | 0 | 0 | 0 | 0 | 0 | C4 | [5 empty] | C4 | [5 empty] | 0 | [6 empty] | 0 | [6 empty] | 0 | [6 empty] | 0 | [6 empty] | 0 | [6 empty] | 0
|  |  | 0 | 0 |  | 0 | 0 | 0 | 0 | 0 |  | 0 | 0 | 0 | 0 | 0 |  | 0 | 0 | 0 | 0 | 0 |  | 0 | 0 | 0 | 0 | 0 |  | 0 | 0 | 0 | 0 | 0 |  | 0 | 0 | 0 | 0 | 0 | [22 empty] | 0 | 0 | 0 | 0 | 0 | 0 |  | 0 | 0 | 0 | 0 | 0 | 0 |  | 0 | 0 | 0 | 0 | 0 | 0 |  | 0 | 0 | 0 | 0 | 0 | 0 |  | 0 | 0 | 0 | 0 | 0 | 0 |  | 0 | 0 | 0 | 0 | 0 | 0
| LV OHL Support |  | 31617 | 31617 | C1 | 11040 | 2799 | 13826 | 1778 | 2174 | 31617 | 11040 | 2799 | 13826 | 1778 | 2174 | 31617 | 0 | 0 | 0 | 0 | 0 | 0 | 9903 | 2626 | 14869 | 1662 | 2557 | 31617 | 0 | 0 | 0 | 0 | 0 | 0 | 9223 | 2150 | 1945 | 14224 | 4075 | 31617 |  |  | C1 | 0.0081226 | 0.012094 | 0.021383 | 0.03463 | 0.081228 | C1 | 2968.763 | 2968.763 | 2968.763 | 2968.763 | 2968.763 | C1 | 24.1142 | 35.9034 | 63.4805 | 102.8074 | 241.1457 | C1 | 266220.3132 | 100493.6551 | 877681.2864 | 182791.6187 | 524250.7523 | 1951437.6256 |  | 266220.3132 | 100493.6551 | 877681.2864 | 182791.6187 | 524250.7523 | 1951437.6256 |  | 238802.5146 | 94282.3645 | 943891.4398 | 170865.9563 | 616609.5554 | 2064451.8307 |  | 238802.5146 | 94282.3645 | 943891.4398 | 170865.9563 | 616609.5554 | 2064451.8307 |  | 222404.8866 | 77192.3396 | 123469.5575 | 1462332.95 | 982668.7284 | 2868068.462 |  | 222404.8866 | 77192.3396 | 123469.5575 | 1462332.95 | 982668.7284 | 2868068.462
|  |  | 21257 | 21257 | C2 | 7940 | 2384 | 7723 | 1517 | 1693 | 21257 | 7940 | 2384 | 7723 | 1517 | 1693 | 21257 | 0 | 0 | 0 | 0 | 0 | 0 | 6953 | 2415 | 8419 | 1465 | 2005 | 21257 | 0 | 0 | 0 | 0 | 0 | 0 | 6276 | 1968 | 1445 | 8223 | 3345 | 21257 |  |  | C2 | 0.0081226 | 0.012094 | 0.021383 | 0.03463 | 0.081228 | C2 | 4241.09 | 4241.09 | 4241.09 | 4241.09 | 4241.09 | C2 | 34.4488 | 51.2906 | 90.6864 | 146.8678 | 344.4939 | C2 | 273523.4584 | 122276.7691 | 700371.2028 | 222798.3976 | 583228.1007 | 1902197.9285 |  | 273523.4584 | 122276.7691 | 700371.2028 | 222798.3976 | 583228.1007 | 1902197.9285 |  | 239522.4945 | 123866.7774 | 763488.9494 | 215161.2739 | 690710.1842 | 2032749.6793 |  | 239522.4945 | 123866.7774 | 763488.9494 | 215161.2739 | 690710.1842 | 2032749.6793 |  | 216200.6581 | 100939.8832 | 131041.8734 | 1207693.6212 | 1152331.9532 | 2808207.989 |  | 216200.6581 | 100939.8832 | 131041.8734 | 1207693.6212 | 1152331.9532 | 2808207.989
|  |  | 12520 | 12520 | C3 | 5255 | 1391 | 4435 | 716 | 723 | 12520 | 5255 | 1391 | 4435 | 716 | 723 | 12520 | 0 | 0 | 0 | 0 | 0 | 0 | 4538 | 1583 | 4838 | 694 | 867 | 12520 | 0 | 0 | 0 | 0 | 0 | 0 | 3987 | 1395 | 914 | 4743 | 1481 | 12520 |  |  | C3 | 0.0081226 | 0.012094 | 0.021383 | 0.03463 | 0.081228 | C3 | 6361.635 | 6361.635 | 6361.635 | 6361.635 | 6361.635 | C3 | 51.6732 | 76.9359 | 136.0296 | 220.3016 | 516.7408 | C3 | 271542.6525 | 107017.8183 | 603291.3928 | 157735.9783 | 373603.5884 | 1513191.4302 |  | 271542.6525 | 107017.8183 | 603291.3928 | 157735.9783 | 373603.5884 | 1513191.4302 |  | 234492.97 | 121789.5085 | 658111.3322 | 152889.342 | 448014.2616 | 1615297.4143 |  | 234492.97 | 121789.5085 | 658111.3322 | 152889.342 | 448014.2616 | 1615297.4143 |  | 206021.0382 | 107325.5618 | 124331.0785 | 1044890.7051 | 765293.1043 | 2247861.4879 |  | 206021.0382 | 107325.5618 | 124331.0785 | 1044890.7051 | 765293.1043 | 2247861.4879
|  |  | 5517 | 5517 | C4 | 2147 | 777 | 2123 | 265 | 205 | 5517 | 2147 | 777 | 2123 | 265 | 205 | 5517 | 0 | 0 | 0 | 0 | 0 | 0 | 1804 | 932 | 2265 | 234 | 282 | 5517 | 0 | 0 | 0 | 0 | 0 | 0 | 1515 | 682 | 597 | 2233 | 490 | 5517 |  |  | C4 | 0.0081226 | 0.012094 | 0.021383 | 0.03463 | 0.081228 | C4 | 10602.725 | 10602.725 | 10602.725 | 10602.725 | 10602.725 | C4 | 86.122 | 128.2265 | 226.716 | 367.1694 | 861.2346 | C4 | 184903.9248 | 99631.9731 | 481318.1612 | 97299.8935 | 176553.1019 | 1039707.0545 |  | 184903.9248 | 99631.9731 | 481318.1612 | 97299.8935 | 176553.1019 | 1039707.0545 |  | 155364.0803 | 119507.0772 | 513511.8394 | 85917.6418 | 242868.1695 | 1117168.8081 |  | 155364.0803 | 119507.0772 | 513511.8394 | 85917.6418 | 242868.1695 | 1117168.8081 |  | 130474.8235 | 87450.4578 | 135349.4782 | 819889.2911 | 422004.9754 | 1595169.0259 |  | 130474.8235 | 87450.4578 | 135349.4782 | 819889.2911 | 422004.9754 | 1595169.0259
|  |  | 70911 | 70911 |  | 26382 | 7351 | 28107 | 4276 | 4795 |  | 26382 | 7351 | 28107 | 4276 | 4795 |  | 0 | 0 | 0 | 0 | 0 |  | 23198 | 7556 | 30391 | 4055 | 5711 |  | 0 | 0 | 0 | 0 | 0 |  | 21001 | 6195 | 4901 | 29423 | 9391 | [22 empty] | 996190.3489 | 429420.2156 | 2662662.043 | 660625.8881 | 1657635.5432 | 6406534.0389 |  | 996190.3489 | 429420.2156 | 2662662.043 | 660625.8881 | 1657635.5432 | 6406534.0389 |  | 868182.0594 | 459445.7276 | 2879003.5608 | 624834.214 | 1998202.1707 | 6829667.7325 |  | 868182.0594 | 459445.7276 | 2879003.5608 | 624834.214 | 1998202.1707 | 6829667.7325 |  | 775101.4064 | 372908.2423 | 514191.9875 | 4534806.5673 | 3322298.7612 | 9519306.9648 |  | 775101.4064 | 372908.2423 | 514191.9875 | 4534806.5673 | 3322298.7612 | 9519306.9648
| [Please insert new asset category as required] |  | 0 | 0 | C1 | 0 | 0 | 0 | 0 | 0 | 0 | 0 | 0 | 0 | 0 | 0 | 0 | 0 | 0 | 0 | 0 | 0 | 0 | 0 | 0 | 0 | 0 | 0 | 0 | 0 | 0 | 0 | 0 | 0 | 0 | 0 | 0 | 0 | 0 | 0 | 0 |  |  | C1 | 0 | 0 | 0 | 0 | 0 | C1 | 0 | 0 | 0 | 0 | 0 | C1 | [5 empty] | C1 | [5 empty] | 0 | [6 empty] | 0 | [6 empty] | 0 | [6 empty] | 0 | [6 empty] | 0 | [6 empty] | 0
|  |  | 0 | 0 | C2 | 0 | 0 | 0 | 0 | 0 | 0 | 0 | 0 | 0 | 0 | 0 | 0 | 0 | 0 | 0 | 0 | 0 | 0 | 0 | 0 | 0 | 0 | 0 | 0 | 0 | 0 | 0 | 0 | 0 | 0 | 0 | 0 | 0 | 0 | 0 | 0 |  |  | C2 | 0 | 0 | 0 | 0 | 0 | C2 | 0 | 0 | 0 | 0 | 0 | C2 | [5 empty] | C2 | [5 empty] | 0 | [6 empty] | 0 | [6 empty] | 0 | [6 empty] | 0 | [6 empty] | 0 | [6 empty] | 0
|  |  | 0 | 0 | C3 | 0 | 0 | 0 | 0 | 0 | 0 | 0 | 0 | 0 | 0 | 0 | 0 | 0 | 0 | 0 | 0 | 0 | 0 | 0 | 0 | 0 | 0 | 0 | 0 | 0 | 0 | 0 | 0 | 0 | 0 | 0 | 0 | 0 | 0 | 0 | 0 |  |  | C3 | 0 | 0 | 0 | 0 | 0 | C3 | 0 | 0 | 0 | 0 | 0 | C3 | [5 empty] | C3 | [5 empty] | 0 | [6 empty] | 0 | [6 empty] | 0 | [6 empty] | 0 | [6 empty] | 0 | [6 empty] | 0
|  |  | 0 | 0 | C4 | 0 | 0 | 0 | 0 | 0 | 0 | 0 | 0 | 0 | 0 | 0 | 0 | 0 | 0 | 0 | 0 | 0 | 0 | 0 | 0 | 0 | 0 | 0 | 0 | 0 | 0 | 0 | 0 | 0 | 0 | 0 | 0 | 0 | 0 | 0 | 0 |  |  | C4 | 0 | 0 | 0 | 0 | 0 | C4 | 0 | 0 | 0 | 0 | 0 | C4 | [5 empty] | C4 | [5 empty] | 0 | [6 empty] | 0 | [6 empty] | 0 | [6 empty] | 0 | [6 empty] | 0 | [6 empty] | 0
|  |  | 0 | 0 |  | 0 | 0 | 0 | 0 | 0 |  | 0 | 0 | 0 | 0 | 0 |  | 0 | 0 | 0 | 0 | 0 |  | 0 | 0 | 0 | 0 | 0 |  | 0 | 0 | 0 | 0 | 0 |  | 0 | 0 | 0 | 0 | 0 | [22 empty] | 0 | 0 | 0 | 0 | 0 | 0 |  | 0 | 0 | 0 | 0 | 0 | 0 |  | 0 | 0 | 0 | 0 | 0 | 0 |  | 0 | 0 | 0 | 0 | 0 | 0 |  | 0 | 0 | 0 | 0 | 0 | 0 |  | 0 | 0 | 0 | 0 | 0 | 0
| [Please insert new asset category as required] |  | 0 | 0 | C1 | 0 | 0 | 0 | 0 | 0 | 0 | 0 | 0 | 0 | 0 | 0 | 0 | 0 | 0 | 0 | 0 | 0 | 0 | 0 | 0 | 0 | 0 | 0 | 0 | 0 | 0 | 0 | 0 | 0 | 0 | 0 | 0 | 0 | 0 | 0 | 0 |  |  | C1 | 0 | 0 | 0 | 0 | 0 | C1 | 0 | 0 | 0 | 0 | 0 | C1 | [5 empty] | C1 | [5 empty] | 0 | [6 empty] | 0 | [6 empty] | 0 | [6 empty] | 0 | [6 empty] | 0 | [6 empty] | 0
|  |  | 0 | 0 | C2 | 0 | 0 | 0 | 0 | 0 | 0 | 0 | 0 | 0 | 0 | 0 | 0 | 0 | 0 | 0 | 0 | 0 | 0 | 0 | 0 | 0 | 0 | 0 | 0 | 0 | 0 | 0 | 0 | 0 | 0 | 0 | 0 | 0 | 0 | 0 | 0 |  |  | C2 | 0 | 0 | 0 | 0 | 0 | C2 | 0 | 0 | 0 | 0 | 0 | C2 | [5 empty] | C2 | [5 empty] | 0 | [6 empty] | 0 | [6 empty] | 0 | [6 empty] | 0 | [6 empty] | 0 | [6 empty] | 0
|  |  | 0 | 0 | C3 | 0 | 0 | 0 | 0 | 0 | 0 | 0 | 0 | 0 | 0 | 0 | 0 | 0 | 0 | 0 | 0 | 0 | 0 | 0 | 0 | 0 | 0 | 0 | 0 | 0 | 0 | 0 | 0 | 0 | 0 | 0 | 0 | 0 | 0 | 0 | 0 |  |  | C3 | 0 | 0 | 0 | 0 | 0 | C3 | 0 | 0 | 0 | 0 | 0 | C3 | [5 empty] | C3 | [5 empty] | 0 | [6 empty] | 0 | [6 empty] | 0 | [6 empty] | 0 | [6 empty] | 0 | [6 empty] | 0
|  |  | 0 | 0 | C4 | 0 | 0 | 0 | 0 | 0 | 0 | 0 | 0 | 0 | 0 | 0 | 0 | 0 | 0 | 0 | 0 | 0 | 0 | 0 | 0 | 0 | 0 | 0 | 0 | 0 | 0 | 0 | 0 | 0 | 0 | 0 | 0 | 0 | 0 | 0 | 0 |  |  | C4 | 0 | 0 | 0 | 0 | 0 | C4 | 0 | 0 | 0 | 0 | 0 | C4 | [5 empty] | C4 | [5 empty] | 0 | [6 empty] | 0 | [6 empty] | 0 | [6 empty] | 0 | [6 empty] | 0 | [6 empty] | 0
|  |  | 0 | 0 |  | 0 | 0 | 0 | 0 | 0 |  | 0 | 0 | 0 | 0 | 0 |  | 0 | 0 | 0 | 0 | 0 |  | 0 | 0 | 0 | 0 | 0 |  | 0 | 0 | 0 | 0 | 0 |  | 0 | 0 | 0 | 0 | 0 | [22 empty] | 0 | 0 | 0 | 0 | 0 | 0 |  | 0 | 0 | 0 | 0 | 0 | 0 |  | 0 | 0 | 0 | 0 | 0 | 0 |  | 0 | 0 | 0 | 0 | 0 | 0 |  | 0 | 0 | 0 | 0 | 0 | 0 |  | 0 | 0 | 0 | 0 | 0 | 0
| [Please insert new asset category as required] |  | 0 | 0 | C1 | 0 | 0 | 0 | 0 | 0 | 0 | 0 | 0 | 0 | 0 | 0 | 0 | 0 | 0 | 0 | 0 | 0 | 0 | 0 | 0 | 0 | 0 | 0 | 0 | 0 | 0 | 0 | 0 | 0 | 0 | 0 | 0 | 0 | 0 | 0 | 0 |  |  | C1 | 0 | 0 | 0 | 0 | 0 | C1 | 0 | 0 | 0 | 0 | 0 | C1 | [5 empty] | C1 | [5 empty] | 0 | [6 empty] | 0 | [6 empty] | 0 | [6 empty] | 0 | [6 empty] | 0 | [6 empty] | 0
|  |  | 0 | 0 | C2 | 0 | 0 | 0 | 0 | 0 | 0 | 0 | 0 | 0 | 0 | 0 | 0 | 0 | 0 | 0 | 0 | 0 | 0 | 0 | 0 | 0 | 0 | 0 | 0 | 0 | 0 | 0 | 0 | 0 | 0 | 0 | 0 | 0 | 0 | 0 | 0 |  |  | C2 | 0 | 0 | 0 | 0 | 0 | C2 | 0 | 0 | 0 | 0 | 0 | C2 | [5 empty] | C2 | [5 empty] | 0 | [6 empty] | 0 | [6 empty] | 0 | [6 empty] | 0 | [6 empty] | 0 | [6 empty] | 0
|  |  | 0 | 0 | C3 | 0 | 0 | 0 | 0 | 0 | 0 | 0 | 0 | 0 | 0 | 0 | 0 | 0 | 0 | 0 | 0 | 0 | 0 | 0 | 0 | 0 | 0 | 0 | 0 | 0 | 0 | 0 | 0 | 0 | 0 | 0 | 0 | 0 | 0 | 0 | 0 |  |  | C3 | 0 | 0 | 0 | 0 | 0 | C3 | 0 | 0 | 0 | 0 | 0 | C3 | [5 empty] | C3 | [5 empty] | 0 | [6 empty] | 0 | [6 empty] | 0 | [6 empty] | 0 | [6 empty] | 0 | [6 empty] | 0
|  |  | 0 | 0 | C4 | 0 | 0 | 0 | 0 | 0 | 0 | 0 | 0 | 0 | 0 | 0 | 0 | 0 | 0 | 0 | 0 | 0 | 0 | 0 | 0 | 0 | 0 | 0 | 0 | 0 | 0 | 0 | 0 | 0 | 0 | 0 | 0 | 0 | 0 | 0 | 0 |  |  | C4 | 0 | 0 | 0 | 0 | 0 | C4 | 0 | 0 | 0 | 0 | 0 | C4 | [5 empty] | C4 | [5 empty] | 0 | [6 empty] | 0 | [6 empty] | 0 | [6 empty] | 0 | [6 empty] | 0 | [6 empty] | 0
|  |  | 0 | 0 |  | 0 | 0 | 0 | 0 | 0 |  | 0 | 0 | 0 | 0 | 0 |  | 0 | 0 | 0 | 0 | 0 |  | 0 | 0 | 0 | 0 | 0 |  | 0 | 0 | 0 | 0 | 0 |  | 0 | 0 | 0 | 0 | 0 | [22 empty] | 0 | 0 | 0 | 0 | 0 | 0 |  | 0 | 0 | 0 | 0 | 0 | 0 |  | 0 | 0 | 0 | 0 | 0 | 0 |  | 0 | 0 | 0 | 0 | 0 | 0 |  | 0 | 0 | 0 | 0 | 0 | 0 |  | 0 | 0 | 0 | 0 | 0 | 0
| [Please insert new asset category as required] |  | 0 | 0 | C1 | 0 | 0 | 0 | 0 | 0 | 0 | 0 | 0 | 0 | 0 | 0 | 0 | 0 | 0 | 0 | 0 | 0 | 0 | 0 | 0 | 0 | 0 | 0 | 0 | 0 | 0 | 0 | 0 | 0 | 0 | 0 | 0 | 0 | 0 | 0 | 0 |  |  | C1 | 0 | 0 | 0 | 0 | 0 | C1 | 0 | 0 | 0 | 0 | 0 | C1 | [5 empty] | C1 | [5 empty] | 0 | [6 empty] | 0 | [6 empty] | 0 | [6 empty] | 0 | [6 empty] | 0 | [6 empty] | 0
|  |  | 0 | 0 | C2 | 0 | 0 | 0 | 0 | 0 | 0 | 0 | 0 | 0 | 0 | 0 | 0 | 0 | 0 | 0 | 0 | 0 | 0 | 0 | 0 | 0 | 0 | 0 | 0 | 0 | 0 | 0 | 0 | 0 | 0 | 0 | 0 | 0 | 0 | 0 | 0 |  |  | C2 | 0 | 0 | 0 | 0 | 0 | C2 | 0 | 0 | 0 | 0 | 0 | C2 | [5 empty] | C2 | [5 empty] | 0 | [6 empty] | 0 | [6 empty] | 0 | [6 empty] | 0 | [6 empty] | 0 | [6 empty] | 0
|  |  | 0 | 0 | C3 | 0 | 0 | 0 | 0 | 0 | 0 | 0 | 0 | 0 | 0 | 0 | 0 | 0 | 0 | 0 | 0 | 0 | 0 | 0 | 0 | 0 | 0 | 0 | 0 | 0 | 0 | 0 | 0 | 0 | 0 | 0 | 0 | 0 | 0 | 0 | 0 |  |  | C3 | 0 | 0 | 0 | 0 | 0 | C3 | 0 | 0 | 0 | 0 | 0 | C3 | [5 empty] | C3 | [5 empty] | 0 | [6 empty] | 0 | [6 empty] | 0 | [6 empty] | 0 | [6 empty] | 0 | [6 empty] | 0
|  |  | 0 | 0 | C4 | 0 | 0 | 0 | 0 | 0 | 0 | 0 | 0 | 0 | 0 | 0 | 0 | 0 | 0 | 0 | 0 | 0 | 0 | 0 | 0 | 0 | 0 | 0 | 0 | 0 | 0 | 0 | 0 | 0 | 0 | 0 | 0 | 0 | 0 | 0 | 0 |  |  | C4 | 0 | 0 | 0 | 0 | 0 | C4 | 0 | 0 | 0 | 0 | 0 | C4 | [5 empty] | C4 | [5 empty] | 0 | [6 empty] | 0 | [6 empty] | 0 | [6 empty] | 0 | [6 empty] | 0 | [6 empty] | 0
|  |  | 0 | 0 |  | 0 | 0 | 0 | 0 | 0 |  | 0 | 0 | 0 | 0 | 0 |  | 0 | 0 | 0 | 0 | 0 |  | 0 | 0 | 0 | 0 | 0 |  | 0 | 0 | 0 | 0 | 0 |  | 0 | 0 | 0 | 0 | 0 | [22 empty] | 0 | 0 | 0 | 0 | 0 | 0 |  | 0 | 0 | 0 | 0 | 0 | 0 |  | 0 | 0 | 0 | 0 | 0 | 0 |  | 0 | 0 | 0 | 0 | 0 | 0 |  | 0 | 0 | 0 | 0 | 0 | 0 |  | 0 | 0 | 0 | 0 | 0 | 0
| [Please insert new asset category as required] |  | 0 | 0 | C1 | 0 | 0 | 0 | 0 | 0 | 0 | 0 | 0 | 0 | 0 | 0 | 0 | 0 | 0 | 0 | 0 | 0 | 0 | 0 | 0 | 0 | 0 | 0 | 0 | 0 | 0 | 0 | 0 | 0 | 0 | 0 | 0 | 0 | 0 | 0 | 0 |  |  | C1 | 0 | 0 | 0 | 0 | 0 | C1 | 0 | 0 | 0 | 0 | 0 | C1 | [5 empty] | C1 | [5 empty] | 0 | [6 empty] | 0 | [6 empty] | 0 | [6 empty] | 0 | [6 empty] | 0 | [6 empty] | 0
|  |  | 0 | 0 | C2 | 0 | 0 | 0 | 0 | 0 | 0 | 0 | 0 | 0 | 0 | 0 | 0 | 0 | 0 | 0 | 0 | 0 | 0 | 0 | 0 | 0 | 0 | 0 | 0 | 0 | 0 | 0 | 0 | 0 | 0 | 0 | 0 | 0 | 0 | 0 | 0 |  |  | C2 | 0 | 0 | 0 | 0 | 0 | C2 | 0 | 0 | 0 | 0 | 0 | C2 | [5 empty] | C2 | [5 empty] | 0 | [6 empty] | 0 | [6 empty] | 0 | [6 empty] | 0 | [6 empty] | 0 | [6 empty] | 0
|  |  | 0 | 0 | C3 | 0 | 0 | 0 | 0 | 0 | 0 | 0 | 0 | 0 | 0 | 0 | 0 | 0 | 0 | 0 | 0 | 0 | 0 | 0 | 0 | 0 | 0 | 0 | 0 | 0 | 0 | 0 | 0 | 0 | 0 | 0 | 0 | 0 | 0 | 0 | 0 |  |  | C3 | 0 | 0 | 0 | 0 | 0 | C3 | 0 | 0 | 0 | 0 | 0 | C3 | [5 empty] | C3 | [5 empty] | 0 | [6 empty] | 0 | [6 empty] | 0 | [6 empty] | 0 | [6 empty] | 0 | [6 empty] | 0
|  |  | 0 | 0 | C4 | 0 | 0 | 0 | 0 | 0 | 0 | 0 | 0 | 0 | 0 | 0 | 0 | 0 | 0 | 0 | 0 | 0 | 0 | 0 | 0 | 0 | 0 | 0 | 0 | 0 | 0 | 0 | 0 | 0 | 0 | 0 | 0 | 0 | 0 | 0 | 0 |  |  | C4 | 0 | 0 | 0 | 0 | 0 | C4 | 0 | 0 | 0 | 0 | 0 | C4 | [5 empty] | C4 | [5 empty] | 0 | [6 empty] | 0 | [6 empty] | 0 | [6 empty] | 0 | [6 empty] | 0 | [6 empty] | 0
|  |  | 0 | 0 |  | 0 | 0 | 0 | 0 | 0 |  | 0 | 0 | 0 | 0 | 0 |  | 0 | 0 | 0 | 0 | 0 |  | 0 | 0 | 0 | 0 | 0 |  | 0 | 0 | 0 | 0 | 0 |  | 0 | 0 | 0 | 0 | 0 | [22 empty] | 0 | 0 | 0 | 0 | 0 | 0 |  | 0 | 0 | 0 | 0 | 0 | 0 |  | 0 | 0 | 0 | 0 | 0 | 0 |  | 0 | 0 | 0 | 0 | 0 | 0 |  | 0 | 0 | 0 | 0 | 0 | 0 |  | 0 | 0 | 0 | 0 | 0 | 0
[63 empty] | 996190.3489 | 429420.2156 | 2662662.043 | 660625.8881 | 1657635.5432 | 6406534.0389 |  | 996190.3489 | 429420.2156 | 2662662.043 | 660625.8881 | 1657635.5432 | 6406534.0389 |  | 868182.0594 | 459445.7276 | 2879003.5608 | 624834.214 | 1998202.1707 | 6829667.7325 |  | 868182.0594 | 459445.7276 | 2879003.5608 | 624834.214 | 1998202.1707 | 6829667.7325 |  | 775101.4064 | 372908.2423 | 514191.9875 | 4534806.5673 | 3322298.7612 | 9519306.9648 |  | 775101.4064 | 372908.2423 | 514191.9875 | 4534806.5673 | 3322298.7612 | 9519306.9648
| HV Network | [73 empty] | 0 | [6 empty] | 0 | [6 empty] | 0 | [6 empty] | 0 | [6 empty] | 0
| HV Switchgear (GM) - Primary |  | 748 | 748 | C1 | 345 | 149 | 151 | 49 | 54 | 748 | 345 | 149 | 151 | 49 | 54 | 748 | 0 | 0 | 0 | 0 | 0 | 0 | 299 | 186 | 9 | 176 | 78 | 748 | 75 | 0 | 0 | 0 | -75 | 0 | 265 | 129 | 94 | 24 | 237 | 749 |  |  | C1 | 0.001482 | 0.0022066 | 0.0039014 | 0.0063184 | 0.01482 | C1 | 81323.368 | 81323.368 | 81323.368 | 81323.368 | 81323.368 | C1 | 120.5231 | 179.4461 | 317.277 | 513.834 | 1205.2519 | C1 | 41580.4824 | 26737.4708 | 47908.8278 | 25177.8658 | 65083.604 | 206488.2507 |  | 41580.4824 | 26737.4708 | 47908.8278 | 25177.8658 | 65083.604 | 206488.2507 |  | 36036.4181 | 33376.977 | 2855.493 | 90434.7831 | 94009.6502 | 256713.3215 |  | 36036.4181 | 33376.977 | 2855.493 | 90434.7831 | 94009.6502 | 256713.3215 |  | 31938.6314 | 23148.5486 | 29824.0385 | 12332.0159 | 285644.7064 | 382887.9407 |  | 40977.8667 | 23148.5486 | 29824.0385 | 12332.0159 | 195250.812 | 301533.2816
|  |  | 901 | 901 | C2 | 533 | 132 | 120 | 25 | 91 | 901 | 533 | 132 | 120 | 25 | 91 | 901 | 0 | 0 | 0 | 0 | 0 | 0 | 446 | 203 | 56 | 98 | 98 | 901 | 25 | 0 | 0 | 0 | -25 | 0 | 407 | 193 | 59 | 58 | 183 | 900 |  |  | C2 | 0.001482 | 0.0022066 | 0.0039014 | 0.0063184 | 0.01482 | C2 | 116176.24 | 116176.24 | 116176.24 | 116176.24 | 116176.24 | C2 | 172.1759 | 256.3516 | 453.2529 | 734.0486 | 1721.7885 | C2 | 91769.7603 | 33838.4099 | 54390.3437 | 18351.2141 | 156682.7504 | 355032.4783 |  | 91769.7603 | 33838.4099 | 54390.3437 | 18351.2141 | 156682.7504 | 355032.4783 |  | 76790.456 | 52039.3728 | 25382.1604 | 71936.7593 | 168735.2696 | 394884.0182 |  | 76790.456 | 52039.3728 | 25382.1604 | 71936.7593 | 168735.2696 | 394884.0182 |  | 70075.5955 | 49475.8569 | 26741.919 | 42574.8167 | 315087.2892 | 503955.4773 |  | 74379.9933 | 49475.8569 | 26741.919 | 42574.8167 | 272042.5775 | 465215.1634
|  |  | 808 | 808 | C3 | 455 | 141 | 144 | 28 | 40 | 808 | 455 | 141 | 144 | 28 | 40 | 808 | 0 | 0 | 0 | 0 | 0 | 0 | 408 | 172 | 64 | 107 | 57 | 808 | 0 | 0 | 0 | 0 | 0 | 0 | 352 | 158 | 80 | 73 | 145 | 808 |  |  | C3 | 0.001482 | 0.0022066 | 0.0039014 | 0.0063184 | 0.01482 | C3 | 174264.36 | 174264.36 | 174264.36 | 174264.36 | 174264.36 | C3 | 258.2639 | 384.5274 | 679.8793 | 1101.0728 | 2582.6827 | C3 | 117510.0589 | 54218.3613 | 97902.6187 | 30830.0397 | 103307.3079 | 403768.3865 |  | 117510.0589 | 54218.3613 | 97902.6187 | 30830.0397 | 103307.3079 | 403768.3865 |  | 105371.6572 | 66138.7102 | 43512.275 | 117814.7946 | 147212.9138 | 480050.3508 |  | 105371.6572 | 66138.7102 | 43512.275 | 117814.7946 | 147212.9138 | 480050.3508 |  | 90908.8807 | 60755.3268 | 54390.3437 | 80378.3178 | 374488.9912 | 660921.8603 |  | 90908.8807 | 60755.3268 | 54390.3437 | 80378.3178 | 374488.9912 | 660921.8603
|  |  | 67 | 67 | C4 | 44 | 4 | 19 | 0 | 0 | 67 | 44 | 4 | 19 | 0 | 0 | 67 | 0 | 0 | 0 | 0 | 0 | 0 | 30 | 14 | 19 | 4 | 0 | 67 | 0 | 0 | 0 | 0 | 0 | 0 | 30 | 14 | 4 | 16 | 3 | 67 |  |  | C4 | 0.001482 | 0.0022066 | 0.0039014 | 0.0063184 | 0.01482 | C4 | 290440.6 | 290440.6 | 290440.6 | 290440.6 | 290440.6 | C4 | 430.4398 | 640.879 | 1133.1322 | 1835.1214 | 4304.4712 | C4 | 18939.3501 | 2563.5159 | 21529.5111 | 0 | 0 | 43032.3771 |  | 18939.3501 | 2563.5159 | 21529.5111 | 0 | 0 | 43032.3771 |  | 12913.1933 | 8972.3056 | 21529.5111 | 7340.4856 | 0 | 50755.4956 |  | 12913.1933 | 8972.3056 | 21529.5111 | 7340.4856 | 0 | 50755.4956 |  | 12913.1933 | 8972.3056 | 4532.5286 | 29361.9426 | 12913.4135 | 68693.3836 |  | 12913.1933 | 8972.3056 | 4532.5286 | 29361.9426 | 12913.4135 | 68693.3836
|  |  | 2524 | 2524 |  | 1377 | 426 | 434 | 102 | 185 |  | 1377 | 426 | 434 | 102 | 185 |  | 0 | 0 | 0 | 0 | 0 |  | 1183 | 575 | 148 | 385 | 233 |  | 100 | 0 | 0 | 0 | -100 |  | 1054 | 494 | 237 | 171 | 568 | [22 empty] | 269799.6516 | 117357.7579 | 221731.3013 | 74359.1196 | 325073.6623 | 1008321.4927 |  | 269799.6516 | 117357.7579 | 221731.3013 | 74359.1196 | 325073.6623 | 1008321.4927 |  | 231111.7246 | 160527.3656 | 93279.4395 | 287526.8227 | 409957.8336 | 1182403.186 |  | 231111.7246 | 160527.3656 | 93279.4395 | 287526.8227 | 409957.8336 | 1182403.186 |  | 205836.3009 | 142352.0379 | 115488.8299 | 164647.093 | 988134.4003 | 1616458.662 |  | 219179.934 | 142352.0379 | 115488.8299 | 164647.093 | 854695.7942 | 1496363.689
| HV Switchgear (GM) - Distribution |  | 1771 | 1771 | C1 | 1290 | 104 | 299 | 49 | 29 | 1771 | 1290 | 104 | 299 | 49 | 29 | 1771 | 0 | 0 | 0 | 0 | 0 | 0 | 1253 | 102 | 265 | 102 | 49 | 1771 | 0 | 0 | 0 | 0 | 0 | 0 | 1166 | 140 | 55 | 299 | 111 | 1771 |  |  | C1 | 0.0019095 | 0.0028431 | 0.0050268 | 0.008141 | 0.019096 | C1 | 8081.668 | 8081.668 | 8081.668 | 8081.668 | 8081.668 | C1 | 15.4322 | 22.9769 | 40.6252 | 65.793 | 154.3245 | C1 | 19907.5239 | 2389.5961 | 12146.9402 | 3223.8589 | 4475.4112 | 42143.3303 |  | 19907.5239 | 2389.5961 | 12146.9402 | 3223.8589 | 4475.4112 | 42143.3303 |  | 19336.5329 | 2343.6423 | 10765.6828 | 6710.8899 | 7561.9016 | 46718.6496 |  | 19336.5329 | 2343.6423 | 10765.6828 | 6710.8899 | 7561.9016 | 46718.6496 |  | 17993.9325 | 3216.764 | 2234.387 | 19672.1184 | 17130.022 | 60247.2239 |  | 17993.9325 | 3216.764 | 2234.387 | 19672.1184 | 17130.022 | 60247.2239
|  |  | 11513 | 11513 | C2 | 8370 | 1059 | 1516 | 356 | 212 | 11513 | 8370 | 1059 | 1516 | 356 | 212 | 11513 | 0 | 0 | 0 | 0 | 0 | 0 | 8088 | 1061 | 1208 | 779 | 377 | 11513 | 0 | 0 | 0 | 0 | 0 | 0 | 7640 | 1021 | 564 | 1455 | 833 | 11513 |  |  | C2 | 0.0019095 | 0.0028431 | 0.0050268 | 0.008141 | 0.019096 | C2 | 11545.24 | 11545.24 | 11545.24 | 11545.24 | 11545.24 | C2 | 22.046 | 32.8241 | 58.036 | 93.9901 | 220.4636 | C2 | 184524.8895 | 34760.7456 | 87982.6152 | 33460.4594 | 46738.284 | 387466.9936 |  | 184524.8895 | 34760.7456 | 87982.6152 | 33460.4594 | 46738.284 | 387466.9936 |  | 178307.9219 | 34826.3938 | 70107.5192 | 73218.2525 | 83114.7786 | 439574.866 |  | 178307.9219 | 34826.3938 | 70107.5192 | 73218.2525 | 83114.7786 | 439574.866 |  | 168431.3209 | 33513.429 | 32732.3186 | 136755.5293 | 183646.1818 | 555078.7795 |  | 168431.3209 | 33513.429 | 32732.3186 | 136755.5293 | 183646.1818 | 555078.7795
|  |  | 2022 | 2022 | C3 | 1621 | 146 | 216 | 25 | 14 | 2022 | 1621 | 146 | 216 | 25 | 14 | 2022 | 0 | 0 | 0 | 0 | 0 | 0 | 1574 | 171 | 157 | 90 | 30 | 2022 | 0 | 0 | 0 | 0 | 0 | 0 | 1501 | 172 | 75 | 173 | 101 | 2022 |  |  | C3 | 0.0019095 | 0.0028431 | 0.0050268 | 0.008141 | 0.019096 | C3 | 17317.86 | 17317.86 | 17317.86 | 17317.86 | 17317.86 | C3 | 33.069 | 49.2362 | 87.054 | 140.9851 | 330.6954 | C3 | 53604.8111 | 7188.4828 | 18803.6724 | 3524.627 | 4629.7357 | 87751.329 |  | 53604.8111 | 7188.4828 | 18803.6724 | 3524.627 | 4629.7357 | 87751.329 |  | 52050.5692 | 8419.3874 | 13667.4841 | 12688.6574 | 9920.8622 | 96746.9602 |  | 52050.5692 | 8419.3874 | 13667.4841 | 12688.6574 | 9920.8622 | 96746.9602 |  | 49636.5339 | 8468.6236 | 6529.0529 | 24390.4191 | 33400.2359 | 122424.8655 |  | 49636.5339 | 8468.6236 | 6529.0529 | 24390.4191 | 33400.2359 | 122424.8655
|  |  | 0 | 0 | C4 | 0 | 0 | 0 | 0 | 0 | 0 | 0 | 0 | 0 | 0 | 0 | 0 | 0 | 0 | 0 | 0 | 0 | 0 | 0 | 0 | 0 | 0 | 0 | 0 | 0 | 0 | 0 | 0 | 0 | 0 | 0 | 0 | 0 | 0 | 0 | 0 |  |  | C4 | 0.0019095 | 0.0028431 | 0.0050268 | 0.008141 | 0.019096 | C4 | 28863.1 | 28863.1 | 28863.1 | 28863.1 | 28863.1 | C4 | 55.115 | 82.0603 | 145.0901 | 234.9751 | 551.159 | C4 | 0 | 0 | 0 | 0 | 0 | 0 |  | 0 | 0 | 0 | 0 | 0 | 0 |  | 0 | 0 | 0 | 0 | 0 | 0 |  | 0 | 0 | 0 | 0 | 0 | 0 |  | 0 | 0 | 0 | 0 | 0 | 0 |  | 0 | 0 | 0 | 0 | 0 | 0
|  |  | 15306 | 15306 |  | 11281 | 1309 | 2031 | 430 | 255 |  | 11281 | 1309 | 2031 | 430 | 255 |  | 0 | 0 | 0 | 0 | 0 |  | 10915 | 1334 | 1630 | 971 | 456 |  | 0 | 0 | 0 | 0 | 0 |  | 10307 | 1333 | 694 | 1927 | 1045 | [22 empty] | 258037.2245 | 44338.8245 | 118933.2277 | 40208.9453 | 55843.4308 | 517361.6529 |  | 258037.2245 | 44338.8245 | 118933.2277 | 40208.9453 | 55843.4308 | 517361.6529 |  | 249695.024 | 45589.4236 | 94540.6861 | 92617.7997 | 100597.5423 | 583040.4757 |  | 249695.024 | 45589.4236 | 94540.6861 | 92617.7997 | 100597.5423 | 583040.4757 |  | 236061.7873 | 45198.8165 | 41495.7585 | 180818.0669 | 234176.4397 | 737750.8689 |  | 236061.7873 | 45198.8165 | 41495.7585 | 180818.0669 | 234176.4397 | 737750.8689
| HV Transformer (GM) |  | 940 | 940 | C1 | 901 | 26 | 13 | 0 | 0 | 940 | 901 | 26 | 13 | 0 | 0 | 940 | 0 | 0 | 0 | 0 | 0 | 0 | 881 | 38 | 21 | 0 | 0 | 940 | 0 | 0 | 0 | 0 | 0 | 0 | 850 | 60 | 15 | 15 | 0 | 940 |  |  | C1 | 0.002223 | 0.0033099 | 0.0058521 | 0.0094776 | 0.022231 | C1 | 12412.26 | 12412.26 | 12412.26 | 12412.26 | 12412.26 | C1 | 27.5929 | 41.0829 | 72.6382 | 117.6385 | 275.9336 | C1 | 24861.1942 | 1068.1547 | 944.2972 | 0 | 0 | 26873.6462 |  | 24861.1942 | 1068.1547 | 944.2972 | 0 | 0 | 26873.6462 |  | 24309.3364 | 1561.1492 | 1525.4032 | 0 | 0 | 27395.8888 |  | 24309.3364 | 1561.1492 | 1525.4032 | 0 | 0 | 27395.8888 |  | 23453.9568 | 2464.9725 | 1089.5737 | 1764.578 | 0 | 28773.081 |  | 23453.9568 | 2464.9725 | 1089.5737 | 1764.578 | 0 | 28773.081
|  |  | 7702 | 7702 | C2 | 7291 | 245 | 141 | 21 | 4 | 7702 | 7291 | 245 | 141 | 21 | 4 | 7702 | 0 | 0 | 0 | 0 | 0 | 0 | 7104 | 359 | 197 | 38 | 4 | 7702 | 0 | 0 | 0 | 0 | 0 | 0 | 6619 | 753 | 151 | 147 | 32 | 7702 |  |  | C2 | 0.002223 | 0.0033099 | 0.0058521 | 0.0094776 | 0.022231 | C2 | 17731.8 | 17731.8 | 17731.8 | 17731.8 | 17731.8 | C2 | 39.4184 | 58.6898 | 103.7689 | 168.055 | 394.1909 | C2 | 287399.662 | 14379.006 | 14631.4186 | 3529.156 | 1576.7635 | 321516.0061 |  | 287399.662 | 14379.006 | 14631.4186 | 3529.156 | 1576.7635 | 321516.0061 |  | 280028.4184 | 21069.6456 | 20442.4785 | 6386.0918 | 1576.7635 | 329503.3978 |  | 280028.4184 | 21069.6456 | 20442.4785 | 6386.0918 | 1576.7635 | 329503.3978 |  | 260910.4872 | 44193.4349 | 15669.1079 | 24704.0919 | 12614.1078 | 358091.2298 |  | 260910.4872 | 44193.4349 | 15669.1079 | 24704.0919 | 12614.1078 | 358091.2298
|  |  | 1358 | 1358 | C3 | 1220 | 82 | 49 | 7 | 0 | 1358 | 1220 | 82 | 49 | 7 | 0 | 1358 | 0 | 0 | 0 | 0 | 0 | 0 | 1172 | 102 | 75 | 9 | 0 | 1358 | 0 | 0 | 0 | 0 | 0 | 0 | 1072 | 165 | 65 | 52 | 4 | 1358 |  |  | C3 | 0.002223 | 0.0033099 | 0.0058521 | 0.0094776 | 0.022231 | C3 | 26597.7 | 26597.7 | 26597.7 | 26597.7 | 26597.7 | C3 | 59.1276 | 88.0347 | 155.6534 | 252.0826 | 591.2863 | C3 | 72135.699 | 7218.8479 | 7627.0161 | 1764.578 | 0 | 88746.141 |  | 72135.699 | 7218.8479 | 7627.0161 | 1764.578 | 0 | 88746.141 |  | 69297.5731 | 8979.5426 | 11674.0042 | 2268.7431 | 0 | 92219.8631 |  | 69297.5731 | 8979.5426 | 11674.0042 | 2268.7431 | 0 | 92219.8631 |  | 63384.8109 | 14525.7306 | 10117.4703 | 13108.2937 | 2365.1452 | 103501.4508 |  | 63384.8109 | 14525.7306 | 10117.4703 | 13108.2937 | 2365.1452 | 103501.4508
|  |  | 4 | 4 | C4 | 4 | 0 | 0 | 0 | 0 | 4 | 4 | 0 | 0 | 0 | 0 | 4 | 0 | 0 | 0 | 0 | 0 | 0 | 4 | 0 | 0 | 0 | 0 | 4 | 0 | 0 | 0 | 0 | 0 | 0 | 4 | 0 | 0 | 0 | 0 | 4 |  |  | C4 | 0.002223 | 0.0033099 | 0.0058521 | 0.0094776 | 0.022231 | C4 | 44329.5 | 44329.5 | 44329.5 | 44329.5 | 44329.5 | C4 | 98.546 | 146.7246 | 259.4223 | 420.1376 | 985.4772 | C4 | 394.1841 | 0 | 0 | 0 | 0 | 394.1841 |  | 394.1841 | 0 | 0 | 0 | 0 | 394.1841 |  | 394.1841 | 0 | 0 | 0 | 0 | 394.1841 |  | 394.1841 | 0 | 0 | 0 | 0 | 394.1841 |  | 394.1841 | 0 | 0 | 0 | 0 | 394.1841 |  | 394.1841 | 0 | 0 | 0 | 0 | 394.1841
|  |  | 10004 | 10004 |  | 9416 | 353 | 203 | 28 | 4 |  | 9416 | 353 | 203 | 28 | 4 |  | 0 | 0 | 0 | 0 | 0 |  | 9161 | 499 | 293 | 47 | 4 |  | 0 | 0 | 0 | 0 | 0 |  | 8545 | 978 | 231 | 214 | 36 | [22 empty] | 384790.7393 | 22666.0087 | 23202.732 | 5293.734 | 1576.7635 | 437529.9774 |  | 384790.7393 | 22666.0087 | 23202.732 | 5293.734 | 1576.7635 | 437529.9774 |  | 374029.5121 | 31610.3374 | 33641.886 | 8654.8349 | 1576.7635 | 449513.3338 |  | 374029.5121 | 31610.3374 | 33641.886 | 8654.8349 | 1576.7635 | 449513.3338 |  | 348143.4391 | 61184.138 | 26876.152 | 39576.9636 | 14979.253 | 490759.9457 |  | 348143.4391 | 61184.138 | 26876.152 | 39576.9636 | 14979.253 | 490759.9457
| HV UG Cable |  | 0 | 0 | C1 | 0 | 0 | 0 | 0 | 0 | 0 | 0 | 0 | 0 | 0 | 0 | 0 | 0 | 0 | 0 | 0 | 0 | 0 | 0 | 0 | 0 | 0 | 0 | 0 | 0 | 0 | 0 | 0 | 0 | 0 | 0 | 0 | 0 | 0 | 0 | 0 |  |  | C1 | 0 | 0 | 0 | 0 | 0 | C1 | 0 | 0 | 0 | 0 | 0 | C1 | [5 empty] | C1 | [5 empty] | 0 | [6 empty] | 0 | [6 empty] | 0 | [6 empty] | 0 | [6 empty] | 0 | [6 empty] | 0
|  |  | 0 | 0 | C2 | 0 | 0 | 0 | 0 | 0 | 0 | 0 | 0 | 0 | 0 | 0 | 0 | 0 | 0 | 0 | 0 | 0 | 0 | 0 | 0 | 0 | 0 | 0 | 0 | 0 | 0 | 0 | 0 | 0 | 0 | 0 | 0 | 0 | 0 | 0 | 0 |  |  | C2 | 0 | 0 | 0 | 0 | 0 | C2 | 0 | 0 | 0 | 0 | 0 | C2 | [5 empty] | C2 | [5 empty] | 0 | [6 empty] | 0 | [6 empty] | 0 | [6 empty] | 0 | [6 empty] | 0 | [6 empty] | 0
|  |  | 0 | 0 | C3 | 0 | 0 | 0 | 0 | 0 | 0 | 0 | 0 | 0 | 0 | 0 | 0 | 0 | 0 | 0 | 0 | 0 | 0 | 0 | 0 | 0 | 0 | 0 | 0 | 0 | 0 | 0 | 0 | 0 | 0 | 0 | 0 | 0 | 0 | 0 | 0 |  |  | C3 | 0 | 0 | 0 | 0 | 0 | C3 | 0 | 0 | 0 | 0 | 0 | C3 | [5 empty] | C3 | [5 empty] | 0 | [6 empty] | 0 | [6 empty] | 0 | [6 empty] | 0 | [6 empty] | 0 | [6 empty] | 0
|  |  | 0 | 0 | C4 | 0 | 0 | 0 | 0 | 0 | 0 | 0 | 0 | 0 | 0 | 0 | 0 | 0 | 0 | 0 | 0 | 0 | 0 | 0 | 0 | 0 | 0 | 0 | 0 | 0 | 0 | 0 | 0 | 0 | 0 | 0 | 0 | 0 | 0 | 0 | 0 |  |  | C4 | 0 | 0 | 0 | 0 | 0 | C4 | 0 | 0 | 0 | 0 | 0 | C4 | [5 empty] | C4 | [5 empty] | 0 | [6 empty] | 0 | [6 empty] | 0 | [6 empty] | 0 | [6 empty] | 0 | [6 empty] | 0
|  |  | 0 | 0 |  | 0 | 0 | 0 | 0 | 0 |  | 0 | 0 | 0 | 0 | 0 |  | 0 | 0 | 0 | 0 | 0 |  | 0 | 0 | 0 | 0 | 0 |  | 0 | 0 | 0 | 0 | 0 |  | 0 | 0 | 0 | 0 | 0 | [22 empty] | 0 | 0 | 0 | 0 | 0 | 0 |  | 0 | 0 | 0 | 0 | 0 | 0 |  | 0 | 0 | 0 | 0 | 0 | 0 |  | 0 | 0 | 0 | 0 | 0 | 0 |  | 0 | 0 | 0 | 0 | 0 | 0 |  | 0 | 0 | 0 | 0 | 0 | 0
| HV OHL Support - Poles |  | 39997 | 39997 | C1 | 16895 | 5418 | 13307 | 2333 | 2044 | 39997 | 16895 | 5418 | 13307 | 2333 | 2044 | 39997 | 0 | 0 | 0 | 0 | 0 | 0 | 15351 | 4349 | 15266 | 2279 | 2752 | 39997 | 0 | 0 | 0 | 0 | 0 | 0 | 13668 | 3789 | 3169 | 14642 | 4729 | 39997 |  |  | C1 | 0.0081226 | 0.012094 | 0.021383 | 0.03463 | 0.081228 | C1 | 2623.418 | 2623.418 | 2623.418 | 2623.418 | 2623.418 | C1 | 21.309 | 31.7269 | 56.096 | 90.8482 | 213.0941 | C1 | 360016.3944 | 171896.3717 | 746470.0855 | 211948.929 | 435564.403 | 1925896.1835 |  | 360016.3944 | 171896.3717 | 746470.0855 | 211948.929 | 435564.403 | 1925896.1835 |  | 327115.2216 | 137980.3102 | 856362.2398 | 207043.1244 | 586435.0475 | 2114935.9435 |  | 327115.2216 | 137980.3102 | 856362.2398 | 207043.1244 | 586435.0475 | 2114935.9435 |  | 291252.091 | 120213.2433 | 177768.3701 | 1330199.8363 | 1007722.1438 | 2927155.6845 |  | 291252.091 | 120213.2433 | 177768.3701 | 1330199.8363 | 1007722.1438 | 2927155.6845
|  |  | 60012 | 60012 | C2 | 28948 | 7652 | 16964 | 2973 | 3475 | 60012 | 28948 | 7652 | 16964 | 2973 | 3475 | 60012 | 0 | 0 | 0 | 0 | 0 | 0 | 25605 | 7741 | 19357 | 3008 | 4301 | 60012 | 0 | 0 | 0 | 0 | 0 | 0 | 23169 | 6662 | 4612 | 18718 | 6851 | 60012 |  |  | C2 | 0.0081226 | 0.012094 | 0.021383 | 0.03463 | 0.081228 | C2 | 3747.74 | 3747.74 | 3747.74 | 3747.74 | 3747.74 | C2 | 30.4415 | 45.3242 | 80.1372 | 129.7832 | 304.4202 | C2 | 881220.5288 | 346820.3966 | 1359447.6087 | 385845.4264 | 1057860.1485 | 4031194.109 |  | 881220.5288 | 346820.3966 | 1359447.6087 | 385845.4264 | 1057860.1485 | 4031194.109 |  | 779454.5958 | 350854.2459 | 1551215.9491 | 390387.8381 | 1309311.2227 | 4381223.8516 |  | 779454.5958 | 350854.2459 | 1551215.9491 | 390387.8381 | 1309311.2227 | 4381223.8516 |  | 705299.1029 | 301949.488 | 369592.8066 | 2429281.7663 | 2085582.6986 | 5891705.8623 |  | 705299.1029 | 301949.488 | 369592.8066 | 2429281.7663 | 2085582.6986 | 5891705.8623
|  |  | 18044 | 18044 | C3 | 9178 | 2418 | 4820 | 851 | 777 | 18044 | 9178 | 2418 | 4820 | 851 | 777 | 18044 | 0 | 0 | 0 | 0 | 0 | 0 | 8103 | 2619 | 5497 | 841 | 984 | 18044 | 0 | 0 | 0 | 0 | 0 | 0 | 7236 | 2266 | 1523 | 5284 | 1735 | 18044 |  |  | C3 | 0.0081226 | 0.012094 | 0.021383 | 0.03463 | 0.081228 | C3 | 5621.61 | 5621.61 | 5621.61 | 5621.61 | 5621.61 | C3 | 45.6622 | 67.9862 | 120.2058 | 194.6748 | 456.6303 | C3 | 419088.1242 | 164390.6924 | 579392.019 | 165668.2431 | 354801.7275 | 1683340.8063 |  | 419088.1242 | 164390.6924 | 579392.019 | 165668.2431 | 354801.7275 | 1683340.8063 |  | 370001.2062 | 178055.9237 | 660771.3545 | 163721.4953 | 449324.1955 | 1821874.1751 |  | 370001.2062 | 178055.9237 | 660771.3545 | 163721.4953 | 449324.1955 | 1821874.1751 |  | 330412.036 | 154056.7862 | 183073.4533 | 1028661.5706 | 792253.5357 | 2488457.3819 |  | 330412.036 | 154056.7862 | 183073.4533 | 1028661.5706 | 792253.5357 | 2488457.3819
|  |  | 7611 | 7611 | C4 | 3757 | 1272 | 2097 | 214 | 271 | 7611 | 3757 | 1272 | 2097 | 214 | 271 | 7611 | 0 | 0 | 0 | 0 | 0 | 0 | 3208 | 1342 | 2512 | 223 | 326 | 7611 | 0 | 0 | 0 | 0 | 0 | 0 | 2810 | 1120 | 828 | 2330 | 523 | 7611 |  |  | C4 | 0.0081226 | 0.012094 | 0.021383 | 0.03463 | 0.081228 | C4 | 9369.35 | 9369.35 | 9369.35 | 9369.35 | 9369.35 | C4 | 76.1037 | 113.3104 | 200.343 | 324.458 | 761.0505 | C4 | 285921.7845 | 144130.7973 | 420119.3167 | 69434.0071 | 206244.6764 | 1125850.582 |  | 285921.7845 | 144130.7973 | 420119.3167 | 69434.0071 | 206244.6764 | 1125850.582 |  | 244140.8263 | 152062.5236 | 503261.6707 | 72354.1289 | 248102.4521 | 1219921.6017 |  | 244140.8263 | 152062.5236 | 503261.6707 | 72354.1289 | 248102.4521 | 1219921.6017 |  | 213851.5343 | 126907.6203 | 165884.022 | 755987.0867 | 398029.394 | 1660659.6573 |  | 213851.5343 | 126907.6203 | 165884.022 | 755987.0867 | 398029.394 | 1660659.6573
|  |  | 125664 | 125664 |  | 58778 | 16760 | 37188 | 6371 | 6567 |  | 58778 | 16760 | 37188 | 6371 | 6567 |  | 0 | 0 | 0 | 0 | 0 |  | 52267 | 16051 | 42632 | 6351 | 8363 |  | 0 | 0 | 0 | 0 | 0 |  | 46883 | 13837 | 10132 | 40974 | 13838 | [22 empty] | 1946246.8318 | 827238.258 | 3105429.0299 | 832896.6056 | 2054470.9555 | 8766281.6808 |  | 1946246.8318 | 827238.258 | 3105429.0299 | 832896.6056 | 2054470.9555 | 8766281.6808 |  | 1720711.85 | 818953.0034 | 3571611.2141 | 833506.5866 | 2593172.9178 | 9537955.5719 |  | 1720711.85 | 818953.0034 | 3571611.2141 | 833506.5866 | 2593172.9178 | 9537955.5719 |  | 1540814.7643 | 703127.1378 | 896318.6521 | 5544130.2598 | 4283587.7721 | 12967978.5861 |  | 1540814.7643 | 703127.1378 | 896318.6521 | 5544130.2598 | 4283587.7721 | 12967978.5861
| [Please insert new asset category as required] |  | 0 | 0 | C1 | 0 | 0 | 0 | 0 | 0 | 0 | 0 | 0 | 0 | 0 | 0 | 0 | 0 | 0 | 0 | 0 | 0 | 0 | 0 | 0 | 0 | 0 | 0 | 0 | 0 | 0 | 0 | 0 | 0 | 0 | 0 | 0 | 0 | 0 | 0 | 0 |  |  | C1 | 0 | 0 | 0 | 0 | 0 | C1 | 0 | 0 | 0 | 0 | 0 | C1 | [5 empty] | C1 | [5 empty] | 0 | [6 empty] | 0 | [6 empty] | 0 | [6 empty] | 0 | [6 empty] | 0 | [6 empty] | 0
|  |  | 0 | 0 | C2 | 0 | 0 | 0 | 0 | 0 | 0 | 0 | 0 | 0 | 0 | 0 | 0 | 0 | 0 | 0 | 0 | 0 | 0 | 0 | 0 | 0 | 0 | 0 | 0 | 0 | 0 | 0 | 0 | 0 | 0 | 0 | 0 | 0 | 0 | 0 | 0 |  |  | C2 | 0 | 0 | 0 | 0 | 0 | C2 | 0 | 0 | 0 | 0 | 0 | C2 | [5 empty] | C2 | [5 empty] | 0 | [6 empty] | 0 | [6 empty] | 0 | [6 empty] | 0 | [6 empty] | 0 | [6 empty] | 0
|  |  | 0 | 0 | C3 | 0 | 0 | 0 | 0 | 0 | 0 | 0 | 0 | 0 | 0 | 0 | 0 | 0 | 0 | 0 | 0 | 0 | 0 | 0 | 0 | 0 | 0 | 0 | 0 | 0 | 0 | 0 | 0 | 0 | 0 | 0 | 0 | 0 | 0 | 0 | 0 |  |  | C3 | 0 | 0 | 0 | 0 | 0 | C3 | 0 | 0 | 0 | 0 | 0 | C3 | [5 empty] | C3 | [5 empty] | 0 | [6 empty] | 0 | [6 empty] | 0 | [6 empty] | 0 | [6 empty] | 0 | [6 empty] | 0
|  |  | 0 | 0 | C4 | 0 | 0 | 0 | 0 | 0 | 0 | 0 | 0 | 0 | 0 | 0 | 0 | 0 | 0 | 0 | 0 | 0 | 0 | 0 | 0 | 0 | 0 | 0 | 0 | 0 | 0 | 0 | 0 | 0 | 0 | 0 | 0 | 0 | 0 | 0 | 0 |  |  | C4 | 0 | 0 | 0 | 0 | 0 | C4 | 0 | 0 | 0 | 0 | 0 | C4 | [5 empty] | C4 | [5 empty] | 0 | [6 empty] | 0 | [6 empty] | 0 | [6 empty] | 0 | [6 empty] | 0 | [6 empty] | 0
|  |  | 0 | 0 |  | 0 | 0 | 0 | 0 | 0 |  | 0 | 0 | 0 | 0 | 0 |  | 0 | 0 | 0 | 0 | 0 |  | 0 | 0 | 0 | 0 | 0 |  | 0 | 0 | 0 | 0 | 0 |  | 0 | 0 | 0 | 0 | 0 | [22 empty] | 0 | 0 | 0 | 0 | 0 | 0 |  | 0 | 0 | 0 | 0 | 0 | 0 |  | 0 | 0 | 0 | 0 | 0 | 0 |  | 0 | 0 | 0 | 0 | 0 | 0 |  | 0 | 0 | 0 | 0 | 0 | 0 |  | 0 | 0 | 0 | 0 | 0 | 0
| [Please insert new asset category as required] |  | 0 | 0 | C1 | 0 | 0 | 0 | 0 | 0 | 0 | 0 | 0 | 0 | 0 | 0 | 0 | 0 | 0 | 0 | 0 | 0 | 0 | 0 | 0 | 0 | 0 | 0 | 0 | 0 | 0 | 0 | 0 | 0 | 0 | 0 | 0 | 0 | 0 | 0 | 0 |  |  | C1 | 0 | 0 | 0 | 0 | 0 | C1 | 0 | 0 | 0 | 0 | 0 | C1 | [5 empty] | C1 | [5 empty] | 0 | [6 empty] | 0 | [6 empty] | 0 | [6 empty] | 0 | [6 empty] | 0 | [6 empty] | 0
|  |  | 0 | 0 | C2 | 0 | 0 | 0 | 0 | 0 | 0 | 0 | 0 | 0 | 0 | 0 | 0 | 0 | 0 | 0 | 0 | 0 | 0 | 0 | 0 | 0 | 0 | 0 | 0 | 0 | 0 | 0 | 0 | 0 | 0 | 0 | 0 | 0 | 0 | 0 | 0 |  |  | C2 | 0 | 0 | 0 | 0 | 0 | C2 | 0 | 0 | 0 | 0 | 0 | C2 | [5 empty] | C2 | [5 empty] | 0 | [6 empty] | 0 | [6 empty] | 0 | [6 empty] | 0 | [6 empty] | 0 | [6 empty] | 0
|  |  | 0 | 0 | C3 | 0 | 0 | 0 | 0 | 0 | 0 | 0 | 0 | 0 | 0 | 0 | 0 | 0 | 0 | 0 | 0 | 0 | 0 | 0 | 0 | 0 | 0 | 0 | 0 | 0 | 0 | 0 | 0 | 0 | 0 | 0 | 0 | 0 | 0 | 0 | 0 |  |  | C3 | 0 | 0 | 0 | 0 | 0 | C3 | 0 | 0 | 0 | 0 | 0 | C3 | [5 empty] | C3 | [5 empty] | 0 | [6 empty] | 0 | [6 empty] | 0 | [6 empty] | 0 | [6 empty] | 0 | [6 empty] | 0
|  |  | 0 | 0 | C4 | 0 | 0 | 0 | 0 | 0 | 0 | 0 | 0 | 0 | 0 | 0 | 0 | 0 | 0 | 0 | 0 | 0 | 0 | 0 | 0 | 0 | 0 | 0 | 0 | 0 | 0 | 0 | 0 | 0 | 0 | 0 | 0 | 0 | 0 | 0 | 0 |  |  | C4 | 0 | 0 | 0 | 0 | 0 | C4 | 0 | 0 | 0 | 0 | 0 | C4 | [5 empty] | C4 | [5 empty] | 0 | [6 empty] | 0 | [6 empty] | 0 | [6 empty] | 0 | [6 empty] | 0 | [6 empty] | 0
|  |  | 0 | 0 |  | 0 | 0 | 0 | 0 | 0 |  | 0 | 0 | 0 | 0 | 0 |  | 0 | 0 | 0 | 0 | 0 |  | 0 | 0 | 0 | 0 | 0 |  | 0 | 0 | 0 | 0 | 0 |  | 0 | 0 | 0 | 0 | 0 | [22 empty] | 0 | 0 | 0 | 0 | 0 | 0 |  | 0 | 0 | 0 | 0 | 0 | 0 |  | 0 | 0 | 0 | 0 | 0 | 0 |  | 0 | 0 | 0 | 0 | 0 | 0 |  | 0 | 0 | 0 | 0 | 0 | 0 |  | 0 | 0 | 0 | 0 | 0 | 0
| [Please insert new asset category as required] |  | 0 | 0 | C1 | 0 | 0 | 0 | 0 | 0 | 0 | 0 | 0 | 0 | 0 | 0 | 0 | 0 | 0 | 0 | 0 | 0 | 0 | 0 | 0 | 0 | 0 | 0 | 0 | 0 | 0 | 0 | 0 | 0 | 0 | 0 | 0 | 0 | 0 | 0 | 0 |  |  | C1 | 0 | 0 | 0 | 0 | 0 | C1 | 0 | 0 | 0 | 0 | 0 | C1 | [5 empty] | C1 | [5 empty] | 0 | [6 empty] | 0 | [6 empty] | 0 | [6 empty] | 0 | [6 empty] | 0 | [6 empty] | 0
|  |  | 0 | 0 | C2 | 0 | 0 | 0 | 0 | 0 | 0 | 0 | 0 | 0 | 0 | 0 | 0 | 0 | 0 | 0 | 0 | 0 | 0 | 0 | 0 | 0 | 0 | 0 | 0 | 0 | 0 | 0 | 0 | 0 | 0 | 0 | 0 | 0 | 0 | 0 | 0 |  |  | C2 | 0 | 0 | 0 | 0 | 0 | C2 | 0 | 0 | 0 | 0 | 0 | C2 | [5 empty] | C2 | [5 empty] | 0 | [6 empty] | 0 | [6 empty] | 0 | [6 empty] | 0 | [6 empty] | 0 | [6 empty] | 0
|  |  | 0 | 0 | C3 | 0 | 0 | 0 | 0 | 0 | 0 | 0 | 0 | 0 | 0 | 0 | 0 | 0 | 0 | 0 | 0 | 0 | 0 | 0 | 0 | 0 | 0 | 0 | 0 | 0 | 0 | 0 | 0 | 0 | 0 | 0 | 0 | 0 | 0 | 0 | 0 |  |  | C3 | 0 | 0 | 0 | 0 | 0 | C3 | 0 | 0 | 0 | 0 | 0 | C3 | [5 empty] | C3 | [5 empty] | 0 | [6 empty] | 0 | [6 empty] | 0 | [6 empty] | 0 | [6 empty] | 0 | [6 empty] | 0
|  |  | 0 | 0 | C4 | 0 | 0 | 0 | 0 | 0 | 0 | 0 | 0 | 0 | 0 | 0 | 0 | 0 | 0 | 0 | 0 | 0 | 0 | 0 | 0 | 0 | 0 | 0 | 0 | 0 | 0 | 0 | 0 | 0 | 0 | 0 | 0 | 0 | 0 | 0 | 0 |  |  | C4 | 0 | 0 | 0 | 0 | 0 | C4 | 0 | 0 | 0 | 0 | 0 | C4 | [5 empty] | C4 | [5 empty] | 0 | [6 empty] | 0 | [6 empty] | 0 | [6 empty] | 0 | [6 empty] | 0 | [6 empty] | 0
|  |  | 0 | 0 |  | 0 | 0 | 0 | 0 | 0 |  | 0 | 0 | 0 | 0 | 0 |  | 0 | 0 | 0 | 0 | 0 |  | 0 | 0 | 0 | 0 | 0 |  | 0 | 0 | 0 | 0 | 0 |  | 0 | 0 | 0 | 0 | 0 | [22 empty] | 0 | 0 | 0 | 0 | 0 | 0 |  | 0 | 0 | 0 | 0 | 0 | 0 |  | 0 | 0 | 0 | 0 | 0 | 0 |  | 0 | 0 | 0 | 0 | 0 | 0 |  | 0 | 0 | 0 | 0 | 0 | 0 |  | 0 | 0 | 0 | 0 | 0 | 0
| [Please insert new asset category as required] |  | 0 | 0 | C1 | 0 | 0 | 0 | 0 | 0 | 0 | 0 | 0 | 0 | 0 | 0 | 0 | 0 | 0 | 0 | 0 | 0 | 0 | 0 | 0 | 0 | 0 | 0 | 0 | 0 | 0 | 0 | 0 | 0 | 0 | 0 | 0 | 0 | 0 | 0 | 0 |  |  | C1 | 0 | 0 | 0 | 0 | 0 | C1 | 0 | 0 | 0 | 0 | 0 | C1 | [5 empty] | C1 | [5 empty] | 0 | [6 empty] | 0 | [6 empty] | 0 | [6 empty] | 0 | [6 empty] | 0 | [6 empty] | 0
|  |  | 0 | 0 | C2 | 0 | 0 | 0 | 0 | 0 | 0 | 0 | 0 | 0 | 0 | 0 | 0 | 0 | 0 | 0 | 0 | 0 | 0 | 0 | 0 | 0 | 0 | 0 | 0 | 0 | 0 | 0 | 0 | 0 | 0 | 0 | 0 | 0 | 0 | 0 | 0 |  |  | C2 | 0 | 0 | 0 | 0 | 0 | C2 | 0 | 0 | 0 | 0 | 0 | C2 | [5 empty] | C2 | [5 empty] | 0 | [6 empty] | 0 | [6 empty] | 0 | [6 empty] | 0 | [6 empty] | 0 | [6 empty] | 0
|  |  | 0 | 0 | C3 | 0 | 0 | 0 | 0 | 0 | 0 | 0 | 0 | 0 | 0 | 0 | 0 | 0 | 0 | 0 | 0 | 0 | 0 | 0 | 0 | 0 | 0 | 0 | 0 | 0 | 0 | 0 | 0 | 0 | 0 | 0 | 0 | 0 | 0 | 0 | 0 |  |  | C3 | 0 | 0 | 0 | 0 | 0 | C3 | 0 | 0 | 0 | 0 | 0 | C3 | [5 empty] | C3 | [5 empty] | 0 | [6 empty] | 0 | [6 empty] | 0 | [6 empty] | 0 | [6 empty] | 0 | [6 empty] | 0
|  |  | 0 | 0 | C4 | 0 | 0 | 0 | 0 | 0 | 0 | 0 | 0 | 0 | 0 | 0 | 0 | 0 | 0 | 0 | 0 | 0 | 0 | 0 | 0 | 0 | 0 | 0 | 0 | 0 | 0 | 0 | 0 | 0 | 0 | 0 | 0 | 0 | 0 | 0 | 0 |  |  | C4 | 0 | 0 | 0 | 0 | 0 | C4 | 0 | 0 | 0 | 0 | 0 | C4 | [5 empty] | C4 | [5 empty] | 0 | [6 empty] | 0 | [6 empty] | 0 | [6 empty] | 0 | [6 empty] | 0 | [6 empty] | 0
|  |  | 0 | 0 |  | 0 | 0 | 0 | 0 | 0 |  | 0 | 0 | 0 | 0 | 0 |  | 0 | 0 | 0 | 0 | 0 |  | 0 | 0 | 0 | 0 | 0 |  | 0 | 0 | 0 | 0 | 0 |  | 0 | 0 | 0 | 0 | 0 | [22 empty] | 0 | 0 | 0 | 0 | 0 | 0 |  | 0 | 0 | 0 | 0 | 0 | 0 |  | 0 | 0 | 0 | 0 | 0 | 0 |  | 0 | 0 | 0 | 0 | 0 | 0 |  | 0 | 0 | 0 | 0 | 0 | 0 |  | 0 | 0 | 0 | 0 | 0 | 0
| [Please insert new asset category as required] |  | 0 | 0 | C1 | 0 | 0 | 0 | 0 | 0 | 0 | 0 | 0 | 0 | 0 | 0 | 0 | 0 | 0 | 0 | 0 | 0 | 0 | 0 | 0 | 0 | 0 | 0 | 0 | 0 | 0 | 0 | 0 | 0 | 0 | 0 | 0 | 0 | 0 | 0 | 0 |  |  | C1 | 0 | 0 | 0 | 0 | 0 | C1 | 0 | 0 | 0 | 0 | 0 | C1 | [5 empty] | C1 | [5 empty] | 0 | [6 empty] | 0 | [6 empty] | 0 | [6 empty] | 0 | [6 empty] | 0 | [6 empty] | 0
|  |  | 0 | 0 | C2 | 0 | 0 | 0 | 0 | 0 | 0 | 0 | 0 | 0 | 0 | 0 | 0 | 0 | 0 | 0 | 0 | 0 | 0 | 0 | 0 | 0 | 0 | 0 | 0 | 0 | 0 | 0 | 0 | 0 | 0 | 0 | 0 | 0 | 0 | 0 | 0 |  |  | C2 | 0 | 0 | 0 | 0 | 0 | C2 | 0 | 0 | 0 | 0 | 0 | C2 | [5 empty] | C2 | [5 empty] | 0 | [6 empty] | 0 | [6 empty] | 0 | [6 empty] | 0 | [6 empty] | 0 | [6 empty] | 0
|  |  | 0 | 0 | C3 | 0 | 0 | 0 | 0 | 0 | 0 | 0 | 0 | 0 | 0 | 0 | 0 | 0 | 0 | 0 | 0 | 0 | 0 | 0 | 0 | 0 | 0 | 0 | 0 | 0 | 0 | 0 | 0 | 0 | 0 | 0 | 0 | 0 | 0 | 0 | 0 |  |  | C3 | 0 | 0 | 0 | 0 | 0 | C3 | 0 | 0 | 0 | 0 | 0 | C3 | [5 empty] | C3 | [5 empty] | 0 | [6 empty] | 0 | [6 empty] | 0 | [6 empty] | 0 | [6 empty] | 0 | [6 empty] | 0
|  |  | 0 | 0 | C4 | 0 | 0 | 0 | 0 | 0 | 0 | 0 | 0 | 0 | 0 | 0 | 0 | 0 | 0 | 0 | 0 | 0 | 0 | 0 | 0 | 0 | 0 | 0 | 0 | 0 | 0 | 0 | 0 | 0 | 0 | 0 | 0 | 0 | 0 | 0 | 0 |  |  | C4 | 0 | 0 | 0 | 0 | 0 | C4 | 0 | 0 | 0 | 0 | 0 | C4 | [5 empty] | C4 | [5 empty] | 0 | [6 empty] | 0 | [6 empty] | 0 | [6 empty] | 0 | [6 empty] | 0 | [6 empty] | 0
|  |  | 0 | 0 |  | 0 | 0 | 0 | 0 | 0 |  | 0 | 0 | 0 | 0 | 0 |  | 0 | 0 | 0 | 0 | 0 |  | 0 | 0 | 0 | 0 | 0 |  | 0 | 0 | 0 | 0 | 0 |  | 0 | 0 | 0 | 0 | 0 | [22 empty] | 0 | 0 | 0 | 0 | 0 | 0 |  | 0 | 0 | 0 | 0 | 0 | 0 |  | 0 | 0 | 0 | 0 | 0 | 0 |  | 0 | 0 | 0 | 0 | 0 | 0 |  | 0 | 0 | 0 | 0 | 0 | 0 |  | 0 | 0 | 0 | 0 | 0 | 0
[63 empty] | 2858874.4473 | 1011600.8491 | 3469296.2909 | 952758.4045 | 2436964.812 | 10729494.8038 |  | 2858874.4473 | 1011600.8491 | 3469296.2909 | 952758.4045 | 2436964.812 | 10729494.8038 |  | 2575548.1107 | 1056680.1299 | 3793073.2257 | 1222306.044 | 3105305.0572 | 11752912.5675 |  | 2575548.1107 | 1056680.1299 | 3793073.2257 | 1222306.044 | 3105305.0572 | 11752912.5675 |  | 2330856.2916 | 951862.1302 | 1080179.3924 | 5929172.3834 | 5520877.8651 | 15812948.0627 |  | 2344199.9246 | 951862.1302 | 1080179.3924 | 5929172.3834 | 5387439.2591 | 15692853.0897
| EHV Network | [66 empty] | 0 | [6 empty] | 0 | [6 empty] | 0 | [6 empty] | 0 | [6 empty] | 0 | [6 empty] | 0
| EHV Switchgear (GM) |  | 169 | 169 | C1 | 159 | 9 | 1 | 0 | 0 | 169 | 159 | 9 | 1 | 0 | 0 | 169 | 0 | 0 | 0 | 0 | 0 | 0 | 132 | 36 | 1 | 0 | 0 | 169 | 0 | 0 | 0 | 0 | 0 | 0 | 118 | 43 | 7 | 1 | 0 | 169 |  |  | C1 | 0.017421 | 0.025938 | 0.04586 | 0.074271 | 0.17421 | C1 | 49231.889 | 49231.889 | 49231.889 | 49231.889 | 49231.889 | C1 | 857.659 | 1276.9629 | 2257.7862 | 3656.5123 | 8576.736 | C1 | 136367.777 | 11492.6657 | 2257.7862 | 0 | 0 | 150118.2288 |  | 136367.777 | 11492.6657 | 2257.7862 | 0 | 0 | 150118.2288 |  | 113210.9847 | 45970.6627 | 2257.7862 | 0 | 0 | 161439.4335 |  | 113210.9847 | 45970.6627 | 2257.7862 | 0 | 0 | 161439.4335 |  | 101203.759 | 54909.4027 | 15804.5031 | 3656.5123 | 0 | 175574.1771 |  | 101203.759 | 54909.4027 | 15804.5031 | 3656.5123 | 0 | 175574.1771
|  |  | 383 | 383 | C2 | 188 | 103 | 24 | 47 | 21 | 383 | 188 | 103 | 24 | 47 | 21 | 383 | 0 | 0 | 0 | 0 | 0 | 0 | 131 | 143 | 27 | 44 | 37 | 382 | 0 | 0 | 0 | 0 | 0 | 0 | 120 | 112 | 53 | 39 | 59 | 383 |  |  | C2 | 0.017421 | 0.025938 | 0.04586 | 0.074271 | 0.17421 | C2 | 70331.27 | 70331.27 | 70331.27 | 70331.27 | 70331.27 | C2 | 1225.2271 | 1824.2326 | 3225.4088 | 5223.589 | 12252.48 | C2 | 230342.6961 | 187895.9627 | 77409.8111 | 245508.6849 | 257302.0801 | 998459.2349 |  | 230342.6961 | 187895.9627 | 77409.8111 | 245508.6849 | 257302.0801 | 998459.2349 |  | 160504.751 | 260865.2685 | 87086.0375 | 229837.9178 | 453341.7602 | 1191635.735 |  | 160504.751 | 260865.2685 | 87086.0375 | 229837.9178 | 453341.7602 | 1191635.735 |  | 147027.2528 | 204314.0565 | 170946.6662 | 203719.9726 | 722896.3203 | 1448904.2684 |  | 147027.2528 | 204314.0565 | 170946.6662 | 203719.9726 | 722896.3203 | 1448904.2684
|  |  | 53 | 53 | C3 | 27 | 13 | 12 | 1 | 0 | 53 | 27 | 13 | 12 | 1 | 0 | 53 | 0 | 0 | 0 | 0 | 0 | 0 | 16 | 24 | 0 | 13 | 0 | 53 | 0 | 0 | 0 | 0 | 0 | 0 | 14 | 17 | 9 | 12 | 1 | 53 |  |  | C3 | 0.017421 | 0.025938 | 0.04586 | 0.074271 | 0.17421 | C3 | 105496.905 | 105496.905 | 105496.905 | 105496.905 | 105496.905 | C3 | 1837.8407 | 2736.349 | 4838.1132 | 7835.3836 | 18378.72 | C3 | 49621.6978 | 35572.5366 | 58057.3583 | 7835.3836 | 0 | 151086.9763 |  | 49621.6978 | 35572.5366 | 58057.3583 | 7835.3836 | 0 | 151086.9763 |  | 29405.4506 | 65672.3753 | 0 | 101859.9863 | 0 | 196937.8122 |  | 29405.4506 | 65672.3753 | 0 | 101859.9863 | 0 | 196937.8122 |  | 25729.7692 | 46517.9325 | 43543.0187 | 94024.6027 | 18378.72 | 228194.0432 |  | 25729.7692 | 46517.9325 | 43543.0187 | 94024.6027 | 18378.72 | 228194.0432
|  |  | 44 | 44 | C4 | 2 | 34 | 8 | 0 | 0 | 44 | 2 | 34 | 8 | 0 | 0 | 44 | 0 | 0 | 0 | 0 | 0 | 0 | 2 | 3 | 38 | 1 | 0 | 44 | 0 | 0 | 0 | 0 | 0 | 0 | 2 | 1 | 30 | 11 | 0 | 44 |  |  | C4 | 0.017421 | 0.025938 | 0.04586 | 0.074271 | 0.17421 | C4 | 175828.175 | 175828.175 | 175828.175 | 175828.175 | 175828.175 | C4 | 3063.0678 | 4560.5816 | 8063.522 | 13058.9726 | 30631.2 | C4 | 6126.1355 | 155059.775 | 64508.1759 | 0 | 0 | 225694.0864 |  | 6126.1355 | 155059.775 | 64508.1759 | 0 | 0 | 225694.0864 |  | 6126.1355 | 13681.7449 | 306413.8356 | 13058.9726 | 0 | 339280.6886 |  | 6126.1355 | 13681.7449 | 306413.8356 | 13058.9726 | 0 | 339280.6886 |  | 6126.1355 | 4560.5816 | 241905.6597 | 143648.6986 | 0 | 396241.0755 |  | 6126.1355 | 4560.5816 | 241905.6597 | 143648.6986 | 0 | 396241.0755
|  |  | 649 | 649 |  | 376 | 159 | 45 | 48 | 21 |  | 376 | 159 | 45 | 48 | 21 |  | 0 | 0 | 0 | 0 | 0 |  | 281 | 206 | 66 | 58 | 37 |  | 0 | 0 | 0 | 0 | 0 |  | 254 | 173 | 99 | 63 | 60 | [22 empty] | 422458.3064 | 390020.94 | 202233.1315 | 253344.0685 | 257302.0801 | 1525358.5264 |  | 422458.3064 | 390020.94 | 202233.1315 | 253344.0685 | 257302.0801 | 1525358.5264 |  | 309247.3217 | 386190.0514 | 395757.6592 | 344756.8767 | 453341.7602 | 1889293.6693 |  | 309247.3217 | 386190.0514 | 395757.6592 | 344756.8767 | 453341.7602 | 1889293.6693 |  | 280086.9166 | 310301.9733 | 472199.8477 | 445049.7863 | 741275.0403 | 2248913.5642 |  | 280086.9166 | 310301.9733 | 472199.8477 | 445049.7863 | 741275.0403 | 2248913.5642
| EHV Transformer |  | 37 | 37 | C1 | 23 | 14 | 0 | 0 | 0 | 37 | 23 | 14 | 0 | 0 | 0 | 37 | 0 | 0 | 0 | 0 | 0 | 0 | 19 | 14 | 4 | 0 | 0 | 37 | 0 | 0 | 0 | 0 | 0 | 0 | 14 | 12 | 10 | 1 | 0 | 37 |  |  | C1 | 0.012939 | 0.019265 | 0.034062 | 0.055165 | 0.12939 | C1 | 118093.353 | 118093.353 | 118093.353 | 118093.353 | 118093.353 | C1 | 1528.0341 | 2275.0799 | 4022.5477 | 6514.5653 | 15280.6012 | C1 | 35144.7833 | 31851.1192 | 0 | 0 | 0 | 66995.9025 |  | 35144.7833 | 31851.1192 | 0 | 0 | 0 | 66995.9025 |  | 29032.6471 | 31851.1192 | 16090.1908 | 0 | 0 | 76973.9571 |  | 29032.6471 | 31851.1192 | 16090.1908 | 0 | 0 | 76973.9571 |  | 21392.4768 | 27300.9593 | 40225.4771 | 6514.5653 | 0 | 95433.4785 |  | 21392.4768 | 27300.9593 | 40225.4771 | 6514.5653 | 0 | 95433.4785
|  |  | 260 | 260 | C2 | 167 | 73 | 10 | 4 | 6 | 260 | 167 | 73 | 10 | 4 | 6 | 260 | 0 | 0 | 0 | 0 | 0 | 0 | 141 | 77 | 23 | 8 | 9 | 258 | 0 | 0 | 2 | 4 | -6 | 0 | 99 | 79 | 47 | 18 | 15 | 258 |  |  | C2 | 0.012939 | 0.019265 | 0.034062 | 0.055165 | 0.12939 | C2 | 168704.79 | 168704.79 | 168704.79 | 168704.79 | 168704.79 | C2 | 2182.9058 | 3250.1142 | 5746.4967 | 9306.5218 | 21829.4302 | C2 | 364545.2682 | 237258.3368 | 57464.9673 | 37226.0873 | 130976.5814 | 827471.241 |  | 364545.2682 | 237258.3368 | 57464.9673 | 37226.0873 | 130976.5814 | 827471.241 |  | 307789.7175 | 250258.7936 | 132169.4247 | 74452.1746 | 196464.8721 | 961134.9825 |  | 307789.7175 | 250258.7936 | 132169.4247 | 74452.1746 | 196464.8721 | 961134.9825 |  | 216107.674 | 256759.0221 | 270085.3462 | 167517.3928 | 327441.4534 | 1237910.8884 |  | 216107.674 | 256759.0221 | 281578.3397 | 204743.48 | 196464.8721 | 1155653.3878
|  |  | 45 | 45 | C3 | 30 | 11 | 2 | 2 | 0 | 45 | 30 | 11 | 2 | 2 | 0 | 45 | 0 | 0 | 0 | 0 | 0 | 0 | 25 | 11 | 6 | 1 | 2 | 45 | 0 | 0 | 2 | -2 | 0 | 0 | 20 | 10 | 8 | 4 | 3 | 45 |  |  | C3 | 0.012939 | 0.019265 | 0.034062 | 0.055165 | 0.12939 | C3 | 253057.185 | 253057.185 | 253057.185 | 253057.185 | 253057.185 | C3 | 3274.3587 | 4875.1713 | 8619.7451 | 13959.7827 | 32744.1453 | C3 | 98230.7609 | 53626.8844 | 17239.4902 | 27919.5655 | 0 | 197016.7009 |  | 98230.7609 | 53626.8844 | 17239.4902 | 27919.5655 | 0 | 197016.7009 |  | 81858.9674 | 53626.8844 | 51718.4706 | 13959.7827 | 65488.2907 | 266652.3957 |  | 81858.9674 | 53626.8844 | 51718.4706 | 13959.7827 | 65488.2907 | 266652.3957 |  | 65487.1739 | 48751.713 | 68957.9607 | 55839.1309 | 98232.436 | 337268.4147 |  | 65487.1739 | 48751.713 | 86197.4509 | 27919.5655 | 98232.436 | 326588.3394
|  |  | 0 | 0 | C4 | 0 | 0 | 0 | 0 | 0 | 0 | 0 | 0 | 0 | 0 | 0 | 0 | 0 | 0 | 0 | 0 | 0 | 0 | 0 | 0 | 0 | 0 | 0 | 0 | 0 | 0 | 0 | 0 | 0 | 0 | 0 | 0 | 0 | 0 | 0 | 0 |  |  | C4 | 0.012939 | 0.019265 | 0.034062 | 0.055165 | 0.12939 | C4 | 421761.975 | 421761.975 | 421761.975 | 421761.975 | 421761.975 | C4 | 5457.2645 | 8125.2855 | 14366.2418 | 23266.3046 | 54573.5756 | C4 | 0 | 0 | 0 | 0 | 0 | 0 |  | 0 | 0 | 0 | 0 | 0 | 0 |  | 0 | 0 | 0 | 0 | 0 | 0 |  | 0 | 0 | 0 | 0 | 0 | 0 |  | 0 | 0 | 0 | 0 | 0 | 0 |  | 0 | 0 | 0 | 0 | 0 | 0
|  |  | 342 | 342 |  | 220 | 98 | 12 | 6 | 6 |  | 220 | 98 | 12 | 6 | 6 |  | 0 | 0 | 0 | 0 | 0 |  | 185 | 102 | 33 | 9 | 11 |  | 0 | 0 | 4 | 2 | -6 |  | 133 | 101 | 65 | 23 | 18 | [22 empty] | 497920.8125 | 322736.3404 | 74704.4575 | 65145.6527 | 130976.5814 | 1091483.8444 |  | 497920.8125 | 322736.3404 | 74704.4575 | 65145.6527 | 130976.5814 | 1091483.8444 |  | 418681.332 | 335736.7972 | 199978.0861 | 88411.9573 | 261953.1627 | 1304761.3354 |  | 418681.332 | 335736.7972 | 199978.0861 | 88411.9573 | 261953.1627 | 1304761.3354 |  | 302987.3247 | 332811.6944 | 379268.784 | 229871.089 | 425673.8894 | 1670612.7816 |  | 302987.3247 | 332811.6944 | 408001.2677 | 239177.6108 | 294697.3081 | 1577675.2057
| EHV UG Cable (Gas) |  | 0 | 0 | C1 | 0 | 0 | 0 | 0 | 0 | 0 | 0 | 0 | 0 | 0 | 0 | 0 | 0 | 0 | 0 | 0 | 0 | 0 | 0 | 0 | 0 | 0 | 0 | 0 | 0 | 0 | 0 | 0 | 0 | 0 | 0 | 0 | 0 | 0 | 0 | 0 |  |  | C1 | 1.2835 | 1.9111 | 3.3789 | 5.4722 | 12.8357 | C1 | 240.121 | 240.121 | 240.121 | 240.121 | 240.121 | C1 | 308.2064 | 458.8865 | 811.353 | 1313.9961 | 3082.1168 | C1 | 0 | 0 | 0 | 0 | 0 | 0 |  | 0 | 0 | 0 | 0 | 0 | 0 |  | 0 | 0 | 0 | 0 | 0 | 0 |  | 0 | 0 | 0 | 0 | 0 | 0 |  | 0 | 0 | 0 | 0 | 0 | 0 |  | 0 | 0 | 0 | 0 | 0 | 0
|  |  | 59.6219 | 59.6219 | C2 | 1.803 | 1.31 | 54.4619 | 0 | 2.047 | 59.6219 | 1.803 | 1.31 | 54.4619 | 0 | 2.047 | 59.6219 | 0 | 0 | 0 | 0 | 0 | 0 | 1.803 | 0 | 55.2729 | 0.499 | 2.047 | 59.6219 | 0 | 0 | 0 | 0 | 0 | 0 | 1.803 | 0 | 35.9009 | 19.372 | 2.546 | 59.6219 |  |  | C2 | 1.2835 | 1.9111 | 3.3789 | 5.4722 | 12.8357 | C2 | 343.03 | 343.03 | 343.03 | 343.03 | 343.03 | C2 | 440.2949 | 655.5522 | 1159.0757 | 1877.1373 | 4403.0239 | C2 | 793.8517 | 858.7734 | 63125.4663 | 0 | 9012.99 | 73791.0814 |  | 793.8517 | 858.7734 | 63125.4663 | 0 | 9012.99 | 73791.0814 |  | 793.8517 | 0 | 64065.4768 | 936.6915 | 9012.99 | 74809.01 |  | 793.8517 | 0 | 64065.4768 | 936.6915 | 9012.99 | 74809.01 |  | 793.8517 | 0 | 41611.8618 | 36363.9044 | 11210.099 | 89979.7168 |  | 793.8517 | 0 | 41611.8618 | 36363.9044 | 11210.099 | 89979.7168
|  |  | 0 | 0 | C3 | 0 | 0 | 0 | 0 | 0 | 0 | 0 | 0 | 0 | 0 | 0 | 0 | 0 | 0 | 0 | 0 | 0 | 0 | 0 | 0 | 0 | 0 | 0 | 0 | 0 | 0 | 0 | 0 | 0 | 0 | 0 | 0 | 0 | 0 | 0 | 0 |  |  | C3 | 1.2835 | 1.9111 | 3.3789 | 5.4722 | 12.8357 | C3 | 514.545 | 514.545 | 514.545 | 514.545 | 514.545 | C3 | 660.4423 | 983.3283 | 1738.6136 | 2815.706 | 6604.5359 | C3 | 0 | 0 | 0 | 0 | 0 | 0 |  | 0 | 0 | 0 | 0 | 0 | 0 |  | 0 | 0 | 0 | 0 | 0 | 0 |  | 0 | 0 | 0 | 0 | 0 | 0 |  | 0 | 0 | 0 | 0 | 0 | 0 |  | 0 | 0 | 0 | 0 | 0 | 0
|  |  | 0 | 0 | C4 | 0 | 0 | 0 | 0 | 0 | 0 | 0 | 0 | 0 | 0 | 0 | 0 | 0 | 0 | 0 | 0 | 0 | 0 | 0 | 0 | 0 | 0 | 0 | 0 | 0 | 0 | 0 | 0 | 0 | 0 | 0 | 0 | 0 | 0 | 0 | 0 |  |  | C4 | 1.2835 | 1.9111 | 3.3789 | 5.4722 | 12.8357 | C4 | 857.575 | 857.575 | 857.575 | 857.575 | 857.575 | C4 | 1100.7372 | 1638.8805 | 2897.6893 | 4692.8433 | 11007.5599 | C4 | 0 | 0 | 0 | 0 | 0 | 0 |  | 0 | 0 | 0 | 0 | 0 | 0 |  | 0 | 0 | 0 | 0 | 0 | 0 |  | 0 | 0 | 0 | 0 | 0 | 0 |  | 0 | 0 | 0 | 0 | 0 | 0 |  | 0 | 0 | 0 | 0 | 0 | 0
|  |  | 59.6219 | 59.6219 |  | 1.803 | 1.31 | 54.4619 | 0 | 2.047 |  | 1.803 | 1.31 | 54.4619 | 0 | 2.047 |  | 0 | 0 | 0 | 0 | 0 |  | 1.803 | 0 | 55.2729 | 0.499 | 2.047 |  | 0 | 0 | 0 | 0 | 0 |  | 1.803 | 0 | 35.9009 | 19.372 | 2.546 | [22 empty] | 793.8517 | 858.7734 | 63125.4663 | 0 | 9012.99 | 73791.0814 |  | 793.8517 | 858.7734 | 63125.4663 | 0 | 9012.99 | 73791.0814 |  | 793.8517 | 0 | 64065.4768 | 936.6915 | 9012.99 | 74809.01 |  | 793.8517 | 0 | 64065.4768 | 936.6915 | 9012.99 | 74809.01 |  | 793.8517 | 0 | 41611.8618 | 36363.9044 | 11210.099 | 89979.7168 |  | 793.8517 | 0 | 41611.8618 | 36363.9044 | 11210.099 | 89979.7168
| EHV UG Cable (Oil) |  | 172.8329 | 172.8329 | C1 | 37.6269 | 7.731 | 82.293 | 32.851 | 12.331 | 172.8329 | 37.6269 | 7.731 | 82.293 | 32.851 | 12.331 | 172.8329 | 0 | 0 | 0 | 0 | 0 | 0 | 15.084 | 28.703 | 82.928 | 30.781 | 15.044 | 172.54 | 0 | 0 | 0 | 0 | 0 | 0 | 10.143 | 28.359 | 86.312 | 2.221 | 45.605 | 172.64 |  |  | C1 | 0.59691 | 0.88874 | 1.5714 | 2.5449 | 5.9692 | C1 | 5806.997 | 5806.997 | 5806.997 | 5806.997 | 5806.997 | C1 | 3466.2746 | 5160.9136 | 9124.9633 | 14777.9899 | 34663.3366 | C1 | 130425.2713 | 39899.0228 | 750920.6079 | 485471.745 | 427433.6039 | 1834150.2509 |  | 130425.2713 | 39899.0228 | 750920.6079 | 485471.745 | 427433.6039 | 1834150.2509 |  | 52285.2853 | 148133.7022 | 756714.9596 | 454881.306 | 521475.2362 | 1933490.4893 |  | 52285.2853 | 148133.7022 | 756714.9596 | 454881.306 | 521475.2362 | 1933490.4893 |  | 35158.4228 | 146358.3479 | 787593.8355 | 32821.9155 | 1580821.4667 | 2582753.9885 |  | 35158.4228 | 146358.3479 | 787593.8355 | 32821.9155 | 1580821.4667 | 2582753.9885
|  |  | 111.992 | 111.992 | C2 | 5.971 | 3.213 | 56.176 | 36.288 | 10.344 | 111.992 | 5.971 | 3.213 | 56.176 | 36.288 | 10.344 | 111.992 | 0 | 0 | 0 | 0 | 0 | 0 | 3.77 | 5.414 | 55.888 | 34.907 | 12.013 | 111.992 | 0 | 0 | 0 | 0 | 0 | 0 | 3.34 | 3.134 | 54.01 | 4.776 | 46.732 | 111.992 |  |  | C2 | 0.59691 | 0.88874 | 1.5714 | 2.5449 | 5.9692 | C2 | 8295.71 | 8295.71 | 8295.71 | 8295.71 | 8295.71 | C2 | 4951.8208 | 7372.7337 | 13035.6619 | 21111.4141 | 49519.0523 | C2 | 29567.3219 | 23688.5933 | 732291.3434 | 766090.9946 | 512225.0772 | 2063863.3304 |  | 29567.3219 | 23688.5933 | 732291.3434 | 766090.9946 | 512225.0772 | 2063863.3304 |  | 18668.3644 | 39915.9801 | 728537.0728 | 736936.1317 | 594872.3755 | 2118929.9245 |  | 18668.3644 | 39915.9801 | 728537.0728 | 736936.1317 | 594872.3755 | 2118929.9245 |  | 16539.0814 | 23106.1473 | 704056.0997 | 100828.1137 | 2314124.353 | 3158653.7952 |  | 16539.0814 | 23106.1473 | 704056.0997 | 100828.1137 | 2314124.353 | 3158653.7952
|  |  | 187.797 | 187.797 | C3 | 16.782 | 7.397 | 97.437 | 55.645 | 10.536 | 187.797 | 16.782 | 7.397 | 97.437 | 55.645 | 10.536 | 187.797 | 0 | 0 | 0 | 0 | 0 | 0 | 16.153 | 3.718 | 95.835 | 46.41 | 25.881 | 187.997 | 0 | 0 | 0 | 0 | 0 | 0 | 12.051 | 6.867 | 89.152 | 10.447 | 69.58 | 188.097 |  |  | C3 | 0.59691 | 0.88874 | 1.5714 | 2.5449 | 5.9692 | C3 | 12443.565 | 12443.565 | 12443.565 | 12443.565 | 12443.565 | C3 | 7427.7312 | 11059.1005 | 19553.4929 | 31667.1211 | 74278.5785 | C3 | 124652.1847 | 81804.1665 | 1905233.6842 | 1762116.9557 | 782599.1029 | 4656406.0939 |  | 124652.1847 | 81804.1665 | 1905233.6842 | 1762116.9557 | 782599.1029 | 4656406.0939 |  | 119980.1418 | 41117.7357 | 1873908.9886 | 1469671.092 | 1922403.8896 | 5427081.8478 |  | 119980.1418 | 41117.7357 | 1873908.9886 | 1469671.092 | 1922403.8896 | 5427081.8478 |  | 89511.5885 | 75942.8432 | 1743232.9958 | 330826.4145 | 5168303.4906 | 7407817.3327 |  | 89511.5885 | 75942.8432 | 1743232.9958 | 330826.4145 | 5168303.4906 | 7407817.3327
|  |  | 0 | 0 | C4 | 0 | 0 | 0 | 0 | 0 | 0 | 0 | 0 | 0 | 0 | 0 | 0 | 0 | 0 | 0 | 0 | 0 | 0 | 0 | 0 | 0 | 0 | 0 | 0 | 0 | 0 | 0 | 0 | 0 | 0 | 0 | 0 | 0 | 0 | 0 | 0 |  |  | C4 | 0.59691 | 0.88874 | 1.5714 | 2.5449 | 5.9692 | C4 | 20739.275 | 20739.275 | 20739.275 | 20739.275 | 20739.275 | C4 | 12379.552 | 18431.8342 | 32589.1548 | 52778.5352 | 123797.6308 | C4 | 0 | 0 | 0 | 0 | 0 | 0 |  | 0 | 0 | 0 | 0 | 0 | 0 |  | 0 | 0 | 0 | 0 | 0 | 0 |  | 0 | 0 | 0 | 0 | 0 | 0 |  | 0 | 0 | 0 | 0 | 0 | 0 |  | 0 | 0 | 0 | 0 | 0 | 0
|  |  | 472.6219 | 472.6219 |  | 60.3799 | 18.341 | 235.906 | 124.784 | 33.211 |  | 60.3799 | 18.341 | 235.906 | 124.784 | 33.211 |  | 0 | 0 | 0 | 0 | 0 |  | 35.007 | 37.835 | 234.651 | 112.098 | 52.938 |  | 0 | 0 | 0 | 0 | 0 |  | 25.534 | 38.36 | 229.474 | 17.444 | 161.917 | [22 empty] | 284644.7779 | 145391.7826 | 3388445.6355 | 3013679.6953 | 1722257.784 | 8554419.6752 |  | 284644.7779 | 145391.7826 | 3388445.6355 | 3013679.6953 | 1722257.784 | 8554419.6752 |  | 190933.7915 | 229167.418 | 3359161.021 | 2661488.5297 | 3038751.5013 | 9479502.2615 |  | 190933.7915 | 229167.418 | 3359161.021 | 2661488.5297 | 3038751.5013 | 9479502.2615 |  | 141209.0927 | 245407.3385 | 3234882.931 | 464476.4437 | 9063249.3104 | 13149225.1163 |  | 141209.0927 | 245407.3385 | 3234882.931 | 464476.4437 | 9063249.3104 | 13149225.1163
| EHV UG Cable (Non Pressurised) |  | 93.9372 | 93.9372 | C1 | 13.2678 | 36.7074 | 0 | 0 | 43.962 | 93.9372 | 13.2678 | 36.7074 | 0 | 0 | 43.962 | 93.9372 | 0 | 0 | 0 | 0 | 0 | 0 | 13.2678 | 0 | 36.7074 | 0 | 43.962 | 93.9372 | 0 | 0 | 0 | 0 | 0 | 0 | 12.9388 | 0.329 | 36.7074 | 0 | 43.962 | 93.9372 |  |  | C1 | 0.018753 | 0.027922 | 0.049368 | 0.079952 | 0.18754 | C1 | 27468.791 | 27468.791 | 27468.791 | 27468.791 | 27468.791 | C1 | 515.1304 | 766.9743 | 1356.0801 | 2196.1883 | 5151.3917 | C1 | 6834.6469 | 28153.6313 | 0 | 0 | 226465.4812 | 261453.7593 |  | 6834.6469 | 28153.6313 | 0 | 0 | 226465.4812 | 261453.7593 |  | 6834.6469 | 0 | 49778.1739 | 0 | 226465.4812 | 283078.3019 |  | 6834.6469 | 0 | 49778.1739 | 0 | 226465.4812 | 283078.3019 |  | 6665.169 | 252.3345 | 49778.1739 | 0 | 226465.4812 | 283161.1586 |  | 6665.169 | 252.3345 | 49778.1739 | 0 | 226465.4812 | 283161.1586
|  |  | 188.4789 | 188.4789 | C2 | 121.4473 | 53.149 | 2.975 | 0 | 10.9076 | 188.4789 | 121.4473 | 53.149 | 2.975 | 0 | 10.9076 | 188.4789 | 0 | 0 | 0 | 0 | 0 | 0 | 121.4473 | 0.22 | 55.685 | 0.219 | 10.9076 | 188.4789 | 0 | 0 | 0 | 0 | 0 | 0 | 121.022 | 0.6453 | 53.732 | 1.953 | 11.1266 | 188.4789 |  |  | C2 | 0.018753 | 0.027922 | 0.049368 | 0.079952 | 0.18754 | C2 | 39241.13 | 39241.13 | 39241.13 | 39241.13 | 39241.13 | C2 | 735.9005 | 1095.6775 | 1937.2573 | 3137.4118 | 7359.131 | C2 | 89373.1347 | 58234.1648 | 5763.3403 | 0 | 80270.457 | 233641.0968 |  | 89373.1347 | 58234.1648 | 5763.3403 | 0 | 80270.457 | 233641.0968 |  | 89373.1347 | 241.0491 | 107876.1702 | 687.0932 | 80270.457 | 278447.9041 |  | 89373.1347 | 241.0491 | 107876.1702 | 687.0932 | 80270.457 | 278447.9041 |  | 89060.1561 | 707.0407 | 104092.7068 | 6127.3653 | 81882.1067 | 281869.3757 |  | 89060.1561 | 707.0407 | 104092.7068 | 6127.3653 | 81882.1067 | 281869.3757
|  |  | 156.4422 | 156.4422 | C3 | 94.8763 | 37.3444 | 2.84 | 0 | 21.3815 | 156.4422 | 94.8763 | 37.3444 | 2.84 | 0 | 21.3815 | 156.4422 | 0 | 0 | 0 | 0 | 0 | 0 | 94.8763 | 0 | 37.3444 | 2.84 | 21.3815 | 156.4422 | 0 | 0 | 0 | 0 | 0 | 0 | 94.8763 | 0 | 37.3444 | 0 | 24.2215 | 156.4422 |  |  | C3 | 0.018753 | 0.027922 | 0.049368 | 0.079952 | 0.18754 | C3 | 58861.695 | 58861.695 | 58861.695 | 58861.695 | 58861.695 | C3 | 1103.8508 | 1643.5163 | 2905.8859 | 4706.1178 | 11038.6965 | C3 | 104729.3185 | 61376.1297 | 8252.7159 | 0 | 236023.8884 | 410382.0526 |  | 104729.3185 | 61376.1297 | 8252.7159 | 0 | 236023.8884 | 410382.0526 |  | 104729.3185 | 0 | 108518.5647 | 13365.3745 | 236023.8884 | 462637.1461 |  | 104729.3185 | 0 | 108518.5647 | 13365.3745 | 236023.8884 | 462637.1461 |  | 104729.3185 | 0 | 108518.5647 | 0 | 267373.7864 | 480621.6696 |  | 104729.3185 | 0 | 108518.5647 | 0 | 267373.7864 | 480621.6696
|  |  | 1.396 | 1.396 | C4 | 1.305 | 0.091 | 0 | 0 | 0 | 1.396 | 1.305 | 0.091 | 0 | 0 | 0 | 1.396 | 0 | 0 | 0 | 0 | 0 | 0 | 1.305 | 0 | 0.091 | 0 | 0 | 1.396 | 0 | 0 | 0 | 0 | 0 | 0 | 1.305 | 0 | 0.091 | 0 | 0 | 1.396 |  |  | C4 | 0.018753 | 0.027922 | 0.049368 | 0.079952 | 0.18754 | C4 | 98102.825 | 98102.825 | 98102.825 | 98102.825 | 98102.825 | C4 | 1839.7514 | 2739.1938 | 4843.1431 | 7843.5296 | 18397.8274 | C4 | 2400.8755 | 249.2666 | 0 | 0 | 0 | 2650.1422 |  | 2400.8755 | 249.2666 | 0 | 0 | 0 | 2650.1422 |  | 2400.8755 | 0 | 440.726 | 0 | 0 | 2841.6016 |  | 2400.8755 | 0 | 440.726 | 0 | 0 | 2841.6016 |  | 2400.8755 | 0 | 440.726 | 0 | 0 | 2841.6016 |  | 2400.8755 | 0 | 440.726 | 0 | 0 | 2841.6016
|  |  | 440.2543 | 440.2543 |  | 230.8964 | 127.2918 | 5.815 | 0 | 76.2511 |  | 230.8964 | 127.2918 | 5.815 | 0 | 76.2511 |  | 0 | 0 | 0 | 0 | 0 |  | 230.8964 | 0.22 | 129.8278 | 3.059 | 76.2511 |  | 0 | 0 | 0 | 0 | 0 |  | 230.1421 | 0.9743 | 127.8748 | 1.953 | 79.3101 | [22 empty] | 203337.9756 | 148013.1924 | 14016.0562 | 0 | 542759.8266 | 908127.0509 |  | 203337.9756 | 148013.1924 | 14016.0562 | 0 | 542759.8266 | 908127.0509 |  | 203337.9756 | 241.0491 | 266613.6348 | 14052.4677 | 542759.8266 | 1027004.9538 |  | 203337.9756 | 241.0491 | 266613.6348 | 14052.4677 | 542759.8266 | 1027004.9538 |  | 202855.5192 | 959.3752 | 262830.1714 | 6127.3653 | 575721.3742 | 1048493.8055 |  | 202855.5192 | 959.3752 | 262830.1714 | 6127.3653 | 575721.3742 | 1048493.8055
| EHV OHL Support - Towers |  | 0 | 0 | C1 | 0 | 0 | 0 | 0 | 0 | 0 | 0 | 0 | 0 | 0 | 0 | 0 | 0 | 0 | 0 | 0 | 0 | 0 | 0 | 0 | 58 | 0 | 9 | 67 | 0 | 0 | 0 | 0 | 0 | 0 | 0 | 0 | 0 | 0 | 0 | 0 |  |  | C1 | 0.015533 | 0.023127 | 0.04089 | 0.066222 | 0.15533 | C1 | 9161.593 | 9161.593 | 9161.593 | 9161.593 | 9161.593 | C1 | 142.3047 | 211.8765 | 374.6169 | 606.6967 | 1423.0712 | C1 | 0 | 0 | 0 | 0 | 0 | 0 |  | 0 | 0 | 0 | 0 | 0 | 0 |  | 0 | 0 | 21727.7816 | 0 | 12807.6408 | 34535.4225 |  | 0 | 0 | 21727.7816 | 0 | 12807.6408 | 34535.4225 |  | 0 | 0 | 0 | 0 | 0 | 0 |  | 0 | 0 | 0 | 0 | 0 | 0
|  |  | 1218 | 1218 | C2 | 120 | 295 | 663 | 1 | 139 | 1218 | 120 | 295 | 663 | 1 | 139 | 1218 | 0 | 556 | -552 | -4 | 0 | 0 | 0 | 1 | 77 | 0 | 9 | 87 | 0 | 632 | -625 | -7 | 0 | 0 | 21 | 252 | 799 | 7 | 139 | 1218 |  |  | C2 | 0.015533 | 0.023127 | 0.04089 | 0.066222 | 0.15533 | C2 | 13087.99 | 13087.99 | 13087.99 | 13087.99 | 13087.99 | C2 | 203.2924 | 302.6808 | 535.167 | 866.7096 | 2032.9589 | C2 | 24395.0903 | 89290.8234 | 354815.7442 | 866.7096 | 282581.2819 | 751949.6494 |  | 24395.0903 | 89290.8234 | 354815.7442 | 866.7096 | 282581.2819 | 751949.6494 |  | 0 | 302.6808 | 41207.8617 | 0 | 18296.6298 | 59807.1722 |  | 0 | 168593.1818 | -254204.3416 | -3466.8383 | 18296.6298 | -70781.3683 |  | 4269.1408 | 76275.5508 | 427598.4609 | 6066.967 | 282581.2819 | 796791.4014 |  | 4269.1408 | 267569.7895 | 93119.0641 | 0 | 282581.2819 | 647539.2762
|  |  | 204 | 204 | C3 | 19 | 20 | 165 | 0 | 0 | 204 | 19 | 20 | 165 | 0 | 0 | 204 | 0 | 73 | -73 | 0 | 0 | 0 | 8 | 0 | 16 | 0 | 0 | 24 | 0 | 127 | -125 | -2 | 0 | 0 | 8 | 25 | 169 | 2 | 0 | 204 |  |  | C3 | 0.015533 | 0.023127 | 0.04089 | 0.066222 | 0.15533 | C3 | 19631.985 | 19631.985 | 19631.985 | 19631.985 | 19631.985 | C3 | 304.9386 | 454.0211 | 802.7506 | 1300.0643 | 3049.4383 | C3 | 5793.834 | 9080.4227 | 132453.8412 | 0 | 0 | 147328.0978 |  | 5793.834 | 9080.4227 | 132453.8412 | 0 | 0 | 147328.0978 |  | 2439.509 | 0 | 12844.0088 | 0 | 0 | 15283.5179 |  | 2439.509 | 33143.5429 | -45756.7815 | 0 | 0 | -10173.7295 |  | 2439.509 | 11350.5284 | 135664.8434 | 2600.1287 | 0 | 152055.0095 |  | 2439.509 | 69011.2127 | 35321.0243 | 0 | 0 | 106771.746
|  |  | 8 | 8 | C4 | 0 | 0 | 8 | 0 | 0 | 8 | 0 | 0 | 8 | 0 | 0 | 8 | 0 | 0 | 0 | 0 | 0 | 0 | 0 | 0 | 0 | 0 | 0 | 0 | 0 | 0 | 0 | 0 | 0 | 0 | 0 | 0 | 8 | 0 | 0 | 8 |  |  | C4 | 0.015533 | 0.023127 | 0.04089 | 0.066222 | 0.15533 | C4 | 32719.975 | 32719.975 | 32719.975 | 32719.975 | 32719.975 | C4 | 508.231 | 756.7019 | 1337.9176 | 2166.7739 | 5082.3972 | C4 | 0 | 0 | 10703.3407 | 0 | 0 | 10703.3407 |  | 0 | 0 | 10703.3407 | 0 | 0 | 10703.3407 |  | 0 | 0 | 0 | 0 | 0 | 0 |  | 0 | 0 | 0 | 0 | 0 | 0 |  | 0 | 0 | 10703.3407 | 0 | 0 | 10703.3407 |  | 0 | 0 | 10703.3407 | 0 | 0 | 10703.3407
|  |  | 1430 | 1430 |  | 139 | 315 | 836 | 1 | 139 |  | 139 | 315 | 836 | 1 | 139 |  | 0 | 629 | -625 | -4 | 0 |  | 8 | 1 | 151 | 0 | 18 |  | 0 | 759 | -750 | -9 | 0 |  | 29 | 277 | 976 | 9 | 139 | [22 empty] | 30188.9243 | 98371.2461 | 497972.926 | 866.7096 | 282581.2819 | 909981.0879 |  | 30188.9243 | 98371.2461 | 497972.926 | 866.7096 | 282581.2819 | 909981.0879 |  | 2439.509 | 302.6808 | 75779.6522 | 0 | 31104.2706 | 109626.1125 |  | 2439.509 | 201736.7247 | -278233.3415 | -3466.8383 | 31104.2706 | -46419.6754 |  | 6708.6498 | 87626.0792 | 573966.645 | 8667.0957 | 282581.2819 | 959549.7516 |  | 6708.6498 | 336581.0021 | 139143.4291 | 0 | 282581.2819 | 765014.3629 | -194535.3887
| EHV OHL Support - Poles |  | 3662 | 3662 | C1 | 1980 | 1087 | 348 | 87 | 160 | 3662 | 1980 | 1087 | 348 | 87 | 160 | 3662 | 0 | 0 | 0 | 0 | 0 | 0 | 1520 | 1383 | 488 | 107 | 164 | 3662 | 0 | 73 | 0 | -73 | 0 | 0 | 1324 | 1123 | 514 | 509 | 192 | 3662 |  |  | C1 | 0.0081226 | 0.012094 | 0.021383 | 0.03463 | 0.081228 | C1 | 2394.8102 | 2394.8102 | 2394.8102 | 2394.8102 | 2394.8102 | C1 | 19.4522 | 28.9622 | 51.2078 | 82.9316 | 194.5249 | C1 | 38515.2636 | 31481.8943 | 17820.3036 | 7215.05 | 31123.9761 | 126156.4875 |  | 38515.2636 | 31481.8943 | 17820.3036 | 7215.05 | 31123.9761 | 126156.4875 |  | 29567.2731 | 40054.7008 | 24989.3912 | 8873.6821 | 31902.0755 | 135387.1227 |  | 29567.2731 | 40054.7008 | 24989.3912 | 8873.6821 | 31902.0755 | 135387.1227 |  | 25754.651 | 32524.5329 | 26320.7932 | 42212.1888 | 37348.7713 | 164160.9373 |  | 25754.651 | 34638.7723 | 26320.7932 | 36158.1814 | 37348.7713 | 160221.1693
|  |  | 5764 | 5764 | C2 | 2146 | 1107 | 1793 | 547 | 171 | 5764 | 2146 | 1107 | 1793 | 547 | 171 | 5764 | 0 | 325 | 0 | -325 | 0 | 0 | 1920 | 1298 | 1801 | 515 | 230 | 5764 | 0 | 468 | 0 | -468 | 0 | 0 | 1802 | 496 | 931 | 2270 | 265 | 5764 |  |  | C2 | 0.0081226 | 0.012094 | 0.021383 | 0.03463 | 0.081228 | C2 | 3421.1574 | 3421.1574 | 3421.1574 | 3421.1574 | 3421.1574 | C2 | 27.7888 | 41.3745 | 73.154 | 118.4737 | 277.8926 | C2 | 59634.7444 | 45801.6256 | 131165.0422 | 64805.1285 | 47519.6421 | 348926.1829 |  | 59634.7444 | 45801.6256 | 131165.0422 | 64805.1285 | 47519.6421 | 348926.1829 |  | 53354.4777 | 53704.1645 | 131750.2739 | 61013.9693 | 63915.3081 | 363738.1934 |  | 53354.4777 | 67150.8929 | 131750.2739 | 22510.0081 | 63915.3081 | 338680.9606 |  | 50075.4005 | 20521.7763 | 68106.3326 | 268935.3598 | 73641.5506 | 481280.4196 |  | 50075.4005 | 39885.0651 | 68106.3326 | 213489.6556 | 73641.5506 | 445198.0044
|  |  | 226 | 226 | C3 | 145 | 51 | 22 | 3 | 5 | 226 | 145 | 51 | 22 | 3 | 5 | 226 | 0 | 0 | 0 | 0 | 0 | 0 | 137 | 40 | 41 | 3 | 5 | 226 | 0 | 3 | 0 | -3 | 0 | 0 | 121 | 46 | 11 | 43 | 5 | 226 |  |  | C3 | 0.0081226 | 0.012094 | 0.021383 | 0.03463 | 0.081228 | C3 | 5131.7361 | 5131.7361 | 5131.7361 | 5131.7361 | 5131.7361 | C3 | 41.6832 | 62.0618 | 109.7309 | 177.7106 | 416.839 | C3 | 6044.0619 | 3165.153 | 2414.0805 | 533.1318 | 2084.1948 | 14240.6221 |  | 6044.0619 | 3165.153 | 2414.0805 | 533.1318 | 2084.1948 | 14240.6221 |  | 5710.5964 | 2482.4729 | 4498.9683 | 533.1318 | 2084.1948 | 15309.3642 |  | 5710.5964 | 2482.4729 | 4498.9683 | 533.1318 | 2084.1948 | 15309.3642 |  | 5043.6655 | 2854.8439 | 1207.0403 | 7641.5554 | 2084.1948 | 18831.2998 |  | 5043.6655 | 3041.0293 | 1207.0403 | 7108.4236 | 2084.1948 | 18484.3535
|  |  | 777 | 777 | C4 | 354 | 146 | 187 | 30 | 60 | 777 | 354 | 146 | 187 | 30 | 60 | 777 | 0 | 0 | 0 | 0 | 0 | 0 | 325 | 169 | 180 | 39 | 64 | 777 | 0 | 26 | 0 | -26 | 0 | 0 | 309 | 112 | 73 | 208 | 75 | 777 |  |  | C4 | 0.0081226 | 0.012094 | 0.021383 | 0.03463 | 0.081228 | C4 | 8552.8935 | 8552.8935 | 8552.8935 | 8552.8935 | 8552.8935 | C4 | 69.472 | 103.4364 | 182.8849 | 296.1843 | 694.7316 | C4 | 24593.0796 | 15101.7103 | 34199.4742 | 8885.5295 | 41683.8966 | 124463.6902 |  | 24593.0796 | 15101.7103 | 34199.4742 | 8885.5295 | 41683.8966 | 124463.6902 |  | 22578.3923 | 17480.7469 | 32919.28 | 11551.1884 | 44462.823 | 128992.4305 |  | 22578.3923 | 17480.7469 | 32919.28 | 11551.1884 | 44462.823 | 128992.4305 |  | 21466.8407 | 11584.8737 | 13350.5969 | 61606.3379 | 52104.8707 | 160113.5198 |  | 21466.8407 | 14274.2194 | 13350.5969 | 53905.5457 | 52104.8707 | 155102.0733
|  |  | 10429 | 10429 |  | 4625 | 2391 | 2350 | 667 | 396 |  | 4625 | 2391 | 2350 | 667 | 396 |  | 0 | 325 | 0 | -325 | 0 |  | 3902 | 2890 | 2510 | 664 | 463 |  | 0 | 570 | 0 | -570 | 0 |  | 3556 | 1777 | 1529 | 3030 | 537 | [22 empty] | 128787.1495 | 95550.3832 | 185598.9005 | 81438.8398 | 122411.7095 | 613786.9826 |  | 128787.1495 | 95550.3832 | 185598.9005 | 81438.8398 | 122411.7095 | 613786.9826 |  | 111210.7395 | 113722.0851 | 194157.9133 | 81971.9715 | 142364.4014 | 643427.1109 |  | 111210.7395 | 127168.8135 | 194157.9133 | 43468.0103 | 142364.4014 | 618369.878 |  | 102340.5576 | 67486.0267 | 108984.7629 | 380395.4419 | 165179.3874 | 824386.1765 |  | 102340.5576 | 91839.0862 | 108984.7629 | 310661.8063 | 165179.3874 | 779005.6004
| EHV OHL Fittings |  | 179 | 179 | C1 | 16 | 0 | 11 | 6 | 146 | 179 | 16 | 0 | 11 | 6 | 146 | 179 | 0 | 0 | 0 | 0 | 0 | 0 | 16 | 0 | 11 | 6 | 146 | 179 | 0 | 0 | 0 | 0 | 0 | 0 | 16 | 0 | 0 | 17 | 146 | 179 |  |  | C1 | 0.002736 | 0.0040737 | 0.0072026 | 0.011665 | 0.027361 | C1 | 1728.468 | 1728.468 | 1728.468 | 1728.468 | 1728.468 | C1 | 4.7292 | 7.0412 | 12.4495 | 20.1621 | 47.2924 | C1 | 75.6666 | 0 | 136.9447 | 120.9729 | 6904.6961 | 7238.2802 |  | 75.6666 | 0 | 136.9447 | 120.9729 | 6904.6961 | 7238.2802 |  | 75.6666 | 0 | 136.9447 | 120.9729 | 6904.6961 | 7238.2802 |  | 75.6666 | 0 | 136.9447 | 120.9729 | 6904.6961 | 7238.2802 |  | 75.6666 | 0 | 0 | 342.7564 | 6904.6961 | 7323.1191 |  | 75.6666 | 0 | 0 | 342.7564 | 6904.6961 | 7323.1191
|  |  | 2447 | 2447 | C2 | 889 | 176 | 182 | 124 | 1076 | 2447 | 889 | 176 | 182 | 124 | 1076 | 2447 | 0 | 0 | 0 | 0 | 0 | 0 | 889 | 176 | 182 | 124 | 1076 | 2447 | 0 | 0 | 0 | 0 | 0 | 0 | 829 | 60 | 176 | 250 | 1132 | 2447 |  |  | C2 | 0.002736 | 0.0040737 | 0.0072026 | 0.011665 | 0.027361 | C2 | 2469.24 | 2469.24 | 2469.24 | 2469.24 | 2469.24 | C2 | 6.7559 | 10.0589 | 17.785 | 28.8031 | 67.5606 | C2 | 6006.0373 | 1770.364 | 3236.8742 | 3571.5798 | 72695.2345 | 87280.0898 |  | 6006.0373 | 1770.364 | 3236.8742 | 3571.5798 | 72695.2345 | 87280.0898 |  | 6006.0373 | 1770.364 | 3236.8742 | 3571.5798 | 72695.2345 | 87280.0898 |  | 6006.0373 | 1770.364 | 3236.8742 | 3571.5798 | 72695.2345 | 87280.0898 |  | 5600.6805 | 603.5332 | 3130.1641 | 7200.7657 | 76478.6296 | 93013.773 |  | 5600.6805 | 603.5332 | 3130.1641 | 7200.7657 | 76478.6296 | 93013.773
|  |  | 180 | 180 | C3 | 94 | 6 | 8 | 14 | 58 | 180 | 94 | 6 | 8 | 14 | 58 | 180 | 0 | 0 | 0 | 0 | 0 | 0 | 94 | 6 | 8 | 14 | 58 | 180 | 0 | 0 | 0 | 0 | 0 | 0 | 88 | 6 | 6 | 16 | 64 | 180 |  |  | C3 | 0.002736 | 0.0040737 | 0.0072026 | 0.011665 | 0.027361 | C3 | 3703.86 | 3703.86 | 3703.86 | 3703.86 | 3703.86 | C3 | 10.1339 | 15.0883 | 26.6775 | 43.2046 | 101.3409 | C3 | 952.5886 | 90.53 | 213.4203 | 604.8643 | 5877.7745 | 7739.1777 |  | 952.5886 | 90.53 | 213.4203 | 604.8643 | 5877.7745 | 7739.1777 |  | 952.5886 | 90.53 | 213.4203 | 604.8643 | 5877.7745 | 7739.1777 |  | 952.5886 | 90.53 | 213.4203 | 604.8643 | 5877.7745 | 7739.1777 |  | 891.7851 | 90.53 | 160.0652 | 691.2735 | 6485.8202 | 8319.4739 |  | 891.7851 | 90.53 | 160.0652 | 691.2735 | 6485.8202 | 8319.4739
|  |  | 54 | 54 | C4 | 2 | 16 | 22 | 12 | 2 | 54 | 2 | 16 | 22 | 12 | 2 | 54 | 0 | 0 | 0 | 0 | 0 | 0 | 2 | 16 | 22 | 12 | 2 | 54 | 0 | 0 | 0 | 0 | 0 | 0 | 0 | 10 | 8 | 22 | 14 | 54 |  |  | C4 | 0.002736 | 0.0040737 | 0.0072026 | 0.011665 | 0.027361 | C4 | 6173.1 | 6173.1 | 6173.1 | 6173.1 | 6173.1 | C4 | 16.8899 | 25.1472 | 44.4626 | 72.0077 | 168.9016 | C4 | 33.7797 | 402.3554 | 978.1763 | 864.0919 | 337.8031 | 2616.2065 |  | 33.7797 | 402.3554 | 978.1763 | 864.0919 | 337.8031 | 2616.2065 |  | 33.7797 | 402.3554 | 978.1763 | 864.0919 | 337.8031 | 2616.2065 |  | 33.7797 | 402.3554 | 978.1763 | 864.0919 | 337.8031 | 2616.2065 |  | 0 | 251.4722 | 355.7005 | 1584.1684 | 2364.6219 | 4555.963 |  | 0 | 251.4722 | 355.7005 | 1584.1684 | 2364.6219 | 4555.963
|  |  | 2860 | 2860 |  | 1001 | 198 | 223 | 156 | 1282 |  | 1001 | 198 | 223 | 156 | 1282 |  | 0 | 0 | 0 | 0 | 0 |  | 1001 | 198 | 223 | 156 | 1282 |  | 0 | 0 | 0 | 0 | 0 |  | 933 | 76 | 190 | 305 | 1356 | [22 empty] | 7068.0723 | 2263.2494 | 4565.4154 | 5161.5088 | 85815.5082 | 104873.7541 |  | 7068.0723 | 2263.2494 | 4565.4154 | 5161.5088 | 85815.5082 | 104873.7541 |  | 7068.0723 | 2263.2494 | 4565.4154 | 5161.5088 | 85815.5082 | 104873.7541 |  | 7068.0723 | 2263.2494 | 4565.4154 | 5161.5088 | 85815.5082 | 104873.7541 |  | 6568.1321 | 945.5353 | 3645.9297 | 9818.9641 | 92233.7678 | 113212.329 |  | 6568.1321 | 945.5353 | 3645.9297 | 9818.9641 | 92233.7678 | 113212.329
| EHV OHL (Tower Line) Conductor |  | 0 | 0 | C1 | 0 | 0 | 0 | 0 | 0 | 0 | 0 | 0 | 0 | 0 | 0 | 0 | 0 | 0 | 0 | 0 | 0 | 0 | 0 | 0 | 0 | 0 | 0 | 0 | 0 | 0 | 0 | 0 | 0 | 0 | 0 | 0 | 0 | 0 | 0 | 0 |  |  | C1 | 0.00228 | 0.0033947 | 0.0060022 | 0.0097206 | 0.022801 | C1 | 18065.124 | 18065.124 | 18065.124 | 18065.124 | 18065.124 | C1 | 41.1891 | 61.3262 | 108.4303 | 175.6043 | 411.8984 | C1 | 0 | 0 | 0 | 0 | 0 | 0 |  | 0 | 0 | 0 | 0 | 0 | 0 |  | 0 | 0 | 0 | 0 | 0 | 0 |  | 0 | 0 | 0 | 0 | 0 | 0 |  | 0 | 0 | 0 | 0 | 0 | 0 |  | 0 | 0 | 0 | 0 | 0 | 0
|  |  | 506.2 | 506.2 | C2 | 104 | 344.2 | 42.4 | 15.6 | 0 | 506.2 | 104 | 344.2 | 42.4 | 15.6 | 0 | 506.2 | 0 | 0 | 0 | 0 | 0 | 0 | 77.2 | 251.8 | 155.3 | 16.8 | 5.1 | 506.2 | 0 | 0 | 0 | 0 | 0 | 0 | 51.2 | 60.9 | 324.1 | 52.7 | 17.3 | 506.2 |  |  | C2 | 0.00228 | 0.0033947 | 0.0060022 | 0.0097206 | 0.022801 | C2 | 25807.32 | 25807.32 | 25807.32 | 25807.32 | 25807.32 | C2 | 58.8416 | 87.6089 | 154.9005 | 250.8632 | 588.4262 | C2 | 6119.5285 | 30154.9849 | 6567.7808 | 3913.4665 | 0 | 46755.7607 |  | 6119.5285 | 30154.9849 | 6567.7808 | 3913.4665 | 0 | 46755.7607 |  | 4542.5731 | 22059.9221 | 24056.0461 | 4214.5024 | 3000.9738 | 57874.0175 |  | 4542.5731 | 22059.9221 | 24056.0461 | 4214.5024 | 3000.9738 | 57874.0175 |  | 3012.6909 | 5335.3823 | 50203.2488 | 13220.4928 | 10179.7739 | 81951.5886 |  | 3012.6909 | 5335.3823 | 50203.2488 | 13220.4928 | 10179.7739 | 81951.5886
|  |  | 89.2 | 89.2 | C3 | 33.5 | 50.1 | 4.5 | 1.1 | 0 | 89.2 | 33.5 | 50.1 | 4.5 | 1.1 | 0 | 89.2 | 0 | 0 | 0 | 0 | 0 | 0 | 25.7 | 28.9 | 31.5 | 2.5 | 0.6 | 89.2 | 0 | 0 | 0 | 0 | 0 | 0 | 25.1 | 10.5 | 47.3 | 3.4 | 2.8 | 89.1 |  |  | C3 | 0.00228 | 0.0033947 | 0.0060022 | 0.0097206 | 0.022801 | C3 | 38710.98 | 38710.98 | 38710.98 | 38710.98 | 38710.98 | C3 | 88.2624 | 131.4134 | 232.3507 | 376.2949 | 882.6394 | C3 | 2956.7914 | 6583.8092 | 1045.5783 | 413.9243 | 0 | 11000.1032 |  | 2956.7914 | 6583.8092 | 1045.5783 | 413.9243 | 0 | 11000.1032 |  | 2268.3445 | 3797.846 | 7319.0481 | 940.7372 | 529.5836 | 14855.5594 |  | 2268.3445 | 3797.846 | 7319.0481 | 940.7372 | 529.5836 | 14855.5594 |  | 2215.387 | 1379.8402 | 10990.1898 | 1279.4025 | 2471.3902 | 18336.2097 |  | 2215.387 | 1379.8402 | 10990.1898 | 1279.4025 | 2471.3902 | 18336.2097
|  |  | 2.3 | 2.3 | C4 | 2.3 | 0 | 0 | 0 | 0 | 2.3 | 2.3 | 0 | 0 | 0 | 0 | 2.3 | 0 | 0 | 0 | 0 | 0 | 0 | 2.3 | 0 | 0 | 0 | 0 | 2.3 | 0 | 0 | 0 | 0 | 0 | 0 | 2.3 | 0 | 0 | 0 | 0 | 2.3 |  |  | C4 | 0.00228 | 0.0033947 | 0.0060022 | 0.0097206 | 0.022801 | C4 | 64518.3 | 64518.3 | 64518.3 | 64518.3 | 64518.3 | C4 | 147.1041 | 219.0223 | 387.2512 | 627.1581 | 1471.0656 | C4 | 338.3393 | 0 | 0 | 0 | 0 | 338.3393 |  | 338.3393 | 0 | 0 | 0 | 0 | 338.3393 |  | 338.3393 | 0 | 0 | 0 | 0 | 338.3393 |  | 338.3393 | 0 | 0 | 0 | 0 | 338.3393 |  | 338.3393 | 0 | 0 | 0 | 0 | 338.3393 |  | 338.3393 | 0 | 0 | 0 | 0 | 338.3393
|  |  | 597.7 | 597.7 |  | 139.8 | 394.3 | 46.9 | 16.7 | 0 |  | 139.8 | 394.3 | 46.9 | 16.7 | 0 |  | 0 | 0 | 0 | 0 | 0 |  | 105.2 | 280.7 | 186.8 | 19.3 | 5.7 |  | 0 | 0 | 0 | 0 | 0 |  | 78.6 | 71.4 | 371.4 | 56.1 | 20.1 | [22 empty] | 9414.6592 | 36738.794 | 7613.3591 | 4327.3909 | 0 | 58094.2032 |  | 9414.6592 | 36738.794 | 7613.3591 | 4327.3909 | 0 | 58094.2032 |  | 7149.2568 | 25857.7681 | 31375.0942 | 5155.2396 | 3530.5574 | 73067.9162 |  | 7149.2568 | 25857.7681 | 31375.0942 | 5155.2396 | 3530.5574 | 73067.9162 |  | 5566.4173 | 6715.2225 | 61193.4385 | 14499.8953 | 12651.1641 | 100626.1376 |  | 5566.4173 | 6715.2225 | 61193.4385 | 14499.8953 | 12651.1641 | 100626.1376
| [Please insert new asset category as required] |  | 0 | 0 | C1 | 0 | 0 | 0 | 0 | 0 | 0 | 0 | 0 | 0 | 0 | 0 | 0 | 0 | 0 | 0 | 0 | 0 | 0 | 0 | 0 | 0 | 0 | 0 | 0 | 0 | 0 | 0 | 0 | 0 | 0 | 0 | 0 | 0 | 0 | 0 | 0 |  |  | C1 | 0 | 0 | 0 | 0 | 0 | C1 | 0 | 0 | 0 | 0 | 0 | C1 | [5 empty] | C1 | [5 empty] | 0 | [6 empty] | 0 | [6 empty] | 0 | [6 empty] | 0 | [6 empty] | 0 | [6 empty] | 0
|  |  | 0 | 0 | C2 | 0 | 0 | 0 | 0 | 0 | 0 | 0 | 0 | 0 | 0 | 0 | 0 | 0 | 0 | 0 | 0 | 0 | 0 | 0 | 0 | 0 | 0 | 0 | 0 | 0 | 0 | 0 | 0 | 0 | 0 | 0 | 0 | 0 | 0 | 0 | 0 |  |  | C2 | 0 | 0 | 0 | 0 | 0 | C2 | 0 | 0 | 0 | 0 | 0 | C2 | [5 empty] | C2 | [5 empty] | 0 | [6 empty] | 0 | [6 empty] | 0 | [6 empty] | 0 | [6 empty] | 0 | [6 empty] | 0
|  |  | 0 | 0 | C3 | 0 | 0 | 0 | 0 | 0 | 0 | 0 | 0 | 0 | 0 | 0 | 0 | 0 | 0 | 0 | 0 | 0 | 0 | 0 | 0 | 0 | 0 | 0 | 0 | 0 | 0 | 0 | 0 | 0 | 0 | 0 | 0 | 0 | 0 | 0 | 0 |  |  | C3 | 0 | 0 | 0 | 0 | 0 | C3 | 0 | 0 | 0 | 0 | 0 | C3 | [5 empty] | C3 | [5 empty] | 0 | [6 empty] | 0 | [6 empty] | 0 | [6 empty] | 0 | [6 empty] | 0 | [6 empty] | 0
|  |  | 0 | 0 | C4 | 0 | 0 | 0 | 0 | 0 | 0 | 0 | 0 | 0 | 0 | 0 | 0 | 0 | 0 | 0 | 0 | 0 | 0 | 0 | 0 | 0 | 0 | 0 | 0 | 0 | 0 | 0 | 0 | 0 | 0 | 0 | 0 | 0 | 0 | 0 | 0 |  |  | C4 | 0 | 0 | 0 | 0 | 0 | C4 | 0 | 0 | 0 | 0 | 0 | C4 | [5 empty] | C4 | [5 empty] | 0 | [6 empty] | 0 | [6 empty] | 0 | [6 empty] | 0 | [6 empty] | 0 | [6 empty] | 0
|  |  | 0 | 0 |  | 0 | 0 | 0 | 0 | 0 |  | 0 | 0 | 0 | 0 | 0 |  | 0 | 0 | 0 | 0 | 0 |  | 0 | 0 | 0 | 0 | 0 |  | 0 | 0 | 0 | 0 | 0 |  | 0 | 0 | 0 | 0 | 0 | [22 empty] | 0 | 0 | 0 | 0 | 0 | 0 |  | 0 | 0 | 0 | 0 | 0 | 0 |  | 0 | 0 | 0 | 0 | 0 | 0 |  | 0 | 0 | 0 | 0 | 0 | 0 |  | 0 | 0 | 0 | 0 | 0 | 0 |  | 0 | 0 | 0 | 0 | 0 | 0
| [Please insert new asset category as required] |  | 0 | 0 | C1 | 0 | 0 | 0 | 0 | 0 | 0 | 0 | 0 | 0 | 0 | 0 | 0 | 0 | 0 | 0 | 0 | 0 | 0 | 0 | 0 | 0 | 0 | 0 | 0 | 0 | 0 | 0 | 0 | 0 | 0 | 0 | 0 | 0 | 0 | 0 | 0 |  |  | C1 | 0 | 0 | 0 | 0 | 0 | C1 | 0 | 0 | 0 | 0 | 0 | C1 | [5 empty] | C1 | [5 empty] | 0 | [6 empty] | 0 | [6 empty] | 0 | [6 empty] | 0 | [6 empty] | 0 | [6 empty] | 0
|  |  | 0 | 0 | C2 | 0 | 0 | 0 | 0 | 0 | 0 | 0 | 0 | 0 | 0 | 0 | 0 | 0 | 0 | 0 | 0 | 0 | 0 | 0 | 0 | 0 | 0 | 0 | 0 | 0 | 0 | 0 | 0 | 0 | 0 | 0 | 0 | 0 | 0 | 0 | 0 |  |  | C2 | 0 | 0 | 0 | 0 | 0 | C2 | 0 | 0 | 0 | 0 | 0 | C2 | [5 empty] | C2 | [5 empty] | 0 | [6 empty] | 0 | [6 empty] | 0 | [6 empty] | 0 | [6 empty] | 0 | [6 empty] | 0
|  |  | 0 | 0 | C3 | 0 | 0 | 0 | 0 | 0 | 0 | 0 | 0 | 0 | 0 | 0 | 0 | 0 | 0 | 0 | 0 | 0 | 0 | 0 | 0 | 0 | 0 | 0 | 0 | 0 | 0 | 0 | 0 | 0 | 0 | 0 | 0 | 0 | 0 | 0 | 0 |  |  | C3 | 0 | 0 | 0 | 0 | 0 | C3 | 0 | 0 | 0 | 0 | 0 | C3 | [5 empty] | C3 | [5 empty] | 0 | [6 empty] | 0 | [6 empty] | 0 | [6 empty] | 0 | [6 empty] | 0 | [6 empty] | 0
|  |  | 0 | 0 | C4 | 0 | 0 | 0 | 0 | 0 | 0 | 0 | 0 | 0 | 0 | 0 | 0 | 0 | 0 | 0 | 0 | 0 | 0 | 0 | 0 | 0 | 0 | 0 | 0 | 0 | 0 | 0 | 0 | 0 | 0 | 0 | 0 | 0 | 0 | 0 | 0 |  |  | C4 | 0 | 0 | 0 | 0 | 0 | C4 | 0 | 0 | 0 | 0 | 0 | C4 | [5 empty] | C4 | [5 empty] | 0 | [6 empty] | 0 | [6 empty] | 0 | [6 empty] | 0 | [6 empty] | 0 | [6 empty] | 0
|  |  | 0 | 0 |  | 0 | 0 | 0 | 0 | 0 |  | 0 | 0 | 0 | 0 | 0 |  | 0 | 0 | 0 | 0 | 0 |  | 0 | 0 | 0 | 0 | 0 |  | 0 | 0 | 0 | 0 | 0 |  | 0 | 0 | 0 | 0 | 0 | [22 empty] | 0 | 0 | 0 | 0 | 0 | 0 |  | 0 | 0 | 0 | 0 | 0 | 0 |  | 0 | 0 | 0 | 0 | 0 | 0 |  | 0 | 0 | 0 | 0 | 0 | 0 |  | 0 | 0 | 0 | 0 | 0 | 0 |  | 0 | 0 | 0 | 0 | 0 | 0
| [Please insert new asset category as required] |  | 0 | 0 | C1 | 0 | 0 | 0 | 0 | 0 | 0 | 0 | 0 | 0 | 0 | 0 | 0 | 0 | 0 | 0 | 0 | 0 | 0 | 0 | 0 | 0 | 0 | 0 | 0 | 0 | 0 | 0 | 0 | 0 | 0 | 0 | 0 | 0 | 0 | 0 | 0 |  |  | C1 | 0 | 0 | 0 | 0 | 0 | C1 | 0 | 0 | 0 | 0 | 0 | C1 | [5 empty] | C1 | [5 empty] | 0 | [6 empty] | 0 | [6 empty] | 0 | [6 empty] | 0 | [6 empty] | 0 | [6 empty] | 0
|  |  | 0 | 0 | C2 | 0 | 0 | 0 | 0 | 0 | 0 | 0 | 0 | 0 | 0 | 0 | 0 | 0 | 0 | 0 | 0 | 0 | 0 | 0 | 0 | 0 | 0 | 0 | 0 | 0 | 0 | 0 | 0 | 0 | 0 | 0 | 0 | 0 | 0 | 0 | 0 |  |  | C2 | 0 | 0 | 0 | 0 | 0 | C2 | 0 | 0 | 0 | 0 | 0 | C2 | [5 empty] | C2 | [5 empty] | 0 | [6 empty] | 0 | [6 empty] | 0 | [6 empty] | 0 | [6 empty] | 0 | [6 empty] | 0
|  |  | 0 | 0 | C3 | 0 | 0 | 0 | 0 | 0 | 0 | 0 | 0 | 0 | 0 | 0 | 0 | 0 | 0 | 0 | 0 | 0 | 0 | 0 | 0 | 0 | 0 | 0 | 0 | 0 | 0 | 0 | 0 | 0 | 0 | 0 | 0 | 0 | 0 | 0 | 0 |  |  | C3 | 0 | 0 | 0 | 0 | 0 | C3 | 0 | 0 | 0 | 0 | 0 | C3 | [5 empty] | C3 | [5 empty] | 0 | [6 empty] | 0 | [6 empty] | 0 | [6 empty] | 0 | [6 empty] | 0 | [6 empty] | 0
|  |  | 0 | 0 | C4 | 0 | 0 | 0 | 0 | 0 | 0 | 0 | 0 | 0 | 0 | 0 | 0 | 0 | 0 | 0 | 0 | 0 | 0 | 0 | 0 | 0 | 0 | 0 | 0 | 0 | 0 | 0 | 0 | 0 | 0 | 0 | 0 | 0 | 0 | 0 | 0 |  |  | C4 | 0 | 0 | 0 | 0 | 0 | C4 | 0 | 0 | 0 | 0 | 0 | C4 | [5 empty] | C4 | [5 empty] | 0 | [6 empty] | 0 | [6 empty] | 0 | [6 empty] | 0 | [6 empty] | 0 | [6 empty] | 0
|  |  | 0 | 0 |  | 0 | 0 | 0 | 0 | 0 |  | 0 | 0 | 0 | 0 | 0 |  | 0 | 0 | 0 | 0 | 0 |  | 0 | 0 | 0 | 0 | 0 |  | 0 | 0 | 0 | 0 | 0 |  | 0 | 0 | 0 | 0 | 0 | [22 empty] | 0 | 0 | 0 | 0 | 0 | 0 |  | 0 | 0 | 0 | 0 | 0 | 0 |  | 0 | 0 | 0 | 0 | 0 | 0 |  | 0 | 0 | 0 | 0 | 0 | 0 |  | 0 | 0 | 0 | 0 | 0 | 0 |  | 0 | 0 | 0 | 0 | 0 | 0
| [Please insert new asset category as required] |  | 0 | 0 | C1 | 0 | 0 | 0 | 0 | 0 | 0 | 0 | 0 | 0 | 0 | 0 | 0 | 0 | 0 | 0 | 0 | 0 | 0 | 0 | 0 | 0 | 0 | 0 | 0 | 0 | 0 | 0 | 0 | 0 | 0 | 0 | 0 | 0 | 0 | 0 | 0 |  |  | C1 | 0 | 0 | 0 | 0 | 0 | C1 | 0 | 0 | 0 | 0 | 0 | C1 | [5 empty] | C1 | [5 empty] | 0 | [6 empty] | 0 | [6 empty] | 0 | [6 empty] | 0 | [6 empty] | 0 | [6 empty] | 0
|  |  | 0 | 0 | C2 | 0 | 0 | 0 | 0 | 0 | 0 | 0 | 0 | 0 | 0 | 0 | 0 | 0 | 0 | 0 | 0 | 0 | 0 | 0 | 0 | 0 | 0 | 0 | 0 | 0 | 0 | 0 | 0 | 0 | 0 | 0 | 0 | 0 | 0 | 0 | 0 |  |  | C2 | 0 | 0 | 0 | 0 | 0 | C2 | 0 | 0 | 0 | 0 | 0 | C2 | [5 empty] | C2 | [5 empty] | 0 | [6 empty] | 0 | [6 empty] | 0 | [6 empty] | 0 | [6 empty] | 0 | [6 empty] | 0
|  |  | 0 | 0 | C3 | 0 | 0 | 0 | 0 | 0 | 0 | 0 | 0 | 0 | 0 | 0 | 0 | 0 | 0 | 0 | 0 | 0 | 0 | 0 | 0 | 0 | 0 | 0 | 0 | 0 | 0 | 0 | 0 | 0 | 0 | 0 | 0 | 0 | 0 | 0 | 0 |  |  | C3 | 0 | 0 | 0 | 0 | 0 | C3 | 0 | 0 | 0 | 0 | 0 | C3 | [5 empty] | C3 | [5 empty] | 0 | [6 empty] | 0 | [6 empty] | 0 | [6 empty] | 0 | [6 empty] | 0 | [6 empty] | 0
|  |  | 0 | 0 | C4 | 0 | 0 | 0 | 0 | 0 | 0 | 0 | 0 | 0 | 0 | 0 | 0 | 0 | 0 | 0 | 0 | 0 | 0 | 0 | 0 | 0 | 0 | 0 | 0 | 0 | 0 | 0 | 0 | 0 | 0 | 0 | 0 | 0 | 0 | 0 | 0 |  |  | C4 | 0 | 0 | 0 | 0 | 0 | C4 | 0 | 0 | 0 | 0 | 0 | C4 | [5 empty] | C4 | [5 empty] | 0 | [6 empty] | 0 | [6 empty] | 0 | [6 empty] | 0 | [6 empty] | 0 | [6 empty] | 0
|  |  | 0 | 0 |  | 0 | 0 | 0 | 0 | 0 |  | 0 | 0 | 0 | 0 | 0 |  | 0 | 0 | 0 | 0 | 0 |  | 0 | 0 | 0 | 0 | 0 |  | 0 | 0 | 0 | 0 | 0 |  | 0 | 0 | 0 | 0 | 0 | [22 empty] | 0 | 0 | 0 | 0 | 0 | 0 |  | 0 | 0 | 0 | 0 | 0 | 0 |  | 0 | 0 | 0 | 0 | 0 | 0 |  | 0 | 0 | 0 | 0 | 0 | 0 |  | 0 | 0 | 0 | 0 | 0 | 0 |  | 0 | 0 | 0 | 0 | 0 | 0
[63 empty] | 1584614.5293 | 1239944.7014 | 4438275.3481 | 3423963.8656 | 3153117.7617 | 13839916.2062 |  | 1584614.5293 | 1239944.7014 | 4438275.3481 | 3423963.8656 | 3153117.7617 | 13839916.2062 |  | 1250861.8502 | 1093481.099 | 4591453.953 | 3201935.2429 | 4568633.9785 | 14706366.1236 |  | 1250861.8502 | 1308361.8714 | 4237440.9594 | 3159964.4434 | 4568633.9785 | 14525263.1029 |  | 1049116.4618 | 1052253.2451 | 5138584.3721 | 1595269.9857 | 11369775.3145 | 20204999.3792 |  | 1049116.4618 | 1325561.2275 | 4732493.6398 | 1526175.7763 | 11238798.7331 | 19872145.8385
| 132kV Network | [66 empty] | 0 | [6 empty] | 0 | [6 empty] | 0 | [6 empty] | 0 | [6 empty] | 0 | [6 empty] | 0
| 132kV CBs |  | 55 | 55 | C1 | 45 | 2 | 0 | 0 | 8 | 55 | 45 | 2 | 0 | 0 | 8 | 55 | 0 | 0 | 0 | 0 | 0 | 0 | 37 | 10 | 0 | 0 | 8 | 55 | 0 | 0 | 0 | 0 | 0 | 0 | 35 | 10 | 2 | 0 | 8 | 55 |  |  | C1 | 0.012284 | 0.018289 | 0.032337 | 0.05237 | 0.12284 | C1 | 150322.256 | 150322.256 | 150322.256 | 150322.256 | 150322.256 | C1 | 1846.5126 | 2749.2606 | 4860.9421 | 7872.3553 | 18465.4412 | C1 | 83093.0684 | 5498.5212 | 0 | 0 | 147723.5296 | 236315.1193 |  | 83093.0684 | 5498.5212 | 0 | 0 | 147723.5296 | 236315.1193 |  | 68320.9674 | 27492.6061 | 0 | 0 | 147723.5296 | 243537.1031 |  | 68320.9674 | 27492.6061 | 0 | 0 | 147723.5296 | 243537.1031 |  | 64627.9421 | 27492.6061 | 9721.8843 | 0 | 147723.5296 | 249565.9622 |  | 64627.9421 | 27492.6061 | 9721.8843 | 0 | 147723.5296 | 249565.9622
|  |  | 7 | 7 | C2 | 7 | 0 | 0 | 0 | 0 | 7 | 7 | 0 | 0 | 0 | 0 | 7 | 0 | 0 | 0 | 0 | 0 | 0 | 7 | 0 | 0 | 0 | 0 | 7 | 0 | 0 | 0 | 0 | 0 | 0 | 7 | 0 | 0 | 0 | 0 | 7 |  |  | C2 | 0.012284 | 0.018289 | 0.032337 | 0.05237 | 0.12284 | C2 | 214746.08 | 214746.08 | 214746.08 | 214746.08 | 214746.08 | C2 | 2637.8752 | 3927.5152 | 6944.2031 | 11246.2219 | 26379.2017 | C2 | 18465.1263 | 0 | 0 | 0 | 0 | 18465.1263 |  | 18465.1263 | 0 | 0 | 0 | 0 | 18465.1263 |  | 18465.1263 | 0 | 0 | 0 | 0 | 18465.1263 |  | 18465.1263 | 0 | 0 | 0 | 0 | 18465.1263 |  | 18465.1263 | 0 | 0 | 0 | 0 | 18465.1263 |  | 18465.1263 | 0 | 0 | 0 | 0 | 18465.1263
|  |  | 3 | 3 | C3 | 3 | 0 | 0 | 0 | 0 | 3 | 3 | 0 | 0 | 0 | 0 | 3 | 0 | 0 | 0 | 0 | 0 | 0 | 3 | 0 | 0 | 0 | 0 | 3 | 0 | 0 | 0 | 0 | 0 | 0 | 3 | 0 | 0 | 0 | 0 | 3 |  |  | C3 | 0.012284 | 0.018289 | 0.032337 | 0.05237 | 0.12284 | C3 | 322119.12 | 322119.12 | 322119.12 | 322119.12 | 322119.12 | C3 | 3956.8128 | 5891.2727 | 10416.3046 | 16869.3329 | 39568.8026 | C3 | 11870.4383 | 0 | 0 | 0 | 0 | 11870.4383 |  | 11870.4383 | 0 | 0 | 0 | 0 | 11870.4383 |  | 11870.4383 | 0 | 0 | 0 | 0 | 11870.4383 |  | 11870.4383 | 0 | 0 | 0 | 0 | 11870.4383 |  | 11870.4383 | 0 | 0 | 0 | 0 | 11870.4383 |  | 11870.4383 | 0 | 0 | 0 | 0 | 11870.4383
|  |  | 18 | 18 | C4 | 18 | 0 | 0 | 0 | 0 | 18 | 18 | 0 | 0 | 0 | 0 | 18 | 0 | 0 | 0 | 0 | 0 | 0 | 18 | 0 | 0 | 0 | 0 | 18 | 0 | 0 | 0 | 0 | 0 | 0 | 18 | 0 | 0 | 0 | 0 | 18 |  |  | C4 | 0.012284 | 0.018289 | 0.032337 | 0.05237 | 0.12284 | C4 | 536865.2 | 536865.2 | 536865.2 | 536865.2 | 536865.2 | C4 | 6594.688 | 9818.7879 | 17360.5077 | 28115.5548 | 65948.0043 | C4 | 118704.3835 | 0 | 0 | 0 | 0 | 118704.3835 |  | 118704.3835 | 0 | 0 | 0 | 0 | 118704.3835 |  | 118704.3835 | 0 | 0 | 0 | 0 | 118704.3835 |  | 118704.3835 | 0 | 0 | 0 | 0 | 118704.3835 |  | 118704.3835 | 0 | 0 | 0 | 0 | 118704.3835 |  | 118704.3835 | 0 | 0 | 0 | 0 | 118704.3835
|  |  | 83 | 83 |  | 73 | 2 | 0 | 0 | 8 |  | 73 | 2 | 0 | 0 | 8 |  | 0 | 0 | 0 | 0 | 0 |  | 65 | 10 | 0 | 0 | 8 |  | 0 | 0 | 0 | 0 | 0 |  | 63 | 10 | 2 | 0 | 8 | [22 empty] | 232133.0166 | 5498.5212 | 0 | 0 | 147723.5296 | 385355.0674 |  | 232133.0166 | 5498.5212 | 0 | 0 | 147723.5296 | 385355.0674 |  | 217360.9155 | 27492.6061 | 0 | 0 | 147723.5296 | 392577.0513 |  | 217360.9155 | 27492.6061 | 0 | 0 | 147723.5296 | 392577.0513 |  | 213667.8903 | 27492.6061 | 9721.8843 | 0 | 147723.5296 | 398605.9103 |  | 213667.8903 | 27492.6061 | 9721.8843 | 0 | 147723.5296 | 398605.9103
| 132kV Transformer |  | 23 | 23 | C1 | 23 | 0 | 0 | 0 | 0 | 23 | 23 | 0 | 0 | 0 | 0 | 23 | 0 | 0 | 0 | 0 | 0 | 0 | 19 | 4 | 0 | 0 | 0 | 23 | 0 | 0 | 0 | 0 | 0 | 0 | 18 | 5 | 0 | 0 | 0 | 23 |  |  | C1 | 0.012939 | 0.019265 | 0.034062 | 0.055165 | 0.12939 | C1 | 301290.633 | 301290.633 | 301290.633 | 301290.633 | 301290.633 | C1 | 3898.4611 | 5804.3934 | 10262.694 | 16620.5586 | 38985.2763 | C1 | 89664.6064 | 0 | 0 | 0 | 0 | 89664.6064 |  | 89664.6064 | 0 | 0 | 0 | 0 | 89664.6064 |  | 74070.7618 | 23217.5735 | 0 | 0 | 0 | 97288.3353 |  | 74070.7618 | 23217.5735 | 0 | 0 | 0 | 97288.3353 |  | 70172.3007 | 29021.9669 | 0 | 0 | 0 | 99194.2676 |  | 70172.3007 | 29021.9669 | 0 | 0 | 0 | 99194.2676
|  |  | 44 | 44 | C2 | 32 | 11 | 0 | 0 | 1 | 44 | 32 | 11 | 0 | 0 | 1 | 44 | 0 | 0 | 0 | 0 | 0 | 0 | 27 | 13 | 3 | 0 | 1 | 44 | 0 | 5 | -5 | 0 | 0 | 0 | 20 | 13 | 8 | 2 | 1 | 44 |  |  | C2 | 0.012939 | 0.019265 | 0.034062 | 0.055165 | 0.12939 | C2 | 430415.19 | 430415.19 | 430415.19 | 430415.19 | 430415.19 | C2 | 5569.2302 | 8291.9905 | 14660.9914 | 23743.6552 | 55693.2519 | C2 | 178215.3668 | 91211.8959 | 0 | 0 | 55693.2519 | 325120.5146 |  | 178215.3668 | 91211.8959 | 0 | 0 | 55693.2519 | 325120.5146 |  | 150369.2158 | 107795.877 | 43982.9743 | 0 | 55693.2519 | 357841.3189 |  | 150369.2158 | 107795.877 | 43982.9743 | 0 | 55693.2519 | 357841.3189 |  | 111384.6043 | 107795.877 | 117287.9315 | 47487.3103 | 55693.2519 | 439648.9749 |  | 111384.6043 | 149255.8297 | 43982.9743 | 47487.3103 | 55693.2519 | 407803.9704
|  |  | 11 | 11 | C3 | 10 | 1 | 0 | 0 | 0 | 11 | 10 | 1 | 0 | 0 | 0 | 11 | 0 | 0 | 0 | 0 | 0 | 0 | 10 | 1 | 0 | 0 | 0 | 11 | 0 | 0 | 0 | 0 | 0 | 0 | 10 | 0 | 1 | 0 | 0 | 11 |  |  | C3 | 0.012939 | 0.019265 | 0.034062 | 0.055165 | 0.12939 | C3 | 645622.785 | 645622.785 | 645622.785 | 645622.785 | 645622.785 | C3 | 8353.8453 | 12437.9858 | 21991.4872 | 35615.4827 | 83539.8778 | C3 | 83538.4532 | 12437.9858 | 0 | 0 | 0 | 95976.439 |  | 83538.4532 | 12437.9858 | 0 | 0 | 0 | 95976.439 |  | 83538.4532 | 12437.9858 | 0 | 0 | 0 | 95976.439 |  | 83538.4532 | 12437.9858 | 0 | 0 | 0 | 95976.439 |  | 83538.4532 | 0 | 21991.4872 | 0 | 0 | 105529.9404 |  | 83538.4532 | 0 | 21991.4872 | 0 | 0 | 105529.9404
|  |  | 1 | 1 | C4 | 1 | 0 | 0 | 0 | 0 | 1 | 1 | 0 | 0 | 0 | 0 | 1 | 0 | 0 | 0 | 0 | 0 | 0 | 1 | 0 | 0 | 0 | 0 | 1 | 0 | 0 | 0 | 0 | 0 | 0 | 1 | 0 | 0 | 0 | 0 | 1 |  |  | C4 | 0.012939 | 0.019265 | 0.034062 | 0.055165 | 0.12939 | C4 | 1076037.975 | 1076037.975 | 1076037.975 | 1076037.975 | 1076037.975 | C4 | 13923.0755 | 20729.9763 | 36652.4786 | 59359.1379 | 139233.1296 | C4 | 13923.0755 | 0 | 0 | 0 | 0 | 13923.0755 |  | 13923.0755 | 0 | 0 | 0 | 0 | 13923.0755 |  | 13923.0755 | 0 | 0 | 0 | 0 | 13923.0755 |  | 13923.0755 | 0 | 0 | 0 | 0 | 13923.0755 |  | 13923.0755 | 0 | 0 | 0 | 0 | 13923.0755 |  | 13923.0755 | 0 | 0 | 0 | 0 | 13923.0755
|  |  | 79 | 79 |  | 66 | 12 | 0 | 0 | 1 |  | 66 | 12 | 0 | 0 | 1 |  | 0 | 0 | 0 | 0 | 0 |  | 57 | 18 | 3 | 0 | 1 |  | 0 | 5 | -5 | 0 | 0 |  | 49 | 18 | 9 | 2 | 1 | [22 empty] | 365341.502 | 103649.8817 | 0 | 0 | 55693.2519 | 524684.6356 |  | 365341.502 | 103649.8817 | 0 | 0 | 55693.2519 | 524684.6356 |  | 321901.5064 | 143451.4363 | 43982.9743 | 0 | 55693.2519 | 565029.1688 |  | 321901.5064 | 143451.4363 | 43982.9743 | 0 | 55693.2519 | 565029.1688 |  | 279018.4337 | 136817.8439 | 139279.4186 | 47487.3103 | 55693.2519 | 658296.2584 |  | 279018.4337 | 178277.7966 | 65974.4615 | 47487.3103 | 55693.2519 | 626451.2539
| 132kV UG Cable (Gas) |  | 0 | 0 | C1 | 0 | 0 | 0 | 0 | 0 | 0 | 0 | 0 | 0 | 0 | 0 | 0 | 0 | 0 | 0 | 0 | 0 | 0 | 0 | 0 | 0 | 0 | 0 | 0 | 0 | 0 | 0 | 0 | 0 | 0 | 0 | 0 | 0 | 0 | 0 | 0 |  |  | C1 | 1.2835 | 1.9111 | 3.3789 | 5.4722 | 12.8357 | C1 | 587.195 | 587.195 | 587.195 | 587.195 | 587.195 | C1 | 753.692 | 1122.1671 | 1984.0931 | 3213.2631 | 7537.0482 | C1 | 0 | 0 | 0 | 0 | 0 | 0 |  | 0 | 0 | 0 | 0 | 0 | 0 |  | 0 | 0 | 0 | 0 | 0 | 0 |  | 0 | 0 | 0 | 0 | 0 | 0 |  | 0 | 0 | 0 | 0 | 0 | 0 |  | 0 | 0 | 0 | 0 | 0 | 0
|  |  | 0 | 0 | C2 | 0 | 0 | 0 | 0 | 0 | 0 | 0 | 0 | 0 | 0 | 0 | 0 | 0 | 0 | 0 | 0 | 0 | 0 | 0 | 0 | 0 | 0 | 0 | 0 | 0 | 0 | 0 | 0 | 0 | 0 | 0 | 0 | 0 | 0 | 0 | 0 |  |  | C2 | 1.2835 | 1.9111 | 3.3789 | 5.4722 | 12.8357 | C2 | 838.85 | 838.85 | 838.85 | 838.85 | 838.85 | C2 | 1076.7028 | 1603.0958 | 2834.4188 | 4590.3759 | 10767.2117 | C2 | 0 | 0 | 0 | 0 | 0 | 0 |  | 0 | 0 | 0 | 0 | 0 | 0 |  | 0 | 0 | 0 | 0 | 0 | 0 |  | 0 | 0 | 0 | 0 | 0 | 0 |  | 0 | 0 | 0 | 0 | 0 | 0 |  | 0 | 0 | 0 | 0 | 0 | 0
|  |  | 0 | 0 | C3 | 0 | 0 | 0 | 0 | 0 | 0 | 0 | 0 | 0 | 0 | 0 | 0 | 0 | 0 | 0 | 0 | 0 | 0 | 0 | 0 | 0 | 0 | 0 | 0 | 0 | 0 | 0 | 0 | 0 | 0 | 0 | 0 | 0 | 0 | 0 | 0 |  |  | C3 | 1.2835 | 1.9111 | 3.3789 | 5.4722 | 12.8357 | C3 | 1258.275 | 1258.275 | 1258.275 | 1258.275 | 1258.275 | C3 | 1615.0542 | 2404.6437 | 4251.6282 | 6885.5639 | 16150.8176 | C3 | 0 | 0 | 0 | 0 | 0 | 0 |  | 0 | 0 | 0 | 0 | 0 | 0 |  | 0 | 0 | 0 | 0 | 0 | 0 |  | 0 | 0 | 0 | 0 | 0 | 0 |  | 0 | 0 | 0 | 0 | 0 | 0 |  | 0 | 0 | 0 | 0 | 0 | 0
|  |  | 0 | 0 | C4 | 0 | 0 | 0 | 0 | 0 | 0 | 0 | 0 | 0 | 0 | 0 | 0 | 0 | 0 | 0 | 0 | 0 | 0 | 0 | 0 | 0 | 0 | 0 | 0 | 0 | 0 | 0 | 0 | 0 | 0 | 0 | 0 | 0 | 0 | 0 | 0 |  |  | C4 | 1.2835 | 1.9111 | 3.3789 | 5.4722 | 12.8357 | C4 | 2097.125 | 2097.125 | 2097.125 | 2097.125 | 2097.125 | C4 | 2691.757 | 4007.7395 | 7086.0469 | 11475.9398 | 26918.0293 | C4 | 0 | 0 | 0 | 0 | 0 | 0 |  | 0 | 0 | 0 | 0 | 0 | 0 |  | 0 | 0 | 0 | 0 | 0 | 0 |  | 0 | 0 | 0 | 0 | 0 | 0 |  | 0 | 0 | 0 | 0 | 0 | 0 |  | 0 | 0 | 0 | 0 | 0 | 0
|  |  | 0 | 0 |  | 0 | 0 | 0 | 0 | 0 |  | 0 | 0 | 0 | 0 | 0 |  | 0 | 0 | 0 | 0 | 0 |  | 0 | 0 | 0 | 0 | 0 |  | 0 | 0 | 0 | 0 | 0 |  | 0 | 0 | 0 | 0 | 0 | [22 empty] | 0 | 0 | 0 | 0 | 0 | 0 |  | 0 | 0 | 0 | 0 | 0 | 0 |  | 0 | 0 | 0 | 0 | 0 | 0 |  | 0 | 0 | 0 | 0 | 0 | 0 |  | 0 | 0 | 0 | 0 | 0 | 0 |  | 0 | 0 | 0 | 0 | 0 | 0
| 132kV UG Cable (Oil) |  | 7.104 | 7.104 | C1 | 4.225 | 1.087 | 1.792 | 0 | 0 | 7.104 | 4.225 | 1.087 | 1.792 | 0 | 0 | 7.104 | 0 | 0 | 0 | 0 | 0 | 0 | 0.612 | 4.7 | 1.792 | 0 | 0 | 7.104 | 0 | 0 | 0 | 0 | 0 | 0 | 0.612 | 3.613 | 2.879 | 0 | 0 | 7.104 |  |  | C1 | 0.59691 | 0.88874 | 1.5714 | 2.5449 | 5.9692 | C1 | 8647.268 | 8647.268 | 8647.268 | 8647.268 | 8647.268 | C1 | 5161.6705 | 7685.1775 | 13588.091 | 22006.0797 | 51617.5851 | C1 | 21808.0578 | 8353.788 | 24349.859 | 0 | 0 | 54511.7048 |  | 21808.0578 | 8353.788 | 24349.859 | 0 | 0 | 54511.7048 |  | 3158.9423 | 36120.3343 | 24349.859 | 0 | 0 | 63629.1357 |  | 3158.9423 | 36120.3343 | 24349.859 | 0 | 0 | 63629.1357 |  | 3158.9423 | 27766.5464 | 39120.1139 | 0 | 0 | 70045.6026 |  | 3158.9423 | 27766.5464 | 39120.1139 | 0 | 0 | 70045.6026
|  |  | 11.78 | 11.78 | C2 | 0.133 | 5.005 | 5.05 | 0.554 | 1.038 | 11.78 | 0.133 | 5.005 | 5.05 | 0.554 | 1.038 | 11.78 | 0 | 0 | 0 | 0 | 0 | 0 | 0.133 | 3.678 | 6.377 | 0.554 | 1.038 | 11.78 | 0 | 0 | 0 | 0 | 0 | 0 | 0.133 | 0 | 8.728 | 1.327 | 1.592 | 11.78 |  |  | C2 | 0.59691 | 0.88874 | 1.5714 | 2.5449 | 5.9692 | C2 | 12353.24 | 12353.24 | 12353.24 | 12353.24 | 12353.24 | C2 | 7373.815 | 10978.825 | 19411.5585 | 31437.2567 | 73739.4072 | C2 | 980.7174 | 54949.0192 | 98028.3705 | 17416.2402 | 76541.5047 | 247915.8521 |  | 980.7174 | 54949.0192 | 98028.3705 | 17416.2402 | 76541.5047 | 247915.8521 |  | 980.7174 | 40380.1184 | 123787.5087 | 17416.2402 | 76541.5047 | 259106.0894 |  | 980.7174 | 40380.1184 | 123787.5087 | 17416.2402 | 76541.5047 | 259106.0894 |  | 980.7174 | 0 | 169424.0828 | 41717.2397 | 117393.1363 | 329515.1761 |  | 980.7174 | 0 | 169424.0828 | 41717.2397 | 117393.1363 | 329515.1761
|  |  | 37.2993 | 37.2993 | C3 | 0 | 2.2513 | 16.143 | 3.768 | 15.137 | 37.2993 | 0 | 2.2513 | 16.143 | 3.768 | 15.137 | 37.2993 | 0 | 0 | 0 | 0 | 0 | 0 | 0 | 2.2513 | 15.578 | 4.296 | 15.174 | 37.2993 | 0 | 0 | 0 | 0 | 0 | 0 | 0 | 1.667 | 16.1623 | 0 | 19.47 | 37.2993 |  |  | C3 | 0.59691 | 0.88874 | 1.5714 | 2.5449 | 5.9692 | C3 | 18529.86 | 18529.86 | 18529.86 | 18529.86 | 18529.86 | C3 | 11060.7225 | 16468.2375 | 29117.3378 | 47155.8851 | 110609.1108 | C3 | 0 | 37074.9431 | 470041.1838 | 177683.375 | 1674290.1107 | 2359089.6126 |  | 0 | 37074.9431 | 470041.1838 | 177683.375 | 1674290.1107 | 2359089.6126 |  | 0 | 37074.9431 | 453589.8879 | 202581.6824 | 1678382.6478 | 2371629.1612 |  | 0 | 37074.9431 | 453589.8879 | 202581.6824 | 1678382.6478 | 2371629.1612 |  | 0 | 27452.552 | 470603.1484 | 0 | 2153559.3879 | 2651615.0883 |  | 0 | 27452.552 | 470603.1484 | 0 | 2153559.3879 | 2651615.0883
|  |  | 0 | 0 | C4 | 0 | 0 | 0 | 0 | 0 | 0 | 0 | 0 | 0 | 0 | 0 | 0 | 0 | 0 | 0 | 0 | 0 | 0 | 0 | 0 | 0 | 0 | 0 | 0 | 0 | 0 | 0 | 0 | 0 | 0 | 0 | 0 | 0 | 0 | 0 | 0 |  |  | C4 | 0.59691 | 0.88874 | 1.5714 | 2.5449 | 5.9692 | C4 | 30883.1 | 30883.1 | 30883.1 | 30883.1 | 30883.1 | C4 | 18434.5374 | 27447.0625 | 48528.8963 | 78593.1418 | 184348.5181 | C4 | 0 | 0 | 0 | 0 | 0 | 0 |  | 0 | 0 | 0 | 0 | 0 | 0 |  | 0 | 0 | 0 | 0 | 0 | 0 |  | 0 | 0 | 0 | 0 | 0 | 0 |  | 0 | 0 | 0 | 0 | 0 | 0 |  | 0 | 0 | 0 | 0 | 0 | 0
|  |  | 56.1833 | 56.1833 |  | 4.358 | 8.3433 | 22.985 | 4.322 | 16.175 |  | 4.358 | 8.3433 | 22.985 | 4.322 | 16.175 |  | 0 | 0 | 0 | 0 | 0 |  | 0.745 | 10.6293 | 23.747 | 4.85 | 16.212 |  | 0 | 0 | 0 | 0 | 0 |  | 0.745 | 5.28 | 27.7693 | 1.327 | 21.062 | [22 empty] | 22788.7752 | 100377.7503 | 592419.4133 | 195099.6153 | 1750831.6154 | 2661517.1694 |  | 22788.7752 | 100377.7503 | 592419.4133 | 195099.6153 | 1750831.6154 | 2661517.1694 |  | 4139.6597 | 113575.3959 | 601727.2556 | 219997.9226 | 1754924.1525 | 2694364.3863 |  | 4139.6597 | 113575.3959 | 601727.2556 | 219997.9226 | 1754924.1525 | 2694364.3863 |  | 4139.6597 | 55219.0983 | 679147.345 | 41717.2397 | 2270952.5242 | 3051175.867 |  | 4139.6597 | 55219.0983 | 679147.345 | 41717.2397 | 2270952.5242 | 3051175.867
| 132kV UG Cable (Non Pressurised) |  | 0 | 0 | C1 | 0 | 0 | 0 | 0 | 0 | 0 | 0 | 0 | 0 | 0 | 0 | 0 | 0 | 0 | 0 | 0 | 0 | 0 | 0 | 0 | 0 | 0 | 0 | 0 | 0 | 0 | 0 | 0 | 0 | 0 | 0 | 0 | 0 | 0 | 0 | 0 |  |  | C1 | 0.018753 | 0.027922 | 0.049368 | 0.079952 | 0.18754 | C1 | 72297.974 | 72297.974 | 72297.974 | 72297.974 | 72297.974 | C1 | 1355.8253 | 2018.6795 | 3569.2085 | 5780.3769 | 13558.4847 | C1 | 0 | 0 | 0 | 0 | 0 | 0 |  | 0 | 0 | 0 | 0 | 0 | 0 |  | 0 | 0 | 0 | 0 | 0 | 0 |  | 0 | 0 | 0 | 0 | 0 | 0 |  | 0 | 0 | 0 | 0 | 0 | 0 |  | 0 | 0 | 0 | 0 | 0 | 0
|  |  | 38.477 | 38.477 | C2 | 17.118 | 18.74 | 0 | 0 | 2.619 | 38.477 | 17.118 | 18.74 | 0 | 0 | 2.619 | 38.477 | 0 | 0 | 0 | 0 | 0 | 0 | 17.118 | 0 | 18.74 | 0 | 2.619 | 38.477 | 0 | 0 | 0 | 0 | 0 | 0 | 17.118 | 0 | 18.74 | 0 | 2.619 | 38.477 |  |  | C2 | 0.018753 | 0.027922 | 0.049368 | 0.079952 | 0.18754 | C2 | 103282.82 | 103282.82 | 103282.82 | 103282.82 | 103282.82 | C2 | 1936.8934 | 2883.8279 | 5098.8693 | 8257.6812 | 19369.2638 | C2 | 33155.7404 | 54042.9345 | 0 | 0 | 50728.102 | 137926.7768 |  | 33155.7404 | 54042.9345 | 0 | 0 | 50728.102 | 137926.7768 |  | 33155.7404 | 0 | 95552.8103 | 0 | 50728.102 | 179436.6527 |  | 33155.7404 | 0 | 95552.8103 | 0 | 50728.102 | 179436.6527 |  | 33155.7404 | 0 | 95552.8103 | 0 | 50728.102 | 179436.6527 |  | 33155.7404 | 0 | 95552.8103 | 0 | 50728.102 | 179436.6527
|  |  | 0 | 0 | C3 | 0 | 0 | 0 | 0 | 0 | 0 | 0 | 0 | 0 | 0 | 0 | 0 | 0 | 0 | 0 | 0 | 0 | 0 | 0 | 0 | 0 | 0 | 0 | 0 | 0 | 0 | 0 | 0 | 0 | 0 | 0 | 0 | 0 | 0 | 0 | 0 |  |  | C3 | 0.018753 | 0.027922 | 0.049368 | 0.079952 | 0.18754 | C3 | 154924.23 | 154924.23 | 154924.23 | 154924.23 | 154924.23 | C3 | 2905.34 | 4325.7418 | 7648.3039 | 12386.5219 | 29053.8957 | C3 | 0 | 0 | 0 | 0 | 0 | 0 |  | 0 | 0 | 0 | 0 | 0 | 0 |  | 0 | 0 | 0 | 0 | 0 | 0 |  | 0 | 0 | 0 | 0 | 0 | 0 |  | 0 | 0 | 0 | 0 | 0 | 0 |  | 0 | 0 | 0 | 0 | 0 | 0
|  |  | 0 | 0 | C4 | 0 | 0 | 0 | 0 | 0 | 0 | 0 | 0 | 0 | 0 | 0 | 0 | 0 | 0 | 0 | 0 | 0 | 0 | 0 | 0 | 0 | 0 | 0 | 0 | 0 | 0 | 0 | 0 | 0 | 0 | 0 | 0 | 0 | 0 | 0 | 0 |  |  | C4 | 0.018753 | 0.027922 | 0.049368 | 0.079952 | 0.18754 | C4 | 258207.05 | 258207.05 | 258207.05 | 258207.05 | 258207.05 | C4 | 4842.2334 | 7209.5697 | 12747.1732 | 20644.2031 | 48423.1596 | C4 | 0 | 0 | 0 | 0 | 0 | 0 |  | 0 | 0 | 0 | 0 | 0 | 0 |  | 0 | 0 | 0 | 0 | 0 | 0 |  | 0 | 0 | 0 | 0 | 0 | 0 |  | 0 | 0 | 0 | 0 | 0 | 0 |  | 0 | 0 | 0 | 0 | 0 | 0
|  |  | 38.477 | 38.477 |  | 17.118 | 18.74 | 0 | 0 | 2.619 |  | 17.118 | 18.74 | 0 | 0 | 2.619 |  | 0 | 0 | 0 | 0 | 0 |  | 17.118 | 0 | 18.74 | 0 | 2.619 |  | 0 | 0 | 0 | 0 | 0 |  | 17.118 | 0 | 18.74 | 0 | 2.619 | [22 empty] | 33155.7404 | 54042.9345 | 0 | 0 | 50728.102 | 137926.7768 |  | 33155.7404 | 54042.9345 | 0 | 0 | 50728.102 | 137926.7768 |  | 33155.7404 | 0 | 95552.8103 | 0 | 50728.102 | 179436.6527 |  | 33155.7404 | 0 | 95552.8103 | 0 | 50728.102 | 179436.6527 |  | 33155.7404 | 0 | 95552.8103 | 0 | 50728.102 | 179436.6527 |  | 33155.7404 | 0 | 95552.8103 | 0 | 50728.102 | 179436.6527
| 132kV OHL Support - Tower |  | 0 | 0 | C1 | 0 | 0 | 0 | 0 | 0 | 0 | 0 | 0 | 0 | 0 | 0 | 0 | 0 | 0 | 0 | 0 | 0 | 0 | 8 | 3 | 71 | 0 | 0 | 82 | 0 | 0 | 0 | 0 | 0 | 0 | 0 | 0 | 0 | 0 | 0 | 0 |  |  | C1 | 0.015533 | 0.023127 | 0.04089 | 0.066222 | 0.15533 | C1 | 11803.337 | 11803.337 | 11803.337 | 11803.337 | 11803.337 | C1 | 183.3382 | 272.9711 | 482.6377 | 781.6376 | 1833.4136 | C1 | 0 | 0 | 0 | 0 | 0 | 0 |  | 0 | 0 | 0 | 0 | 0 | 0 |  | 1466.7058 | 818.9133 | 34267.2738 | 0 | 0 | 36552.893 |  | 1466.7058 | 818.9133 | 34267.2738 | 0 | 0 | 36552.893 |  | 0 | 0 | 0 | 0 | 0 | 0 |  | 0 | 0 | 0 | 0 | 0 | 0
|  |  | 1038 | 1038 | C2 | 411 | 81 | 546 | 0 | 0 | 1038 | 411 | 81 | 546 | 0 | 0 | 1038 | 0 | 217 | -217 | 0 | 0 | 0 | 267 | 169 | 1303 | 0 | 3 | 1742 | 0 | 350 | -350 | 0 | 0 | 0 | 228 | 177 | 633 | 0 | 0 | 1038 |  |  | C2 | 0.015533 | 0.023127 | 0.04089 | 0.066222 | 0.15533 | C2 | 16861.91 | 16861.91 | 16861.91 | 16861.91 | 16861.91 | C2 | 261.9118 | 389.9587 | 689.4824 | 1116.6251 | 2619.1623 | C2 | 107645.7329 | 31586.6555 | 376457.3746 | 0 | 0 | 515689.763 |  | 107645.7329 | 31586.6555 | 376457.3746 | 0 | 0 | 515689.763 |  | 69930.4396 | 65903.0219 | 898395.5296 | 0 | 7857.4868 | 1042086.4779 |  | 69930.4396 | 150524.0618 | 748777.8551 | 0 | 7857.4868 | 977089.8433 |  | 59715.881 | 69022.6916 | 436442.3409 | 0 | 0 | 565180.9135 |  | 59715.881 | 205508.2398 | 195123.511 | 0 | 0 | 460347.6319
|  |  | 123 | 123 | C3 | 80 | 0 | 43 | 0 | 0 | 123 | 80 | 0 | 43 | 0 | 0 | 123 | 0 | 0 | 0 | 0 | 0 | 0 | 78 | 14 | 191 | 0 | 3 | 286 | 0 | 0 | 0 | 0 | 0 | 0 | 38 | 22 | 63 | 0 | 0 | 123 |  |  | C3 | 0.015533 | 0.023127 | 0.04089 | 0.066222 | 0.15533 | C3 | 25292.865 | 25292.865 | 25292.865 | 25292.865 | 25292.865 | C3 | 392.8676 | 584.9381 | 1034.2236 | 1674.9377 | 3928.7434 | C3 | 31429.4111 | 0 | 44471.6129 | 0 | 0 | 75901.024 |  | 31429.4111 | 0 | 44471.6129 | 0 | 0 | 75901.024 |  | 30643.6758 | 8189.1329 | 197536.6993 | 0 | 11786.2301 | 248155.7382 |  | 30643.6758 | 8189.1329 | 197536.6993 | 0 | 11786.2301 | 248155.7382 |  | 14928.9703 | 12868.6374 | 65156.0841 | 0 | 0 | 92953.6917 |  | 14928.9703 | 12868.6374 | 65156.0841 | 0 | 0 | 92953.6917
|  |  | 0 | 0 | C4 | 0 | 0 | 0 | 0 | 0 | 0 | 0 | 0 | 0 | 0 | 0 | 0 | 0 | 0 | 0 | 0 | 0 | 0 | 0 | 0 | 0 | 0 | 0 | 0 | 0 | 0 | 0 | 0 | 0 | 0 | 0 | 0 | 0 | 0 | 0 | 0 |  |  | C4 | 0.015533 | 0.023127 | 0.04089 | 0.066222 | 0.15533 | C4 | 42154.775 | 42154.775 | 42154.775 | 42154.775 | 42154.775 | C4 | 654.7794 | 974.8968 | 1723.7059 | 2791.5629 | 6547.9056 | C4 | 0 | 0 | 0 | 0 | 0 | 0 |  | 0 | 0 | 0 | 0 | 0 | 0 |  | 0 | 0 | 0 | 0 | 0 | 0 |  | 0 | 0 | 0 | 0 | 0 | 0 |  | 0 | 0 | 0 | 0 | 0 | 0 |  | 0 | 0 | 0 | 0 | 0 | 0
|  |  | 1161 | 1161 |  | 491 | 81 | 589 | 0 | 0 |  | 491 | 81 | 589 | 0 | 0 |  | 0 | 217 | -217 | 0 | 0 |  | 353 | 186 | 1565 | 0 | 6 |  | 0 | 350 | -350 | 0 | 0 |  | 266 | 199 | 696 | 0 | 0 | [22 empty] | 139075.144 | 31586.6555 | 420928.9876 | 0 | 0 | 591590.787 |  | 139075.144 | 31586.6555 | 420928.9876 | 0 | 0 | 591590.787 |  | 102040.8213 | 74911.0681 | 1130199.5028 | 0 | 19643.7169 | 1326795.109 |  | 102040.8213 | 159532.108 | 980581.8282 | 0 | 19643.7169 | 1261798.4744 |  | 74644.8513 | 81891.329 | 501598.425 | 0 | 0 | 658134.6053 |  | 74644.8513 | 218376.8772 | 260279.5951 | 0 | 0 | 553301.3236
| 132kV OHL Fittings |  | 195 | 195 | C1 | 187 | 0 | 0 | 1 | 7 | 195 | 187 | 0 | 0 | 1 | 7 | 195 | 0 | 0 | 0 | 0 | 0 | 0 | 187 | 0 | 0 | 0 | 8 | 195 | 0 | 0 | 0 | 0 | 0 | 0 | 187 | 0 | 0 | 0 | 8 | 195 |  | 0 | C1 | 0.002736 | 0.0040737 | 0.0072026 | 0.011665 | 0.027361 | C1 | 2329.649 | 2329.649 | 2329.649 | 2329.649 | 2329.649 | C1 | 6.374 | 9.4902 | 16.7796 | 27.1748 | 63.7413 | C1 | 1191.9418 | 0 | 0 | 27.1748 | 446.189 | 1665.3056 |  | 1191.9418 | 0 | 0 | 27.1748 | 446.189 | 1665.3056 |  | 1191.9418 | 0 | 0 | 0 | 509.9303 | 1701.8722 |  | 1191.9418 | 0 | 0 | 0 | 509.9303 | 1701.8722 |  | 1191.9418 | 0 | 0 | 0 | 509.9303 | 1701.8722 |  | 1191.9418 | 0 | 0 | 0 | 509.9303 | 1701.8722
|  |  | 1976 | 1976 | C2 | 1145 | 73 | 196 | 76 | 486 | 1976 | 1145 | 73 | 196 | 76 | 486 | 1976 | 0 | 0 | 0 | 0 | 0 | 0 | 1145 | 69 | 94 | 108 | 560 | 1976 | 0 | 0 | 0 | 0 | 0 | 0 | 1143 | 2 | 65 | 127 | 639 | 1976 |  |  | C2 | 0.002736 | 0.0040737 | 0.0072026 | 0.011665 | 0.027361 | C2 | 3328.07 | 3328.07 | 3328.07 | 3328.07 | 3328.07 | C2 | 9.1057 | 13.5575 | 23.9709 | 38.8211 | 91.059 | C2 | 10426.0763 | 989.6962 | 4698.2882 | 2950.4035 | 44254.6681 | 63319.1324 |  | 10426.0763 | 989.6962 | 4698.2882 | 2950.4035 | 44254.6681 | 63319.1324 |  | 10426.0763 | 935.4663 | 2253.2607 | 4192.6786 | 50993.0333 | 68800.5151 |  | 10426.0763 | 935.4663 | 2253.2607 | 4192.6786 | 50993.0333 | 68800.5151 |  | 10407.8648 | 27.115 | 1558.1058 | 4930.2795 | 58186.6933 | 75110.0584 |  | 10407.8648 | 27.115 | 1558.1058 | 4930.2795 | 58186.6933 | 75110.0584
|  |  | 151 | 151 | C3 | 51 | 10 | 25 | 1 | 64 | 151 | 51 | 10 | 25 | 1 | 64 | 151 | 0 | 0 | 0 | 0 | 0 | 0 | 51 | 10 | 10 | 15 | 65 | 151 | 0 | 0 | 0 | 0 | 0 | 0 | 51 | 0 | 10 | 21 | 69 | 151 |  |  | C3 | 0.002736 | 0.0040737 | 0.0072026 | 0.011665 | 0.027361 | C3 | 4992.105 | 4992.105 | 4992.105 | 4992.105 | 4992.105 | C3 | 13.6586 | 20.3362 | 35.9563 | 58.2316 | 136.5885 | C3 | 696.5894 | 203.3622 | 898.9072 | 58.2316 | 8741.6628 | 10598.7533 |  | 696.5894 | 203.3622 | 898.9072 | 58.2316 | 8741.6628 | 10598.7533 |  | 696.5894 | 203.3622 | 359.5629 | 873.4747 | 8878.2513 | 11011.2405 |  | 696.5894 | 203.3622 | 359.5629 | 873.4747 | 8878.2513 | 11011.2405 |  | 696.5894 | 0 | 359.5629 | 1222.8646 | 9424.6053 | 11703.6221 |  | 696.5894 | 0 | 359.5629 | 1222.8646 | 9424.6053 | 11703.6221
|  |  | 0 | 0 | C4 | 0 | 0 | 0 | 0 | 0 | 0 | 0 | 0 | 0 | 0 | 0 | 0 | 0 | 0 | 0 | 0 | 0 | 0 | 0 | 0 | 0 | 0 | 0 | 0 | 0 | 0 | 0 | 0 | 0 | 0 | 0 | 0 | 0 | 0 | 0 | 0 |  |  | C4 | 0.002736 | 0.0040737 | 0.0072026 | 0.011665 | 0.027361 | C4 | 8320.175 | 8320.175 | 8320.175 | 8320.175 | 8320.175 | C4 | 22.7644 | 33.8937 | 59.9271 | 97.0527 | 227.6475 | C4 | 0 | 0 | 0 | 0 | 0 | 0 |  | 0 | 0 | 0 | 0 | 0 | 0 |  | 0 | 0 | 0 | 0 | 0 | 0 |  | 0 | 0 | 0 | 0 | 0 | 0 |  | 0 | 0 | 0 | 0 | 0 | 0 |  | 0 | 0 | 0 | 0 | 0 | 0
|  |  | 2322 | 2322 |  | 1383 | 83 | 221 | 78 | 557 |  | 1383 | 83 | 221 | 78 | 557 |  | 0 | 0 | 0 | 0 | 0 |  | 1383 | 79 | 104 | 123 | 633 |  | 0 | 0 | 0 | 0 | 0 |  | 1381 | 2 | 75 | 148 | 716 | [22 empty] | 12314.6075 | 1193.0584 | 5597.1954 | 3035.8099 | 53442.52 | 75583.1913 |  | 12314.6075 | 1193.0584 | 5597.1954 | 3035.8099 | 53442.52 | 75583.1913 |  | 12314.6075 | 1138.8285 | 2612.8235 | 5066.1533 | 60381.2149 | 81513.6278 |  | 12314.6075 | 1138.8285 | 2612.8235 | 5066.1533 | 60381.2149 | 81513.6278 |  | 12296.396 | 27.115 | 1917.6687 | 6153.1441 | 68121.2289 | 88515.5526 |  | 12296.396 | 27.115 | 1917.6687 | 6153.1441 | 68121.2289 | 88515.5526
| 132kV OHL (Tower Line) Conductor |  | 56.1 | 56.1 | C1 | 55.7 | 0 | 0 | 0 | 0.4 | 56.1 | 55.7 | 0 | 0 | 0 | 0.4 | 56.1 | 0 | 0 | 0 | 0 | 0 | 0 | 54 | 1.7 | 0 | 0 | 0.4 | 56.1 | 0 | 0 | 0 | 0 | 0 | 0 | 54 | 1.7 | 0 | 0 | 0.4 | 56.1 |  |  | C1 | 0.00228 | 0.0033947 | 0.0060022 | 0.0097206 | 0.022801 | C1 | 18326.238 | 18326.238 | 18326.238 | 18326.238 | 18326.238 | C1 | 41.7845 | 62.2126 | 109.9976 | 178.1425 | 417.852 | C1 | 2327.3957 | 0 | 0 | 0 | 167.1408 | 2494.5365 |  | 2327.3957 | 0 | 0 | 0 | 167.1408 | 2494.5365 |  | 2256.3621 | 105.7615 | 0 | 0 | 167.1408 | 2529.2644 |  | 2256.3621 | 105.7615 | 0 | 0 | 167.1408 | 2529.2644 |  | 2256.3621 | 105.7615 | 0 | 0 | 167.1408 | 2529.2644 |  | 2256.3621 | 105.7615 | 0 | 0 | 167.1408 | 2529.2644
|  |  | 425.1 | 425.1 | C2 | 245.4 | 154.5 | 23.3 | 1.9 | 0 | 425.1 | 245.4 | 154.5 | 23.3 | 1.9 | 0 | 425.1 | 0 | 0 | 0 | 0 | 0 | 0 | 196.4 | 138.2 | 86.2 | 4.3 | 0 | 425.1 | 0 | 0 | 0 | 0 | 0 | 0 | 113.4 | 183.5 | 96.5 | 29.4 | 2.3 | 425.1 |  |  | C2 | 0.00228 | 0.0033947 | 0.0060022 | 0.0097206 | 0.022801 | C2 | 26180.34 | 26180.34 | 26180.34 | 26180.34 | 26180.34 | C2 | 59.6921 | 88.8752 | 157.1394 | 254.4892 | 596.9314 | C2 | 14648.446 | 13731.2195 | 3661.3487 | 483.5295 | 0 | 32524.5437 |  | 14648.446 | 13731.2195 | 3661.3487 | 483.5295 | 0 | 32524.5437 |  | 11723.5322 | 12282.5536 | 13545.4187 | 1094.3037 | 0 | 38645.8081 |  | 11723.5322 | 12282.5536 | 13545.4187 | 1094.3037 | 0 | 38645.8081 |  | 6769.0863 | 16308.6005 | 15163.9548 | 7481.9833 | 1372.9422 | 47096.567 |  | 6769.0863 | 16308.6005 | 15163.9548 | 7481.9833 | 1372.9422 | 47096.567
|  |  | 99.5 | 99.5 | C3 | 69.7 | 27.6 | 2.2 | 0 | 0 | 99.5 | 69.7 | 27.6 | 2.2 | 0 | 0 | 99.5 | 0 | 0 | 0 | 0 | 0 | 0 | 59.9 | 30.8 | 8.8 | 0 | 0 | 99.5 | 0 | 0 | 0 | 0 | 0 | 0 | 33.3 | 47.4 | 14.3 | 4.6 | 0 | 99.6 |  |  | C3 | 0.00228 | 0.0033947 | 0.0060022 | 0.0097206 | 0.022801 | C3 | 39270.51 | 39270.51 | 39270.51 | 39270.51 | 39270.51 | C3 | 89.5382 | 133.3128 | 235.7091 | 381.7338 | 895.3971 | C3 | 6240.8111 | 3679.4336 | 518.5601 | 0 | 0 | 10438.8047 |  | 6240.8111 | 3679.4336 | 518.5601 | 0 | 0 | 10438.8047 |  | 5363.3369 | 4106.0346 | 2074.2404 | 0 | 0 | 11543.6119 |  | 5363.3369 | 4106.0346 | 2074.2404 | 0 | 0 | 11543.6119 |  | 2981.6214 | 6319.0272 | 3370.6407 | 1755.9757 | 0 | 14427.2649 |  | 2981.6214 | 6319.0272 | 3370.6407 | 1755.9757 | 0 | 14427.2649
|  |  | 0 | 0 | C4 | 0 | 0 | 0 | 0 | 0 | 0 | 0 | 0 | 0 | 0 | 0 | 0 | 0 | 0 | 0 | 0 | 0 | 0 | 0 | 0 | 0 | 0 | 0 | 0 | 0 | 0 | 0 | 0 | 0 | 0 | 0 | 0 | 0 | 0 | 0 | 0 |  |  | C4 | 0.00228 | 0.0033947 | 0.0060022 | 0.0097206 | 0.022801 | C4 | 65450.85 | 65450.85 | 65450.85 | 65450.85 | 65450.85 | C4 | 149.2303 | 222.188 | 392.8486 | 636.2231 | 1492.3284 | C4 | 0 | 0 | 0 | 0 | 0 | 0 |  | 0 | 0 | 0 | 0 | 0 | 0 |  | 0 | 0 | 0 | 0 | 0 | 0 |  | 0 | 0 | 0 | 0 | 0 | 0 |  | 0 | 0 | 0 | 0 | 0 | 0 |  | 0 | 0 | 0 | 0 | 0 | 0
|  |  | 580.7 | 580.7 |  | 370.8 | 182.1 | 25.5 | 1.9 | 0.4 |  | 370.8 | 182.1 | 25.5 | 1.9 | 0.4 |  | 0 | 0 | 0 | 0 | 0 |  | 310.3 | 170.7 | 95 | 4.3 | 0.4 |  | 0 | 0 | 0 | 0 | 0 |  | 200.7 | 232.6 | 110.8 | 34 | 2.7 | [22 empty] | 23216.6528 | 17410.653 | 4179.9088 | 483.5295 | 167.1408 | 45457.8849 |  | 23216.6528 | 17410.653 | 4179.9088 | 483.5295 | 167.1408 | 45457.8849 |  | 19343.2312 | 16494.3496 | 15619.6591 | 1094.3037 | 167.1408 | 52718.6844 |  | 19343.2312 | 16494.3496 | 15619.6591 | 1094.3037 | 167.1408 | 52718.6844 |  | 12007.0698 | 22733.3892 | 18534.5955 | 9237.9589 | 1540.0829 | 64053.0963 |  | 12007.0698 | 22733.3892 | 18534.5955 | 9237.9589 | 1540.0829 | 64053.0963
| [Please insert new asset category as required] |  | 0 | 0 | C1 | 0 | 0 | 0 | 0 | 0 | 0 | 0 | 0 | 0 | 0 | 0 | 0 | 0 | 0 | 0 | 0 | 0 | 0 | 0 | 0 | 0 | 0 | 0 | 0 | 0 | 0 | 0 | 0 | 0 | 0 | 0 | 0 | 0 | 0 | 0 | 0 |  |  | C1 | 0 | 0 | 0 | 0 | 0 | C1 | 0 | 0 | 0 | 0 | 0 | C1 | [5 empty] | C1 | [5 empty] | 0 | [6 empty] | 0 | [6 empty] | 0 | [6 empty] | 0 | [6 empty] | 0 | [6 empty] | 0
|  |  | 0 | 0 | C2 | 0 | 0 | 0 | 0 | 0 | 0 | 0 | 0 | 0 | 0 | 0 | 0 | 0 | 0 | 0 | 0 | 0 | 0 | 0 | 0 | 0 | 0 | 0 | 0 | 0 | 0 | 0 | 0 | 0 | 0 | 0 | 0 | 0 | 0 | 0 | 0 |  |  | C2 | 0 | 0 | 0 | 0 | 0 | C2 | 0 | 0 | 0 | 0 | 0 | C2 | [5 empty] | C2 | [5 empty] | 0 | [6 empty] | 0 | [6 empty] | 0 | [6 empty] | 0 | [6 empty] | 0 | [6 empty] | 0
|  |  | 0 | 0 | C3 | 0 | 0 | 0 | 0 | 0 | 0 | 0 | 0 | 0 | 0 | 0 | 0 | 0 | 0 | 0 | 0 | 0 | 0 | 0 | 0 | 0 | 0 | 0 | 0 | 0 | 0 | 0 | 0 | 0 | 0 | 0 | 0 | 0 | 0 | 0 | 0 |  |  | C3 | 0 | 0 | 0 | 0 | 0 | C3 | 0 | 0 | 0 | 0 | 0 | C3 | [5 empty] | C3 | [5 empty] | 0 | [6 empty] | 0 | [6 empty] | 0 | [6 empty] | 0 | [6 empty] | 0 | [6 empty] | 0
|  |  | 0 | 0 | C4 | 0 | 0 | 0 | 0 | 0 | 0 | 0 | 0 | 0 | 0 | 0 | 0 | 0 | 0 | 0 | 0 | 0 | 0 | 0 | 0 | 0 | 0 | 0 | 0 | 0 | 0 | 0 | 0 | 0 | 0 | 0 | 0 | 0 | 0 | 0 | 0 |  |  | C4 | 0 | 0 | 0 | 0 | 0 | C4 | 0 | 0 | 0 | 0 | 0 | C4 | [5 empty] | C4 | [5 empty] | 0 | [6 empty] | 0 | [6 empty] | 0 | [6 empty] | 0 | [6 empty] | 0 | [6 empty] | 0
|  |  | 0 | 0 |  | 0 | 0 | 0 | 0 | 0 |  | 0 | 0 | 0 | 0 | 0 |  | 0 | 0 | 0 | 0 | 0 |  | 0 | 0 | 0 | 0 | 0 |  | 0 | 0 | 0 | 0 | 0 |  | 0 | 0 | 0 | 0 | 0 | [22 empty] | 0 | 0 | 0 | 0 | 0 | 0 |  | 0 | 0 | 0 | 0 | 0 | 0 |  | 0 | 0 | 0 | 0 | 0 | 0 |  | 0 | 0 | 0 | 0 | 0 | 0 |  | 0 | 0 | 0 | 0 | 0 | 0 |  | 0 | 0 | 0 | 0 | 0 | 0
| [Please insert new asset category as required] |  | 0 | 0 | C1 | 0 | 0 | 0 | 0 | 0 | 0 | 0 | 0 | 0 | 0 | 0 | 0 | 0 | 0 | 0 | 0 | 0 | 0 | 0 | 0 | 0 | 0 | 0 | 0 | 0 | 0 | 0 | 0 | 0 | 0 | 0 | 0 | 0 | 0 | 0 | 0 |  |  | C1 | 0 | 0 | 0 | 0 | 0 | C1 | 0 | 0 | 0 | 0 | 0 | C1 | [5 empty] | C1 | [5 empty] | 0 | [6 empty] | 0 | [6 empty] | 0 | [6 empty] | 0 | [6 empty] | 0 | [6 empty] | 0
|  |  | 0 | 0 | C2 | 0 | 0 | 0 | 0 | 0 | 0 | 0 | 0 | 0 | 0 | 0 | 0 | 0 | 0 | 0 | 0 | 0 | 0 | 0 | 0 | 0 | 0 | 0 | 0 | 0 | 0 | 0 | 0 | 0 | 0 | 0 | 0 | 0 | 0 | 0 | 0 |  |  | C2 | 0 | 0 | 0 | 0 | 0 | C2 | 0 | 0 | 0 | 0 | 0 | C2 | [5 empty] | C2 | [5 empty] | 0 | [6 empty] | 0 | [6 empty] | 0 | [6 empty] | 0 | [6 empty] | 0 | [6 empty] | 0
|  |  | 0 | 0 | C3 | 0 | 0 | 0 | 0 | 0 | 0 | 0 | 0 | 0 | 0 | 0 | 0 | 0 | 0 | 0 | 0 | 0 | 0 | 0 | 0 | 0 | 0 | 0 | 0 | 0 | 0 | 0 | 0 | 0 | 0 | 0 | 0 | 0 | 0 | 0 | 0 |  |  | C3 | 0 | 0 | 0 | 0 | 0 | C3 | 0 | 0 | 0 | 0 | 0 | C3 | [5 empty] | C3 | [5 empty] | 0 | [6 empty] | 0 | [6 empty] | 0 | [6 empty] | 0 | [6 empty] | 0 | [6 empty] | 0
|  |  | 0 | 0 | C4 | 0 | 0 | 0 | 0 | 0 | 0 | 0 | 0 | 0 | 0 | 0 | 0 | 0 | 0 | 0 | 0 | 0 | 0 | 0 | 0 | 0 | 0 | 0 | 0 | 0 | 0 | 0 | 0 | 0 | 0 | 0 | 0 | 0 | 0 | 0 | 0 |  |  | C4 | 0 | 0 | 0 | 0 | 0 | C4 | 0 | 0 | 0 | 0 | 0 | C4 | [5 empty] | C4 | [5 empty] | 0 | [6 empty] | 0 | [6 empty] | 0 | [6 empty] | 0 | [6 empty] | 0 | [6 empty] | 0
|  |  | 0 | 0 |  | 0 | 0 | 0 | 0 | 0 |  | 0 | 0 | 0 | 0 | 0 |  | 0 | 0 | 0 | 0 | 0 |  | 0 | 0 | 0 | 0 | 0 |  | 0 | 0 | 0 | 0 | 0 |  | 0 | 0 | 0 | 0 | 0 | [22 empty] | 0 | 0 | 0 | 0 | 0 | 0 |  | 0 | 0 | 0 | 0 | 0 | 0 |  | 0 | 0 | 0 | 0 | 0 | 0 |  | 0 | 0 | 0 | 0 | 0 | 0 |  | 0 | 0 | 0 | 0 | 0 | 0 |  | 0 | 0 | 0 | 0 | 0 | 0
| [Please insert new asset category as required] |  | 0 | 0 | C1 | 0 | 0 | 0 | 0 | 0 | 0 | 0 | 0 | 0 | 0 | 0 | 0 | 0 | 0 | 0 | 0 | 0 | 0 | 0 | 0 | 0 | 0 | 0 | 0 | 0 | 0 | 0 | 0 | 0 | 0 | 0 | 0 | 0 | 0 | 0 | 0 |  |  | C1 | 0 | 0 | 0 | 0 | 0 | C1 | 0 | 0 | 0 | 0 | 0 | C1 | [5 empty] | C1 | [5 empty] | 0 | [6 empty] | 0 | [6 empty] | 0 | [6 empty] | 0 | [6 empty] | 0 | [6 empty] | 0
|  |  | 0 | 0 | C2 | 0 | 0 | 0 | 0 | 0 | 0 | 0 | 0 | 0 | 0 | 0 | 0 | 0 | 0 | 0 | 0 | 0 | 0 | 0 | 0 | 0 | 0 | 0 | 0 | 0 | 0 | 0 | 0 | 0 | 0 | 0 | 0 | 0 | 0 | 0 | 0 |  |  | C2 | 0 | 0 | 0 | 0 | 0 | C2 | 0 | 0 | 0 | 0 | 0 | C2 | [5 empty] | C2 | [5 empty] | 0 | [6 empty] | 0 | [6 empty] | 0 | [6 empty] | 0 | [6 empty] | 0 | [6 empty] | 0
|  |  | 0 | 0 | C3 | 0 | 0 | 0 | 0 | 0 | 0 | 0 | 0 | 0 | 0 | 0 | 0 | 0 | 0 | 0 | 0 | 0 | 0 | 0 | 0 | 0 | 0 | 0 | 0 | 0 | 0 | 0 | 0 | 0 | 0 | 0 | 0 | 0 | 0 | 0 | 0 |  |  | C3 | 0 | 0 | 0 | 0 | 0 | C3 | 0 | 0 | 0 | 0 | 0 | C3 | [5 empty] | C3 | [5 empty] | 0 | [6 empty] | 0 | [6 empty] | 0 | [6 empty] | 0 | [6 empty] | 0 | [6 empty] | 0
|  |  | 0 | 0 | C4 | 0 | 0 | 0 | 0 | 0 | 0 | 0 | 0 | 0 | 0 | 0 | 0 | 0 | 0 | 0 | 0 | 0 | 0 | 0 | 0 | 0 | 0 | 0 | 0 | 0 | 0 | 0 | 0 | 0 | 0 | 0 | 0 | 0 | 0 | 0 | 0 |  |  | C4 | 0 | 0 | 0 | 0 | 0 | C4 | 0 | 0 | 0 | 0 | 0 | C4 | [5 empty] | C4 | [5 empty] | 0 | [6 empty] | 0 | [6 empty] | 0 | [6 empty] | 0 | [6 empty] | 0 | [6 empty] | 0
|  |  | 0 | 0 |  | 0 | 0 | 0 | 0 | 0 |  | 0 | 0 | 0 | 0 | 0 |  | 0 | 0 | 0 | 0 | 0 |  | 0 | 0 | 0 | 0 | 0 |  | 0 | 0 | 0 | 0 | 0 |  | 0 | 0 | 0 | 0 | 0 | [22 empty] | 0 | 0 | 0 | 0 | 0 | 0 |  | 0 | 0 | 0 | 0 | 0 | 0 |  | 0 | 0 | 0 | 0 | 0 | 0 |  | 0 | 0 | 0 | 0 | 0 | 0 |  | 0 | 0 | 0 | 0 | 0 | 0 |  | 0 | 0 | 0 | 0 | 0 | 0
| [Please insert new asset category as required] |  | 0 | 0 | C1 | 0 | 0 | 0 | 0 | 0 | 0 | 0 | 0 | 0 | 0 | 0 | 0 | 0 | 0 | 0 | 0 | 0 | 0 | 0 | 0 | 0 | 0 | 0 | 0 | 0 | 0 | 0 | 0 | 0 | 0 | 0 | 0 | 0 | 0 | 0 | 0 |  |  | C1 | 0 | 0 | 0 | 0 | 0 | C1 | 0 | 0 | 0 | 0 | 0 | C1 | [5 empty] | C1 | [5 empty] | 0 | [6 empty] | 0 | [6 empty] | 0 | [6 empty] | 0 | [6 empty] | 0 | [6 empty] | 0
|  |  | 0 | 0 | C2 | 0 | 0 | 0 | 0 | 0 | 0 | 0 | 0 | 0 | 0 | 0 | 0 | 0 | 0 | 0 | 0 | 0 | 0 | 0 | 0 | 0 | 0 | 0 | 0 | 0 | 0 | 0 | 0 | 0 | 0 | 0 | 0 | 0 | 0 | 0 | 0 |  |  | C2 | 0 | 0 | 0 | 0 | 0 | C2 | 0 | 0 | 0 | 0 | 0 | C2 | [5 empty] | C2 | [5 empty] | 0 | [6 empty] | 0 | [6 empty] | 0 | [6 empty] | 0 | [6 empty] | 0 | [6 empty] | 0
|  |  | 0 | 0 | C3 | 0 | 0 | 0 | 0 | 0 | 0 | 0 | 0 | 0 | 0 | 0 | 0 | 0 | 0 | 0 | 0 | 0 | 0 | 0 | 0 | 0 | 0 | 0 | 0 | 0 | 0 | 0 | 0 | 0 | 0 | 0 | 0 | 0 | 0 | 0 | 0 |  |  | C3 | 0 | 0 | 0 | 0 | 0 | C3 | 0 | 0 | 0 | 0 | 0 | C3 | [5 empty] | C3 | [5 empty] | 0 | [6 empty] | 0 | [6 empty] | 0 | [6 empty] | 0 | [6 empty] | 0 | [6 empty] | 0
|  |  | 0 | 0 | C4 | 0 | 0 | 0 | 0 | 0 | 0 | 0 | 0 | 0 | 0 | 0 | 0 | 0 | 0 | 0 | 0 | 0 | 0 | 0 | 0 | 0 | 0 | 0 | 0 | 0 | 0 | 0 | 0 | 0 | 0 | 0 | 0 | 0 | 0 | 0 | 0 |  |  | C4 | 0 | 0 | 0 | 0 | 0 | C4 | 0 | 0 | 0 | 0 | 0 | C4 | [5 empty] | C4 | [5 empty] | 0 | [6 empty] | 0 | [6 empty] | 0 | [6 empty] | 0 | [6 empty] | 0 | [6 empty] | 0
|  |  | 0 | 0 |  | 0 | 0 | 0 | 0 | 0 |  | 0 | 0 | 0 | 0 | 0 |  | 0 | 0 | 0 | 0 | 0 |  | 0 | 0 | 0 | 0 | 0 |  | 0 | 0 | 0 | 0 | 0 |  | 0 | 0 | 0 | 0 | 0 | [22 empty] | 0 | 0 | 0 | 0 | 0 | 0 |  | 0 | 0 | 0 | 0 | 0 | 0 |  | 0 | 0 | 0 | 0 | 0 | 0 |  | 0 | 0 | 0 | 0 | 0 | 0 |  | 0 | 0 | 0 | 0 | 0 | 0 |  | 0 | 0 | 0 | 0 | 0 | 0
[63 empty] | 828025.4385 | 313759.4546 | 1023125.505 | 198618.9547 | 2058586.1596 | 4422115.5125 |  | 828025.4385 | 313759.4546 | 1023125.505 | 198618.9547 | 2058586.1596 | 4422115.5125 |  | 710256.482 | 377063.6845 | 1889695.0257 | 226158.3796 | 2089261.1085 | 5292434.6803 |  | 710256.482 | 461684.7244 | 1740077.3511 | 226158.3796 | 2089261.1085 | 5227438.0457 |  | 628930.0412 | 324181.3814 | 1445752.1474 | 104595.653 | 2594758.7195 | 5098217.9425 |  | 628930.0412 | 502126.8824 | 1131128.3603 | 104595.653 | 2594758.7195 | 4961539.6564
| Other | [66 empty] | 0 | [6 empty] | 0 | [6 empty] | 0 | [6 empty] | 0 | [6 empty] | 0 | [6 empty] | 0
| Submarine Cables |  | 0 | 0 | C1 | 0 | 0 | 0 | 0 | 0 | 0 | 0 | 0 | 0 | 0 | 0 | 0 | 0 | 0 | 0 | 0 | 0 | 0 | 0 | 0 | 0 | 0 | 0 | 0 | 0 | 0 | 0 | 0 | 0 | 0 | 0 | 0 | 0 | 0 | 0 | 0 |  |  | C1 | 0 | 0 | 0 | 0 | 0 | C1 | 0 | 0 | 0 | 0 | 0 | C1 | [5 empty] | C1 | [5 empty] | 0 | [6 empty] | 0 | [6 empty] | 0 | [6 empty] | 0 | [6 empty] | 0 | [6 empty] | 0
|  |  | 0 | 0 | C2 | 0 | 0 | 0 | 0 | 0 | 0 | 0 | 0 | 0 | 0 | 0 | 0 | 0 | 0 | 0 | 0 | 0 | 0 | 0 | 0 | 0 | 0 | 0 | 0 | 0 | 0 | 0 | 0 | 0 | 0 | 0 | 0 | 0 | 0 | 0 | 0 |  |  | C2 | 0 | 0 | 0 | 0 | 0 | C2 | 0 | 0 | 0 | 0 | 0 | C2 | [5 empty] | C2 | [5 empty] | 0 | [6 empty] | 0 | [6 empty] | 0 | [6 empty] | 0 | [6 empty] | 0 | [6 empty] | 0
|  |  | 0 | 0 | C3 | 0 | 0 | 0 | 0 | 0 | 0 | 0 | 0 | 0 | 0 | 0 | 0 | 0 | 0 | 0 | 0 | 0 | 0 | 0 | 0 | 0 | 0 | 0 | 0 | 0 | 0 | 0 | 0 | 0 | 0 | 0 | 0 | 0 | 0 | 0 | 0 |  |  | C3 | 0 | 0 | 0 | 0 | 0 | C3 | 0 | 0 | 0 | 0 | 0 | C3 | [5 empty] | C3 | [5 empty] | 0 | [6 empty] | 0 | [6 empty] | 0 | [6 empty] | 0 | [6 empty] | 0 | [6 empty] | 0
|  |  | 0 | 0 | C4 | 0 | 0 | 0 | 0 | 0 | 0 | 0 | 0 | 0 | 0 | 0 | 0 | 0 | 0 | 0 | 0 | 0 | 0 | 0 | 0 | 0 | 0 | 0 | 0 | 0 | 0 | 0 | 0 | 0 | 0 | 0 | 0 | 0 | 0 | 0 | 0 |  |  | C4 | 0 | 0 | 0 | 0 | 0 | C4 | 0 | 0 | 0 | 0 | 0 | C4 | [5 empty] | C4 | [5 empty] | 0 | [6 empty] | 0 | [6 empty] | 0 | [6 empty] | 0 | [6 empty] | 0 | [6 empty] | 0
|  |  | 0 | 0 |  | 0 | 0 | 0 | 0 | 0 |  | 0 | 0 | 0 | 0 | 0 |  | 0 | 0 | 0 | 0 | 0 |  | 0 | 0 | 0 | 0 | 0 |  | 0 | 0 | 0 | 0 | 0 |  | 0 | 0 | 0 | 0 | 0 | [22 empty] | 0 | 0 | 0 | 0 | 0 | 0 |  | 0 | 0 | 0 | 0 | 0 | 0 |  | 0 | 0 | 0 | 0 | 0 | 0 |  | 0 | 0 | 0 | 0 | 0 | 0 |  | 0 | 0 | 0 | 0 | 0 | 0 |  | 0 | 0 | 0 | 0 | 0 | 0
| [Please insert new asset category as required] |  | 0 | 0 | C1 | 0 | 0 | 0 | 0 | 0 | 0 | 0 | 0 | 0 | 0 | 0 | 0 | 0 | 0 | 0 | 0 | 0 | 0 | 0 | 0 | 0 | 0 | 0 | 0 | 0 | 0 | 0 | 0 | 0 | 0 | 0 | 0 | 0 | 0 | 0 | 0 |  |  | C1 | 0 | 0 | 0 | 0 | 0 | C1 | 0 | 0 | 0 | 0 | 0 | C1 | [5 empty] | C1 | [5 empty] | 0 | [6 empty] | 0 | [6 empty] | 0 | [6 empty] | 0 | [6 empty] | 0 | [6 empty] | 0
|  |  | 0 | 0 | C2 | 0 | 0 | 0 | 0 | 0 | 0 | 0 | 0 | 0 | 0 | 0 | 0 | 0 | 0 | 0 | 0 | 0 | 0 | 0 | 0 | 0 | 0 | 0 | 0 | 0 | 0 | 0 | 0 | 0 | 0 | 0 | 0 | 0 | 0 | 0 | 0 |  |  | C2 | 0 | 0 | 0 | 0 | 0 | C2 | 0 | 0 | 0 | 0 | 0 | C2 | [5 empty] | C2 | [5 empty] | 0 | [6 empty] | 0 | [6 empty] | 0 | [6 empty] | 0 | [6 empty] | 0 | [6 empty] | 0
|  |  | 0 | 0 | C3 | 0 | 0 | 0 | 0 | 0 | 0 | 0 | 0 | 0 | 0 | 0 | 0 | 0 | 0 | 0 | 0 | 0 | 0 | 0 | 0 | 0 | 0 | 0 | 0 | 0 | 0 | 0 | 0 | 0 | 0 | 0 | 0 | 0 | 0 | 0 | 0 |  |  | C3 | 0 | 0 | 0 | 0 | 0 | C3 | 0 | 0 | 0 | 0 | 0 | C3 | [5 empty] | C3 | [5 empty] | 0 | [6 empty] | 0 | [6 empty] | 0 | [6 empty] | 0 | [6 empty] | 0 | [6 empty] | 0
|  |  | 0 | 0 | C4 | 0 | 0 | 0 | 0 | 0 | 0 | 0 | 0 | 0 | 0 | 0 | 0 | 0 | 0 | 0 | 0 | 0 | 0 | 0 | 0 | 0 | 0 | 0 | 0 | 0 | 0 | 0 | 0 | 0 | 0 | 0 | 0 | 0 | 0 | 0 | 0 |  |  | C4 | 0 | 0 | 0 | 0 | 0 | C4 | 0 | 0 | 0 | 0 | 0 | C4 | [5 empty] | C4 | [5 empty] | 0 | [6 empty] | 0 | [6 empty] | 0 | [6 empty] | 0 | [6 empty] | 0 | [6 empty] | 0
|  |  | 0 | 0 |  | 0 | 0 | 0 | 0 | 0 |  | 0 | 0 | 0 | 0 | 0 |  | 0 | 0 | 0 | 0 | 0 |  | 0 | 0 | 0 | 0 | 0 |  | 0 | 0 | 0 | 0 | 0 |  | 0 | 0 | 0 | 0 | 0 | [22 empty] | 0 | 0 | 0 | 0 | 0 | 0 |  | 0 | 0 | 0 | 0 | 0 | 0 |  | 0 | 0 | 0 | 0 | 0 | 0 |  | 0 | 0 | 0 | 0 | 0 | 0 |  | 0 | 0 | 0 | 0 | 0 | 0 |  | 0 | 0 | 0 | 0 | 0 | 0
| [Please insert new asset category as required] |  | 0 | 0 | C1 | 0 | 0 | 0 | 0 | 0 | 0 | 0 | 0 | 0 | 0 | 0 | 0 | 0 | 0 | 0 | 0 | 0 | 0 | 0 | 0 | 0 | 0 | 0 | 0 | 0 | 0 | 0 | 0 | 0 | 0 | 0 | 0 | 0 | 0 | 0 | 0 |  |  | C1 | 0 | 0 | 0 | 0 | 0 | C1 | 0 | 0 | 0 | 0 | 0 | C1 | [5 empty] | C1 | [5 empty] | 0 | [6 empty] | 0 | [6 empty] | 0 | [6 empty] | 0 | [6 empty] | 0 | [6 empty] | 0
|  |  | 0 | 0 | C2 | 0 | 0 | 0 | 0 | 0 | 0 | 0 | 0 | 0 | 0 | 0 | 0 | 0 | 0 | 0 | 0 | 0 | 0 | 0 | 0 | 0 | 0 | 0 | 0 | 0 | 0 | 0 | 0 | 0 | 0 | 0 | 0 | 0 | 0 | 0 | 0 |  |  | C2 | 0 | 0 | 0 | 0 | 0 | C2 | 0 | 0 | 0 | 0 | 0 | C2 | [5 empty] | C2 | [5 empty] | 0 | [6 empty] | 0 | [6 empty] | 0 | [6 empty] | 0 | [6 empty] | 0 | [6 empty] | 0
|  |  | 0 | 0 | C3 | 0 | 0 | 0 | 0 | 0 | 0 | 0 | 0 | 0 | 0 | 0 | 0 | 0 | 0 | 0 | 0 | 0 | 0 | 0 | 0 | 0 | 0 | 0 | 0 | 0 | 0 | 0 | 0 | 0 | 0 | 0 | 0 | 0 | 0 | 0 | 0 |  |  | C3 | 0 | 0 | 0 | 0 | 0 | C3 | 0 | 0 | 0 | 0 | 0 | C3 | [5 empty] | C3 | [5 empty] | 0 | [6 empty] | 0 | [6 empty] | 0 | [6 empty] | 0 | [6 empty] | 0 | [6 empty] | 0
|  |  | 0 | 0 | C4 | 0 | 0 | 0 | 0 | 0 | 0 | 0 | 0 | 0 | 0 | 0 | 0 | 0 | 0 | 0 | 0 | 0 | 0 | 0 | 0 | 0 | 0 | 0 | 0 | 0 | 0 | 0 | 0 | 0 | 0 | 0 | 0 | 0 | 0 | 0 | 0 |  |  | C4 | 0 | 0 | 0 | 0 | 0 | C4 | 0 | 0 | 0 | 0 | 0 | C4 | [5 empty] | C4 | [5 empty] | 0 | [6 empty] | 0 | [6 empty] | 0 | [6 empty] | 0 | [6 empty] | 0 | [6 empty] | 0
|  |  | 0 | 0 |  | 0 | 0 | 0 | 0 | 0 |  | 0 | 0 | 0 | 0 | 0 |  | 0 | 0 | 0 | 0 | 0 |  | 0 | 0 | 0 | 0 | 0 |  | 0 | 0 | 0 | 0 | 0 |  | 0 | 0 | 0 | 0 | 0 | [22 empty] | 0 | 0 | 0 | 0 | 0 | 0 |  | 0 | 0 | 0 | 0 | 0 | 0 |  | 0 | 0 | 0 | 0 | 0 | 0 |  | 0 | 0 | 0 | 0 | 0 | 0 |  | 0 | 0 | 0 | 0 | 0 | 0 |  | 0 | 0 | 0 | 0 | 0 | 0
| [Please insert new asset category as required] |  | 0 | 0 | C1 | 0 | 0 | 0 | 0 | 0 | 0 | 0 | 0 | 0 | 0 | 0 | 0 | 0 | 0 | 0 | 0 | 0 | 0 | 0 | 0 | 0 | 0 | 0 | 0 | 0 | 0 | 0 | 0 | 0 | 0 | 0 | 0 | 0 | 0 | 0 | 0 |  |  | C1 | 0 | 0 | 0 | 0 | 0 | C1 | 0 | 0 | 0 | 0 | 0 | C1 | [5 empty] | C1 | [5 empty] | 0 | [6 empty] | 0 | [6 empty] | 0 | [6 empty] | 0 | [6 empty] | 0 | [6 empty] | 0
|  |  | 0 | 0 | C2 | 0 | 0 | 0 | 0 | 0 | 0 | 0 | 0 | 0 | 0 | 0 | 0 | 0 | 0 | 0 | 0 | 0 | 0 | 0 | 0 | 0 | 0 | 0 | 0 | 0 | 0 | 0 | 0 | 0 | 0 | 0 | 0 | 0 | 0 | 0 | 0 |  |  | C2 | 0 | 0 | 0 | 0 | 0 | C2 | 0 | 0 | 0 | 0 | 0 | C2 | [5 empty] | C2 | [5 empty] | 0 | [6 empty] | 0 | [6 empty] | 0 | [6 empty] | 0 | [6 empty] | 0 | [6 empty] | 0
|  |  | 0 | 0 | C3 | 0 | 0 | 0 | 0 | 0 | 0 | 0 | 0 | 0 | 0 | 0 | 0 | 0 | 0 | 0 | 0 | 0 | 0 | 0 | 0 | 0 | 0 | 0 | 0 | 0 | 0 | 0 | 0 | 0 | 0 | 0 | 0 | 0 | 0 | 0 | 0 |  |  | C3 | 0 | 0 | 0 | 0 | 0 | C3 | 0 | 0 | 0 | 0 | 0 | C3 | [5 empty] | C3 | [5 empty] | 0 | [6 empty] | 0 | [6 empty] | 0 | [6 empty] | 0 | [6 empty] | 0 | [6 empty] | 0
|  |  | 0 | 0 | C4 | 0 | 0 | 0 | 0 | 0 | 0 | 0 | 0 | 0 | 0 | 0 | 0 | 0 | 0 | 0 | 0 | 0 | 0 | 0 | 0 | 0 | 0 | 0 | 0 | 0 | 0 | 0 | 0 | 0 | 0 | 0 | 0 | 0 | 0 | 0 | 0 |  |  | C4 | 0 | 0 | 0 | 0 | 0 | C4 | 0 | 0 | 0 | 0 | 0 | C4 | [5 empty] | C4 | [5 empty] | 0 | [6 empty] | 0 | [6 empty] | 0 | [6 empty] | 0 | [6 empty] | 0 | [6 empty] | 0
|  |  | 0 | 0 |  | 0 | 0 | 0 | 0 | 0 |  | 0 | 0 | 0 | 0 | 0 |  | 0 | 0 | 0 | 0 | 0 |  | 0 | 0 | 0 | 0 | 0 |  | 0 | 0 | 0 | 0 | 0 |  | 0 | 0 | 0 | 0 | 0 | [22 empty] | 0 | 0 | 0 | 0 | 0 | 0 |  | 0 | 0 | 0 | 0 | 0 | 0 |  | 0 | 0 | 0 | 0 | 0 | 0 |  | 0 | 0 | 0 | 0 | 0 | 0 |  | 0 | 0 | 0 | 0 | 0 | 0 |  | 0 | 0 | 0 | 0 | 0 | 0
| [Please insert new asset category as required] |  | 0 | 0 | C1 | 0 | 0 | 0 | 0 | 0 | 0 | 0 | 0 | 0 | 0 | 0 | 0 | 0 | 0 | 0 | 0 | 0 | 0 | 0 | 0 | 0 | 0 | 0 | 0 | 0 | 0 | 0 | 0 | 0 | 0 | 0 | 0 | 0 | 0 | 0 | 0 |  |  | C1 | 0 | 0 | 0 | 0 | 0 | C1 | 0 | 0 | 0 | 0 | 0 | C1 | [5 empty] | C1 | [5 empty] | 0 | [6 empty] | 0 | [6 empty] | 0 | [6 empty] | 0 | [6 empty] | 0 | [6 empty] | 0
|  |  | 0 | 0 | C2 | 0 | 0 | 0 | 0 | 0 | 0 | 0 | 0 | 0 | 0 | 0 | 0 | 0 | 0 | 0 | 0 | 0 | 0 | 0 | 0 | 0 | 0 | 0 | 0 | 0 | 0 | 0 | 0 | 0 | 0 | 0 | 0 | 0 | 0 | 0 | 0 |  |  | C2 | 0 | 0 | 0 | 0 | 0 | C2 | 0 | 0 | 0 | 0 | 0 | C2 | [5 empty] | C2 | [5 empty] | 0 | [6 empty] | 0 | [6 empty] | 0 | [6 empty] | 0 | [6 empty] | 0 | [6 empty] | 0
|  |  | 0 | 0 | C3 | 0 | 0 | 0 | 0 | 0 | 0 | 0 | 0 | 0 | 0 | 0 | 0 | 0 | 0 | 0 | 0 | 0 | 0 | 0 | 0 | 0 | 0 | 0 | 0 | 0 | 0 | 0 | 0 | 0 | 0 | 0 | 0 | 0 | 0 | 0 | 0 |  |  | C3 | 0 | 0 | 0 | 0 | 0 | C3 | 0 | 0 | 0 | 0 | 0 | C3 | [5 empty] | C3 | [5 empty] | 0 | [6 empty] | 0 | [6 empty] | 0 | [6 empty] | 0 | [6 empty] | 0 | [6 empty] | 0
|  |  | 0 | 0 | C4 | 0 | 0 | 0 | 0 | 0 | 0 | 0 | 0 | 0 | 0 | 0 | 0 | 0 | 0 | 0 | 0 | 0 | 0 | 0 | 0 | 0 | 0 | 0 | 0 | 0 | 0 | 0 | 0 | 0 | 0 | 0 | 0 | 0 | 0 | 0 | 0 |  |  | C4 | 0 | 0 | 0 | 0 | 0 | C4 | 0 | 0 | 0 | 0 | 0 | C4 | [5 empty] | C4 | [5 empty] | 0 | [6 empty] | 0 | [6 empty] | 0 | [6 empty] | 0 | [6 empty] | 0 | [6 empty] | 0
|  |  | 0 | 0 |  | 0 | 0 | 0 | 0 | 0 |  | 0 | 0 | 0 | 0 | 0 |  | 0 | 0 | 0 | 0 | 0 |  | 0 | 0 | 0 | 0 | 0 |  | 0 | 0 | 0 | 0 | 0 |  | 0 | 0 | 0 | 0 | 0 | [22 empty] | 0 | 0 | 0 | 0 | 0 | 0 |  | 0 | 0 | 0 | 0 | 0 | 0 |  | 0 | 0 | 0 | 0 | 0 | 0 |  | 0 | 0 | 0 | 0 | 0 | 0 |  | 0 | 0 | 0 | 0 | 0 | 0 |  | 0 | 0 | 0 | 0 | 0 | 0
| [Please insert new asset category as required] |  | 0 | 0 | C1 | 0 | 0 | 0 | 0 | 0 | 0 | 0 | 0 | 0 | 0 | 0 | 0 | 0 | 0 | 0 | 0 | 0 | 0 | 0 | 0 | 0 | 0 | 0 | 0 | 0 | 0 | 0 | 0 | 0 | 0 | 0 | 0 | 0 | 0 | 0 | 0 |  |  | C1 | 0 | 0 | 0 | 0 | 0 | C1 | 0 | 0 | 0 | 0 | 0 | C1 | [5 empty] | C1 | [5 empty] | 0 | [6 empty] | 0 | [6 empty] | 0 | [6 empty] | 0 | [6 empty] | 0 | [6 empty] | 0
|  |  | 0 | 0 | C2 | 0 | 0 | 0 | 0 | 0 | 0 | 0 | 0 | 0 | 0 | 0 | 0 | 0 | 0 | 0 | 0 | 0 | 0 | 0 | 0 | 0 | 0 | 0 | 0 | 0 | 0 | 0 | 0 | 0 | 0 | 0 | 0 | 0 | 0 | 0 | 0 |  |  | C2 | 0 | 0 | 0 | 0 | 0 | C2 | 0 | 0 | 0 | 0 | 0 | C2 | [5 empty] | C2 | [5 empty] | 0 | [6 empty] | 0 | [6 empty] | 0 | [6 empty] | 0 | [6 empty] | 0 | [6 empty] | 0
|  |  | 0 | 0 | C3 | 0 | 0 | 0 | 0 | 0 | 0 | 0 | 0 | 0 | 0 | 0 | 0 | 0 | 0 | 0 | 0 | 0 | 0 | 0 | 0 | 0 | 0 | 0 | 0 | 0 | 0 | 0 | 0 | 0 | 0 | 0 | 0 | 0 | 0 | 0 | 0 |  |  | C3 | 0 | 0 | 0 | 0 | 0 | C3 | 0 | 0 | 0 | 0 | 0 | C3 | [5 empty] | C3 | [5 empty] | 0 | [6 empty] | 0 | [6 empty] | 0 | [6 empty] | 0 | [6 empty] | 0 | [6 empty] | 0
|  |  | 0 | 0 | C4 | 0 | 0 | 0 | 0 | 0 | 0 | 0 | 0 | 0 | 0 | 0 | 0 | 0 | 0 | 0 | 0 | 0 | 0 | 0 | 0 | 0 | 0 | 0 | 0 | 0 | 0 | 0 | 0 | 0 | 0 | 0 | 0 | 0 | 0 | 0 | 0 |  |  | C4 | 0 | 0 | 0 | 0 | 0 | C4 | 0 | 0 | 0 | 0 | 0 | C4 | [5 empty] | C4 | [5 empty] | 0 | [6 empty] | 0 | [6 empty] | 0 | [6 empty] | 0 | [6 empty] | 0 | [6 empty] | 0
|  |  | 0 | 0 |  | 0 | 0 | 0 | 0 | 0 |  | 0 | 0 | 0 | 0 | 0 |  | 0 | 0 | 0 | 0 | 0 |  | 0 | 0 | 0 | 0 | 0 |  | 0 | 0 | 0 | 0 | 0 |  | 0 | 0 | 0 | 0 | 0 | [22 empty] | 0 | 0 | 0 | 0 | 0 | 0 |  | 0 | 0 | 0 | 0 | 0 | 0 |  | 0 | 0 | 0 | 0 | 0 | 0 |  | 0 | 0 | 0 | 0 | 0 | 0 |  | 0 | 0 | 0 | 0 | 0 | 0 |  | 0 | 0 | 0 | 0 | 0 | 0
[63 empty] | 0 | 0 | 0 | 0 | 0 | 0 |  | 0 | 0 | 0 | 0 | 0 | 0 |  | 0 | 0 | 0 | 0 | 0 | 0 |  | 0 | 0 | 0 | 0 | 0 | 0 |  | 0 | 0 | 0 | 0 | 0 | 0 |  | 0 | 0 | 0 | 0 | 0 | 0
| TOTAL |  | 246009.5585 | 246009.5585 |  | 116433.1554 | 30288.4261 | 72630.5679 | 12310.706 | 14346.7031 |  | 116433.1554 | 30288.4261 | 72630.5679 | 12310.706 | 14346.7031 |  | 0 | 1171 | -842 | -329 | 0 |  | 104660.0694 | 30205.0843 | 80493.0387 | 12963.106 | 17382.1671 |  | 100 | 1684 | -1101 | -577 | -106 |  | 95008.6421 | 25818.6143 | 20757.959 | 76419.196 | 28003.2541 |  |  |  |  | 0 | 0 | 0 | 0 | 0 |  | 0 | 0 | 0 | 0 | 0 | [7 empty] | 6267704.7641 | 2994725.2207 | 11593359.1871 | 5235967.1128 | 9306304.2767 | 35398060.5614 |  | 6267704.7641 | 2994725.2207 | 11593359.1871 | 5235967.1128 | 9306304.2767 | 35398060.5614 |  | 5404848.5023 | 2986670.641 | 13153225.7652 | 5275233.8805 | 11761402.3149 | 38581381.1039 |  | 5404848.5023 | 3286172.4533 | 12649595.097 | 5233263.081 | 11761402.3149 | 38335281.4485 |  | 4784004.201 | 2701204.999 | 8178707.8994 | 12163844.5894 | 22807710.6603 | 50635472.3492 |  | 4797347.834 | 3152458.4824 | 7457993.3801 | 12094750.38 | 22543295.4729 | 50045845.5494
Health Index Definitions
|  |  | HI1 | New or as new | [57 empty] | LV Network | 996190.3489 | 429420.2156 | 2662662.043 | 660625.8881 | 1657635.5432 | 6406534.0389 | LV Network | 996190.3489 | 429420.2156 | 2662662.043 | 660625.8881 | 1657635.5432 | 6406534.0389 | LV Network | 868182.0594 | 459445.7276 | 2879003.5608 | 624834.214 | 1998202.1707 | 6829667.7325 | LV Network | 868182.0594 | 459445.7276 | 2879003.5608 | 624834.214 | 1998202.1707 | 6829667.7325 | LV Network | 775101.4064 | 372908.2423 | 514191.9875 | 4534806.5673 | 3322298.7612 | 9519306.9648 | LV Network | 775101.4064 | 372908.2423 | 514191.9875 | 4534806.5673 | 3322298.7612 | 9519306.9648
|  |  | HI2 | Good or seviceable condition | [57 empty] | HV Network | 2858874.4473 | 1011600.8491 | 3469296.2909 | 952758.4045 | 2436964.812 | 10729494.8038 | HV Network | 2858874.4473 | 1011600.8491 | 3469296.2909 | 952758.4045 | 2436964.812 | 10729494.8038 | HV Network | 2575548.1107 | 1056680.1299 | 3793073.2257 | 1222306.044 | 3105305.0572 | 11752912.5675 | HV Network | 2575548.1107 | 1056680.1299 | 3793073.2257 | 1222306.044 | 3105305.0572 | 11752912.5675 | HV Network | 2330856.2916 | 951862.1302 | 1080179.3924 | 5929172.3834 | 5520877.8651 | 15812948.0627 | HV Network | 2344199.9246 | 951862.1302 | 1080179.3924 | 5929172.3834 | 5387439.2591 | 15692853.0897
|  |  | HI3 | Deterioration requires assessment and monitoring | [57 empty] | EHV Network | 1584614.5293 | 1239944.7014 | 4438275.3481 | 3423963.8656 | 3153117.7617 | 13839916.2062 | EHV Network | 1584614.5293 | 1239944.7014 | 4438275.3481 | 3423963.8656 | 3153117.7617 | 13839916.2062 | EHV Network | 1250861.8502 | 1093481.099 | 4591453.953 | 3201935.2429 | 4568633.9785 | 14706366.1236 | EHV Network | 1250861.8502 | 1308361.8714 | 4237440.9594 | 3159964.4434 | 4568633.9785 | 14525263.1029 | EHV Network | 1049116.4618 | 1052253.2451 | 5138584.3721 | 1595269.9857 | 11369775.3145 | 20204999.3792 | EHV Network | 1049116.4618 | 1325561.2275 | 4732493.6398 | 1526175.7763 | 11238798.7331 | 19872145.8385
|  |  | HI4 | Material deterioration, intervention requires consideration | [57 empty] | 132kV Network | 828025.4385 | 313759.4546 | 1023125.505 | 198618.9547 | 2058586.1596 | 4422115.5125 | 132kV Network | 828025.4385 | 313759.4546 | 1023125.505 | 198618.9547 | 2058586.1596 | 4422115.5125 | 132kV Network | 710256.482 | 377063.6845 | 1889695.0257 | 226158.3796 | 2089261.1085 | 5292434.6803 | 132kV Network | 710256.482 | 461684.7244 | 1740077.3511 | 226158.3796 | 2089261.1085 | 5227438.0457 | 132kV Network | 628930.0412 | 324181.3814 | 1445752.1474 | 104595.653 | 2594758.7195 | 5098217.9425 | 132kV Network | 628930.0412 | 502126.8824 | 1131128.3603 | 104595.653 | 2594758.7195 | 4961539.6564
|  |  | HI5 | End of serviceable life, intervention required | [57 empty] | Other | 0 | 0 | 0 | 0 | 0 | 0 | Other | 0 | 0 | 0 | 0 | 0 | 0 | Other | 0 | 0 | 0 | 0 | 0 | 0 | Other | 0 | 0 | 0 | 0 | 0 | 0 | Other | 0 | 0 | 0 | 0 | 0 | 0 | Other | 0 | 0 | 0 | 0 | 0 | 0
[62 empty] | Total | 6267704.7641 | 2994725.2207 | 11593359.1871 | 5235967.1128 | 9306304.2767 | 35398060.5614 | Total | 6267704.7641 | 2994725.2207 | 11593359.1871 | 5235967.1128 | 9306304.2767 | 35398060.5614 | Total | 5404848.5023 | 2986670.641 | 13153225.7652 | 5275233.8805 | 11761402.3149 | 38581381.1039 | Total | 5404848.5023 | 3286172.4533 | 12649595.097 | 5233263.081 | 11761402.3149 | 38335281.4485 | Total | 4784004.201 | 2701204.999 | 8178707.8994 | 12163844.5894 | 22807710.6603 | 50635472.3492 | Total | 4797347.834 | 3152458.4824 | 7457993.3801 | 12094750.38 | 22543295.4729 | 50045845.5494
Criticality Index Definitions
|  |  | C1 | Low criticality
|  |  | C2 | Average criticality
|  |  | C3 | High criticality
|  |  | C4 | Very high criticality

## NPgN - HVP
HI7: Secondary deliverables RIIO-ED1 - HVP | [50 empty] | Criticality weightings C1 to C4 | Criticality Rating Boundaries
NPgN | [49 empty] | C1 | 0.7 | Below 75% of average
[50 empty] | C2 | 1 | 75%-125%
[50 empty] | C3 | 1.5 | 125%-200%
[50 empty] | C4 | 2.5 | Over 200% of average
Price base (2012/13)
| ASSET CATEGORIES |  | ASSET REGISTER |  |  | End of DPCR5 (31 March 2015) with investment | [5 empty] | End of DPCR5 (31 March 2015) without investment | [5 empty] | Mid-Period Review (31 March 2019) planned investment | [5 empty] | Mid-Period Review (31 March 2019) without investment | [5 empty] | End of RIIO-ED1 (31 March 2023) planned investment | [5 empty] | End of RIIO-ED1 (31 March 2023) without investment | [8 empty] | Probability of failure | [5 empty] | Criticality/consequence of failure | [5 empty] | Probability of failure x Consequence of failure
Is it your current intention to have a health index for this asset category in the RIIO-ED1 control period.
|  |  | as at 31st March 2015 | as at 31st March 2023 |  | HI 1 | HI 2 | HI 3 | HI 4 | HI 5 |  | HI 1 | HI 2 | HI 3 | HI 4 | HI 5 |  | HI 1 | HI 2 | HI 3 | HI 4 | HI 5 |  | HI 1 | HI 2 | HI 3 | HI 4 | HI 5 |  | HI 1 | HI 2 | HI 3 | HI 4 | HI 5 |  | HI 1 | HI 2 | HI 3 | HI 4 | HI 5 |  |  |  |  | HI 1 | HI 2 | HI 3 | HI 4 | HI 5 |  | HI 1 | HI 2 | HI 3 | HI 4 | HI 5 |  | HI 1 | HI 2 | HI 3 | HI 4 | HI 5 |  | End of DPCR5 (without investment) | [6 empty] | Position at Beginning of RIIO-ED1 | [6 empty] | Mid Period (Without Investment) | [6 empty] | Mid Period (With Investment) | [6 empty] | End of RIIO-ED1 (Without Investment) | [6 empty] | End of RIIO-ED1 (With Investment)
| LV Network | [61 empty] | 1 | 2 | 3 | 4 | 5 | Total |  | 1 | 2 | 3 | 4 | 5 | Total |  | 1 | 2 | 3 | 4 | 5 | Total |  | 1 | 2 | 3 | 4 | 5 | Total |  | 1 | 2 | 3 | 4 | 5 | Total |  | 1 | 2 | 3 | 4 | 5 | Total
| LV Switchgear and Other |  | 0 | 0 | C1 | 0 | 0 | 0 | 0 | 0 | 0 | 0 | 0 | 0 | 0 | 0 | 0 | 0 | 0 | 0 | 0 | 0 | 0 | 0 | 0 | 0 | 0 | 0 | 0 | 0 | 0 | 0 | 0 | 0 | 0 | 0 | 0 | 0 | 0 | 0 | 0 | Yes |  | C1 | 0 | 0 | 0 | 0 | 0 | C1 | 0 | 0 | 0 | 0 | 0 | C1 | [5 empty] | C1 | [5 empty] | 0 | [6 empty] | 0 | [6 empty] | 0 | [6 empty] | 0 | [6 empty] | 0 | [6 empty] | 0
|  |  | 0 | 0 | C2 | 0 | 0 | 0 | 0 | 0 | 0 | 0 | 0 | 0 | 0 | 0 | 0 | 0 | 0 | 0 | 0 | 0 | 0 | 0 | 0 | 0 | 0 | 0 | 0 | 0 | 0 | 0 | 0 | 0 | 0 | 0 | 0 | 0 | 0 | 0 | 0 | No |  | C2 | 0 | 0 | 0 | 0 | 0 | C2 | 0 | 0 | 0 | 0 | 0 | C2 | [5 empty] | C2 | [5 empty] | 0 | [6 empty] | 0 | [6 empty] | 0 | [6 empty] | 0 | [6 empty] | 0 | [6 empty] | 0
|  |  | 0 | 0 | C3 | 0 | 0 | 0 | 0 | 0 | 0 | 0 | 0 | 0 | 0 | 0 | 0 | 0 | 0 | 0 | 0 | 0 | 0 | 0 | 0 | 0 | 0 | 0 | 0 | 0 | 0 | 0 | 0 | 0 | 0 | 0 | 0 | 0 | 0 | 0 | 0 |  |  | C3 | 0 | 0 | 0 | 0 | 0 | C3 | 0 | 0 | 0 | 0 | 0 | C3 | [5 empty] | C3 | [5 empty] | 0 | [6 empty] | 0 | [6 empty] | 0 | [6 empty] | 0 | [6 empty] | 0 | [6 empty] | 0
|  |  | 0 | 0 | C4 | 0 | 0 | 0 | 0 | 0 | 0 | 0 | 0 | 0 | 0 | 0 | 0 | 0 | 0 | 0 | 0 | 0 | 0 | 0 | 0 | 0 | 0 | 0 | 0 | 0 | 0 | 0 | 0 | 0 | 0 | 0 | 0 | 0 | 0 | 0 | 0 |  |  | C4 | 0 | 0 | 0 | 0 | 0 | C4 | 0 | 0 | 0 | 0 | 0 | C4 | [5 empty] | C4 | [5 empty] | 0 | [6 empty] | 0 | [6 empty] | 0 | [6 empty] | 0 | [6 empty] | 0 | [6 empty] | 0
|  |  | 0 | 0 |  | 0 | 0 | 0 | 0 | 0 |  | 0 | 0 | 0 | 0 | 0 |  | 0 | 0 | 0 | 0 | 0 |  | 0 | 0 | 0 | 0 | 0 |  | 0 | 0 | 0 | 0 | 0 |  | 0 | 0 | 0 | 0 | 0 | [22 empty] | 0 | 0 | 0 | 0 | 0 | 0 |  | 0 | 0 | 0 | 0 | 0 | 0 |  | 0 | 0 | 0 | 0 | 0 | 0 |  | 0 | 0 | 0 | 0 | 0 | 0 |  | 0 | 0 | 0 | 0 | 0 | 0 |  | 0 | 0 | 0 | 0 | 0 | 0
| LV UGB |  | 0 | 0 | C1 | 0 | 0 | 0 | 0 | 0 | 0 | 0 | 0 | 0 | 0 | 0 | 0 | 0 | 0 | 0 | 0 | 0 | 0 | 0 | 0 | 0 | 0 | 0 | 0 | 0 | 0 | 0 | 0 | 0 | 0 | 0 | 0 | 0 | 0 | 0 | 0 |  |  | C1 | 0 | 0 | 0 | 0 | 0 | C1 | 0 | 0 | 0 | 0 | 0 | C1 | [5 empty] | C1 | [5 empty] | 0 | [6 empty] | 0 | [6 empty] | 0 | [6 empty] | 0 | [6 empty] | 0 | [6 empty] | 0
|  |  | 0 | 0 | C2 | 0 | 0 | 0 | 0 | 0 | 0 | 0 | 0 | 0 | 0 | 0 | 0 | 0 | 0 | 0 | 0 | 0 | 0 | 0 | 0 | 0 | 0 | 0 | 0 | 0 | 0 | 0 | 0 | 0 | 0 | 0 | 0 | 0 | 0 | 0 | 0 |  |  | C2 | 0 | 0 | 0 | 0 | 0 | C2 | 0 | 0 | 0 | 0 | 0 | C2 | [5 empty] | C2 | [5 empty] | 0 | [6 empty] | 0 | [6 empty] | 0 | [6 empty] | 0 | [6 empty] | 0 | [6 empty] | 0
|  |  | 0 | 0 | C3 | 0 | 0 | 0 | 0 | 0 | 0 | 0 | 0 | 0 | 0 | 0 | 0 | 0 | 0 | 0 | 0 | 0 | 0 | 0 | 0 | 0 | 0 | 0 | 0 | 0 | 0 | 0 | 0 | 0 | 0 | 0 | 0 | 0 | 0 | 0 | 0 |  |  | C3 | 0 | 0 | 0 | 0 | 0 | C3 | 0 | 0 | 0 | 0 | 0 | C3 | [5 empty] | C3 | [5 empty] | 0 | [6 empty] | 0 | [6 empty] | 0 | [6 empty] | 0 | [6 empty] | 0 | [6 empty] | 0
|  |  | 0 | 0 | C4 | 0 | 0 | 0 | 0 | 0 | 0 | 0 | 0 | 0 | 0 | 0 | 0 | 0 | 0 | 0 | 0 | 0 | 0 | 0 | 0 | 0 | 0 | 0 | 0 | 0 | 0 | 0 | 0 | 0 | 0 | 0 | 0 | 0 | 0 | 0 | 0 |  |  | C4 | 0 | 0 | 0 | 0 | 0 | C4 | 0 | 0 | 0 | 0 | 0 | C4 | [5 empty] | C4 | [5 empty] | 0 | [6 empty] | 0 | [6 empty] | 0 | [6 empty] | 0 | [6 empty] | 0 | [6 empty] | 0
|  |  | 0 | 0 |  | 0 | 0 | 0 | 0 | 0 |  | 0 | 0 | 0 | 0 | 0 |  | 0 | 0 | 0 | 0 | 0 |  | 0 | 0 | 0 | 0 | 0 |  | 0 | 0 | 0 | 0 | 0 |  | 0 | 0 | 0 | 0 | 0 | [22 empty] | 0 | 0 | 0 | 0 | 0 | 0 |  | 0 | 0 | 0 | 0 | 0 | 0 |  | 0 | 0 | 0 | 0 | 0 | 0 |  | 0 | 0 | 0 | 0 | 0 | 0 |  | 0 | 0 | 0 | 0 | 0 | 0 |  | 0 | 0 | 0 | 0 | 0 | 0
| LV OHL Support |  | 31617 | 31617 | C1 | 11040 | 2799 | 13826 | 1778 | 2174 | 31617 | 11040 | 2799 | 13826 | 1778 | 2174 | 31617 | 0 | 0 | 0 | 0 | 0 | 0 | 9903 | 2626 | 14869 | 1662 | 2557 | 31617 | 0 | 0 | 0 | 0 | 0 | 0 | 9223 | 2150 | 1945 | 14224 | 4075 | 31617 |  |  | C1 | 0.0081226 | 0.012094 | 0.021383 | 0.03463 | 0.081228 | C1 | 2968.763 | 2968.763 | 2968.763 | 2968.763 | 2968.763 | C1 | 24.1142 | 35.9034 | 63.4805 | 102.8074 | 241.1457 | C1 | 266220.3132 | 100493.6551 | 877681.2864 | 182791.6187 | 524250.7523 | 1951437.6256 |  | 266220.3132 | 100493.6551 | 877681.2864 | 182791.6187 | 524250.7523 | 1951437.6256 |  | 238802.5146 | 94282.3645 | 943891.4398 | 170865.9563 | 616609.5554 | 2064451.8307 |  | 238802.5146 | 94282.3645 | 943891.4398 | 170865.9563 | 616609.5554 | 2064451.8307 |  | 222404.8866 | 77192.3396 | 123469.5575 | 1462332.95 | 982668.7284 | 2868068.462 |  | 222404.8866 | 77192.3396 | 123469.5575 | 1462332.95 | 982668.7284 | 2868068.462
|  |  | 21257 | 21257 | C2 | 7940 | 2384 | 7723 | 1517 | 1693 | 21257 | 7940 | 2384 | 7723 | 1517 | 1693 | 21257 | 0 | 0 | 0 | 0 | 0 | 0 | 6953 | 2415 | 8419 | 1465 | 2005 | 21257 | 0 | 0 | 0 | 0 | 0 | 0 | 6276 | 1968 | 1445 | 8223 | 3345 | 21257 |  |  | C2 | 0.0081226 | 0.012094 | 0.021383 | 0.03463 | 0.081228 | C2 | 4241.09 | 4241.09 | 4241.09 | 4241.09 | 4241.09 | C2 | 34.4488 | 51.2906 | 90.6864 | 146.8678 | 344.4939 | C2 | 273523.4584 | 122276.7691 | 700371.2028 | 222798.3976 | 583228.1007 | 1902197.9285 |  | 273523.4584 | 122276.7691 | 700371.2028 | 222798.3976 | 583228.1007 | 1902197.9285 |  | 239522.4945 | 123866.7774 | 763488.9494 | 215161.2739 | 690710.1842 | 2032749.6793 |  | 239522.4945 | 123866.7774 | 763488.9494 | 215161.2739 | 690710.1842 | 2032749.6793 |  | 216200.6581 | 100939.8832 | 131041.8734 | 1207693.6212 | 1152331.9532 | 2808207.989 |  | 216200.6581 | 100939.8832 | 131041.8734 | 1207693.6212 | 1152331.9532 | 2808207.989
|  |  | 12520 | 12520 | C3 | 5255 | 1391 | 4435 | 716 | 723 | 12520 | 5255 | 1391 | 4435 | 716 | 723 | 12520 | 0 | 0 | 0 | 0 | 0 | 0 | 4538 | 1583 | 4838 | 694 | 867 | 12520 | 0 | 0 | 0 | 0 | 0 | 0 | 3987 | 1395 | 914 | 4743 | 1481 | 12520 |  |  | C3 | 0.0081226 | 0.012094 | 0.021383 | 0.03463 | 0.081228 | C3 | 6361.635 | 6361.635 | 6361.635 | 6361.635 | 6361.635 | C3 | 51.6732 | 76.9359 | 136.0296 | 220.3016 | 516.7408 | C3 | 271542.6525 | 107017.8183 | 603291.3928 | 157735.9783 | 373603.5884 | 1513191.4302 |  | 271542.6525 | 107017.8183 | 603291.3928 | 157735.9783 | 373603.5884 | 1513191.4302 |  | 234492.97 | 121789.5085 | 658111.3322 | 152889.342 | 448014.2616 | 1615297.4143 |  | 234492.97 | 121789.5085 | 658111.3322 | 152889.342 | 448014.2616 | 1615297.4143 |  | 206021.0382 | 107325.5618 | 124331.0785 | 1044890.7051 | 765293.1043 | 2247861.4879 |  | 206021.0382 | 107325.5618 | 124331.0785 | 1044890.7051 | 765293.1043 | 2247861.4879
|  |  | 5517 | 5517 | C4 | 2147 | 777 | 2123 | 265 | 205 | 5517 | 2147 | 777 | 2123 | 265 | 205 | 5517 | 0 | 0 | 0 | 0 | 0 | 0 | 1804 | 932 | 2265 | 234 | 282 | 5517 | 0 | 0 | 0 | 0 | 0 | 0 | 1515 | 682 | 597 | 2233 | 490 | 5517 |  |  | C4 | 0.0081226 | 0.012094 | 0.021383 | 0.03463 | 0.081228 | C4 | 10602.725 | 10602.725 | 10602.725 | 10602.725 | 10602.725 | C4 | 86.122 | 128.2265 | 226.716 | 367.1694 | 861.2346 | C4 | 184903.9248 | 99631.9731 | 481318.1612 | 97299.8935 | 176553.1019 | 1039707.0545 |  | 184903.9248 | 99631.9731 | 481318.1612 | 97299.8935 | 176553.1019 | 1039707.0545 |  | 155364.0803 | 119507.0772 | 513511.8394 | 85917.6418 | 242868.1695 | 1117168.8081 |  | 155364.0803 | 119507.0772 | 513511.8394 | 85917.6418 | 242868.1695 | 1117168.8081 |  | 130474.8235 | 87450.4578 | 135349.4782 | 819889.2911 | 422004.9754 | 1595169.0259 |  | 130474.8235 | 87450.4578 | 135349.4782 | 819889.2911 | 422004.9754 | 1595169.0259
|  |  | 70911 | 70911 |  | 26382 | 7351 | 28107 | 4276 | 4795 |  | 26382 | 7351 | 28107 | 4276 | 4795 |  | 0 | 0 | 0 | 0 | 0 |  | 23198 | 7556 | 30391 | 4055 | 5711 |  | 0 | 0 | 0 | 0 | 0 |  | 21001 | 6195 | 4901 | 29423 | 9391 | [22 empty] | 996190.3489 | 429420.2156 | 2662662.043 | 660625.8881 | 1657635.5432 | 6406534.0389 |  | 996190.3489 | 429420.2156 | 2662662.043 | 660625.8881 | 1657635.5432 | 6406534.0389 |  | 868182.0594 | 459445.7276 | 2879003.5608 | 624834.214 | 1998202.1707 | 6829667.7325 |  | 868182.0594 | 459445.7276 | 2879003.5608 | 624834.214 | 1998202.1707 | 6829667.7325 |  | 775101.4064 | 372908.2423 | 514191.9875 | 4534806.5673 | 3322298.7612 | 9519306.9648 |  | 775101.4064 | 372908.2423 | 514191.9875 | 4534806.5673 | 3322298.7612 | 9519306.9648
| [Please insert new asset category as required] |  | 0 | 0 | C1 | 0 | 0 | 0 | 0 | 0 | 0 | 0 | 0 | 0 | 0 | 0 | 0 | 0 | 0 | 0 | 0 | 0 | 0 | 0 | 0 | 0 | 0 | 0 | 0 | 0 | 0 | 0 | 0 | 0 | 0 | 0 | 0 | 0 | 0 | 0 | 0 |  |  | C1 | 0 | 0 | 0 | 0 | 0 | C1 | 0 | 0 | 0 | 0 | 0 | C1 | [5 empty] | C1 | [5 empty] | 0 | [6 empty] | 0 | [6 empty] | 0 | [6 empty] | 0 | [6 empty] | 0 | [6 empty] | 0
|  |  | 0 | 0 | C2 | 0 | 0 | 0 | 0 | 0 | 0 | 0 | 0 | 0 | 0 | 0 | 0 | 0 | 0 | 0 | 0 | 0 | 0 | 0 | 0 | 0 | 0 | 0 | 0 | 0 | 0 | 0 | 0 | 0 | 0 | 0 | 0 | 0 | 0 | 0 | 0 |  |  | C2 | 0 | 0 | 0 | 0 | 0 | C2 | 0 | 0 | 0 | 0 | 0 | C2 | [5 empty] | C2 | [5 empty] | 0 | [6 empty] | 0 | [6 empty] | 0 | [6 empty] | 0 | [6 empty] | 0 | [6 empty] | 0
|  |  | 0 | 0 | C3 | 0 | 0 | 0 | 0 | 0 | 0 | 0 | 0 | 0 | 0 | 0 | 0 | 0 | 0 | 0 | 0 | 0 | 0 | 0 | 0 | 0 | 0 | 0 | 0 | 0 | 0 | 0 | 0 | 0 | 0 | 0 | 0 | 0 | 0 | 0 | 0 |  |  | C3 | 0 | 0 | 0 | 0 | 0 | C3 | 0 | 0 | 0 | 0 | 0 | C3 | [5 empty] | C3 | [5 empty] | 0 | [6 empty] | 0 | [6 empty] | 0 | [6 empty] | 0 | [6 empty] | 0 | [6 empty] | 0
|  |  | 0 | 0 | C4 | 0 | 0 | 0 | 0 | 0 | 0 | 0 | 0 | 0 | 0 | 0 | 0 | 0 | 0 | 0 | 0 | 0 | 0 | 0 | 0 | 0 | 0 | 0 | 0 | 0 | 0 | 0 | 0 | 0 | 0 | 0 | 0 | 0 | 0 | 0 | 0 |  |  | C4 | 0 | 0 | 0 | 0 | 0 | C4 | 0 | 0 | 0 | 0 | 0 | C4 | [5 empty] | C4 | [5 empty] | 0 | [6 empty] | 0 | [6 empty] | 0 | [6 empty] | 0 | [6 empty] | 0 | [6 empty] | 0
|  |  | 0 | 0 |  | 0 | 0 | 0 | 0 | 0 |  | 0 | 0 | 0 | 0 | 0 |  | 0 | 0 | 0 | 0 | 0 |  | 0 | 0 | 0 | 0 | 0 |  | 0 | 0 | 0 | 0 | 0 |  | 0 | 0 | 0 | 0 | 0 | [22 empty] | 0 | 0 | 0 | 0 | 0 | 0 |  | 0 | 0 | 0 | 0 | 0 | 0 |  | 0 | 0 | 0 | 0 | 0 | 0 |  | 0 | 0 | 0 | 0 | 0 | 0 |  | 0 | 0 | 0 | 0 | 0 | 0 |  | 0 | 0 | 0 | 0 | 0 | 0
| [Please insert new asset category as required] |  | 0 | 0 | C1 | 0 | 0 | 0 | 0 | 0 | 0 | 0 | 0 | 0 | 0 | 0 | 0 | 0 | 0 | 0 | 0 | 0 | 0 | 0 | 0 | 0 | 0 | 0 | 0 | 0 | 0 | 0 | 0 | 0 | 0 | 0 | 0 | 0 | 0 | 0 | 0 |  |  | C1 | 0 | 0 | 0 | 0 | 0 | C1 | 0 | 0 | 0 | 0 | 0 | C1 | [5 empty] | C1 | [5 empty] | 0 | [6 empty] | 0 | [6 empty] | 0 | [6 empty] | 0 | [6 empty] | 0 | [6 empty] | 0
|  |  | 0 | 0 | C2 | 0 | 0 | 0 | 0 | 0 | 0 | 0 | 0 | 0 | 0 | 0 | 0 | 0 | 0 | 0 | 0 | 0 | 0 | 0 | 0 | 0 | 0 | 0 | 0 | 0 | 0 | 0 | 0 | 0 | 0 | 0 | 0 | 0 | 0 | 0 | 0 |  |  | C2 | 0 | 0 | 0 | 0 | 0 | C2 | 0 | 0 | 0 | 0 | 0 | C2 | [5 empty] | C2 | [5 empty] | 0 | [6 empty] | 0 | [6 empty] | 0 | [6 empty] | 0 | [6 empty] | 0 | [6 empty] | 0
|  |  | 0 | 0 | C3 | 0 | 0 | 0 | 0 | 0 | 0 | 0 | 0 | 0 | 0 | 0 | 0 | 0 | 0 | 0 | 0 | 0 | 0 | 0 | 0 | 0 | 0 | 0 | 0 | 0 | 0 | 0 | 0 | 0 | 0 | 0 | 0 | 0 | 0 | 0 | 0 |  |  | C3 | 0 | 0 | 0 | 0 | 0 | C3 | 0 | 0 | 0 | 0 | 0 | C3 | [5 empty] | C3 | [5 empty] | 0 | [6 empty] | 0 | [6 empty] | 0 | [6 empty] | 0 | [6 empty] | 0 | [6 empty] | 0
|  |  | 0 | 0 | C4 | 0 | 0 | 0 | 0 | 0 | 0 | 0 | 0 | 0 | 0 | 0 | 0 | 0 | 0 | 0 | 0 | 0 | 0 | 0 | 0 | 0 | 0 | 0 | 0 | 0 | 0 | 0 | 0 | 0 | 0 | 0 | 0 | 0 | 0 | 0 | 0 |  |  | C4 | 0 | 0 | 0 | 0 | 0 | C4 | 0 | 0 | 0 | 0 | 0 | C4 | [5 empty] | C4 | [5 empty] | 0 | [6 empty] | 0 | [6 empty] | 0 | [6 empty] | 0 | [6 empty] | 0 | [6 empty] | 0
|  |  | 0 | 0 |  | 0 | 0 | 0 | 0 | 0 |  | 0 | 0 | 0 | 0 | 0 |  | 0 | 0 | 0 | 0 | 0 |  | 0 | 0 | 0 | 0 | 0 |  | 0 | 0 | 0 | 0 | 0 |  | 0 | 0 | 0 | 0 | 0 | [22 empty] | 0 | 0 | 0 | 0 | 0 | 0 |  | 0 | 0 | 0 | 0 | 0 | 0 |  | 0 | 0 | 0 | 0 | 0 | 0 |  | 0 | 0 | 0 | 0 | 0 | 0 |  | 0 | 0 | 0 | 0 | 0 | 0 |  | 0 | 0 | 0 | 0 | 0 | 0
| [Please insert new asset category as required] |  | 0 | 0 | C1 | 0 | 0 | 0 | 0 | 0 | 0 | 0 | 0 | 0 | 0 | 0 | 0 | 0 | 0 | 0 | 0 | 0 | 0 | 0 | 0 | 0 | 0 | 0 | 0 | 0 | 0 | 0 | 0 | 0 | 0 | 0 | 0 | 0 | 0 | 0 | 0 |  |  | C1 | 0 | 0 | 0 | 0 | 0 | C1 | 0 | 0 | 0 | 0 | 0 | C1 | [5 empty] | C1 | [5 empty] | 0 | [6 empty] | 0 | [6 empty] | 0 | [6 empty] | 0 | [6 empty] | 0 | [6 empty] | 0
|  |  | 0 | 0 | C2 | 0 | 0 | 0 | 0 | 0 | 0 | 0 | 0 | 0 | 0 | 0 | 0 | 0 | 0 | 0 | 0 | 0 | 0 | 0 | 0 | 0 | 0 | 0 | 0 | 0 | 0 | 0 | 0 | 0 | 0 | 0 | 0 | 0 | 0 | 0 | 0 |  |  | C2 | 0 | 0 | 0 | 0 | 0 | C2 | 0 | 0 | 0 | 0 | 0 | C2 | [5 empty] | C2 | [5 empty] | 0 | [6 empty] | 0 | [6 empty] | 0 | [6 empty] | 0 | [6 empty] | 0 | [6 empty] | 0
|  |  | 0 | 0 | C3 | 0 | 0 | 0 | 0 | 0 | 0 | 0 | 0 | 0 | 0 | 0 | 0 | 0 | 0 | 0 | 0 | 0 | 0 | 0 | 0 | 0 | 0 | 0 | 0 | 0 | 0 | 0 | 0 | 0 | 0 | 0 | 0 | 0 | 0 | 0 | 0 |  |  | C3 | 0 | 0 | 0 | 0 | 0 | C3 | 0 | 0 | 0 | 0 | 0 | C3 | [5 empty] | C3 | [5 empty] | 0 | [6 empty] | 0 | [6 empty] | 0 | [6 empty] | 0 | [6 empty] | 0 | [6 empty] | 0
|  |  | 0 | 0 | C4 | 0 | 0 | 0 | 0 | 0 | 0 | 0 | 0 | 0 | 0 | 0 | 0 | 0 | 0 | 0 | 0 | 0 | 0 | 0 | 0 | 0 | 0 | 0 | 0 | 0 | 0 | 0 | 0 | 0 | 0 | 0 | 0 | 0 | 0 | 0 | 0 |  |  | C4 | 0 | 0 | 0 | 0 | 0 | C4 | 0 | 0 | 0 | 0 | 0 | C4 | [5 empty] | C4 | [5 empty] | 0 | [6 empty] | 0 | [6 empty] | 0 | [6 empty] | 0 | [6 empty] | 0 | [6 empty] | 0
|  |  | 0 | 0 |  | 0 | 0 | 0 | 0 | 0 |  | 0 | 0 | 0 | 0 | 0 |  | 0 | 0 | 0 | 0 | 0 |  | 0 | 0 | 0 | 0 | 0 |  | 0 | 0 | 0 | 0 | 0 |  | 0 | 0 | 0 | 0 | 0 | [22 empty] | 0 | 0 | 0 | 0 | 0 | 0 |  | 0 | 0 | 0 | 0 | 0 | 0 |  | 0 | 0 | 0 | 0 | 0 | 0 |  | 0 | 0 | 0 | 0 | 0 | 0 |  | 0 | 0 | 0 | 0 | 0 | 0 |  | 0 | 0 | 0 | 0 | 0 | 0
| [Please insert new asset category as required] |  | 0 | 0 | C1 | 0 | 0 | 0 | 0 | 0 | 0 | 0 | 0 | 0 | 0 | 0 | 0 | 0 | 0 | 0 | 0 | 0 | 0 | 0 | 0 | 0 | 0 | 0 | 0 | 0 | 0 | 0 | 0 | 0 | 0 | 0 | 0 | 0 | 0 | 0 | 0 |  |  | C1 | 0 | 0 | 0 | 0 | 0 | C1 | 0 | 0 | 0 | 0 | 0 | C1 | [5 empty] | C1 | [5 empty] | 0 | [6 empty] | 0 | [6 empty] | 0 | [6 empty] | 0 | [6 empty] | 0 | [6 empty] | 0
|  |  | 0 | 0 | C2 | 0 | 0 | 0 | 0 | 0 | 0 | 0 | 0 | 0 | 0 | 0 | 0 | 0 | 0 | 0 | 0 | 0 | 0 | 0 | 0 | 0 | 0 | 0 | 0 | 0 | 0 | 0 | 0 | 0 | 0 | 0 | 0 | 0 | 0 | 0 | 0 |  |  | C2 | 0 | 0 | 0 | 0 | 0 | C2 | 0 | 0 | 0 | 0 | 0 | C2 | [5 empty] | C2 | [5 empty] | 0 | [6 empty] | 0 | [6 empty] | 0 | [6 empty] | 0 | [6 empty] | 0 | [6 empty] | 0
|  |  | 0 | 0 | C3 | 0 | 0 | 0 | 0 | 0 | 0 | 0 | 0 | 0 | 0 | 0 | 0 | 0 | 0 | 0 | 0 | 0 | 0 | 0 | 0 | 0 | 0 | 0 | 0 | 0 | 0 | 0 | 0 | 0 | 0 | 0 | 0 | 0 | 0 | 0 | 0 |  |  | C3 | 0 | 0 | 0 | 0 | 0 | C3 | 0 | 0 | 0 | 0 | 0 | C3 | [5 empty] | C3 | [5 empty] | 0 | [6 empty] | 0 | [6 empty] | 0 | [6 empty] | 0 | [6 empty] | 0 | [6 empty] | 0
|  |  | 0 | 0 | C4 | 0 | 0 | 0 | 0 | 0 | 0 | 0 | 0 | 0 | 0 | 0 | 0 | 0 | 0 | 0 | 0 | 0 | 0 | 0 | 0 | 0 | 0 | 0 | 0 | 0 | 0 | 0 | 0 | 0 | 0 | 0 | 0 | 0 | 0 | 0 | 0 |  |  | C4 | 0 | 0 | 0 | 0 | 0 | C4 | 0 | 0 | 0 | 0 | 0 | C4 | [5 empty] | C4 | [5 empty] | 0 | [6 empty] | 0 | [6 empty] | 0 | [6 empty] | 0 | [6 empty] | 0 | [6 empty] | 0
|  |  | 0 | 0 |  | 0 | 0 | 0 | 0 | 0 |  | 0 | 0 | 0 | 0 | 0 |  | 0 | 0 | 0 | 0 | 0 |  | 0 | 0 | 0 | 0 | 0 |  | 0 | 0 | 0 | 0 | 0 |  | 0 | 0 | 0 | 0 | 0 | [22 empty] | 0 | 0 | 0 | 0 | 0 | 0 |  | 0 | 0 | 0 | 0 | 0 | 0 |  | 0 | 0 | 0 | 0 | 0 | 0 |  | 0 | 0 | 0 | 0 | 0 | 0 |  | 0 | 0 | 0 | 0 | 0 | 0 |  | 0 | 0 | 0 | 0 | 0 | 0
| [Please insert new asset category as required] |  | 0 | 0 | C1 | 0 | 0 | 0 | 0 | 0 | 0 | 0 | 0 | 0 | 0 | 0 | 0 | 0 | 0 | 0 | 0 | 0 | 0 | 0 | 0 | 0 | 0 | 0 | 0 | 0 | 0 | 0 | 0 | 0 | 0 | 0 | 0 | 0 | 0 | 0 | 0 |  |  | C1 | 0 | 0 | 0 | 0 | 0 | C1 | 0 | 0 | 0 | 0 | 0 | C1 | [5 empty] | C1 | [5 empty] | 0 | [6 empty] | 0 | [6 empty] | 0 | [6 empty] | 0 | [6 empty] | 0 | [6 empty] | 0
|  |  | 0 | 0 | C2 | 0 | 0 | 0 | 0 | 0 | 0 | 0 | 0 | 0 | 0 | 0 | 0 | 0 | 0 | 0 | 0 | 0 | 0 | 0 | 0 | 0 | 0 | 0 | 0 | 0 | 0 | 0 | 0 | 0 | 0 | 0 | 0 | 0 | 0 | 0 | 0 |  |  | C2 | 0 | 0 | 0 | 0 | 0 | C2 | 0 | 0 | 0 | 0 | 0 | C2 | [5 empty] | C2 | [5 empty] | 0 | [6 empty] | 0 | [6 empty] | 0 | [6 empty] | 0 | [6 empty] | 0 | [6 empty] | 0
|  |  | 0 | 0 | C3 | 0 | 0 | 0 | 0 | 0 | 0 | 0 | 0 | 0 | 0 | 0 | 0 | 0 | 0 | 0 | 0 | 0 | 0 | 0 | 0 | 0 | 0 | 0 | 0 | 0 | 0 | 0 | 0 | 0 | 0 | 0 | 0 | 0 | 0 | 0 | 0 |  |  | C3 | 0 | 0 | 0 | 0 | 0 | C3 | 0 | 0 | 0 | 0 | 0 | C3 | [5 empty] | C3 | [5 empty] | 0 | [6 empty] | 0 | [6 empty] | 0 | [6 empty] | 0 | [6 empty] | 0 | [6 empty] | 0
|  |  | 0 | 0 | C4 | 0 | 0 | 0 | 0 | 0 | 0 | 0 | 0 | 0 | 0 | 0 | 0 | 0 | 0 | 0 | 0 | 0 | 0 | 0 | 0 | 0 | 0 | 0 | 0 | 0 | 0 | 0 | 0 | 0 | 0 | 0 | 0 | 0 | 0 | 0 | 0 |  |  | C4 | 0 | 0 | 0 | 0 | 0 | C4 | 0 | 0 | 0 | 0 | 0 | C4 | [5 empty] | C4 | [5 empty] | 0 | [6 empty] | 0 | [6 empty] | 0 | [6 empty] | 0 | [6 empty] | 0 | [6 empty] | 0
|  |  | 0 | 0 |  | 0 | 0 | 0 | 0 | 0 |  | 0 | 0 | 0 | 0 | 0 |  | 0 | 0 | 0 | 0 | 0 |  | 0 | 0 | 0 | 0 | 0 |  | 0 | 0 | 0 | 0 | 0 |  | 0 | 0 | 0 | 0 | 0 | [22 empty] | 0 | 0 | 0 | 0 | 0 | 0 |  | 0 | 0 | 0 | 0 | 0 | 0 |  | 0 | 0 | 0 | 0 | 0 | 0 |  | 0 | 0 | 0 | 0 | 0 | 0 |  | 0 | 0 | 0 | 0 | 0 | 0 |  | 0 | 0 | 0 | 0 | 0 | 0
[63 empty] | 996190.3489 | 429420.2156 | 2662662.043 | 660625.8881 | 1657635.5432 | 6406534.0389 |  | 996190.3489 | 429420.2156 | 2662662.043 | 660625.8881 | 1657635.5432 | 6406534.0389 |  | 868182.0594 | 459445.7276 | 2879003.5608 | 624834.214 | 1998202.1707 | 6829667.7325 |  | 868182.0594 | 459445.7276 | 2879003.5608 | 624834.214 | 1998202.1707 | 6829667.7325 |  | 775101.4064 | 372908.2423 | 514191.9875 | 4534806.5673 | 3322298.7612 | 9519306.9648 |  | 775101.4064 | 372908.2423 | 514191.9875 | 4534806.5673 | 3322298.7612 | 9519306.9648
| HV Network | [73 empty] | 0 | [6 empty] | 0 | [6 empty] | 0 | [6 empty] | 0 | [6 empty] | 0
| HV Switchgear (GM) - Primary |  | 748 | 748 | C1 | 345 | 149 | 151 | 49 | 54 | 748 | 345 | 149 | 151 | 49 | 54 | 748 | 0 | 0 | 0 | 0 | 0 | 0 | 299 | 186 | 9 | 176 | 78 | 748 | 0 | 0 | 0 | 0 | 0 | 0 | 265 | 129 | 94 | 24 | 237 | 749 |  |  | C1 | 0.001482 | 0.0022066 | 0.0039014 | 0.0063184 | 0.01482 | C1 | 81323.368 | 81323.368 | 81323.368 | 81323.368 | 81323.368 | C1 | 120.5231 | 179.4461 | 317.277 | 513.834 | 1205.2519 | C1 | 41580.4824 | 26737.4708 | 47908.8278 | 25177.8658 | 65083.604 | 206488.2507 |  | 41580.4824 | 26737.4708 | 47908.8278 | 25177.8658 | 65083.604 | 206488.2507 |  | 36036.4181 | 33376.977 | 2855.493 | 90434.7831 | 94009.6502 | 256713.3215 |  | 36036.4181 | 33376.977 | 2855.493 | 90434.7831 | 94009.6502 | 256713.3215 |  | 31938.6314 | 23148.5486 | 29824.0385 | 12332.0159 | 285644.7064 | 382887.9407 |  | 31938.6314 | 23148.5486 | 29824.0385 | 12332.0159 | 285644.7064 | 382887.9407
|  |  | 901 | 901 | C2 | 533 | 132 | 120 | 25 | 91 | 901 | 533 | 132 | 120 | 25 | 91 | 901 | 0 | 0 | 0 | 0 | 0 | 0 | 446 | 203 | 56 | 98 | 98 | 901 | 0 | 0 | 0 | 0 | 0 | 0 | 407 | 193 | 59 | 58 | 183 | 900 |  |  | C2 | 0.001482 | 0.0022066 | 0.0039014 | 0.0063184 | 0.01482 | C2 | 116176.24 | 116176.24 | 116176.24 | 116176.24 | 116176.24 | C2 | 172.1759 | 256.3516 | 453.2529 | 734.0486 | 1721.7885 | C2 | 91769.7603 | 33838.4099 | 54390.3437 | 18351.2141 | 156682.7504 | 355032.4783 |  | 91769.7603 | 33838.4099 | 54390.3437 | 18351.2141 | 156682.7504 | 355032.4783 |  | 76790.456 | 52039.3728 | 25382.1604 | 71936.7593 | 168735.2696 | 394884.0182 |  | 76790.456 | 52039.3728 | 25382.1604 | 71936.7593 | 168735.2696 | 394884.0182 |  | 70075.5955 | 49475.8569 | 26741.919 | 42574.8167 | 315087.2892 | 503955.4773 |  | 70075.5955 | 49475.8569 | 26741.919 | 42574.8167 | 315087.2892 | 503955.4773
|  |  | 808 | 808 | C3 | 455 | 141 | 144 | 28 | 40 | 808 | 455 | 141 | 144 | 28 | 40 | 808 | 0 | 0 | 0 | 0 | 0 | 0 | 408 | 172 | 64 | 107 | 57 | 808 | 0 | 0 | 0 | 0 | 0 | 0 | 352 | 158 | 80 | 73 | 145 | 808 |  |  | C3 | 0.001482 | 0.0022066 | 0.0039014 | 0.0063184 | 0.01482 | C3 | 174264.36 | 174264.36 | 174264.36 | 174264.36 | 174264.36 | C3 | 258.2639 | 384.5274 | 679.8793 | 1101.0728 | 2582.6827 | C3 | 117510.0589 | 54218.3613 | 97902.6187 | 30830.0397 | 103307.3079 | 403768.3865 |  | 117510.0589 | 54218.3613 | 97902.6187 | 30830.0397 | 103307.3079 | 403768.3865 |  | 105371.6572 | 66138.7102 | 43512.275 | 117814.7946 | 147212.9138 | 480050.3508 |  | 105371.6572 | 66138.7102 | 43512.275 | 117814.7946 | 147212.9138 | 480050.3508 |  | 90908.8807 | 60755.3268 | 54390.3437 | 80378.3178 | 374488.9912 | 660921.8603 |  | 90908.8807 | 60755.3268 | 54390.3437 | 80378.3178 | 374488.9912 | 660921.8603
|  |  | 67 | 67 | C4 | 44 | 4 | 19 | 0 | 0 | 67 | 44 | 4 | 19 | 0 | 0 | 67 | 0 | 0 | 0 | 0 | 0 | 0 | 30 | 14 | 19 | 4 | 0 | 67 | 0 | 0 | 0 | 0 | 0 | 0 | 30 | 14 | 4 | 16 | 3 | 67 |  |  | C4 | 0.001482 | 0.0022066 | 0.0039014 | 0.0063184 | 0.01482 | C4 | 290440.6 | 290440.6 | 290440.6 | 290440.6 | 290440.6 | C4 | 430.4398 | 640.879 | 1133.1322 | 1835.1214 | 4304.4712 | C4 | 18939.3501 | 2563.5159 | 21529.5111 | 0 | 0 | 43032.3771 |  | 18939.3501 | 2563.5159 | 21529.5111 | 0 | 0 | 43032.3771 |  | 12913.1933 | 8972.3056 | 21529.5111 | 7340.4856 | 0 | 50755.4956 |  | 12913.1933 | 8972.3056 | 21529.5111 | 7340.4856 | 0 | 50755.4956 |  | 12913.1933 | 8972.3056 | 4532.5286 | 29361.9426 | 12913.4135 | 68693.3836 |  | 12913.1933 | 8972.3056 | 4532.5286 | 29361.9426 | 12913.4135 | 68693.3836
|  |  | 2524 | 2524 |  | 1377 | 426 | 434 | 102 | 185 |  | 1377 | 426 | 434 | 102 | 185 |  | 0 | 0 | 0 | 0 | 0 |  | 1183 | 575 | 148 | 385 | 233 |  | 0 | 0 | 0 | 0 | 0 |  | 1054 | 494 | 237 | 171 | 568 | [22 empty] | 269799.6516 | 117357.7579 | 221731.3013 | 74359.1196 | 325073.6623 | 1008321.4927 |  | 269799.6516 | 117357.7579 | 221731.3013 | 74359.1196 | 325073.6623 | 1008321.4927 |  | 231111.7246 | 160527.3656 | 93279.4395 | 287526.8227 | 409957.8336 | 1182403.186 |  | 231111.7246 | 160527.3656 | 93279.4395 | 287526.8227 | 409957.8336 | 1182403.186 |  | 205836.3009 | 142352.0379 | 115488.8299 | 164647.093 | 988134.4003 | 1616458.662 |  | 205836.3009 | 142352.0379 | 115488.8299 | 164647.093 | 988134.4003 | 1616458.662
| HV Switchgear (GM) - Distribution |  | 1771 | 1771 | C1 | 1290 | 104 | 299 | 49 | 29 | 1771 | 1290 | 104 | 299 | 49 | 29 | 1771 | 0 | 0 | 0 | 0 | 0 | 0 | 1253 | 102 | 265 | 102 | 49 | 1771 | 0 | 0 | 0 | 0 | 0 | 0 | 1166 | 140 | 55 | 299 | 111 | 1771 |  |  | C1 | 0.0019095 | 0.0028431 | 0.0050268 | 0.008141 | 0.019096 | C1 | 8081.668 | 8081.668 | 8081.668 | 8081.668 | 8081.668 | C1 | 15.4322 | 22.9769 | 40.6252 | 65.793 | 154.3245 | C1 | 19907.5239 | 2389.5961 | 12146.9402 | 3223.8589 | 4475.4112 | 42143.3303 |  | 19907.5239 | 2389.5961 | 12146.9402 | 3223.8589 | 4475.4112 | 42143.3303 |  | 19336.5329 | 2343.6423 | 10765.6828 | 6710.8899 | 7561.9016 | 46718.6496 |  | 19336.5329 | 2343.6423 | 10765.6828 | 6710.8899 | 7561.9016 | 46718.6496 |  | 17993.9325 | 3216.764 | 2234.387 | 19672.1184 | 17130.022 | 60247.2239 |  | 17993.9325 | 3216.764 | 2234.387 | 19672.1184 | 17130.022 | 60247.2239
|  |  | 11513 | 11513 | C2 | 8370 | 1059 | 1516 | 356 | 212 | 11513 | 8370 | 1059 | 1516 | 356 | 212 | 11513 | 0 | 0 | 0 | 0 | 0 | 0 | 8088 | 1061 | 1208 | 779 | 377 | 11513 | 0 | 0 | 0 | 0 | 0 | 0 | 7640 | 1021 | 564 | 1455 | 833 | 11513 |  |  | C2 | 0.0019095 | 0.0028431 | 0.0050268 | 0.008141 | 0.019096 | C2 | 11545.24 | 11545.24 | 11545.24 | 11545.24 | 11545.24 | C2 | 22.046 | 32.8241 | 58.036 | 93.9901 | 220.4636 | C2 | 184524.8895 | 34760.7456 | 87982.6152 | 33460.4594 | 46738.284 | 387466.9936 |  | 184524.8895 | 34760.7456 | 87982.6152 | 33460.4594 | 46738.284 | 387466.9936 |  | 178307.9219 | 34826.3938 | 70107.5192 | 73218.2525 | 83114.7786 | 439574.866 |  | 178307.9219 | 34826.3938 | 70107.5192 | 73218.2525 | 83114.7786 | 439574.866 |  | 168431.3209 | 33513.429 | 32732.3186 | 136755.5293 | 183646.1818 | 555078.7795 |  | 168431.3209 | 33513.429 | 32732.3186 | 136755.5293 | 183646.1818 | 555078.7795
|  |  | 2022 | 2022 | C3 | 1621 | 146 | 216 | 25 | 14 | 2022 | 1621 | 146 | 216 | 25 | 14 | 2022 | 0 | 0 | 0 | 0 | 0 | 0 | 1574 | 171 | 157 | 90 | 30 | 2022 | 0 | 0 | 0 | 0 | 0 | 0 | 1501 | 172 | 75 | 173 | 101 | 2022 |  |  | C3 | 0.0019095 | 0.0028431 | 0.0050268 | 0.008141 | 0.019096 | C3 | 17317.86 | 17317.86 | 17317.86 | 17317.86 | 17317.86 | C3 | 33.069 | 49.2362 | 87.054 | 140.9851 | 330.6954 | C3 | 53604.8111 | 7188.4828 | 18803.6724 | 3524.627 | 4629.7357 | 87751.329 |  | 53604.8111 | 7188.4828 | 18803.6724 | 3524.627 | 4629.7357 | 87751.329 |  | 52050.5692 | 8419.3874 | 13667.4841 | 12688.6574 | 9920.8622 | 96746.9602 |  | 52050.5692 | 8419.3874 | 13667.4841 | 12688.6574 | 9920.8622 | 96746.9602 |  | 49636.5339 | 8468.6236 | 6529.0529 | 24390.4191 | 33400.2359 | 122424.8655 |  | 49636.5339 | 8468.6236 | 6529.0529 | 24390.4191 | 33400.2359 | 122424.8655
|  |  | 0 | 0 | C4 | 0 | 0 | 0 | 0 | 0 | 0 | 0 | 0 | 0 | 0 | 0 | 0 | 0 | 0 | 0 | 0 | 0 | 0 | 0 | 0 | 0 | 0 | 0 | 0 | 0 | 0 | 0 | 0 | 0 | 0 | 0 | 0 | 0 | 0 | 0 | 0 |  |  | C4 | 0.0019095 | 0.0028431 | 0.0050268 | 0.008141 | 0.019096 | C4 | 28863.1 | 28863.1 | 28863.1 | 28863.1 | 28863.1 | C4 | 55.115 | 82.0603 | 145.0901 | 234.9751 | 551.159 | C4 | 0 | 0 | 0 | 0 | 0 | 0 |  | 0 | 0 | 0 | 0 | 0 | 0 |  | 0 | 0 | 0 | 0 | 0 | 0 |  | 0 | 0 | 0 | 0 | 0 | 0 |  | 0 | 0 | 0 | 0 | 0 | 0 |  | 0 | 0 | 0 | 0 | 0 | 0
|  |  | 15306 | 15306 |  | 11281 | 1309 | 2031 | 430 | 255 |  | 11281 | 1309 | 2031 | 430 | 255 |  | 0 | 0 | 0 | 0 | 0 |  | 10915 | 1334 | 1630 | 971 | 456 |  | 0 | 0 | 0 | 0 | 0 |  | 10307 | 1333 | 694 | 1927 | 1045 | [22 empty] | 258037.2245 | 44338.8245 | 118933.2277 | 40208.9453 | 55843.4308 | 517361.6529 |  | 258037.2245 | 44338.8245 | 118933.2277 | 40208.9453 | 55843.4308 | 517361.6529 |  | 249695.024 | 45589.4236 | 94540.6861 | 92617.7997 | 100597.5423 | 583040.4757 |  | 249695.024 | 45589.4236 | 94540.6861 | 92617.7997 | 100597.5423 | 583040.4757 |  | 236061.7873 | 45198.8165 | 41495.7585 | 180818.0669 | 234176.4397 | 737750.8689 |  | 236061.7873 | 45198.8165 | 41495.7585 | 180818.0669 | 234176.4397 | 737750.8689
| HV Transformer (GM) |  | 940 | 940 | C1 | 901 | 26 | 13 | 0 | 0 | 940 | 901 | 26 | 13 | 0 | 0 | 940 | 0 | 0 | 0 | 0 | 0 | 0 | 881 | 38 | 21 | 0 | 0 | 940 | 0 | 0 | 0 | 0 | 0 | 0 | 850 | 60 | 15 | 15 | 0 | 940 |  |  | C1 | 0.002223 | 0.0033099 | 0.0058521 | 0.0094776 | 0.022231 | C1 | 12412.26 | 12412.26 | 12412.26 | 12412.26 | 12412.26 | C1 | 27.5929 | 41.0829 | 72.6382 | 117.6385 | 275.9336 | C1 | 24861.1942 | 1068.1547 | 944.2972 | 0 | 0 | 26873.6462 |  | 24861.1942 | 1068.1547 | 944.2972 | 0 | 0 | 26873.6462 |  | 24309.3364 | 1561.1492 | 1525.4032 | 0 | 0 | 27395.8888 |  | 24309.3364 | 1561.1492 | 1525.4032 | 0 | 0 | 27395.8888 |  | 23453.9568 | 2464.9725 | 1089.5737 | 1764.578 | 0 | 28773.081 |  | 23453.9568 | 2464.9725 | 1089.5737 | 1764.578 | 0 | 28773.081
|  |  | 7702 | 7702 | C2 | 7291 | 245 | 141 | 21 | 4 | 7702 | 7291 | 245 | 141 | 21 | 4 | 7702 | 0 | 0 | 0 | 0 | 0 | 0 | 7104 | 359 | 197 | 38 | 4 | 7702 | 0 | 0 | 0 | 0 | 0 | 0 | 6619 | 753 | 151 | 147 | 32 | 7702 |  |  | C2 | 0.002223 | 0.0033099 | 0.0058521 | 0.0094776 | 0.022231 | C2 | 17731.8 | 17731.8 | 17731.8 | 17731.8 | 17731.8 | C2 | 39.4184 | 58.6898 | 103.7689 | 168.055 | 394.1909 | C2 | 287399.662 | 14379.006 | 14631.4186 | 3529.156 | 1576.7635 | 321516.0061 |  | 287399.662 | 14379.006 | 14631.4186 | 3529.156 | 1576.7635 | 321516.0061 |  | 280028.4184 | 21069.6456 | 20442.4785 | 6386.0918 | 1576.7635 | 329503.3978 |  | 280028.4184 | 21069.6456 | 20442.4785 | 6386.0918 | 1576.7635 | 329503.3978 |  | 260910.4872 | 44193.4349 | 15669.1079 | 24704.0919 | 12614.1078 | 358091.2298 |  | 260910.4872 | 44193.4349 | 15669.1079 | 24704.0919 | 12614.1078 | 358091.2298
|  |  | 1358 | 1358 | C3 | 1220 | 82 | 49 | 7 | 0 | 1358 | 1220 | 82 | 49 | 7 | 0 | 1358 | 0 | 0 | 0 | 0 | 0 | 0 | 1172 | 102 | 75 | 9 | 0 | 1358 | 0 | 0 | 0 | 0 | 0 | 0 | 1072 | 165 | 65 | 52 | 4 | 1358 |  |  | C3 | 0.002223 | 0.0033099 | 0.0058521 | 0.0094776 | 0.022231 | C3 | 26597.7 | 26597.7 | 26597.7 | 26597.7 | 26597.7 | C3 | 59.1276 | 88.0347 | 155.6534 | 252.0826 | 591.2863 | C3 | 72135.699 | 7218.8479 | 7627.0161 | 1764.578 | 0 | 88746.141 |  | 72135.699 | 7218.8479 | 7627.0161 | 1764.578 | 0 | 88746.141 |  | 69297.5731 | 8979.5426 | 11674.0042 | 2268.7431 | 0 | 92219.8631 |  | 69297.5731 | 8979.5426 | 11674.0042 | 2268.7431 | 0 | 92219.8631 |  | 63384.8109 | 14525.7306 | 10117.4703 | 13108.2937 | 2365.1452 | 103501.4508 |  | 63384.8109 | 14525.7306 | 10117.4703 | 13108.2937 | 2365.1452 | 103501.4508
|  |  | 4 | 4 | C4 | 4 | 0 | 0 | 0 | 0 | 4 | 4 | 0 | 0 | 0 | 0 | 4 | 0 | 0 | 0 | 0 | 0 | 0 | 4 | 0 | 0 | 0 | 0 | 4 | 0 | 0 | 0 | 0 | 0 | 0 | 4 | 0 | 0 | 0 | 0 | 4 |  |  | C4 | 0.002223 | 0.0033099 | 0.0058521 | 0.0094776 | 0.022231 | C4 | 44329.5 | 44329.5 | 44329.5 | 44329.5 | 44329.5 | C4 | 98.546 | 146.7246 | 259.4223 | 420.1376 | 985.4772 | C4 | 394.1841 | 0 | 0 | 0 | 0 | 394.1841 |  | 394.1841 | 0 | 0 | 0 | 0 | 394.1841 |  | 394.1841 | 0 | 0 | 0 | 0 | 394.1841 |  | 394.1841 | 0 | 0 | 0 | 0 | 394.1841 |  | 394.1841 | 0 | 0 | 0 | 0 | 394.1841 |  | 394.1841 | 0 | 0 | 0 | 0 | 394.1841
|  |  | 10004 | 10004 |  | 9416 | 353 | 203 | 28 | 4 |  | 9416 | 353 | 203 | 28 | 4 |  | 0 | 0 | 0 | 0 | 0 |  | 9161 | 499 | 293 | 47 | 4 |  | 0 | 0 | 0 | 0 | 0 |  | 8545 | 978 | 231 | 214 | 36 | [22 empty] | 384790.7393 | 22666.0087 | 23202.732 | 5293.734 | 1576.7635 | 437529.9774 |  | 384790.7393 | 22666.0087 | 23202.732 | 5293.734 | 1576.7635 | 437529.9774 |  | 374029.5121 | 31610.3374 | 33641.886 | 8654.8349 | 1576.7635 | 449513.3338 |  | 374029.5121 | 31610.3374 | 33641.886 | 8654.8349 | 1576.7635 | 449513.3338 |  | 348143.4391 | 61184.138 | 26876.152 | 39576.9636 | 14979.253 | 490759.9457 |  | 348143.4391 | 61184.138 | 26876.152 | 39576.9636 | 14979.253 | 490759.9457
| HV UG Cable |  | 0 | 0 | C1 | 0 | 0 | 0 | 0 | 0 | 0 | 0 | 0 | 0 | 0 | 0 | 0 | 0 | 0 | 0 | 0 | 0 | 0 | 0 | 0 | 0 | 0 | 0 | 0 | 0 | 0 | 0 | 0 | 0 | 0 | 0 | 0 | 0 | 0 | 0 | 0 |  |  | C1 | 0 | 0 | 0 | 0 | 0 | C1 | 0 | 0 | 0 | 0 | 0 | C1 | [5 empty] | C1 | [5 empty] | 0 | [6 empty] | 0 | [6 empty] | 0 | [6 empty] | 0 | [6 empty] | 0 | [6 empty] | 0
|  |  | 0 | 0 | C2 | 0 | 0 | 0 | 0 | 0 | 0 | 0 | 0 | 0 | 0 | 0 | 0 | 0 | 0 | 0 | 0 | 0 | 0 | 0 | 0 | 0 | 0 | 0 | 0 | 0 | 0 | 0 | 0 | 0 | 0 | 0 | 0 | 0 | 0 | 0 | 0 |  |  | C2 | 0 | 0 | 0 | 0 | 0 | C2 | 0 | 0 | 0 | 0 | 0 | C2 | [5 empty] | C2 | [5 empty] | 0 | [6 empty] | 0 | [6 empty] | 0 | [6 empty] | 0 | [6 empty] | 0 | [6 empty] | 0
|  |  | 0 | 0 | C3 | 0 | 0 | 0 | 0 | 0 | 0 | 0 | 0 | 0 | 0 | 0 | 0 | 0 | 0 | 0 | 0 | 0 | 0 | 0 | 0 | 0 | 0 | 0 | 0 | 0 | 0 | 0 | 0 | 0 | 0 | 0 | 0 | 0 | 0 | 0 | 0 |  |  | C3 | 0 | 0 | 0 | 0 | 0 | C3 | 0 | 0 | 0 | 0 | 0 | C3 | [5 empty] | C3 | [5 empty] | 0 | [6 empty] | 0 | [6 empty] | 0 | [6 empty] | 0 | [6 empty] | 0 | [6 empty] | 0
|  |  | 0 | 0 | C4 | 0 | 0 | 0 | 0 | 0 | 0 | 0 | 0 | 0 | 0 | 0 | 0 | 0 | 0 | 0 | 0 | 0 | 0 | 0 | 0 | 0 | 0 | 0 | 0 | 0 | 0 | 0 | 0 | 0 | 0 | 0 | 0 | 0 | 0 | 0 | 0 |  |  | C4 | 0 | 0 | 0 | 0 | 0 | C4 | 0 | 0 | 0 | 0 | 0 | C4 | [5 empty] | C4 | [5 empty] | 0 | [6 empty] | 0 | [6 empty] | 0 | [6 empty] | 0 | [6 empty] | 0 | [6 empty] | 0
|  |  | 0 | 0 |  | 0 | 0 | 0 | 0 | 0 |  | 0 | 0 | 0 | 0 | 0 |  | 0 | 0 | 0 | 0 | 0 |  | 0 | 0 | 0 | 0 | 0 |  | 0 | 0 | 0 | 0 | 0 |  | 0 | 0 | 0 | 0 | 0 | [22 empty] | 0 | 0 | 0 | 0 | 0 | 0 |  | 0 | 0 | 0 | 0 | 0 | 0 |  | 0 | 0 | 0 | 0 | 0 | 0 |  | 0 | 0 | 0 | 0 | 0 | 0 |  | 0 | 0 | 0 | 0 | 0 | 0 |  | 0 | 0 | 0 | 0 | 0 | 0
| HV OHL Support - Poles |  | 39997 | 39997 | C1 | 16895 | 5418 | 13307 | 2333 | 2044 | 39997 | 16895 | 5418 | 13307 | 2333 | 2044 | 39997 | 0 | 0 | 0 | 0 | 0 | 0 | 15351 | 4349 | 15266 | 2279 | 2752 | 39997 | 0 | 0 | 0 | 0 | 0 | 0 | 13668 | 3789 | 3169 | 14642 | 4729 | 39997 |  |  | C1 | 0.0081226 | 0.012094 | 0.021383 | 0.03463 | 0.081228 | C1 | 2623.418 | 2623.418 | 2623.418 | 2623.418 | 2623.418 | C1 | 21.309 | 31.7269 | 56.096 | 90.8482 | 213.0941 | C1 | 360016.3944 | 171896.3717 | 746470.0855 | 211948.929 | 435564.403 | 1925896.1835 |  | 360016.3944 | 171896.3717 | 746470.0855 | 211948.929 | 435564.403 | 1925896.1835 |  | 327115.2216 | 137980.3102 | 856362.2398 | 207043.1244 | 586435.0475 | 2114935.9435 |  | 327115.2216 | 137980.3102 | 856362.2398 | 207043.1244 | 586435.0475 | 2114935.9435 |  | 291252.091 | 120213.2433 | 177768.3701 | 1330199.8363 | 1007722.1438 | 2927155.6845 |  | 291252.091 | 120213.2433 | 177768.3701 | 1330199.8363 | 1007722.1438 | 2927155.6845
|  |  | 60012 | 60012 | C2 | 28948 | 7652 | 16964 | 2973 | 3475 | 60012 | 28948 | 7652 | 16964 | 2973 | 3475 | 60012 | 0 | 0 | 0 | 0 | 0 | 0 | 25605 | 7741 | 19357 | 3008 | 4301 | 60012 | 0 | 0 | 0 | 0 | 0 | 0 | 23169 | 6662 | 4612 | 18718 | 6851 | 60012 |  |  | C2 | 0.0081226 | 0.012094 | 0.021383 | 0.03463 | 0.081228 | C2 | 3747.74 | 3747.74 | 3747.74 | 3747.74 | 3747.74 | C2 | 30.4415 | 45.3242 | 80.1372 | 129.7832 | 304.4202 | C2 | 881220.5288 | 346820.3966 | 1359447.6087 | 385845.4264 | 1057860.1485 | 4031194.109 |  | 881220.5288 | 346820.3966 | 1359447.6087 | 385845.4264 | 1057860.1485 | 4031194.109 |  | 779454.5958 | 350854.2459 | 1551215.9491 | 390387.8381 | 1309311.2227 | 4381223.8516 |  | 779454.5958 | 350854.2459 | 1551215.9491 | 390387.8381 | 1309311.2227 | 4381223.8516 |  | 705299.1029 | 301949.488 | 369592.8066 | 2429281.7663 | 2085582.6986 | 5891705.8623 |  | 705299.1029 | 301949.488 | 369592.8066 | 2429281.7663 | 2085582.6986 | 5891705.8623
|  |  | 18044 | 18044 | C3 | 9178 | 2418 | 4820 | 851 | 777 | 18044 | 9178 | 2418 | 4820 | 851 | 777 | 18044 | 0 | 0 | 0 | 0 | 0 | 0 | 8103 | 2619 | 5497 | 841 | 984 | 18044 | 0 | 0 | 0 | 0 | 0 | 0 | 7236 | 2266 | 1523 | 5284 | 1735 | 18044 |  |  | C3 | 0.0081226 | 0.012094 | 0.021383 | 0.03463 | 0.081228 | C3 | 5621.61 | 5621.61 | 5621.61 | 5621.61 | 5621.61 | C3 | 45.6622 | 67.9862 | 120.2058 | 194.6748 | 456.6303 | C3 | 419088.1242 | 164390.6924 | 579392.019 | 165668.2431 | 354801.7275 | 1683340.8063 |  | 419088.1242 | 164390.6924 | 579392.019 | 165668.2431 | 354801.7275 | 1683340.8063 |  | 370001.2062 | 178055.9237 | 660771.3545 | 163721.4953 | 449324.1955 | 1821874.1751 |  | 370001.2062 | 178055.9237 | 660771.3545 | 163721.4953 | 449324.1955 | 1821874.1751 |  | 330412.036 | 154056.7862 | 183073.4533 | 1028661.5706 | 792253.5357 | 2488457.3819 |  | 330412.036 | 154056.7862 | 183073.4533 | 1028661.5706 | 792253.5357 | 2488457.3819
|  |  | 7611 | 7611 | C4 | 3757 | 1272 | 2097 | 214 | 271 | 7611 | 3757 | 1272 | 2097 | 214 | 271 | 7611 | 0 | 0 | 0 | 0 | 0 | 0 | 3208 | 1342 | 2512 | 223 | 326 | 7611 | 0 | 0 | 0 | 0 | 0 | 0 | 2810 | 1120 | 828 | 2330 | 523 | 7611 |  |  | C4 | 0.0081226 | 0.012094 | 0.021383 | 0.03463 | 0.081228 | C4 | 9369.35 | 9369.35 | 9369.35 | 9369.35 | 9369.35 | C4 | 76.1037 | 113.3104 | 200.343 | 324.458 | 761.0505 | C4 | 285921.7845 | 144130.7973 | 420119.3167 | 69434.0071 | 206244.6764 | 1125850.582 |  | 285921.7845 | 144130.7973 | 420119.3167 | 69434.0071 | 206244.6764 | 1125850.582 |  | 244140.8263 | 152062.5236 | 503261.6707 | 72354.1289 | 248102.4521 | 1219921.6017 |  | 244140.8263 | 152062.5236 | 503261.6707 | 72354.1289 | 248102.4521 | 1219921.6017 |  | 213851.5343 | 126907.6203 | 165884.022 | 755987.0867 | 398029.394 | 1660659.6573 |  | 213851.5343 | 126907.6203 | 165884.022 | 755987.0867 | 398029.394 | 1660659.6573
|  |  | 125664 | 125664 |  | 58778 | 16760 | 37188 | 6371 | 6567 |  | 58778 | 16760 | 37188 | 6371 | 6567 |  | 0 | 0 | 0 | 0 | 0 |  | 52267 | 16051 | 42632 | 6351 | 8363 |  | 0 | 0 | 0 | 0 | 0 |  | 46883 | 13837 | 10132 | 40974 | 13838 | [22 empty] | 1946246.8318 | 827238.258 | 3105429.0299 | 832896.6056 | 2054470.9555 | 8766281.6808 |  | 1946246.8318 | 827238.258 | 3105429.0299 | 832896.6056 | 2054470.9555 | 8766281.6808 |  | 1720711.85 | 818953.0034 | 3571611.2141 | 833506.5866 | 2593172.9178 | 9537955.5719 |  | 1720711.85 | 818953.0034 | 3571611.2141 | 833506.5866 | 2593172.9178 | 9537955.5719 |  | 1540814.7643 | 703127.1378 | 896318.6521 | 5544130.2598 | 4283587.7721 | 12967978.5861 |  | 1540814.7643 | 703127.1378 | 896318.6521 | 5544130.2598 | 4283587.7721 | 12967978.5861
| [Please insert new asset category as required] |  | 0 | 0 | C1 | 0 | 0 | 0 | 0 | 0 | 0 | 0 | 0 | 0 | 0 | 0 | 0 | 0 | 0 | 0 | 0 | 0 | 0 | 0 | 0 | 0 | 0 | 0 | 0 | 0 | 0 | 0 | 0 | 0 | 0 | 0 | 0 | 0 | 0 | 0 | 0 |  |  | C1 | 0 | 0 | 0 | 0 | 0 | C1 | 0 | 0 | 0 | 0 | 0 | C1 | [5 empty] | C1 | [5 empty] | 0 | [6 empty] | 0 | [6 empty] | 0 | [6 empty] | 0 | [6 empty] | 0 | [6 empty] | 0
|  |  | 0 | 0 | C2 | 0 | 0 | 0 | 0 | 0 | 0 | 0 | 0 | 0 | 0 | 0 | 0 | 0 | 0 | 0 | 0 | 0 | 0 | 0 | 0 | 0 | 0 | 0 | 0 | 0 | 0 | 0 | 0 | 0 | 0 | 0 | 0 | 0 | 0 | 0 | 0 |  |  | C2 | 0 | 0 | 0 | 0 | 0 | C2 | 0 | 0 | 0 | 0 | 0 | C2 | [5 empty] | C2 | [5 empty] | 0 | [6 empty] | 0 | [6 empty] | 0 | [6 empty] | 0 | [6 empty] | 0 | [6 empty] | 0
|  |  | 0 | 0 | C3 | 0 | 0 | 0 | 0 | 0 | 0 | 0 | 0 | 0 | 0 | 0 | 0 | 0 | 0 | 0 | 0 | 0 | 0 | 0 | 0 | 0 | 0 | 0 | 0 | 0 | 0 | 0 | 0 | 0 | 0 | 0 | 0 | 0 | 0 | 0 | 0 |  |  | C3 | 0 | 0 | 0 | 0 | 0 | C3 | 0 | 0 | 0 | 0 | 0 | C3 | [5 empty] | C3 | [5 empty] | 0 | [6 empty] | 0 | [6 empty] | 0 | [6 empty] | 0 | [6 empty] | 0 | [6 empty] | 0
|  |  | 0 | 0 | C4 | 0 | 0 | 0 | 0 | 0 | 0 | 0 | 0 | 0 | 0 | 0 | 0 | 0 | 0 | 0 | 0 | 0 | 0 | 0 | 0 | 0 | 0 | 0 | 0 | 0 | 0 | 0 | 0 | 0 | 0 | 0 | 0 | 0 | 0 | 0 | 0 |  |  | C4 | 0 | 0 | 0 | 0 | 0 | C4 | 0 | 0 | 0 | 0 | 0 | C4 | [5 empty] | C4 | [5 empty] | 0 | [6 empty] | 0 | [6 empty] | 0 | [6 empty] | 0 | [6 empty] | 0 | [6 empty] | 0
|  |  | 0 | 0 |  | 0 | 0 | 0 | 0 | 0 |  | 0 | 0 | 0 | 0 | 0 |  | 0 | 0 | 0 | 0 | 0 |  | 0 | 0 | 0 | 0 | 0 |  | 0 | 0 | 0 | 0 | 0 |  | 0 | 0 | 0 | 0 | 0 | [22 empty] | 0 | 0 | 0 | 0 | 0 | 0 |  | 0 | 0 | 0 | 0 | 0 | 0 |  | 0 | 0 | 0 | 0 | 0 | 0 |  | 0 | 0 | 0 | 0 | 0 | 0 |  | 0 | 0 | 0 | 0 | 0 | 0 |  | 0 | 0 | 0 | 0 | 0 | 0
| [Please insert new asset category as required] |  | 0 | 0 | C1 | 0 | 0 | 0 | 0 | 0 | 0 | 0 | 0 | 0 | 0 | 0 | 0 | 0 | 0 | 0 | 0 | 0 | 0 | 0 | 0 | 0 | 0 | 0 | 0 | 0 | 0 | 0 | 0 | 0 | 0 | 0 | 0 | 0 | 0 | 0 | 0 |  |  | C1 | 0 | 0 | 0 | 0 | 0 | C1 | 0 | 0 | 0 | 0 | 0 | C1 | [5 empty] | C1 | [5 empty] | 0 | [6 empty] | 0 | [6 empty] | 0 | [6 empty] | 0 | [6 empty] | 0 | [6 empty] | 0
|  |  | 0 | 0 | C2 | 0 | 0 | 0 | 0 | 0 | 0 | 0 | 0 | 0 | 0 | 0 | 0 | 0 | 0 | 0 | 0 | 0 | 0 | 0 | 0 | 0 | 0 | 0 | 0 | 0 | 0 | 0 | 0 | 0 | 0 | 0 | 0 | 0 | 0 | 0 | 0 |  |  | C2 | 0 | 0 | 0 | 0 | 0 | C2 | 0 | 0 | 0 | 0 | 0 | C2 | [5 empty] | C2 | [5 empty] | 0 | [6 empty] | 0 | [6 empty] | 0 | [6 empty] | 0 | [6 empty] | 0 | [6 empty] | 0
|  |  | 0 | 0 | C3 | 0 | 0 | 0 | 0 | 0 | 0 | 0 | 0 | 0 | 0 | 0 | 0 | 0 | 0 | 0 | 0 | 0 | 0 | 0 | 0 | 0 | 0 | 0 | 0 | 0 | 0 | 0 | 0 | 0 | 0 | 0 | 0 | 0 | 0 | 0 | 0 |  |  | C3 | 0 | 0 | 0 | 0 | 0 | C3 | 0 | 0 | 0 | 0 | 0 | C3 | [5 empty] | C3 | [5 empty] | 0 | [6 empty] | 0 | [6 empty] | 0 | [6 empty] | 0 | [6 empty] | 0 | [6 empty] | 0
|  |  | 0 | 0 | C4 | 0 | 0 | 0 | 0 | 0 | 0 | 0 | 0 | 0 | 0 | 0 | 0 | 0 | 0 | 0 | 0 | 0 | 0 | 0 | 0 | 0 | 0 | 0 | 0 | 0 | 0 | 0 | 0 | 0 | 0 | 0 | 0 | 0 | 0 | 0 | 0 |  |  | C4 | 0 | 0 | 0 | 0 | 0 | C4 | 0 | 0 | 0 | 0 | 0 | C4 | [5 empty] | C4 | [5 empty] | 0 | [6 empty] | 0 | [6 empty] | 0 | [6 empty] | 0 | [6 empty] | 0 | [6 empty] | 0
|  |  | 0 | 0 |  | 0 | 0 | 0 | 0 | 0 |  | 0 | 0 | 0 | 0 | 0 |  | 0 | 0 | 0 | 0 | 0 |  | 0 | 0 | 0 | 0 | 0 |  | 0 | 0 | 0 | 0 | 0 |  | 0 | 0 | 0 | 0 | 0 | [22 empty] | 0 | 0 | 0 | 0 | 0 | 0 |  | 0 | 0 | 0 | 0 | 0 | 0 |  | 0 | 0 | 0 | 0 | 0 | 0 |  | 0 | 0 | 0 | 0 | 0 | 0 |  | 0 | 0 | 0 | 0 | 0 | 0 |  | 0 | 0 | 0 | 0 | 0 | 0
| [Please insert new asset category as required] |  | 0 | 0 | C1 | 0 | 0 | 0 | 0 | 0 | 0 | 0 | 0 | 0 | 0 | 0 | 0 | 0 | 0 | 0 | 0 | 0 | 0 | 0 | 0 | 0 | 0 | 0 | 0 | 0 | 0 | 0 | 0 | 0 | 0 | 0 | 0 | 0 | 0 | 0 | 0 |  |  | C1 | 0 | 0 | 0 | 0 | 0 | C1 | 0 | 0 | 0 | 0 | 0 | C1 | [5 empty] | C1 | [5 empty] | 0 | [6 empty] | 0 | [6 empty] | 0 | [6 empty] | 0 | [6 empty] | 0 | [6 empty] | 0
|  |  | 0 | 0 | C2 | 0 | 0 | 0 | 0 | 0 | 0 | 0 | 0 | 0 | 0 | 0 | 0 | 0 | 0 | 0 | 0 | 0 | 0 | 0 | 0 | 0 | 0 | 0 | 0 | 0 | 0 | 0 | 0 | 0 | 0 | 0 | 0 | 0 | 0 | 0 | 0 |  |  | C2 | 0 | 0 | 0 | 0 | 0 | C2 | 0 | 0 | 0 | 0 | 0 | C2 | [5 empty] | C2 | [5 empty] | 0 | [6 empty] | 0 | [6 empty] | 0 | [6 empty] | 0 | [6 empty] | 0 | [6 empty] | 0
|  |  | 0 | 0 | C3 | 0 | 0 | 0 | 0 | 0 | 0 | 0 | 0 | 0 | 0 | 0 | 0 | 0 | 0 | 0 | 0 | 0 | 0 | 0 | 0 | 0 | 0 | 0 | 0 | 0 | 0 | 0 | 0 | 0 | 0 | 0 | 0 | 0 | 0 | 0 | 0 |  |  | C3 | 0 | 0 | 0 | 0 | 0 | C3 | 0 | 0 | 0 | 0 | 0 | C3 | [5 empty] | C3 | [5 empty] | 0 | [6 empty] | 0 | [6 empty] | 0 | [6 empty] | 0 | [6 empty] | 0 | [6 empty] | 0
|  |  | 0 | 0 | C4 | 0 | 0 | 0 | 0 | 0 | 0 | 0 | 0 | 0 | 0 | 0 | 0 | 0 | 0 | 0 | 0 | 0 | 0 | 0 | 0 | 0 | 0 | 0 | 0 | 0 | 0 | 0 | 0 | 0 | 0 | 0 | 0 | 0 | 0 | 0 | 0 |  |  | C4 | 0 | 0 | 0 | 0 | 0 | C4 | 0 | 0 | 0 | 0 | 0 | C4 | [5 empty] | C4 | [5 empty] | 0 | [6 empty] | 0 | [6 empty] | 0 | [6 empty] | 0 | [6 empty] | 0 | [6 empty] | 0
|  |  | 0 | 0 |  | 0 | 0 | 0 | 0 | 0 |  | 0 | 0 | 0 | 0 | 0 |  | 0 | 0 | 0 | 0 | 0 |  | 0 | 0 | 0 | 0 | 0 |  | 0 | 0 | 0 | 0 | 0 |  | 0 | 0 | 0 | 0 | 0 | [22 empty] | 0 | 0 | 0 | 0 | 0 | 0 |  | 0 | 0 | 0 | 0 | 0 | 0 |  | 0 | 0 | 0 | 0 | 0 | 0 |  | 0 | 0 | 0 | 0 | 0 | 0 |  | 0 | 0 | 0 | 0 | 0 | 0 |  | 0 | 0 | 0 | 0 | 0 | 0
| [Please insert new asset category as required] |  | 0 | 0 | C1 | 0 | 0 | 0 | 0 | 0 | 0 | 0 | 0 | 0 | 0 | 0 | 0 | 0 | 0 | 0 | 0 | 0 | 0 | 0 | 0 | 0 | 0 | 0 | 0 | 0 | 0 | 0 | 0 | 0 | 0 | 0 | 0 | 0 | 0 | 0 | 0 |  |  | C1 | 0 | 0 | 0 | 0 | 0 | C1 | 0 | 0 | 0 | 0 | 0 | C1 | [5 empty] | C1 | [5 empty] | 0 | [6 empty] | 0 | [6 empty] | 0 | [6 empty] | 0 | [6 empty] | 0 | [6 empty] | 0
|  |  | 0 | 0 | C2 | 0 | 0 | 0 | 0 | 0 | 0 | 0 | 0 | 0 | 0 | 0 | 0 | 0 | 0 | 0 | 0 | 0 | 0 | 0 | 0 | 0 | 0 | 0 | 0 | 0 | 0 | 0 | 0 | 0 | 0 | 0 | 0 | 0 | 0 | 0 | 0 |  |  | C2 | 0 | 0 | 0 | 0 | 0 | C2 | 0 | 0 | 0 | 0 | 0 | C2 | [5 empty] | C2 | [5 empty] | 0 | [6 empty] | 0 | [6 empty] | 0 | [6 empty] | 0 | [6 empty] | 0 | [6 empty] | 0
|  |  | 0 | 0 | C3 | 0 | 0 | 0 | 0 | 0 | 0 | 0 | 0 | 0 | 0 | 0 | 0 | 0 | 0 | 0 | 0 | 0 | 0 | 0 | 0 | 0 | 0 | 0 | 0 | 0 | 0 | 0 | 0 | 0 | 0 | 0 | 0 | 0 | 0 | 0 | 0 |  |  | C3 | 0 | 0 | 0 | 0 | 0 | C3 | 0 | 0 | 0 | 0 | 0 | C3 | [5 empty] | C3 | [5 empty] | 0 | [6 empty] | 0 | [6 empty] | 0 | [6 empty] | 0 | [6 empty] | 0 | [6 empty] | 0
|  |  | 0 | 0 | C4 | 0 | 0 | 0 | 0 | 0 | 0 | 0 | 0 | 0 | 0 | 0 | 0 | 0 | 0 | 0 | 0 | 0 | 0 | 0 | 0 | 0 | 0 | 0 | 0 | 0 | 0 | 0 | 0 | 0 | 0 | 0 | 0 | 0 | 0 | 0 | 0 |  |  | C4 | 0 | 0 | 0 | 0 | 0 | C4 | 0 | 0 | 0 | 0 | 0 | C4 | [5 empty] | C4 | [5 empty] | 0 | [6 empty] | 0 | [6 empty] | 0 | [6 empty] | 0 | [6 empty] | 0 | [6 empty] | 0
|  |  | 0 | 0 |  | 0 | 0 | 0 | 0 | 0 |  | 0 | 0 | 0 | 0 | 0 |  | 0 | 0 | 0 | 0 | 0 |  | 0 | 0 | 0 | 0 | 0 |  | 0 | 0 | 0 | 0 | 0 |  | 0 | 0 | 0 | 0 | 0 | [22 empty] | 0 | 0 | 0 | 0 | 0 | 0 |  | 0 | 0 | 0 | 0 | 0 | 0 |  | 0 | 0 | 0 | 0 | 0 | 0 |  | 0 | 0 | 0 | 0 | 0 | 0 |  | 0 | 0 | 0 | 0 | 0 | 0 |  | 0 | 0 | 0 | 0 | 0 | 0
| [Please insert new asset category as required] |  | 0 | 0 | C1 | 0 | 0 | 0 | 0 | 0 | 0 | 0 | 0 | 0 | 0 | 0 | 0 | 0 | 0 | 0 | 0 | 0 | 0 | 0 | 0 | 0 | 0 | 0 | 0 | 0 | 0 | 0 | 0 | 0 | 0 | 0 | 0 | 0 | 0 | 0 | 0 |  |  | C1 | 0 | 0 | 0 | 0 | 0 | C1 | 0 | 0 | 0 | 0 | 0 | C1 | [5 empty] | C1 | [5 empty] | 0 | [6 empty] | 0 | [6 empty] | 0 | [6 empty] | 0 | [6 empty] | 0 | [6 empty] | 0
|  |  | 0 | 0 | C2 | 0 | 0 | 0 | 0 | 0 | 0 | 0 | 0 | 0 | 0 | 0 | 0 | 0 | 0 | 0 | 0 | 0 | 0 | 0 | 0 | 0 | 0 | 0 | 0 | 0 | 0 | 0 | 0 | 0 | 0 | 0 | 0 | 0 | 0 | 0 | 0 |  |  | C2 | 0 | 0 | 0 | 0 | 0 | C2 | 0 | 0 | 0 | 0 | 0 | C2 | [5 empty] | C2 | [5 empty] | 0 | [6 empty] | 0 | [6 empty] | 0 | [6 empty] | 0 | [6 empty] | 0 | [6 empty] | 0
|  |  | 0 | 0 | C3 | 0 | 0 | 0 | 0 | 0 | 0 | 0 | 0 | 0 | 0 | 0 | 0 | 0 | 0 | 0 | 0 | 0 | 0 | 0 | 0 | 0 | 0 | 0 | 0 | 0 | 0 | 0 | 0 | 0 | 0 | 0 | 0 | 0 | 0 | 0 | 0 |  |  | C3 | 0 | 0 | 0 | 0 | 0 | C3 | 0 | 0 | 0 | 0 | 0 | C3 | [5 empty] | C3 | [5 empty] | 0 | [6 empty] | 0 | [6 empty] | 0 | [6 empty] | 0 | [6 empty] | 0 | [6 empty] | 0
|  |  | 0 | 0 | C4 | 0 | 0 | 0 | 0 | 0 | 0 | 0 | 0 | 0 | 0 | 0 | 0 | 0 | 0 | 0 | 0 | 0 | 0 | 0 | 0 | 0 | 0 | 0 | 0 | 0 | 0 | 0 | 0 | 0 | 0 | 0 | 0 | 0 | 0 | 0 | 0 |  |  | C4 | 0 | 0 | 0 | 0 | 0 | C4 | 0 | 0 | 0 | 0 | 0 | C4 | [5 empty] | C4 | [5 empty] | 0 | [6 empty] | 0 | [6 empty] | 0 | [6 empty] | 0 | [6 empty] | 0 | [6 empty] | 0
|  |  | 0 | 0 |  | 0 | 0 | 0 | 0 | 0 |  | 0 | 0 | 0 | 0 | 0 |  | 0 | 0 | 0 | 0 | 0 |  | 0 | 0 | 0 | 0 | 0 |  | 0 | 0 | 0 | 0 | 0 |  | 0 | 0 | 0 | 0 | 0 | [22 empty] | 0 | 0 | 0 | 0 | 0 | 0 |  | 0 | 0 | 0 | 0 | 0 | 0 |  | 0 | 0 | 0 | 0 | 0 | 0 |  | 0 | 0 | 0 | 0 | 0 | 0 |  | 0 | 0 | 0 | 0 | 0 | 0 |  | 0 | 0 | 0 | 0 | 0 | 0
[63 empty] | 2858874.4473 | 1011600.8491 | 3469296.2909 | 952758.4045 | 2436964.812 | 10729494.8038 |  | 2858874.4473 | 1011600.8491 | 3469296.2909 | 952758.4045 | 2436964.812 | 10729494.8038 |  | 2575548.1107 | 1056680.1299 | 3793073.2257 | 1222306.044 | 3105305.0572 | 11752912.5675 |  | 2575548.1107 | 1056680.1299 | 3793073.2257 | 1222306.044 | 3105305.0572 | 11752912.5675 |  | 2330856.2916 | 951862.1302 | 1080179.3924 | 5929172.3834 | 5520877.8651 | 15812948.0627 |  | 2330856.2916 | 951862.1302 | 1080179.3924 | 5929172.3834 | 5520877.8651 | 15812948.0627
| EHV Network | [66 empty] | 0 | [6 empty] | 0 | [6 empty] | 0 | [6 empty] | 0 | [6 empty] | 0 | [6 empty] | 0
| EHV Switchgear (GM) |  | 169 | 169 | C1 | 159 | 9 | 1 | 0 | 0 | 169 | 159 | 9 | 1 | 0 | 0 | 169 | 0 | 0 | 0 | 0 | 0 | 0 | 132 | 36 | 1 | 0 | 0 | 169 | 0 | 0 | 0 | 0 | 0 | 0 | 118 | 43 | 7 | 1 | 0 | 169 |  |  | C1 | 0.017421 | 0.025938 | 0.04586 | 0.074271 | 0.17421 | C1 | 49231.889 | 49231.889 | 49231.889 | 49231.889 | 49231.889 | C1 | 857.659 | 1276.9629 | 2257.7862 | 3656.5123 | 8576.736 | C1 | 136367.777 | 11492.6657 | 2257.7862 | 0 | 0 | 150118.2288 |  | 136367.777 | 11492.6657 | 2257.7862 | 0 | 0 | 150118.2288 |  | 113210.9847 | 45970.6627 | 2257.7862 | 0 | 0 | 161439.4335 |  | 113210.9847 | 45970.6627 | 2257.7862 | 0 | 0 | 161439.4335 |  | 101203.759 | 54909.4027 | 15804.5031 | 3656.5123 | 0 | 175574.1771 |  | 101203.759 | 54909.4027 | 15804.5031 | 3656.5123 | 0 | 175574.1771
|  |  | 383 | 383 | C2 | 188 | 103 | 24 | 47 | 21 | 383 | 188 | 103 | 24 | 47 | 21 | 383 | 0 | 0 | 0 | 0 | 0 | 0 | 131 | 143 | 27 | 44 | 37 | 382 | 0 | 0 | 0 | 0 | 0 | 0 | 120 | 112 | 53 | 39 | 59 | 383 |  |  | C2 | 0.017421 | 0.025938 | 0.04586 | 0.074271 | 0.17421 | C2 | 70331.27 | 70331.27 | 70331.27 | 70331.27 | 70331.27 | C2 | 1225.2271 | 1824.2326 | 3225.4088 | 5223.589 | 12252.48 | C2 | 230342.6961 | 187895.9627 | 77409.8111 | 245508.6849 | 257302.0801 | 998459.2349 |  | 230342.6961 | 187895.9627 | 77409.8111 | 245508.6849 | 257302.0801 | 998459.2349 |  | 160504.751 | 260865.2685 | 87086.0375 | 229837.9178 | 453341.7602 | 1191635.735 |  | 160504.751 | 260865.2685 | 87086.0375 | 229837.9178 | 453341.7602 | 1191635.735 |  | 147027.2528 | 204314.0565 | 170946.6662 | 203719.9726 | 722896.3203 | 1448904.2684 |  | 147027.2528 | 204314.0565 | 170946.6662 | 203719.9726 | 722896.3203 | 1448904.2684
|  |  | 53 | 53 | C3 | 27 | 13 | 12 | 1 | 0 | 53 | 27 | 13 | 12 | 1 | 0 | 53 | 0 | 0 | 0 | 0 | 0 | 0 | 16 | 24 | 0 | 13 | 0 | 53 | 0 | 0 | 0 | 0 | 0 | 0 | 14 | 17 | 9 | 12 | 1 | 53 |  |  | C3 | 0.017421 | 0.025938 | 0.04586 | 0.074271 | 0.17421 | C3 | 105496.905 | 105496.905 | 105496.905 | 105496.905 | 105496.905 | C3 | 1837.8407 | 2736.349 | 4838.1132 | 7835.3836 | 18378.72 | C3 | 49621.6978 | 35572.5366 | 58057.3583 | 7835.3836 | 0 | 151086.9763 |  | 49621.6978 | 35572.5366 | 58057.3583 | 7835.3836 | 0 | 151086.9763 |  | 29405.4506 | 65672.3753 | 0 | 101859.9863 | 0 | 196937.8122 |  | 29405.4506 | 65672.3753 | 0 | 101859.9863 | 0 | 196937.8122 |  | 25729.7692 | 46517.9325 | 43543.0187 | 94024.6027 | 18378.72 | 228194.0432 |  | 25729.7692 | 46517.9325 | 43543.0187 | 94024.6027 | 18378.72 | 228194.0432
|  |  | 44 | 44 | C4 | 2 | 34 | 8 | 0 | 0 | 44 | 2 | 34 | 8 | 0 | 0 | 44 | 0 | 0 | 0 | 0 | 0 | 0 | 2 | 3 | 38 | 1 | 0 | 44 | 0 | 0 | 0 | 0 | 0 | 0 | 2 | 1 | 30 | 11 | 0 | 44 |  |  | C4 | 0.017421 | 0.025938 | 0.04586 | 0.074271 | 0.17421 | C4 | 175828.175 | 175828.175 | 175828.175 | 175828.175 | 175828.175 | C4 | 3063.0678 | 4560.5816 | 8063.522 | 13058.9726 | 30631.2 | C4 | 6126.1355 | 155059.775 | 64508.1759 | 0 | 0 | 225694.0864 |  | 6126.1355 | 155059.775 | 64508.1759 | 0 | 0 | 225694.0864 |  | 6126.1355 | 13681.7449 | 306413.8356 | 13058.9726 | 0 | 339280.6886 |  | 6126.1355 | 13681.7449 | 306413.8356 | 13058.9726 | 0 | 339280.6886 |  | 6126.1355 | 4560.5816 | 241905.6597 | 143648.6986 | 0 | 396241.0755 |  | 6126.1355 | 4560.5816 | 241905.6597 | 143648.6986 | 0 | 396241.0755
|  |  | 649 | 649 |  | 376 | 159 | 45 | 48 | 21 |  | 376 | 159 | 45 | 48 | 21 |  | 0 | 0 | 0 | 0 | 0 |  | 281 | 206 | 66 | 58 | 37 |  | 0 | 0 | 0 | 0 | 0 |  | 254 | 173 | 99 | 63 | 60 | [22 empty] | 422458.3064 | 390020.94 | 202233.1315 | 253344.0685 | 257302.0801 | 1525358.5264 |  | 422458.3064 | 390020.94 | 202233.1315 | 253344.0685 | 257302.0801 | 1525358.5264 |  | 309247.3217 | 386190.0514 | 395757.6592 | 344756.8767 | 453341.7602 | 1889293.6693 |  | 309247.3217 | 386190.0514 | 395757.6592 | 344756.8767 | 453341.7602 | 1889293.6693 |  | 280086.9166 | 310301.9733 | 472199.8477 | 445049.7863 | 741275.0403 | 2248913.5642 |  | 280086.9166 | 310301.9733 | 472199.8477 | 445049.7863 | 741275.0403 | 2248913.5642
| EHV Transformer |  | 37 | 37 | C1 | 23 | 14 | 0 | 0 | 0 | 37 | 23 | 14 | 0 | 0 | 0 | 37 | 0 | 0 | 0 | 0 | 0 | 0 | 19 | 14 | 4 | 0 | 0 | 37 | 0 | 0 | 0 | 0 | 0 | 0 | 14 | 12 | 10 | 1 | 0 | 37 |  |  | C1 | 0.012939 | 0.019265 | 0.034062 | 0.055165 | 0.12939 | C1 | 118093.353 | 118093.353 | 118093.353 | 118093.353 | 118093.353 | C1 | 1528.0341 | 2275.0799 | 4022.5477 | 6514.5653 | 15280.6012 | C1 | 35144.7833 | 31851.1192 | 0 | 0 | 0 | 66995.9025 |  | 35144.7833 | 31851.1192 | 0 | 0 | 0 | 66995.9025 |  | 29032.6471 | 31851.1192 | 16090.1908 | 0 | 0 | 76973.9571 |  | 29032.6471 | 31851.1192 | 16090.1908 | 0 | 0 | 76973.9571 |  | 21392.4768 | 27300.9593 | 40225.4771 | 6514.5653 | 0 | 95433.4785 |  | 21392.4768 | 27300.9593 | 40225.4771 | 6514.5653 | 0 | 95433.4785
|  |  | 260 | 260 | C2 | 167 | 73 | 10 | 4 | 6 | 260 | 167 | 73 | 10 | 4 | 6 | 260 | 0 | 0 | 0 | 0 | 0 | 0 | 141 | 77 | 23 | 8 | 9 | 258 | 0 | 0 | 0 | 0 | 0 | 0 | 99 | 79 | 47 | 18 | 15 | 258 |  |  | C2 | 0.012939 | 0.019265 | 0.034062 | 0.055165 | 0.12939 | C2 | 168704.79 | 168704.79 | 168704.79 | 168704.79 | 168704.79 | C2 | 2182.9058 | 3250.1142 | 5746.4967 | 9306.5218 | 21829.4302 | C2 | 364545.2682 | 237258.3368 | 57464.9673 | 37226.0873 | 130976.5814 | 827471.241 |  | 364545.2682 | 237258.3368 | 57464.9673 | 37226.0873 | 130976.5814 | 827471.241 |  | 307789.7175 | 250258.7936 | 132169.4247 | 74452.1746 | 196464.8721 | 961134.9825 |  | 307789.7175 | 250258.7936 | 132169.4247 | 74452.1746 | 196464.8721 | 961134.9825 |  | 216107.674 | 256759.0221 | 270085.3462 | 167517.3928 | 327441.4534 | 1237910.8884 |  | 216107.674 | 256759.0221 | 270085.3462 | 167517.3928 | 327441.4534 | 1237910.8884
|  |  | 45 | 45 | C3 | 30 | 11 | 2 | 2 | 0 | 45 | 30 | 11 | 2 | 2 | 0 | 45 | 0 | 0 | 0 | 0 | 0 | 0 | 25 | 11 | 6 | 1 | 2 | 45 | 0 | 0 | 0 | 0 | 0 | 0 | 20 | 10 | 8 | 4 | 3 | 45 |  |  | C3 | 0.012939 | 0.019265 | 0.034062 | 0.055165 | 0.12939 | C3 | 253057.185 | 253057.185 | 253057.185 | 253057.185 | 253057.185 | C3 | 3274.3587 | 4875.1713 | 8619.7451 | 13959.7827 | 32744.1453 | C3 | 98230.7609 | 53626.8844 | 17239.4902 | 27919.5655 | 0 | 197016.7009 |  | 98230.7609 | 53626.8844 | 17239.4902 | 27919.5655 | 0 | 197016.7009 |  | 81858.9674 | 53626.8844 | 51718.4706 | 13959.7827 | 65488.2907 | 266652.3957 |  | 81858.9674 | 53626.8844 | 51718.4706 | 13959.7827 | 65488.2907 | 266652.3957 |  | 65487.1739 | 48751.713 | 68957.9607 | 55839.1309 | 98232.436 | 337268.4147 |  | 65487.1739 | 48751.713 | 68957.9607 | 55839.1309 | 98232.436 | 337268.4147
|  |  | 0 | 0 | C4 | 0 | 0 | 0 | 0 | 0 | 0 | 0 | 0 | 0 | 0 | 0 | 0 | 0 | 0 | 0 | 0 | 0 | 0 | 0 | 0 | 0 | 0 | 0 | 0 | 0 | 0 | 0 | 0 | 0 | 0 | 0 | 0 | 0 | 0 | 0 | 0 |  |  | C4 | 0.012939 | 0.019265 | 0.034062 | 0.055165 | 0.12939 | C4 | 421761.975 | 421761.975 | 421761.975 | 421761.975 | 421761.975 | C4 | 5457.2645 | 8125.2855 | 14366.2418 | 23266.3046 | 54573.5756 | C4 | 0 | 0 | 0 | 0 | 0 | 0 |  | 0 | 0 | 0 | 0 | 0 | 0 |  | 0 | 0 | 0 | 0 | 0 | 0 |  | 0 | 0 | 0 | 0 | 0 | 0 |  | 0 | 0 | 0 | 0 | 0 | 0 |  | 0 | 0 | 0 | 0 | 0 | 0
|  |  | 342 | 342 |  | 220 | 98 | 12 | 6 | 6 |  | 220 | 98 | 12 | 6 | 6 |  | 0 | 0 | 0 | 0 | 0 |  | 185 | 102 | 33 | 9 | 11 |  | 0 | 0 | 0 | 0 | 0 |  | 133 | 101 | 65 | 23 | 18 | [22 empty] | 497920.8125 | 322736.3404 | 74704.4575 | 65145.6527 | 130976.5814 | 1091483.8444 |  | 497920.8125 | 322736.3404 | 74704.4575 | 65145.6527 | 130976.5814 | 1091483.8444 |  | 418681.332 | 335736.7972 | 199978.0861 | 88411.9573 | 261953.1627 | 1304761.3354 |  | 418681.332 | 335736.7972 | 199978.0861 | 88411.9573 | 261953.1627 | 1304761.3354 |  | 302987.3247 | 332811.6944 | 379268.784 | 229871.089 | 425673.8894 | 1670612.7816 |  | 302987.3247 | 332811.6944 | 379268.784 | 229871.089 | 425673.8894 | 1670612.7816
| EHV UG Cable (Gas) |  | 0 | 0 | C1 | 0 | 0 | 0 | 0 | 0 | 0 | 0 | 0 | 0 | 0 | 0 | 0 | 0 | 0 | 0 | 0 | 0 | 0 | 0 | 0 | 0 | 0 | 0 | 0 | 0 | 0 | 0 | 0 | 0 | 0 | 0 | 0 | 0 | 0 | 0 | 0 |  |  | C1 | 1.2835 | 1.9111 | 3.3789 | 5.4722 | 12.8357 | C1 | 240.121 | 240.121 | 240.121 | 240.121 | 240.121 | C1 | 308.2064 | 458.8865 | 811.353 | 1313.9961 | 3082.1168 | C1 | 0 | 0 | 0 | 0 | 0 | 0 |  | 0 | 0 | 0 | 0 | 0 | 0 |  | 0 | 0 | 0 | 0 | 0 | 0 |  | 0 | 0 | 0 | 0 | 0 | 0 |  | 0 | 0 | 0 | 0 | 0 | 0 |  | 0 | 0 | 0 | 0 | 0 | 0
|  |  | 59.6219 | 59.6219 | C2 | 1.803 | 1.31 | 54.4619 | 0 | 2.047 | 59.6219 | 1.803 | 1.31 | 54.4619 | 0 | 2.047 | 59.6219 | 0 | 0 | 0 | 0 | 0 | 0 | 1.803 | 0 | 55.2729 | 0.499 | 2.047 | 59.6219 | 0 | 0 | 0 | 0 | 0 | 0 | 1.803 | 0 | 35.9009 | 19.372 | 2.546 | 59.6219 |  |  | C2 | 1.2835 | 1.9111 | 3.3789 | 5.4722 | 12.8357 | C2 | 343.03 | 343.03 | 343.03 | 343.03 | 343.03 | C2 | 440.2949 | 655.5522 | 1159.0757 | 1877.1373 | 4403.0239 | C2 | 793.8517 | 858.7734 | 63125.4663 | 0 | 9012.99 | 73791.0814 |  | 793.8517 | 858.7734 | 63125.4663 | 0 | 9012.99 | 73791.0814 |  | 793.8517 | 0 | 64065.4768 | 936.6915 | 9012.99 | 74809.01 |  | 793.8517 | 0 | 64065.4768 | 936.6915 | 9012.99 | 74809.01 |  | 793.8517 | 0 | 41611.8618 | 36363.9044 | 11210.099 | 89979.7168 |  | 793.8517 | 0 | 41611.8618 | 36363.9044 | 11210.099 | 89979.7168
|  |  | 0 | 0 | C3 | 0 | 0 | 0 | 0 | 0 | 0 | 0 | 0 | 0 | 0 | 0 | 0 | 0 | 0 | 0 | 0 | 0 | 0 | 0 | 0 | 0 | 0 | 0 | 0 | 0 | 0 | 0 | 0 | 0 | 0 | 0 | 0 | 0 | 0 | 0 | 0 |  |  | C3 | 1.2835 | 1.9111 | 3.3789 | 5.4722 | 12.8357 | C3 | 514.545 | 514.545 | 514.545 | 514.545 | 514.545 | C3 | 660.4423 | 983.3283 | 1738.6136 | 2815.706 | 6604.5359 | C3 | 0 | 0 | 0 | 0 | 0 | 0 |  | 0 | 0 | 0 | 0 | 0 | 0 |  | 0 | 0 | 0 | 0 | 0 | 0 |  | 0 | 0 | 0 | 0 | 0 | 0 |  | 0 | 0 | 0 | 0 | 0 | 0 |  | 0 | 0 | 0 | 0 | 0 | 0
|  |  | 0 | 0 | C4 | 0 | 0 | 0 | 0 | 0 | 0 | 0 | 0 | 0 | 0 | 0 | 0 | 0 | 0 | 0 | 0 | 0 | 0 | 0 | 0 | 0 | 0 | 0 | 0 | 0 | 0 | 0 | 0 | 0 | 0 | 0 | 0 | 0 | 0 | 0 | 0 |  |  | C4 | 1.2835 | 1.9111 | 3.3789 | 5.4722 | 12.8357 | C4 | 857.575 | 857.575 | 857.575 | 857.575 | 857.575 | C4 | 1100.7372 | 1638.8805 | 2897.6893 | 4692.8433 | 11007.5599 | C4 | 0 | 0 | 0 | 0 | 0 | 0 |  | 0 | 0 | 0 | 0 | 0 | 0 |  | 0 | 0 | 0 | 0 | 0 | 0 |  | 0 | 0 | 0 | 0 | 0 | 0 |  | 0 | 0 | 0 | 0 | 0 | 0 |  | 0 | 0 | 0 | 0 | 0 | 0
|  |  | 59.6219 | 59.6219 |  | 1.803 | 1.31 | 54.4619 | 0 | 2.047 |  | 1.803 | 1.31 | 54.4619 | 0 | 2.047 |  | 0 | 0 | 0 | 0 | 0 |  | 1.803 | 0 | 55.2729 | 0.499 | 2.047 |  | 0 | 0 | 0 | 0 | 0 |  | 1.803 | 0 | 35.9009 | 19.372 | 2.546 | [22 empty] | 793.8517 | 858.7734 | 63125.4663 | 0 | 9012.99 | 73791.0814 |  | 793.8517 | 858.7734 | 63125.4663 | 0 | 9012.99 | 73791.0814 |  | 793.8517 | 0 | 64065.4768 | 936.6915 | 9012.99 | 74809.01 |  | 793.8517 | 0 | 64065.4768 | 936.6915 | 9012.99 | 74809.01 |  | 793.8517 | 0 | 41611.8618 | 36363.9044 | 11210.099 | 89979.7168 |  | 793.8517 | 0 | 41611.8618 | 36363.9044 | 11210.099 | 89979.7168
| EHV UG Cable (Oil) |  | 172.8329 | 172.8329 | C1 | 37.6269 | 7.731 | 82.293 | 32.851 | 12.331 | 172.8329 | 37.6269 | 7.731 | 82.293 | 32.851 | 12.331 | 172.8329 | 0 | 0 | 0 | 0 | 0 | 0 | 15.084 | 28.703 | 82.928 | 30.781 | 15.044 | 172.54 | 0 | 0 | 0 | 0 | 0 | 0 | 10.143 | 28.359 | 86.312 | 2.221 | 45.605 | 172.64 |  |  | C1 | 0.59691 | 0.88874 | 1.5714 | 2.5449 | 5.9692 | C1 | 5806.997 | 5806.997 | 5806.997 | 5806.997 | 5806.997 | C1 | 3466.2746 | 5160.9136 | 9124.9633 | 14777.9899 | 34663.3366 | C1 | 130425.2713 | 39899.0228 | 750920.6079 | 485471.745 | 427433.6039 | 1834150.2509 |  | 130425.2713 | 39899.0228 | 750920.6079 | 485471.745 | 427433.6039 | 1834150.2509 |  | 52285.2853 | 148133.7022 | 756714.9596 | 454881.306 | 521475.2362 | 1933490.4893 |  | 52285.2853 | 148133.7022 | 756714.9596 | 454881.306 | 521475.2362 | 1933490.4893 |  | 35158.4228 | 146358.3479 | 787593.8355 | 32821.9155 | 1580821.4667 | 2582753.9885 |  | 35158.4228 | 146358.3479 | 787593.8355 | 32821.9155 | 1580821.4667 | 2582753.9885
|  |  | 111.992 | 111.992 | C2 | 5.971 | 3.213 | 56.176 | 36.288 | 10.344 | 111.992 | 5.971 | 3.213 | 56.176 | 36.288 | 10.344 | 111.992 | 0 | 0 | 0 | 0 | 0 | 0 | 3.77 | 5.414 | 55.888 | 34.907 | 12.013 | 111.992 | 0 | 0 | 0 | 0 | 0 | 0 | 3.34 | 3.134 | 54.01 | 4.776 | 46.732 | 111.992 |  |  | C2 | 0.59691 | 0.88874 | 1.5714 | 2.5449 | 5.9692 | C2 | 8295.71 | 8295.71 | 8295.71 | 8295.71 | 8295.71 | C2 | 4951.8208 | 7372.7337 | 13035.6619 | 21111.4141 | 49519.0523 | C2 | 29567.3219 | 23688.5933 | 732291.3434 | 766090.9946 | 512225.0772 | 2063863.3304 |  | 29567.3219 | 23688.5933 | 732291.3434 | 766090.9946 | 512225.0772 | 2063863.3304 |  | 18668.3644 | 39915.9801 | 728537.0728 | 736936.1317 | 594872.3755 | 2118929.9245 |  | 18668.3644 | 39915.9801 | 728537.0728 | 736936.1317 | 594872.3755 | 2118929.9245 |  | 16539.0814 | 23106.1473 | 704056.0997 | 100828.1137 | 2314124.353 | 3158653.7952 |  | 16539.0814 | 23106.1473 | 704056.0997 | 100828.1137 | 2314124.353 | 3158653.7952
|  |  | 187.797 | 187.797 | C3 | 16.782 | 7.397 | 97.437 | 55.645 | 10.536 | 187.797 | 16.782 | 7.397 | 97.437 | 55.645 | 10.536 | 187.797 | 0 | 0 | 0 | 0 | 0 | 0 | 16.153 | 3.718 | 95.835 | 46.41 | 25.881 | 187.997 | 0 | 0 | 0 | 0 | 0 | 0 | 12.051 | 6.867 | 89.152 | 10.447 | 69.58 | 188.097 |  |  | C3 | 0.59691 | 0.88874 | 1.5714 | 2.5449 | 5.9692 | C3 | 12443.565 | 12443.565 | 12443.565 | 12443.565 | 12443.565 | C3 | 7427.7312 | 11059.1005 | 19553.4929 | 31667.1211 | 74278.5785 | C3 | 124652.1847 | 81804.1665 | 1905233.6842 | 1762116.9557 | 782599.1029 | 4656406.0939 |  | 124652.1847 | 81804.1665 | 1905233.6842 | 1762116.9557 | 782599.1029 | 4656406.0939 |  | 119980.1418 | 41117.7357 | 1873908.9886 | 1469671.092 | 1922403.8896 | 5427081.8478 |  | 119980.1418 | 41117.7357 | 1873908.9886 | 1469671.092 | 1922403.8896 | 5427081.8478 |  | 89511.5885 | 75942.8432 | 1743232.9958 | 330826.4145 | 5168303.4906 | 7407817.3327 |  | 89511.5885 | 75942.8432 | 1743232.9958 | 330826.4145 | 5168303.4906 | 7407817.3327
|  |  | 0 | 0 | C4 | 0 | 0 | 0 | 0 | 0 | 0 | 0 | 0 | 0 | 0 | 0 | 0 | 0 | 0 | 0 | 0 | 0 | 0 | 0 | 0 | 0 | 0 | 0 | 0 | 0 | 0 | 0 | 0 | 0 | 0 | 0 | 0 | 0 | 0 | 0 | 0 |  |  | C4 | 0.59691 | 0.88874 | 1.5714 | 2.5449 | 5.9692 | C4 | 20739.275 | 20739.275 | 20739.275 | 20739.275 | 20739.275 | C4 | 12379.552 | 18431.8342 | 32589.1548 | 52778.5352 | 123797.6308 | C4 | 0 | 0 | 0 | 0 | 0 | 0 |  | 0 | 0 | 0 | 0 | 0 | 0 |  | 0 | 0 | 0 | 0 | 0 | 0 |  | 0 | 0 | 0 | 0 | 0 | 0 |  | 0 | 0 | 0 | 0 | 0 | 0 |  | 0 | 0 | 0 | 0 | 0 | 0
|  |  | 472.6219 | 472.6219 |  | 60.3799 | 18.341 | 235.906 | 124.784 | 33.211 |  | 60.3799 | 18.341 | 235.906 | 124.784 | 33.211 |  | 0 | 0 | 0 | 0 | 0 |  | 35.007 | 37.835 | 234.651 | 112.098 | 52.938 |  | 0 | 0 | 0 | 0 | 0 |  | 25.534 | 38.36 | 229.474 | 17.444 | 161.917 | [22 empty] | 284644.7779 | 145391.7826 | 3388445.6355 | 3013679.6953 | 1722257.784 | 8554419.6752 |  | 284644.7779 | 145391.7826 | 3388445.6355 | 3013679.6953 | 1722257.784 | 8554419.6752 |  | 190933.7915 | 229167.418 | 3359161.021 | 2661488.5297 | 3038751.5013 | 9479502.2615 |  | 190933.7915 | 229167.418 | 3359161.021 | 2661488.5297 | 3038751.5013 | 9479502.2615 |  | 141209.0927 | 245407.3385 | 3234882.931 | 464476.4437 | 9063249.3104 | 13149225.1163 |  | 141209.0927 | 245407.3385 | 3234882.931 | 464476.4437 | 9063249.3104 | 13149225.1163
| EHV UG Cable (Non Pressurised) |  | 93.9372 | 93.9372 | C1 | 13.2678 | 36.7074 | 0 | 0 | 43.962 | 93.9372 | 13.2678 | 36.7074 | 0 | 0 | 43.962 | 93.9372 | 0 | 0 | 0 | 0 | 0 | 0 | 13.2678 | 0 | 36.7074 | 0 | 43.962 | 93.9372 | 0 | 0 | 0 | 0 | 0 | 0 | 12.9388 | 0.329 | 36.7074 | 0 | 43.962 | 93.9372 |  |  | C1 | 0.018753 | 0.027922 | 0.049368 | 0.079952 | 0.18754 | C1 | 27468.791 | 27468.791 | 27468.791 | 27468.791 | 27468.791 | C1 | 515.1304 | 766.9743 | 1356.0801 | 2196.1883 | 5151.3917 | C1 | 6834.6469 | 28153.6313 | 0 | 0 | 226465.4812 | 261453.7593 |  | 6834.6469 | 28153.6313 | 0 | 0 | 226465.4812 | 261453.7593 |  | 6834.6469 | 0 | 49778.1739 | 0 | 226465.4812 | 283078.3019 |  | 6834.6469 | 0 | 49778.1739 | 0 | 226465.4812 | 283078.3019 |  | 6665.169 | 252.3345 | 49778.1739 | 0 | 226465.4812 | 283161.1586 |  | 6665.169 | 252.3345 | 49778.1739 | 0 | 226465.4812 | 283161.1586
|  |  | 188.4789 | 188.4789 | C2 | 121.4473 | 53.149 | 2.975 | 0 | 10.9076 | 188.4789 | 121.4473 | 53.149 | 2.975 | 0 | 10.9076 | 188.4789 | 0 | 0 | 0 | 0 | 0 | 0 | 121.4473 | 0.22 | 55.685 | 0.219 | 10.9076 | 188.4789 | 0 | 0 | 0 | 0 | 0 | 0 | 121.022 | 0.6453 | 53.732 | 1.953 | 11.1266 | 188.4789 |  |  | C2 | 0.018753 | 0.027922 | 0.049368 | 0.079952 | 0.18754 | C2 | 39241.13 | 39241.13 | 39241.13 | 39241.13 | 39241.13 | C2 | 735.9005 | 1095.6775 | 1937.2573 | 3137.4118 | 7359.131 | C2 | 89373.1347 | 58234.1648 | 5763.3403 | 0 | 80270.457 | 233641.0968 |  | 89373.1347 | 58234.1648 | 5763.3403 | 0 | 80270.457 | 233641.0968 |  | 89373.1347 | 241.0491 | 107876.1702 | 687.0932 | 80270.457 | 278447.9041 |  | 89373.1347 | 241.0491 | 107876.1702 | 687.0932 | 80270.457 | 278447.9041 |  | 89060.1561 | 707.0407 | 104092.7068 | 6127.3653 | 81882.1067 | 281869.3757 |  | 89060.1561 | 707.0407 | 104092.7068 | 6127.3653 | 81882.1067 | 281869.3757
|  |  | 156.4422 | 156.4422 | C3 | 94.8763 | 37.3444 | 2.84 | 0 | 21.3815 | 156.4422 | 94.8763 | 37.3444 | 2.84 | 0 | 21.3815 | 156.4422 | 0 | 0 | 0 | 0 | 0 | 0 | 94.8763 | 0 | 37.3444 | 2.84 | 21.3815 | 156.4422 | 0 | 0 | 0 | 0 | 0 | 0 | 94.8763 | 0 | 37.3444 | 0 | 24.2215 | 156.4422 |  |  | C3 | 0.018753 | 0.027922 | 0.049368 | 0.079952 | 0.18754 | C3 | 58861.695 | 58861.695 | 58861.695 | 58861.695 | 58861.695 | C3 | 1103.8508 | 1643.5163 | 2905.8859 | 4706.1178 | 11038.6965 | C3 | 104729.3185 | 61376.1297 | 8252.7159 | 0 | 236023.8884 | 410382.0526 |  | 104729.3185 | 61376.1297 | 8252.7159 | 0 | 236023.8884 | 410382.0526 |  | 104729.3185 | 0 | 108518.5647 | 13365.3745 | 236023.8884 | 462637.1461 |  | 104729.3185 | 0 | 108518.5647 | 13365.3745 | 236023.8884 | 462637.1461 |  | 104729.3185 | 0 | 108518.5647 | 0 | 267373.7864 | 480621.6696 |  | 104729.3185 | 0 | 108518.5647 | 0 | 267373.7864 | 480621.6696
|  |  | 1.396 | 1.396 | C4 | 1.305 | 0.091 | 0 | 0 | 0 | 1.396 | 1.305 | 0.091 | 0 | 0 | 0 | 1.396 | 0 | 0 | 0 | 0 | 0 | 0 | 1.305 | 0 | 0.091 | 0 | 0 | 1.396 | 0 | 0 | 0 | 0 | 0 | 0 | 1.305 | 0 | 0.091 | 0 | 0 | 1.396 |  |  | C4 | 0.018753 | 0.027922 | 0.049368 | 0.079952 | 0.18754 | C4 | 98102.825 | 98102.825 | 98102.825 | 98102.825 | 98102.825 | C4 | 1839.7514 | 2739.1938 | 4843.1431 | 7843.5296 | 18397.8274 | C4 | 2400.8755 | 249.2666 | 0 | 0 | 0 | 2650.1422 |  | 2400.8755 | 249.2666 | 0 | 0 | 0 | 2650.1422 |  | 2400.8755 | 0 | 440.726 | 0 | 0 | 2841.6016 |  | 2400.8755 | 0 | 440.726 | 0 | 0 | 2841.6016 |  | 2400.8755 | 0 | 440.726 | 0 | 0 | 2841.6016 |  | 2400.8755 | 0 | 440.726 | 0 | 0 | 2841.6016
|  |  | 440.2543 | 440.2543 |  | 230.8964 | 127.2918 | 5.815 | 0 | 76.2511 |  | 230.8964 | 127.2918 | 5.815 | 0 | 76.2511 |  | 0 | 0 | 0 | 0 | 0 |  | 230.8964 | 0.22 | 129.8278 | 3.059 | 76.2511 |  | 0 | 0 | 0 | 0 | 0 |  | 230.1421 | 0.9743 | 127.8748 | 1.953 | 79.3101 | [22 empty] | 203337.9756 | 148013.1924 | 14016.0562 | 0 | 542759.8266 | 908127.0509 |  | 203337.9756 | 148013.1924 | 14016.0562 | 0 | 542759.8266 | 908127.0509 |  | 203337.9756 | 241.0491 | 266613.6348 | 14052.4677 | 542759.8266 | 1027004.9538 |  | 203337.9756 | 241.0491 | 266613.6348 | 14052.4677 | 542759.8266 | 1027004.9538 |  | 202855.5192 | 959.3752 | 262830.1714 | 6127.3653 | 575721.3742 | 1048493.8055 |  | 202855.5192 | 959.3752 | 262830.1714 | 6127.3653 | 575721.3742 | 1048493.8055
| EHV OHL Support - Towers |  | 0 | 0 | C1 | 0 | 0 | 0 | 0 | 0 | 0 | 0 | 0 | 0 | 0 | 0 | 0 | 0 | 0 | 0 | 0 | 0 | 0 | 0 | 0 | 0 | 0 | 0 | 0 | 0 | 0 | 0 | 0 | 0 | 0 | 0 | 0 | 0 | 0 | 0 | 0 |  |  | C1 | 0.015533 | 0.023127 | 0.04089 | 0.066222 | 0.15533 | C1 | 9161.593 | 9161.593 | 9161.593 | 9161.593 | 9161.593 | C1 | 142.3047 | 211.8765 | 374.6169 | 606.6967 | 1423.0712 | C1 | 0 | 0 | 0 | 0 | 0 | 0 |  | 0 | 0 | 0 | 0 | 0 | 0 |  | 0 | 0 | 0 | 0 | 0 | 0 |  | 0 | 0 | 0 | 0 | 0 | 0 |  | 0 | 0 | 0 | 0 | 0 | 0 |  | 0 | 0 | 0 | 0 | 0 | 0
|  |  | 1218 | 1218 | C2 | 120 | 295 | 663 | 1 | 139 | 1218 | 120 | 295 | 663 | 1 | 139 | 1218 | 0 | 0 | 0 | 0 | 0 | 0 | 103 | 279 | 693 | 4 | 139 | 1218 | 0 | 0 | 0 | 0 | 0 | 0 | 21 | 252 | 799 | 7 | 139 | 1218 |  |  | C2 | 0.015533 | 0.023127 | 0.04089 | 0.066222 | 0.15533 | C2 | 13087.99 | 13087.99 | 13087.99 | 13087.99 | 13087.99 | C2 | 203.2924 | 302.6808 | 535.167 | 866.7096 | 2032.9589 | C2 | 24395.0903 | 89290.8234 | 354815.7442 | 866.7096 | 282581.2819 | 751949.6494 |  | 24395.0903 | 89290.8234 | 354815.7442 | 866.7096 | 282581.2819 | 751949.6494 |  | 20939.1192 | 84447.9313 | 370870.7552 | 3466.8383 | 282581.2819 | 762305.9259 |  | 20939.1192 | 84447.9313 | 370870.7552 | 3466.8383 | 282581.2819 | 762305.9259 |  | 4269.1408 | 76275.5508 | 427598.4609 | 6066.967 | 282581.2819 | 796791.4014 |  | 4269.1408 | 76275.5508 | 427598.4609 | 6066.967 | 282581.2819 | 796791.4014
|  |  | 204 | 204 | C3 | 19 | 20 | 165 | 0 | 0 | 204 | 19 | 20 | 165 | 0 | 0 | 204 | 0 | 0 | 0 | 0 | 0 | 0 | 17 | 19 | 168 | 0 | 0 | 204 | 0 | 0 | 0 | 0 | 0 | 0 | 8 | 25 | 169 | 2 | 0 | 204 |  |  | C3 | 0.015533 | 0.023127 | 0.04089 | 0.066222 | 0.15533 | C3 | 19631.985 | 19631.985 | 19631.985 | 19631.985 | 19631.985 | C3 | 304.9386 | 454.0211 | 802.7506 | 1300.0643 | 3049.4383 | C3 | 5793.834 | 9080.4227 | 132453.8412 | 0 | 0 | 147328.0978 |  | 5793.834 | 9080.4227 | 132453.8412 | 0 | 0 | 147328.0978 |  | 5183.9567 | 8626.4016 | 134862.0928 | 0 | 0 | 148672.4511 |  | 5183.9567 | 8626.4016 | 134862.0928 | 0 | 0 | 148672.4511 |  | 2439.509 | 11350.5284 | 135664.8434 | 2600.1287 | 0 | 152055.0095 |  | 2439.509 | 11350.5284 | 135664.8434 | 2600.1287 | 0 | 152055.0095
|  |  | 8 | 8 | C4 | 0 | 0 | 8 | 0 | 0 | 8 | 0 | 0 | 8 | 0 | 0 | 8 | 0 | 0 | 0 | 0 | 0 | 0 | 0 | 0 | 8 | 0 | 0 | 8 | 0 | 0 | 0 | 0 | 0 | 0 | 0 | 0 | 8 | 0 | 0 | 8 |  |  | C4 | 0.015533 | 0.023127 | 0.04089 | 0.066222 | 0.15533 | C4 | 32719.975 | 32719.975 | 32719.975 | 32719.975 | 32719.975 | C4 | 508.231 | 756.7019 | 1337.9176 | 2166.7739 | 5082.3972 | C4 | 0 | 0 | 10703.3407 | 0 | 0 | 10703.3407 |  | 0 | 0 | 10703.3407 | 0 | 0 | 10703.3407 |  | 0 | 0 | 10703.3407 | 0 | 0 | 10703.3407 |  | 0 | 0 | 10703.3407 | 0 | 0 | 10703.3407 |  | 0 | 0 | 10703.3407 | 0 | 0 | 10703.3407 |  | 0 | 0 | 10703.3407 | 0 | 0 | 10703.3407
|  |  | 1430 | 1430 |  | 139 | 315 | 836 | 1 | 139 |  | 139 | 315 | 836 | 1 | 139 |  | 0 | 0 | 0 | 0 | 0 |  | 120 | 298 | 869 | 4 | 139 |  | 0 | 0 | 0 | 0 | 0 |  | 29 | 277 | 976 | 9 | 139 | [22 empty] | 30188.9243 | 98371.2461 | 497972.926 | 866.7096 | 282581.2819 | 909981.0879 |  | 30188.9243 | 98371.2461 | 497972.926 | 866.7096 | 282581.2819 | 909981.0879 |  | 26123.0759 | 93074.3329 | 516436.1888 | 3466.8383 | 282581.2819 | 921681.7177 |  | 26123.0759 | 93074.3329 | 516436.1888 | 3466.8383 | 282581.2819 | 921681.7177 |  | 6708.6498 | 87626.0792 | 573966.645 | 8667.0957 | 282581.2819 | 959549.7516 |  | 6708.6498 | 87626.0792 | 573966.645 | 8667.0957 | 282581.2819 | 959549.7516
| EHV OHL Support - Poles |  | 3662 | 3662 | C1 | 1980 | 1087 | 348 | 87 | 160 | 3662 | 1980 | 1087 | 348 | 87 | 160 | 3662 | 0 | 0 | 0 | 0 | 0 | 0 | 1520 | 1383 | 488 | 107 | 164 | 3662 | 0 | 0 | 0 | 0 | 0 | 0 | 1324 | 1123 | 514 | 509 | 192 | 3662 |  |  | C1 | 0.0081226 | 0.012094 | 0.021383 | 0.03463 | 0.081228 | C1 | 2394.8102 | 2394.8102 | 2394.8102 | 2394.8102 | 2394.8102 | C1 | 19.4522 | 28.9622 | 51.2078 | 82.9316 | 194.5249 | C1 | 38515.2636 | 31481.8943 | 17820.3036 | 7215.05 | 31123.9761 | 126156.4875 |  | 38515.2636 | 31481.8943 | 17820.3036 | 7215.05 | 31123.9761 | 126156.4875 |  | 29567.2731 | 40054.7008 | 24989.3912 | 8873.6821 | 31902.0755 | 135387.1227 |  | 29567.2731 | 40054.7008 | 24989.3912 | 8873.6821 | 31902.0755 | 135387.1227 |  | 25754.651 | 32524.5329 | 26320.7932 | 42212.1888 | 37348.7713 | 164160.9373 |  | 25754.651 | 32524.5329 | 26320.7932 | 42212.1888 | 37348.7713 | 164160.9373
|  |  | 5764 | 5764 | C2 | 2146 | 1107 | 1793 | 547 | 171 | 5764 | 2146 | 1107 | 1793 | 547 | 171 | 5764 | 0 | 0 | 0 | 0 | 0 | 0 | 1920 | 1298 | 1801 | 515 | 230 | 5764 | 0 | 0 | 0 | 0 | 0 | 0 | 1802 | 496 | 931 | 2270 | 265 | 5764 |  |  | C2 | 0.0081226 | 0.012094 | 0.021383 | 0.03463 | 0.081228 | C2 | 3421.1574 | 3421.1574 | 3421.1574 | 3421.1574 | 3421.1574 | C2 | 27.7888 | 41.3745 | 73.154 | 118.4737 | 277.8926 | C2 | 59634.7444 | 45801.6256 | 131165.0422 | 64805.1285 | 47519.6421 | 348926.1829 |  | 59634.7444 | 45801.6256 | 131165.0422 | 64805.1285 | 47519.6421 | 348926.1829 |  | 53354.4777 | 53704.1645 | 131750.2739 | 61013.9693 | 63915.3081 | 363738.1934 |  | 53354.4777 | 53704.1645 | 131750.2739 | 61013.9693 | 63915.3081 | 363738.1934 |  | 50075.4005 | 20521.7763 | 68106.3326 | 268935.3598 | 73641.5506 | 481280.4196 |  | 50075.4005 | 20521.7763 | 68106.3326 | 268935.3598 | 73641.5506 | 481280.4196
|  |  | 226 | 226 | C3 | 145 | 51 | 22 | 3 | 5 | 226 | 145 | 51 | 22 | 3 | 5 | 226 | 0 | 0 | 0 | 0 | 0 | 0 | 137 | 40 | 41 | 3 | 5 | 226 | 0 | 0 | 0 | 0 | 0 | 0 | 121 | 46 | 11 | 43 | 5 | 226 |  |  | C3 | 0.0081226 | 0.012094 | 0.021383 | 0.03463 | 0.081228 | C3 | 5131.7361 | 5131.7361 | 5131.7361 | 5131.7361 | 5131.7361 | C3 | 41.6832 | 62.0618 | 109.7309 | 177.7106 | 416.839 | C3 | 6044.0619 | 3165.153 | 2414.0805 | 533.1318 | 2084.1948 | 14240.6221 |  | 6044.0619 | 3165.153 | 2414.0805 | 533.1318 | 2084.1948 | 14240.6221 |  | 5710.5964 | 2482.4729 | 4498.9683 | 533.1318 | 2084.1948 | 15309.3642 |  | 5710.5964 | 2482.4729 | 4498.9683 | 533.1318 | 2084.1948 | 15309.3642 |  | 5043.6655 | 2854.8439 | 1207.0403 | 7641.5554 | 2084.1948 | 18831.2998 |  | 5043.6655 | 2854.8439 | 1207.0403 | 7641.5554 | 2084.1948 | 18831.2998
|  |  | 777 | 777 | C4 | 354 | 146 | 187 | 30 | 60 | 777 | 354 | 146 | 187 | 30 | 60 | 777 | 0 | 0 | 0 | 0 | 0 | 0 | 325 | 169 | 180 | 39 | 64 | 777 | 0 | 0 | 0 | 0 | 0 | 0 | 309 | 112 | 73 | 208 | 75 | 777 |  |  | C4 | 0.0081226 | 0.012094 | 0.021383 | 0.03463 | 0.081228 | C4 | 8552.8935 | 8552.8935 | 8552.8935 | 8552.8935 | 8552.8935 | C4 | 69.472 | 103.4364 | 182.8849 | 296.1843 | 694.7316 | C4 | 24593.0796 | 15101.7103 | 34199.4742 | 8885.5295 | 41683.8966 | 124463.6902 |  | 24593.0796 | 15101.7103 | 34199.4742 | 8885.5295 | 41683.8966 | 124463.6902 |  | 22578.3923 | 17480.7469 | 32919.28 | 11551.1884 | 44462.823 | 128992.4305 |  | 22578.3923 | 17480.7469 | 32919.28 | 11551.1884 | 44462.823 | 128992.4305 |  | 21466.8407 | 11584.8737 | 13350.5969 | 61606.3379 | 52104.8707 | 160113.5198 |  | 21466.8407 | 11584.8737 | 13350.5969 | 61606.3379 | 52104.8707 | 160113.5198
|  |  | 10429 | 10429 |  | 4625 | 2391 | 2350 | 667 | 396 |  | 4625 | 2391 | 2350 | 667 | 396 |  | 0 | 0 | 0 | 0 | 0 |  | 3902 | 2890 | 2510 | 664 | 463 |  | 0 | 0 | 0 | 0 | 0 |  | 3556 | 1777 | 1529 | 3030 | 537 | [22 empty] | 128787.1495 | 95550.3832 | 185598.9005 | 81438.8398 | 122411.7095 | 613786.9826 |  | 128787.1495 | 95550.3832 | 185598.9005 | 81438.8398 | 122411.7095 | 613786.9826 |  | 111210.7395 | 113722.0851 | 194157.9133 | 81971.9715 | 142364.4014 | 643427.1109 |  | 111210.7395 | 113722.0851 | 194157.9133 | 81971.9715 | 142364.4014 | 643427.1109 |  | 102340.5576 | 67486.0267 | 108984.7629 | 380395.4419 | 165179.3874 | 824386.1765 |  | 102340.5576 | 67486.0267 | 108984.7629 | 380395.4419 | 165179.3874 | 824386.1765
| EHV OHL Fittings |  | 179 | 179 | C1 | 16 | 0 | 11 | 6 | 146 | 179 | 16 | 0 | 11 | 6 | 146 | 179 | 0 | 0 | 0 | 0 | 0 | 0 | 16 | 0 | 11 | 6 | 146 | 179 | 0 | 0 | 0 | 0 | 0 | 0 | 16 | 0 | 0 | 17 | 146 | 179 |  |  | C1 | 0.002736 | 0.0040737 | 0.0072026 | 0.011665 | 0.027361 | C1 | 1728.468 | 1728.468 | 1728.468 | 1728.468 | 1728.468 | C1 | 4.7292 | 7.0412 | 12.4495 | 20.1621 | 47.2924 | C1 | 75.6666 | 0 | 136.9447 | 120.9729 | 6904.6961 | 7238.2802 |  | 75.6666 | 0 | 136.9447 | 120.9729 | 6904.6961 | 7238.2802 |  | 75.6666 | 0 | 136.9447 | 120.9729 | 6904.6961 | 7238.2802 |  | 75.6666 | 0 | 136.9447 | 120.9729 | 6904.6961 | 7238.2802 |  | 75.6666 | 0 | 0 | 342.7564 | 6904.6961 | 7323.1191 |  | 75.6666 | 0 | 0 | 342.7564 | 6904.6961 | 7323.1191
|  |  | 2447 | 2447 | C2 | 889 | 176 | 182 | 124 | 1076 | 2447 | 889 | 176 | 182 | 124 | 1076 | 2447 | 0 | 0 | 0 | 0 | 0 | 0 | 889 | 176 | 182 | 124 | 1076 | 2447 | 0 | 0 | 0 | 0 | 0 | 0 | 829 | 60 | 176 | 250 | 1132 | 2447 |  |  | C2 | 0.002736 | 0.0040737 | 0.0072026 | 0.011665 | 0.027361 | C2 | 2469.24 | 2469.24 | 2469.24 | 2469.24 | 2469.24 | C2 | 6.7559 | 10.0589 | 17.785 | 28.8031 | 67.5606 | C2 | 6006.0373 | 1770.364 | 3236.8742 | 3571.5798 | 72695.2345 | 87280.0898 |  | 6006.0373 | 1770.364 | 3236.8742 | 3571.5798 | 72695.2345 | 87280.0898 |  | 6006.0373 | 1770.364 | 3236.8742 | 3571.5798 | 72695.2345 | 87280.0898 |  | 6006.0373 | 1770.364 | 3236.8742 | 3571.5798 | 72695.2345 | 87280.0898 |  | 5600.6805 | 603.5332 | 3130.1641 | 7200.7657 | 76478.6296 | 93013.773 |  | 5600.6805 | 603.5332 | 3130.1641 | 7200.7657 | 76478.6296 | 93013.773
|  |  | 180 | 180 | C3 | 94 | 6 | 8 | 14 | 58 | 180 | 94 | 6 | 8 | 14 | 58 | 180 | 0 | 0 | 0 | 0 | 0 | 0 | 94 | 6 | 8 | 14 | 58 | 180 | 0 | 0 | 0 | 0 | 0 | 0 | 88 | 6 | 6 | 16 | 64 | 180 |  |  | C3 | 0.002736 | 0.0040737 | 0.0072026 | 0.011665 | 0.027361 | C3 | 3703.86 | 3703.86 | 3703.86 | 3703.86 | 3703.86 | C3 | 10.1339 | 15.0883 | 26.6775 | 43.2046 | 101.3409 | C3 | 952.5886 | 90.53 | 213.4203 | 604.8643 | 5877.7745 | 7739.1777 |  | 952.5886 | 90.53 | 213.4203 | 604.8643 | 5877.7745 | 7739.1777 |  | 952.5886 | 90.53 | 213.4203 | 604.8643 | 5877.7745 | 7739.1777 |  | 952.5886 | 90.53 | 213.4203 | 604.8643 | 5877.7745 | 7739.1777 |  | 891.7851 | 90.53 | 160.0652 | 691.2735 | 6485.8202 | 8319.4739 |  | 891.7851 | 90.53 | 160.0652 | 691.2735 | 6485.8202 | 8319.4739
|  |  | 54 | 54 | C4 | 2 | 16 | 22 | 12 | 2 | 54 | 2 | 16 | 22 | 12 | 2 | 54 | 0 | 0 | 0 | 0 | 0 | 0 | 2 | 16 | 22 | 12 | 2 | 54 | 0 | 0 | 0 | 0 | 0 | 0 | 0 | 10 | 8 | 22 | 14 | 54 |  |  | C4 | 0.002736 | 0.0040737 | 0.0072026 | 0.011665 | 0.027361 | C4 | 6173.1 | 6173.1 | 6173.1 | 6173.1 | 6173.1 | C4 | 16.8899 | 25.1472 | 44.4626 | 72.0077 | 168.9016 | C4 | 33.7797 | 402.3554 | 978.1763 | 864.0919 | 337.8031 | 2616.2065 |  | 33.7797 | 402.3554 | 978.1763 | 864.0919 | 337.8031 | 2616.2065 |  | 33.7797 | 402.3554 | 978.1763 | 864.0919 | 337.8031 | 2616.2065 |  | 33.7797 | 402.3554 | 978.1763 | 864.0919 | 337.8031 | 2616.2065 |  | 0 | 251.4722 | 355.7005 | 1584.1684 | 2364.6219 | 4555.963 |  | 0 | 251.4722 | 355.7005 | 1584.1684 | 2364.6219 | 4555.963
|  |  | 2860 | 2860 |  | 1001 | 198 | 223 | 156 | 1282 |  | 1001 | 198 | 223 | 156 | 1282 |  | 0 | 0 | 0 | 0 | 0 |  | 1001 | 198 | 223 | 156 | 1282 |  | 0 | 0 | 0 | 0 | 0 |  | 933 | 76 | 190 | 305 | 1356 | [22 empty] | 7068.0723 | 2263.2494 | 4565.4154 | 5161.5088 | 85815.5082 | 104873.7541 |  | 7068.0723 | 2263.2494 | 4565.4154 | 5161.5088 | 85815.5082 | 104873.7541 |  | 7068.0723 | 2263.2494 | 4565.4154 | 5161.5088 | 85815.5082 | 104873.7541 |  | 7068.0723 | 2263.2494 | 4565.4154 | 5161.5088 | 85815.5082 | 104873.7541 |  | 6568.1321 | 945.5353 | 3645.9297 | 9818.9641 | 92233.7678 | 113212.329 |  | 6568.1321 | 945.5353 | 3645.9297 | 9818.9641 | 92233.7678 | 113212.329
| EHV OHL (Tower Line) Conductor |  | 0 | 0 | C1 | 0 | 0 | 0 | 0 | 0 | 0 | 0 | 0 | 0 | 0 | 0 | 0 | 0 | 0 | 0 | 0 | 0 | 0 | 0 | 0 | 0 | 0 | 0 | 0 | 0 | 0 | 0 | 0 | 0 | 0 | 0 | 0 | 0 | 0 | 0 | 0 |  |  | C1 | 0.00228 | 0.0033947 | 0.0060022 | 0.0097206 | 0.022801 | C1 | 18065.124 | 18065.124 | 18065.124 | 18065.124 | 18065.124 | C1 | 41.1891 | 61.3262 | 108.4303 | 175.6043 | 411.8984 | C1 | 0 | 0 | 0 | 0 | 0 | 0 |  | 0 | 0 | 0 | 0 | 0 | 0 |  | 0 | 0 | 0 | 0 | 0 | 0 |  | 0 | 0 | 0 | 0 | 0 | 0 |  | 0 | 0 | 0 | 0 | 0 | 0 |  | 0 | 0 | 0 | 0 | 0 | 0
|  |  | 506.2 | 506.2 | C2 | 104 | 344.2 | 42.4 | 15.6 | 0 | 506.2 | 104 | 344.2 | 42.4 | 15.6 | 0 | 506.2 | 0 | 0 | 0 | 0 | 0 | 0 | 77.2 | 251.8 | 155.3 | 16.8 | 5.1 | 506.2 | 0 | 0 | 0 | 0 | 0 | 0 | 51.2 | 60.9 | 324.1 | 52.7 | 17.3 | 506.2 |  |  | C2 | 0.00228 | 0.0033947 | 0.0060022 | 0.0097206 | 0.022801 | C2 | 25807.32 | 25807.32 | 25807.32 | 25807.32 | 25807.32 | C2 | 58.8416 | 87.6089 | 154.9005 | 250.8632 | 588.4262 | C2 | 6119.5285 | 30154.9849 | 6567.7808 | 3913.4665 | 0 | 46755.7607 |  | 6119.5285 | 30154.9849 | 6567.7808 | 3913.4665 | 0 | 46755.7607 |  | 4542.5731 | 22059.9221 | 24056.0461 | 4214.5024 | 3000.9738 | 57874.0175 |  | 4542.5731 | 22059.9221 | 24056.0461 | 4214.5024 | 3000.9738 | 57874.0175 |  | 3012.6909 | 5335.3823 | 50203.2488 | 13220.4928 | 10179.7739 | 81951.5886 |  | 3012.6909 | 5335.3823 | 50203.2488 | 13220.4928 | 10179.7739 | 81951.5886
|  |  | 89.2 | 89.2 | C3 | 33.5 | 50.1 | 4.5 | 1.1 | 0 | 89.2 | 33.5 | 50.1 | 4.5 | 1.1 | 0 | 89.2 | 0 | 0 | 0 | 0 | 0 | 0 | 25.7 | 28.9 | 31.5 | 2.5 | 0.6 | 89.2 | 0 | 0 | 0 | 0 | 0 | 0 | 25.1 | 10.5 | 47.3 | 3.4 | 2.8 | 89.1 |  |  | C3 | 0.00228 | 0.0033947 | 0.0060022 | 0.0097206 | 0.022801 | C3 | 38710.98 | 38710.98 | 38710.98 | 38710.98 | 38710.98 | C3 | 88.2624 | 131.4134 | 232.3507 | 376.2949 | 882.6394 | C3 | 2956.7914 | 6583.8092 | 1045.5783 | 413.9243 | 0 | 11000.1032 |  | 2956.7914 | 6583.8092 | 1045.5783 | 413.9243 | 0 | 11000.1032 |  | 2268.3445 | 3797.846 | 7319.0481 | 940.7372 | 529.5836 | 14855.5594 |  | 2268.3445 | 3797.846 | 7319.0481 | 940.7372 | 529.5836 | 14855.5594 |  | 2215.387 | 1379.8402 | 10990.1898 | 1279.4025 | 2471.3902 | 18336.2097 |  | 2215.387 | 1379.8402 | 10990.1898 | 1279.4025 | 2471.3902 | 18336.2097
|  |  | 2.3 | 2.3 | C4 | 2.3 | 0 | 0 | 0 | 0 | 2.3 | 2.3 | 0 | 0 | 0 | 0 | 2.3 | 0 | 0 | 0 | 0 | 0 | 0 | 2.3 | 0 | 0 | 0 | 0 | 2.3 | 0 | 0 | 0 | 0 | 0 | 0 | 2.3 | 0 | 0 | 0 | 0 | 2.3 |  |  | C4 | 0.00228 | 0.0033947 | 0.0060022 | 0.0097206 | 0.022801 | C4 | 64518.3 | 64518.3 | 64518.3 | 64518.3 | 64518.3 | C4 | 147.1041 | 219.0223 | 387.2512 | 627.1581 | 1471.0656 | C4 | 338.3393 | 0 | 0 | 0 | 0 | 338.3393 |  | 338.3393 | 0 | 0 | 0 | 0 | 338.3393 |  | 338.3393 | 0 | 0 | 0 | 0 | 338.3393 |  | 338.3393 | 0 | 0 | 0 | 0 | 338.3393 |  | 338.3393 | 0 | 0 | 0 | 0 | 338.3393 |  | 338.3393 | 0 | 0 | 0 | 0 | 338.3393
|  |  | 597.7 | 597.7 |  | 139.8 | 394.3 | 46.9 | 16.7 | 0 |  | 139.8 | 394.3 | 46.9 | 16.7 | 0 |  | 0 | 0 | 0 | 0 | 0 |  | 105.2 | 280.7 | 186.8 | 19.3 | 5.7 |  | 0 | 0 | 0 | 0 | 0 |  | 78.6 | 71.4 | 371.4 | 56.1 | 20.1 | [22 empty] | 9414.6592 | 36738.794 | 7613.3591 | 4327.3909 | 0 | 58094.2032 |  | 9414.6592 | 36738.794 | 7613.3591 | 4327.3909 | 0 | 58094.2032 |  | 7149.2568 | 25857.7681 | 31375.0942 | 5155.2396 | 3530.5574 | 73067.9162 |  | 7149.2568 | 25857.7681 | 31375.0942 | 5155.2396 | 3530.5574 | 73067.9162 |  | 5566.4173 | 6715.2225 | 61193.4385 | 14499.8953 | 12651.1641 | 100626.1376 |  | 5566.4173 | 6715.2225 | 61193.4385 | 14499.8953 | 12651.1641 | 100626.1376
| [Please insert new asset category as required] |  | 0 | 0 | C1 | 0 | 0 | 0 | 0 | 0 | 0 | 0 | 0 | 0 | 0 | 0 | 0 | 0 | 0 | 0 | 0 | 0 | 0 | 0 | 0 | 0 | 0 | 0 | 0 | 0 | 0 | 0 | 0 | 0 | 0 | 0 | 0 | 0 | 0 | 0 | 0 |  |  | C1 | 0 | 0 | 0 | 0 | 0 | C1 | 0 | 0 | 0 | 0 | 0 | C1 | [5 empty] | C1 | [5 empty] | 0 | [6 empty] | 0 | [6 empty] | 0 | [6 empty] | 0 | [6 empty] | 0 | [6 empty] | 0
|  |  | 0 | 0 | C2 | 0 | 0 | 0 | 0 | 0 | 0 | 0 | 0 | 0 | 0 | 0 | 0 | 0 | 0 | 0 | 0 | 0 | 0 | 0 | 0 | 0 | 0 | 0 | 0 | 0 | 0 | 0 | 0 | 0 | 0 | 0 | 0 | 0 | 0 | 0 | 0 |  |  | C2 | 0 | 0 | 0 | 0 | 0 | C2 | 0 | 0 | 0 | 0 | 0 | C2 | [5 empty] | C2 | [5 empty] | 0 | [6 empty] | 0 | [6 empty] | 0 | [6 empty] | 0 | [6 empty] | 0 | [6 empty] | 0
|  |  | 0 | 0 | C3 | 0 | 0 | 0 | 0 | 0 | 0 | 0 | 0 | 0 | 0 | 0 | 0 | 0 | 0 | 0 | 0 | 0 | 0 | 0 | 0 | 0 | 0 | 0 | 0 | 0 | 0 | 0 | 0 | 0 | 0 | 0 | 0 | 0 | 0 | 0 | 0 |  |  | C3 | 0 | 0 | 0 | 0 | 0 | C3 | 0 | 0 | 0 | 0 | 0 | C3 | [5 empty] | C3 | [5 empty] | 0 | [6 empty] | 0 | [6 empty] | 0 | [6 empty] | 0 | [6 empty] | 0 | [6 empty] | 0
|  |  | 0 | 0 | C4 | 0 | 0 | 0 | 0 | 0 | 0 | 0 | 0 | 0 | 0 | 0 | 0 | 0 | 0 | 0 | 0 | 0 | 0 | 0 | 0 | 0 | 0 | 0 | 0 | 0 | 0 | 0 | 0 | 0 | 0 | 0 | 0 | 0 | 0 | 0 | 0 |  |  | C4 | 0 | 0 | 0 | 0 | 0 | C4 | 0 | 0 | 0 | 0 | 0 | C4 | [5 empty] | C4 | [5 empty] | 0 | [6 empty] | 0 | [6 empty] | 0 | [6 empty] | 0 | [6 empty] | 0 | [6 empty] | 0
|  |  | 0 | 0 |  | 0 | 0 | 0 | 0 | 0 |  | 0 | 0 | 0 | 0 | 0 |  | 0 | 0 | 0 | 0 | 0 |  | 0 | 0 | 0 | 0 | 0 |  | 0 | 0 | 0 | 0 | 0 |  | 0 | 0 | 0 | 0 | 0 | [22 empty] | 0 | 0 | 0 | 0 | 0 | 0 |  | 0 | 0 | 0 | 0 | 0 | 0 |  | 0 | 0 | 0 | 0 | 0 | 0 |  | 0 | 0 | 0 | 0 | 0 | 0 |  | 0 | 0 | 0 | 0 | 0 | 0 |  | 0 | 0 | 0 | 0 | 0 | 0
| [Please insert new asset category as required] |  | 0 | 0 | C1 | 0 | 0 | 0 | 0 | 0 | 0 | 0 | 0 | 0 | 0 | 0 | 0 | 0 | 0 | 0 | 0 | 0 | 0 | 0 | 0 | 0 | 0 | 0 | 0 | 0 | 0 | 0 | 0 | 0 | 0 | 0 | 0 | 0 | 0 | 0 | 0 |  |  | C1 | 0 | 0 | 0 | 0 | 0 | C1 | 0 | 0 | 0 | 0 | 0 | C1 | [5 empty] | C1 | [5 empty] | 0 | [6 empty] | 0 | [6 empty] | 0 | [6 empty] | 0 | [6 empty] | 0 | [6 empty] | 0
|  |  | 0 | 0 | C2 | 0 | 0 | 0 | 0 | 0 | 0 | 0 | 0 | 0 | 0 | 0 | 0 | 0 | 0 | 0 | 0 | 0 | 0 | 0 | 0 | 0 | 0 | 0 | 0 | 0 | 0 | 0 | 0 | 0 | 0 | 0 | 0 | 0 | 0 | 0 | 0 |  |  | C2 | 0 | 0 | 0 | 0 | 0 | C2 | 0 | 0 | 0 | 0 | 0 | C2 | [5 empty] | C2 | [5 empty] | 0 | [6 empty] | 0 | [6 empty] | 0 | [6 empty] | 0 | [6 empty] | 0 | [6 empty] | 0
|  |  | 0 | 0 | C3 | 0 | 0 | 0 | 0 | 0 | 0 | 0 | 0 | 0 | 0 | 0 | 0 | 0 | 0 | 0 | 0 | 0 | 0 | 0 | 0 | 0 | 0 | 0 | 0 | 0 | 0 | 0 | 0 | 0 | 0 | 0 | 0 | 0 | 0 | 0 | 0 |  |  | C3 | 0 | 0 | 0 | 0 | 0 | C3 | 0 | 0 | 0 | 0 | 0 | C3 | [5 empty] | C3 | [5 empty] | 0 | [6 empty] | 0 | [6 empty] | 0 | [6 empty] | 0 | [6 empty] | 0 | [6 empty] | 0
|  |  | 0 | 0 | C4 | 0 | 0 | 0 | 0 | 0 | 0 | 0 | 0 | 0 | 0 | 0 | 0 | 0 | 0 | 0 | 0 | 0 | 0 | 0 | 0 | 0 | 0 | 0 | 0 | 0 | 0 | 0 | 0 | 0 | 0 | 0 | 0 | 0 | 0 | 0 | 0 |  |  | C4 | 0 | 0 | 0 | 0 | 0 | C4 | 0 | 0 | 0 | 0 | 0 | C4 | [5 empty] | C4 | [5 empty] | 0 | [6 empty] | 0 | [6 empty] | 0 | [6 empty] | 0 | [6 empty] | 0 | [6 empty] | 0
|  |  | 0 | 0 |  | 0 | 0 | 0 | 0 | 0 |  | 0 | 0 | 0 | 0 | 0 |  | 0 | 0 | 0 | 0 | 0 |  | 0 | 0 | 0 | 0 | 0 |  | 0 | 0 | 0 | 0 | 0 |  | 0 | 0 | 0 | 0 | 0 | [22 empty] | 0 | 0 | 0 | 0 | 0 | 0 |  | 0 | 0 | 0 | 0 | 0 | 0 |  | 0 | 0 | 0 | 0 | 0 | 0 |  | 0 | 0 | 0 | 0 | 0 | 0 |  | 0 | 0 | 0 | 0 | 0 | 0 |  | 0 | 0 | 0 | 0 | 0 | 0
| [Please insert new asset category as required] |  | 0 | 0 | C1 | 0 | 0 | 0 | 0 | 0 | 0 | 0 | 0 | 0 | 0 | 0 | 0 | 0 | 0 | 0 | 0 | 0 | 0 | 0 | 0 | 0 | 0 | 0 | 0 | 0 | 0 | 0 | 0 | 0 | 0 | 0 | 0 | 0 | 0 | 0 | 0 |  |  | C1 | 0 | 0 | 0 | 0 | 0 | C1 | 0 | 0 | 0 | 0 | 0 | C1 | [5 empty] | C1 | [5 empty] | 0 | [6 empty] | 0 | [6 empty] | 0 | [6 empty] | 0 | [6 empty] | 0 | [6 empty] | 0
|  |  | 0 | 0 | C2 | 0 | 0 | 0 | 0 | 0 | 0 | 0 | 0 | 0 | 0 | 0 | 0 | 0 | 0 | 0 | 0 | 0 | 0 | 0 | 0 | 0 | 0 | 0 | 0 | 0 | 0 | 0 | 0 | 0 | 0 | 0 | 0 | 0 | 0 | 0 | 0 |  |  | C2 | 0 | 0 | 0 | 0 | 0 | C2 | 0 | 0 | 0 | 0 | 0 | C2 | [5 empty] | C2 | [5 empty] | 0 | [6 empty] | 0 | [6 empty] | 0 | [6 empty] | 0 | [6 empty] | 0 | [6 empty] | 0
|  |  | 0 | 0 | C3 | 0 | 0 | 0 | 0 | 0 | 0 | 0 | 0 | 0 | 0 | 0 | 0 | 0 | 0 | 0 | 0 | 0 | 0 | 0 | 0 | 0 | 0 | 0 | 0 | 0 | 0 | 0 | 0 | 0 | 0 | 0 | 0 | 0 | 0 | 0 | 0 |  |  | C3 | 0 | 0 | 0 | 0 | 0 | C3 | 0 | 0 | 0 | 0 | 0 | C3 | [5 empty] | C3 | [5 empty] | 0 | [6 empty] | 0 | [6 empty] | 0 | [6 empty] | 0 | [6 empty] | 0 | [6 empty] | 0
|  |  | 0 | 0 | C4 | 0 | 0 | 0 | 0 | 0 | 0 | 0 | 0 | 0 | 0 | 0 | 0 | 0 | 0 | 0 | 0 | 0 | 0 | 0 | 0 | 0 | 0 | 0 | 0 | 0 | 0 | 0 | 0 | 0 | 0 | 0 | 0 | 0 | 0 | 0 | 0 |  |  | C4 | 0 | 0 | 0 | 0 | 0 | C4 | 0 | 0 | 0 | 0 | 0 | C4 | [5 empty] | C4 | [5 empty] | 0 | [6 empty] | 0 | [6 empty] | 0 | [6 empty] | 0 | [6 empty] | 0 | [6 empty] | 0
|  |  | 0 | 0 |  | 0 | 0 | 0 | 0 | 0 |  | 0 | 0 | 0 | 0 | 0 |  | 0 | 0 | 0 | 0 | 0 |  | 0 | 0 | 0 | 0 | 0 |  | 0 | 0 | 0 | 0 | 0 |  | 0 | 0 | 0 | 0 | 0 | [22 empty] | 0 | 0 | 0 | 0 | 0 | 0 |  | 0 | 0 | 0 | 0 | 0 | 0 |  | 0 | 0 | 0 | 0 | 0 | 0 |  | 0 | 0 | 0 | 0 | 0 | 0 |  | 0 | 0 | 0 | 0 | 0 | 0 |  | 0 | 0 | 0 | 0 | 0 | 0
| [Please insert new asset category as required] |  | 0 | 0 | C1 | 0 | 0 | 0 | 0 | 0 | 0 | 0 | 0 | 0 | 0 | 0 | 0 | 0 | 0 | 0 | 0 | 0 | 0 | 0 | 0 | 0 | 0 | 0 | 0 | 0 | 0 | 0 | 0 | 0 | 0 | 0 | 0 | 0 | 0 | 0 | 0 |  |  | C1 | 0 | 0 | 0 | 0 | 0 | C1 | 0 | 0 | 0 | 0 | 0 | C1 | [5 empty] | C1 | [5 empty] | 0 | [6 empty] | 0 | [6 empty] | 0 | [6 empty] | 0 | [6 empty] | 0 | [6 empty] | 0
|  |  | 0 | 0 | C2 | 0 | 0 | 0 | 0 | 0 | 0 | 0 | 0 | 0 | 0 | 0 | 0 | 0 | 0 | 0 | 0 | 0 | 0 | 0 | 0 | 0 | 0 | 0 | 0 | 0 | 0 | 0 | 0 | 0 | 0 | 0 | 0 | 0 | 0 | 0 | 0 |  |  | C2 | 0 | 0 | 0 | 0 | 0 | C2 | 0 | 0 | 0 | 0 | 0 | C2 | [5 empty] | C2 | [5 empty] | 0 | [6 empty] | 0 | [6 empty] | 0 | [6 empty] | 0 | [6 empty] | 0 | [6 empty] | 0
|  |  | 0 | 0 | C3 | 0 | 0 | 0 | 0 | 0 | 0 | 0 | 0 | 0 | 0 | 0 | 0 | 0 | 0 | 0 | 0 | 0 | 0 | 0 | 0 | 0 | 0 | 0 | 0 | 0 | 0 | 0 | 0 | 0 | 0 | 0 | 0 | 0 | 0 | 0 | 0 |  |  | C3 | 0 | 0 | 0 | 0 | 0 | C3 | 0 | 0 | 0 | 0 | 0 | C3 | [5 empty] | C3 | [5 empty] | 0 | [6 empty] | 0 | [6 empty] | 0 | [6 empty] | 0 | [6 empty] | 0 | [6 empty] | 0
|  |  | 0 | 0 | C4 | 0 | 0 | 0 | 0 | 0 | 0 | 0 | 0 | 0 | 0 | 0 | 0 | 0 | 0 | 0 | 0 | 0 | 0 | 0 | 0 | 0 | 0 | 0 | 0 | 0 | 0 | 0 | 0 | 0 | 0 | 0 | 0 | 0 | 0 | 0 | 0 |  |  | C4 | 0 | 0 | 0 | 0 | 0 | C4 | 0 | 0 | 0 | 0 | 0 | C4 | [5 empty] | C4 | [5 empty] | 0 | [6 empty] | 0 | [6 empty] | 0 | [6 empty] | 0 | [6 empty] | 0 | [6 empty] | 0
|  |  | 0 | 0 |  | 0 | 0 | 0 | 0 | 0 |  | 0 | 0 | 0 | 0 | 0 |  | 0 | 0 | 0 | 0 | 0 |  | 0 | 0 | 0 | 0 | 0 |  | 0 | 0 | 0 | 0 | 0 |  | 0 | 0 | 0 | 0 | 0 | [22 empty] | 0 | 0 | 0 | 0 | 0 | 0 |  | 0 | 0 | 0 | 0 | 0 | 0 |  | 0 | 0 | 0 | 0 | 0 | 0 |  | 0 | 0 | 0 | 0 | 0 | 0 |  | 0 | 0 | 0 | 0 | 0 | 0 |  | 0 | 0 | 0 | 0 | 0 | 0
[63 empty] | 1584614.5293 | 1239944.7014 | 4438275.3481 | 3423963.8656 | 3153117.7617 | 13839916.2062 |  | 1584614.5293 | 1239944.7014 | 4438275.3481 | 3423963.8656 | 3153117.7617 | 13839916.2062 |  | 1274545.4171 | 1186252.7511 | 5032110.4896 | 3205402.0812 | 4820110.9898 | 15518421.7288 |  | 1274545.4171 | 1186252.7511 | 5032110.4896 | 3205402.0812 | 4820110.9898 | 15518421.7288 |  | 1049116.4618 | 1052253.2451 | 5138584.3721 | 1595269.9857 | 11369775.3145 | 20204999.3792 |  | 1049116.4618 | 1052253.2451 | 5138584.3721 | 1595269.9857 | 11369775.3145 | 20204999.3792
| 132kV Network | [66 empty] | 0 | [6 empty] | 0 | [6 empty] | 0 | [6 empty] | 0 | [6 empty] | 0 | [6 empty] | 0
| 132kV CBs |  | 55 | 55 | C1 | 45 | 2 | 0 | 0 | 8 | 55 | 45 | 2 | 0 | 0 | 8 | 55 | 0 | 0 | 0 | 0 | 0 | 0 | 37 | 10 | 0 | 0 | 8 | 55 | 0 | 0 | 0 | 0 | 0 | 0 | 35 | 10 | 2 | 0 | 8 | 55 |  |  | C1 | 0.012284 | 0.018289 | 0.032337 | 0.05237 | 0.12284 | C1 | 150322.256 | 150322.256 | 150322.256 | 150322.256 | 150322.256 | C1 | 1846.5126 | 2749.2606 | 4860.9421 | 7872.3553 | 18465.4412 | C1 | 83093.0684 | 5498.5212 | 0 | 0 | 147723.5296 | 236315.1193 |  | 83093.0684 | 5498.5212 | 0 | 0 | 147723.5296 | 236315.1193 |  | 68320.9674 | 27492.6061 | 0 | 0 | 147723.5296 | 243537.1031 |  | 68320.9674 | 27492.6061 | 0 | 0 | 147723.5296 | 243537.1031 |  | 64627.9421 | 27492.6061 | 9721.8843 | 0 | 147723.5296 | 249565.9622 |  | 64627.9421 | 27492.6061 | 9721.8843 | 0 | 147723.5296 | 249565.9622
|  |  | 7 | 7 | C2 | 7 | 0 | 0 | 0 | 0 | 7 | 7 | 0 | 0 | 0 | 0 | 7 | 0 | 0 | 0 | 0 | 0 | 0 | 7 | 0 | 0 | 0 | 0 | 7 | 0 | 0 | 0 | 0 | 0 | 0 | 7 | 0 | 0 | 0 | 0 | 7 |  |  | C2 | 0.012284 | 0.018289 | 0.032337 | 0.05237 | 0.12284 | C2 | 214746.08 | 214746.08 | 214746.08 | 214746.08 | 214746.08 | C2 | 2637.8752 | 3927.5152 | 6944.2031 | 11246.2219 | 26379.2017 | C2 | 18465.1263 | 0 | 0 | 0 | 0 | 18465.1263 |  | 18465.1263 | 0 | 0 | 0 | 0 | 18465.1263 |  | 18465.1263 | 0 | 0 | 0 | 0 | 18465.1263 |  | 18465.1263 | 0 | 0 | 0 | 0 | 18465.1263 |  | 18465.1263 | 0 | 0 | 0 | 0 | 18465.1263 |  | 18465.1263 | 0 | 0 | 0 | 0 | 18465.1263
|  |  | 3 | 3 | C3 | 3 | 0 | 0 | 0 | 0 | 3 | 3 | 0 | 0 | 0 | 0 | 3 | 0 | 0 | 0 | 0 | 0 | 0 | 3 | 0 | 0 | 0 | 0 | 3 | 0 | 0 | 0 | 0 | 0 | 0 | 3 | 0 | 0 | 0 | 0 | 3 |  |  | C3 | 0.012284 | 0.018289 | 0.032337 | 0.05237 | 0.12284 | C3 | 322119.12 | 322119.12 | 322119.12 | 322119.12 | 322119.12 | C3 | 3956.8128 | 5891.2727 | 10416.3046 | 16869.3329 | 39568.8026 | C3 | 11870.4383 | 0 | 0 | 0 | 0 | 11870.4383 |  | 11870.4383 | 0 | 0 | 0 | 0 | 11870.4383 |  | 11870.4383 | 0 | 0 | 0 | 0 | 11870.4383 |  | 11870.4383 | 0 | 0 | 0 | 0 | 11870.4383 |  | 11870.4383 | 0 | 0 | 0 | 0 | 11870.4383 |  | 11870.4383 | 0 | 0 | 0 | 0 | 11870.4383
|  |  | 18 | 18 | C4 | 18 | 0 | 0 | 0 | 0 | 18 | 18 | 0 | 0 | 0 | 0 | 18 | 0 | 0 | 0 | 0 | 0 | 0 | 18 | 0 | 0 | 0 | 0 | 18 | 0 | 0 | 0 | 0 | 0 | 0 | 18 | 0 | 0 | 0 | 0 | 18 |  |  | C4 | 0.012284 | 0.018289 | 0.032337 | 0.05237 | 0.12284 | C4 | 536865.2 | 536865.2 | 536865.2 | 536865.2 | 536865.2 | C4 | 6594.688 | 9818.7879 | 17360.5077 | 28115.5548 | 65948.0043 | C4 | 118704.3835 | 0 | 0 | 0 | 0 | 118704.3835 |  | 118704.3835 | 0 | 0 | 0 | 0 | 118704.3835 |  | 118704.3835 | 0 | 0 | 0 | 0 | 118704.3835 |  | 118704.3835 | 0 | 0 | 0 | 0 | 118704.3835 |  | 118704.3835 | 0 | 0 | 0 | 0 | 118704.3835 |  | 118704.3835 | 0 | 0 | 0 | 0 | 118704.3835
|  |  | 83 | 83 |  | 73 | 2 | 0 | 0 | 8 |  | 73 | 2 | 0 | 0 | 8 |  | 0 | 0 | 0 | 0 | 0 |  | 65 | 10 | 0 | 0 | 8 |  | 0 | 0 | 0 | 0 | 0 |  | 63 | 10 | 2 | 0 | 8 | [22 empty] | 232133.0166 | 5498.5212 | 0 | 0 | 147723.5296 | 385355.0674 |  | 232133.0166 | 5498.5212 | 0 | 0 | 147723.5296 | 385355.0674 |  | 217360.9155 | 27492.6061 | 0 | 0 | 147723.5296 | 392577.0513 |  | 217360.9155 | 27492.6061 | 0 | 0 | 147723.5296 | 392577.0513 |  | 213667.8903 | 27492.6061 | 9721.8843 | 0 | 147723.5296 | 398605.9103 |  | 213667.8903 | 27492.6061 | 9721.8843 | 0 | 147723.5296 | 398605.9103
| 132kV Transformer |  | 23 | 23 | C1 | 23 | 0 | 0 | 0 | 0 | 23 | 23 | 0 | 0 | 0 | 0 | 23 | 0 | 0 | 0 | 0 | 0 | 0 | 19 | 4 | 0 | 0 | 0 | 23 | 0 | 0 | 0 | 0 | 0 | 0 | 18 | 5 | 0 | 0 | 0 | 23 |  |  | C1 | 0.012939 | 0.019265 | 0.034062 | 0.055165 | 0.12939 | C1 | 301290.633 | 301290.633 | 301290.633 | 301290.633 | 301290.633 | C1 | 3898.4611 | 5804.3934 | 10262.694 | 16620.5586 | 38985.2763 | C1 | 89664.6064 | 0 | 0 | 0 | 0 | 89664.6064 |  | 89664.6064 | 0 | 0 | 0 | 0 | 89664.6064 |  | 74070.7618 | 23217.5735 | 0 | 0 | 0 | 97288.3353 |  | 74070.7618 | 23217.5735 | 0 | 0 | 0 | 97288.3353 |  | 70172.3007 | 29021.9669 | 0 | 0 | 0 | 99194.2676 |  | 70172.3007 | 29021.9669 | 0 | 0 | 0 | 99194.2676
|  |  | 44 | 44 | C2 | 32 | 11 | 0 | 0 | 1 | 44 | 32 | 11 | 0 | 0 | 1 | 44 | 0 | 0 | 0 | 0 | 0 | 0 | 27 | 13 | 3 | 0 | 1 | 44 | 0 | 0 | 0 | 0 | 0 | 0 | 20 | 13 | 8 | 2 | 1 | 44 |  |  | C2 | 0.012939 | 0.019265 | 0.034062 | 0.055165 | 0.12939 | C2 | 430415.19 | 430415.19 | 430415.19 | 430415.19 | 430415.19 | C2 | 5569.2302 | 8291.9905 | 14660.9914 | 23743.6552 | 55693.2519 | C2 | 178215.3668 | 91211.8959 | 0 | 0 | 55693.2519 | 325120.5146 |  | 178215.3668 | 91211.8959 | 0 | 0 | 55693.2519 | 325120.5146 |  | 150369.2158 | 107795.877 | 43982.9743 | 0 | 55693.2519 | 357841.3189 |  | 150369.2158 | 107795.877 | 43982.9743 | 0 | 55693.2519 | 357841.3189 |  | 111384.6043 | 107795.877 | 117287.9315 | 47487.3103 | 55693.2519 | 439648.9749 |  | 111384.6043 | 107795.877 | 117287.9315 | 47487.3103 | 55693.2519 | 439648.9749
|  |  | 11 | 11 | C3 | 10 | 1 | 0 | 0 | 0 | 11 | 10 | 1 | 0 | 0 | 0 | 11 | 0 | 0 | 0 | 0 | 0 | 0 | 10 | 1 | 0 | 0 | 0 | 11 | 0 | 0 | 0 | 0 | 0 | 0 | 10 | 0 | 1 | 0 | 0 | 11 |  |  | C3 | 0.012939 | 0.019265 | 0.034062 | 0.055165 | 0.12939 | C3 | 645622.785 | 645622.785 | 645622.785 | 645622.785 | 645622.785 | C3 | 8353.8453 | 12437.9858 | 21991.4872 | 35615.4827 | 83539.8778 | C3 | 83538.4532 | 12437.9858 | 0 | 0 | 0 | 95976.439 |  | 83538.4532 | 12437.9858 | 0 | 0 | 0 | 95976.439 |  | 83538.4532 | 12437.9858 | 0 | 0 | 0 | 95976.439 |  | 83538.4532 | 12437.9858 | 0 | 0 | 0 | 95976.439 |  | 83538.4532 | 0 | 21991.4872 | 0 | 0 | 105529.9404 |  | 83538.4532 | 0 | 21991.4872 | 0 | 0 | 105529.9404
|  |  | 1 | 1 | C4 | 1 | 0 | 0 | 0 | 0 | 1 | 1 | 0 | 0 | 0 | 0 | 1 | 0 | 0 | 0 | 0 | 0 | 0 | 1 | 0 | 0 | 0 | 0 | 1 | 0 | 0 | 0 | 0 | 0 | 0 | 1 | 0 | 0 | 0 | 0 | 1 |  |  | C4 | 0.012939 | 0.019265 | 0.034062 | 0.055165 | 0.12939 | C4 | 1076037.975 | 1076037.975 | 1076037.975 | 1076037.975 | 1076037.975 | C4 | 13923.0755 | 20729.9763 | 36652.4786 | 59359.1379 | 139233.1296 | C4 | 13923.0755 | 0 | 0 | 0 | 0 | 13923.0755 |  | 13923.0755 | 0 | 0 | 0 | 0 | 13923.0755 |  | 13923.0755 | 0 | 0 | 0 | 0 | 13923.0755 |  | 13923.0755 | 0 | 0 | 0 | 0 | 13923.0755 |  | 13923.0755 | 0 | 0 | 0 | 0 | 13923.0755 |  | 13923.0755 | 0 | 0 | 0 | 0 | 13923.0755
|  |  | 79 | 79 |  | 66 | 12 | 0 | 0 | 1 |  | 66 | 12 | 0 | 0 | 1 |  | 0 | 0 | 0 | 0 | 0 |  | 57 | 18 | 3 | 0 | 1 |  | 0 | 0 | 0 | 0 | 0 |  | 49 | 18 | 9 | 2 | 1 | [22 empty] | 365341.502 | 103649.8817 | 0 | 0 | 55693.2519 | 524684.6356 |  | 365341.502 | 103649.8817 | 0 | 0 | 55693.2519 | 524684.6356 |  | 321901.5064 | 143451.4363 | 43982.9743 | 0 | 55693.2519 | 565029.1688 |  | 321901.5064 | 143451.4363 | 43982.9743 | 0 | 55693.2519 | 565029.1688 |  | 279018.4337 | 136817.8439 | 139279.4186 | 47487.3103 | 55693.2519 | 658296.2584 |  | 279018.4337 | 136817.8439 | 139279.4186 | 47487.3103 | 55693.2519 | 658296.2584
| 132kV UG Cable (Gas) |  | 0 | 0 | C1 | 0 | 0 | 0 | 0 | 0 | 0 | 0 | 0 | 0 | 0 | 0 | 0 | 0 | 0 | 0 | 0 | 0 | 0 | 0 | 0 | 0 | 0 | 0 | 0 | 0 | 0 | 0 | 0 | 0 | 0 | 0 | 0 | 0 | 0 | 0 | 0 |  |  | C1 | 1.2835 | 1.9111 | 3.3789 | 5.4722 | 12.8357 | C1 | 587.195 | 587.195 | 587.195 | 587.195 | 587.195 | C1 | 753.692 | 1122.1671 | 1984.0931 | 3213.2631 | 7537.0482 | C1 | 0 | 0 | 0 | 0 | 0 | 0 |  | 0 | 0 | 0 | 0 | 0 | 0 |  | 0 | 0 | 0 | 0 | 0 | 0 |  | 0 | 0 | 0 | 0 | 0 | 0 |  | 0 | 0 | 0 | 0 | 0 | 0 |  | 0 | 0 | 0 | 0 | 0 | 0
|  |  | 0 | 0 | C2 | 0 | 0 | 0 | 0 | 0 | 0 | 0 | 0 | 0 | 0 | 0 | 0 | 0 | 0 | 0 | 0 | 0 | 0 | 0 | 0 | 0 | 0 | 0 | 0 | 0 | 0 | 0 | 0 | 0 | 0 | 0 | 0 | 0 | 0 | 0 | 0 |  |  | C2 | 1.2835 | 1.9111 | 3.3789 | 5.4722 | 12.8357 | C2 | 838.85 | 838.85 | 838.85 | 838.85 | 838.85 | C2 | 1076.7028 | 1603.0958 | 2834.4188 | 4590.3759 | 10767.2117 | C2 | 0 | 0 | 0 | 0 | 0 | 0 |  | 0 | 0 | 0 | 0 | 0 | 0 |  | 0 | 0 | 0 | 0 | 0 | 0 |  | 0 | 0 | 0 | 0 | 0 | 0 |  | 0 | 0 | 0 | 0 | 0 | 0 |  | 0 | 0 | 0 | 0 | 0 | 0
|  |  | 0 | 0 | C3 | 0 | 0 | 0 | 0 | 0 | 0 | 0 | 0 | 0 | 0 | 0 | 0 | 0 | 0 | 0 | 0 | 0 | 0 | 0 | 0 | 0 | 0 | 0 | 0 | 0 | 0 | 0 | 0 | 0 | 0 | 0 | 0 | 0 | 0 | 0 | 0 |  |  | C3 | 1.2835 | 1.9111 | 3.3789 | 5.4722 | 12.8357 | C3 | 1258.275 | 1258.275 | 1258.275 | 1258.275 | 1258.275 | C3 | 1615.0542 | 2404.6437 | 4251.6282 | 6885.5639 | 16150.8176 | C3 | 0 | 0 | 0 | 0 | 0 | 0 |  | 0 | 0 | 0 | 0 | 0 | 0 |  | 0 | 0 | 0 | 0 | 0 | 0 |  | 0 | 0 | 0 | 0 | 0 | 0 |  | 0 | 0 | 0 | 0 | 0 | 0 |  | 0 | 0 | 0 | 0 | 0 | 0
|  |  | 0 | 0 | C4 | 0 | 0 | 0 | 0 | 0 | 0 | 0 | 0 | 0 | 0 | 0 | 0 | 0 | 0 | 0 | 0 | 0 | 0 | 0 | 0 | 0 | 0 | 0 | 0 | 0 | 0 | 0 | 0 | 0 | 0 | 0 | 0 | 0 | 0 | 0 | 0 |  |  | C4 | 1.2835 | 1.9111 | 3.3789 | 5.4722 | 12.8357 | C4 | 2097.125 | 2097.125 | 2097.125 | 2097.125 | 2097.125 | C4 | 2691.757 | 4007.7395 | 7086.0469 | 11475.9398 | 26918.0293 | C4 | 0 | 0 | 0 | 0 | 0 | 0 |  | 0 | 0 | 0 | 0 | 0 | 0 |  | 0 | 0 | 0 | 0 | 0 | 0 |  | 0 | 0 | 0 | 0 | 0 | 0 |  | 0 | 0 | 0 | 0 | 0 | 0 |  | 0 | 0 | 0 | 0 | 0 | 0
|  |  | 0 | 0 |  | 0 | 0 | 0 | 0 | 0 |  | 0 | 0 | 0 | 0 | 0 |  | 0 | 0 | 0 | 0 | 0 |  | 0 | 0 | 0 | 0 | 0 |  | 0 | 0 | 0 | 0 | 0 |  | 0 | 0 | 0 | 0 | 0 | [22 empty] | 0 | 0 | 0 | 0 | 0 | 0 |  | 0 | 0 | 0 | 0 | 0 | 0 |  | 0 | 0 | 0 | 0 | 0 | 0 |  | 0 | 0 | 0 | 0 | 0 | 0 |  | 0 | 0 | 0 | 0 | 0 | 0 |  | 0 | 0 | 0 | 0 | 0 | 0
| 132kV UG Cable (Oil) |  | 7.104 | 7.104 | C1 | 4.225 | 1.087 | 1.792 | 0 | 0 | 7.104 | 4.225 | 1.087 | 1.792 | 0 | 0 | 7.104 | 0 | 0 | 0 | 0 | 0 | 0 | 0.612 | 4.7 | 1.792 | 0 | 0 | 7.104 | 0 | 0 | 0 | 0 | 0 | 0 | 0.612 | 3.613 | 2.879 | 0 | 0 | 7.104 |  |  | C1 | 0.59691 | 0.88874 | 1.5714 | 2.5449 | 5.9692 | C1 | 8647.268 | 8647.268 | 8647.268 | 8647.268 | 8647.268 | C1 | 5161.6705 | 7685.1775 | 13588.091 | 22006.0797 | 51617.5851 | C1 | 21808.0578 | 8353.788 | 24349.859 | 0 | 0 | 54511.7048 |  | 21808.0578 | 8353.788 | 24349.859 | 0 | 0 | 54511.7048 |  | 3158.9423 | 36120.3343 | 24349.859 | 0 | 0 | 63629.1357 |  | 3158.9423 | 36120.3343 | 24349.859 | 0 | 0 | 63629.1357 |  | 3158.9423 | 27766.5464 | 39120.1139 | 0 | 0 | 70045.6026 |  | 3158.9423 | 27766.5464 | 39120.1139 | 0 | 0 | 70045.6026
|  |  | 11.78 | 11.78 | C2 | 0.133 | 5.005 | 5.05 | 0.554 | 1.038 | 11.78 | 0.133 | 5.005 | 5.05 | 0.554 | 1.038 | 11.78 | 0 | 0 | 0 | 0 | 0 | 0 | 0.133 | 3.678 | 6.377 | 0.554 | 1.038 | 11.78 | 0 | 0 | 0 | 0 | 0 | 0 | 0.133 | 0 | 8.728 | 1.327 | 1.592 | 11.78 |  |  | C2 | 0.59691 | 0.88874 | 1.5714 | 2.5449 | 5.9692 | C2 | 12353.24 | 12353.24 | 12353.24 | 12353.24 | 12353.24 | C2 | 7373.815 | 10978.825 | 19411.5585 | 31437.2567 | 73739.4072 | C2 | 980.7174 | 54949.0192 | 98028.3705 | 17416.2402 | 76541.5047 | 247915.8521 |  | 980.7174 | 54949.0192 | 98028.3705 | 17416.2402 | 76541.5047 | 247915.8521 |  | 980.7174 | 40380.1184 | 123787.5087 | 17416.2402 | 76541.5047 | 259106.0894 |  | 980.7174 | 40380.1184 | 123787.5087 | 17416.2402 | 76541.5047 | 259106.0894 |  | 980.7174 | 0 | 169424.0828 | 41717.2397 | 117393.1363 | 329515.1761 |  | 980.7174 | 0 | 169424.0828 | 41717.2397 | 117393.1363 | 329515.1761
|  |  | 37.2993 | 37.2993 | C3 | 0 | 2.2513 | 16.143 | 3.768 | 15.137 | 37.2993 | 0 | 2.2513 | 16.143 | 3.768 | 15.137 | 37.2993 | 0 | 0 | 0 | 0 | 0 | 0 | 0 | 2.2513 | 15.578 | 4.296 | 15.174 | 37.2993 | 0 | 0 | 0 | 0 | 0 | 0 | 0 | 1.667 | 16.1623 | 0 | 19.47 | 37.2993 |  |  | C3 | 0.59691 | 0.88874 | 1.5714 | 2.5449 | 5.9692 | C3 | 18529.86 | 18529.86 | 18529.86 | 18529.86 | 18529.86 | C3 | 11060.7225 | 16468.2375 | 29117.3378 | 47155.8851 | 110609.1108 | C3 | 0 | 37074.9431 | 470041.1838 | 177683.375 | 1674290.1107 | 2359089.6126 |  | 0 | 37074.9431 | 470041.1838 | 177683.375 | 1674290.1107 | 2359089.6126 |  | 0 | 37074.9431 | 453589.8879 | 202581.6824 | 1678382.6478 | 2371629.1612 |  | 0 | 37074.9431 | 453589.8879 | 202581.6824 | 1678382.6478 | 2371629.1612 |  | 0 | 27452.552 | 470603.1484 | 0 | 2153559.3879 | 2651615.0883 |  | 0 | 27452.552 | 470603.1484 | 0 | 2153559.3879 | 2651615.0883
|  |  | 0 | 0 | C4 | 0 | 0 | 0 | 0 | 0 | 0 | 0 | 0 | 0 | 0 | 0 | 0 | 0 | 0 | 0 | 0 | 0 | 0 | 0 | 0 | 0 | 0 | 0 | 0 | 0 | 0 | 0 | 0 | 0 | 0 | 0 | 0 | 0 | 0 | 0 | 0 |  |  | C4 | 0.59691 | 0.88874 | 1.5714 | 2.5449 | 5.9692 | C4 | 30883.1 | 30883.1 | 30883.1 | 30883.1 | 30883.1 | C4 | 18434.5374 | 27447.0625 | 48528.8963 | 78593.1418 | 184348.5181 | C4 | 0 | 0 | 0 | 0 | 0 | 0 |  | 0 | 0 | 0 | 0 | 0 | 0 |  | 0 | 0 | 0 | 0 | 0 | 0 |  | 0 | 0 | 0 | 0 | 0 | 0 |  | 0 | 0 | 0 | 0 | 0 | 0 |  | 0 | 0 | 0 | 0 | 0 | 0
|  |  | 56.1833 | 56.1833 |  | 4.358 | 8.3433 | 22.985 | 4.322 | 16.175 |  | 4.358 | 8.3433 | 22.985 | 4.322 | 16.175 |  | 0 | 0 | 0 | 0 | 0 |  | 0.745 | 10.6293 | 23.747 | 4.85 | 16.212 |  | 0 | 0 | 0 | 0 | 0 |  | 0.745 | 5.28 | 27.7693 | 1.327 | 21.062 | [22 empty] | 22788.7752 | 100377.7503 | 592419.4133 | 195099.6153 | 1750831.6154 | 2661517.1694 |  | 22788.7752 | 100377.7503 | 592419.4133 | 195099.6153 | 1750831.6154 | 2661517.1694 |  | 4139.6597 | 113575.3959 | 601727.2556 | 219997.9226 | 1754924.1525 | 2694364.3863 |  | 4139.6597 | 113575.3959 | 601727.2556 | 219997.9226 | 1754924.1525 | 2694364.3863 |  | 4139.6597 | 55219.0983 | 679147.345 | 41717.2397 | 2270952.5242 | 3051175.867 |  | 4139.6597 | 55219.0983 | 679147.345 | 41717.2397 | 2270952.5242 | 3051175.867
| 132kV UG Cable (Non Pressurised) |  | 0 | 0 | C1 | 0 | 0 | 0 | 0 | 0 | 0 | 0 | 0 | 0 | 0 | 0 | 0 | 0 | 0 | 0 | 0 | 0 | 0 | 0 | 0 | 0 | 0 | 0 | 0 | 0 | 0 | 0 | 0 | 0 | 0 | 0 | 0 | 0 | 0 | 0 | 0 |  |  | C1 | 0.018753 | 0.027922 | 0.049368 | 0.079952 | 0.18754 | C1 | 72297.974 | 72297.974 | 72297.974 | 72297.974 | 72297.974 | C1 | 1355.8253 | 2018.6795 | 3569.2085 | 5780.3769 | 13558.4847 | C1 | 0 | 0 | 0 | 0 | 0 | 0 |  | 0 | 0 | 0 | 0 | 0 | 0 |  | 0 | 0 | 0 | 0 | 0 | 0 |  | 0 | 0 | 0 | 0 | 0 | 0 |  | 0 | 0 | 0 | 0 | 0 | 0 |  | 0 | 0 | 0 | 0 | 0 | 0
|  |  | 38.477 | 38.477 | C2 | 17.118 | 18.74 | 0 | 0 | 2.619 | 38.477 | 17.118 | 18.74 | 0 | 0 | 2.619 | 38.477 | 0 | 0 | 0 | 0 | 0 | 0 | 17.118 | 0 | 18.74 | 0 | 2.619 | 38.477 | 0 | 0 | 0 | 0 | 0 | 0 | 17.118 | 0 | 18.74 | 0 | 2.619 | 38.477 |  |  | C2 | 0.018753 | 0.027922 | 0.049368 | 0.079952 | 0.18754 | C2 | 103282.82 | 103282.82 | 103282.82 | 103282.82 | 103282.82 | C2 | 1936.8934 | 2883.8279 | 5098.8693 | 8257.6812 | 19369.2638 | C2 | 33155.7404 | 54042.9345 | 0 | 0 | 50728.102 | 137926.7768 |  | 33155.7404 | 54042.9345 | 0 | 0 | 50728.102 | 137926.7768 |  | 33155.7404 | 0 | 95552.8103 | 0 | 50728.102 | 179436.6527 |  | 33155.7404 | 0 | 95552.8103 | 0 | 50728.102 | 179436.6527 |  | 33155.7404 | 0 | 95552.8103 | 0 | 50728.102 | 179436.6527 |  | 33155.7404 | 0 | 95552.8103 | 0 | 50728.102 | 179436.6527
|  |  | 0 | 0 | C3 | 0 | 0 | 0 | 0 | 0 | 0 | 0 | 0 | 0 | 0 | 0 | 0 | 0 | 0 | 0 | 0 | 0 | 0 | 0 | 0 | 0 | 0 | 0 | 0 | 0 | 0 | 0 | 0 | 0 | 0 | 0 | 0 | 0 | 0 | 0 | 0 |  |  | C3 | 0.018753 | 0.027922 | 0.049368 | 0.079952 | 0.18754 | C3 | 154924.23 | 154924.23 | 154924.23 | 154924.23 | 154924.23 | C3 | 2905.34 | 4325.7418 | 7648.3039 | 12386.5219 | 29053.8957 | C3 | 0 | 0 | 0 | 0 | 0 | 0 |  | 0 | 0 | 0 | 0 | 0 | 0 |  | 0 | 0 | 0 | 0 | 0 | 0 |  | 0 | 0 | 0 | 0 | 0 | 0 |  | 0 | 0 | 0 | 0 | 0 | 0 |  | 0 | 0 | 0 | 0 | 0 | 0
|  |  | 0 | 0 | C4 | 0 | 0 | 0 | 0 | 0 | 0 | 0 | 0 | 0 | 0 | 0 | 0 | 0 | 0 | 0 | 0 | 0 | 0 | 0 | 0 | 0 | 0 | 0 | 0 | 0 | 0 | 0 | 0 | 0 | 0 | 0 | 0 | 0 | 0 | 0 | 0 |  |  | C4 | 0.018753 | 0.027922 | 0.049368 | 0.079952 | 0.18754 | C4 | 258207.05 | 258207.05 | 258207.05 | 258207.05 | 258207.05 | C4 | 4842.2334 | 7209.5697 | 12747.1732 | 20644.2031 | 48423.1596 | C4 | 0 | 0 | 0 | 0 | 0 | 0 |  | 0 | 0 | 0 | 0 | 0 | 0 |  | 0 | 0 | 0 | 0 | 0 | 0 |  | 0 | 0 | 0 | 0 | 0 | 0 |  | 0 | 0 | 0 | 0 | 0 | 0 |  | 0 | 0 | 0 | 0 | 0 | 0
|  |  | 38.477 | 38.477 |  | 17.118 | 18.74 | 0 | 0 | 2.619 |  | 17.118 | 18.74 | 0 | 0 | 2.619 |  | 0 | 0 | 0 | 0 | 0 |  | 17.118 | 0 | 18.74 | 0 | 2.619 |  | 0 | 0 | 0 | 0 | 0 |  | 17.118 | 0 | 18.74 | 0 | 2.619 | [22 empty] | 33155.7404 | 54042.9345 | 0 | 0 | 50728.102 | 137926.7768 |  | 33155.7404 | 54042.9345 | 0 | 0 | 50728.102 | 137926.7768 |  | 33155.7404 | 0 | 95552.8103 | 0 | 50728.102 | 179436.6527 |  | 33155.7404 | 0 | 95552.8103 | 0 | 50728.102 | 179436.6527 |  | 33155.7404 | 0 | 95552.8103 | 0 | 50728.102 | 179436.6527 |  | 33155.7404 | 0 | 95552.8103 | 0 | 50728.102 | 179436.6527
| 132kV OHL Support - Tower |  | 0 | 0 | C1 | 0 | 0 | 0 | 0 | 0 | 0 | 0 | 0 | 0 | 0 | 0 | 0 | 0 | 0 | 0 | 0 | 0 | 0 | 0 | 0 | 0 | 0 | 0 | 0 | 0 | 0 | 0 | 0 | 0 | 0 | 0 | 0 | 0 | 0 | 0 | 0 |  |  | C1 | 0.015533 | 0.023127 | 0.04089 | 0.066222 | 0.15533 | C1 | 11803.337 | 11803.337 | 11803.337 | 11803.337 | 11803.337 | C1 | 183.3382 | 272.9711 | 482.6377 | 781.6376 | 1833.4136 | C1 | 0 | 0 | 0 | 0 | 0 | 0 |  | 0 | 0 | 0 | 0 | 0 | 0 |  | 0 | 0 | 0 | 0 | 0 | 0 |  | 0 | 0 | 0 | 0 | 0 | 0 |  | 0 | 0 | 0 | 0 | 0 | 0 |  | 0 | 0 | 0 | 0 | 0 | 0
|  |  | 1038 | 1038 | C2 | 411 | 81 | 546 | 0 | 0 | 1038 | 411 | 81 | 546 | 0 | 0 | 1038 | 0 | 0 | 0 | 0 | 0 | 0 | 405 | 78 | 555 | 0 | 0 | 1038 | 0 | 0 | 0 | 0 | 0 | 0 | 228 | 177 | 633 | 0 | 0 | 1038 |  |  | C2 | 0.015533 | 0.023127 | 0.04089 | 0.066222 | 0.15533 | C2 | 16861.91 | 16861.91 | 16861.91 | 16861.91 | 16861.91 | C2 | 261.9118 | 389.9587 | 689.4824 | 1116.6251 | 2619.1623 | C2 | 107645.7329 | 31586.6555 | 376457.3746 | 0 | 0 | 515689.763 |  | 107645.7329 | 31586.6555 | 376457.3746 | 0 | 0 | 515689.763 |  | 106074.2623 | 30416.7793 | 382662.716 | 0 | 0 | 519153.7577 |  | 106074.2623 | 30416.7793 | 382662.716 | 0 | 0 | 519153.7577 |  | 59715.881 | 69022.6916 | 436442.3409 | 0 | 0 | 565180.9135 |  | 59715.881 | 69022.6916 | 436442.3409 | 0 | 0 | 565180.9135
|  |  | 123 | 123 | C3 | 80 | 0 | 43 | 0 | 0 | 123 | 80 | 0 | 43 | 0 | 0 | 123 | 0 | 0 | 0 | 0 | 0 | 0 | 80 | 0 | 43 | 0 | 0 | 123 | 0 | 0 | 0 | 0 | 0 | 0 | 38 | 22 | 63 | 0 | 0 | 123 |  |  | C3 | 0.015533 | 0.023127 | 0.04089 | 0.066222 | 0.15533 | C3 | 25292.865 | 25292.865 | 25292.865 | 25292.865 | 25292.865 | C3 | 392.8676 | 584.9381 | 1034.2236 | 1674.9377 | 3928.7434 | C3 | 31429.4111 | 0 | 44471.6129 | 0 | 0 | 75901.024 |  | 31429.4111 | 0 | 44471.6129 | 0 | 0 | 75901.024 |  | 31429.4111 | 0 | 44471.6129 | 0 | 0 | 75901.024 |  | 31429.4111 | 0 | 44471.6129 | 0 | 0 | 75901.024 |  | 14928.9703 | 12868.6374 | 65156.0841 | 0 | 0 | 92953.6917 |  | 14928.9703 | 12868.6374 | 65156.0841 | 0 | 0 | 92953.6917
|  |  | 0 | 0 | C4 | 0 | 0 | 0 | 0 | 0 | 0 | 0 | 0 | 0 | 0 | 0 | 0 | 0 | 0 | 0 | 0 | 0 | 0 | 0 | 0 | 0 | 0 | 0 | 0 | 0 | 0 | 0 | 0 | 0 | 0 | 0 | 0 | 0 | 0 | 0 | 0 |  |  | C4 | 0.015533 | 0.023127 | 0.04089 | 0.066222 | 0.15533 | C4 | 42154.775 | 42154.775 | 42154.775 | 42154.775 | 42154.775 | C4 | 654.7794 | 974.8968 | 1723.7059 | 2791.5629 | 6547.9056 | C4 | 0 | 0 | 0 | 0 | 0 | 0 |  | 0 | 0 | 0 | 0 | 0 | 0 |  | 0 | 0 | 0 | 0 | 0 | 0 |  | 0 | 0 | 0 | 0 | 0 | 0 |  | 0 | 0 | 0 | 0 | 0 | 0 |  | 0 | 0 | 0 | 0 | 0 | 0
|  |  | 1161 | 1161 |  | 491 | 81 | 589 | 0 | 0 |  | 491 | 81 | 589 | 0 | 0 |  | 0 | 0 | 0 | 0 | 0 |  | 485 | 78 | 598 | 0 | 0 |  | 0 | 0 | 0 | 0 | 0 |  | 266 | 199 | 696 | 0 | 0 | [22 empty] | 139075.144 | 31586.6555 | 420928.9876 | 0 | 0 | 591590.787 |  | 139075.144 | 31586.6555 | 420928.9876 | 0 | 0 | 591590.787 |  | 137503.6734 | 30416.7793 | 427134.3289 | 0 | 0 | 595054.7817 |  | 137503.6734 | 30416.7793 | 427134.3289 | 0 | 0 | 595054.7817 |  | 74644.8513 | 81891.329 | 501598.425 | 0 | 0 | 658134.6053 |  | 74644.8513 | 81891.329 | 501598.425 | 0 | 0 | 658134.6053
| 132kV OHL Fittings |  | 195 | 195 | C1 | 187 | 0 | 0 | 1 | 7 | 195 | 187 | 0 | 0 | 1 | 7 | 195 | 0 | 0 | 0 | 0 | 0 | 0 | 187 | 0 | 0 | 0 | 8 | 195 | 0 | 0 | 0 | 0 | 0 | 0 | 187 | 0 | 0 | 0 | 8 | 195 |  | 0 | C1 | 0.002736 | 0.0040737 | 0.0072026 | 0.011665 | 0.027361 | C1 | 2329.649 | 2329.649 | 2329.649 | 2329.649 | 2329.649 | C1 | 6.374 | 9.4902 | 16.7796 | 27.1748 | 63.7413 | C1 | 1191.9418 | 0 | 0 | 27.1748 | 446.189 | 1665.3056 |  | 1191.9418 | 0 | 0 | 27.1748 | 446.189 | 1665.3056 |  | 1191.9418 | 0 | 0 | 0 | 509.9303 | 1701.8722 |  | 1191.9418 | 0 | 0 | 0 | 509.9303 | 1701.8722 |  | 1191.9418 | 0 | 0 | 0 | 509.9303 | 1701.8722 |  | 1191.9418 | 0 | 0 | 0 | 509.9303 | 1701.8722
|  |  | 1976 | 1976 | C2 | 1145 | 73 | 196 | 76 | 486 | 1976 | 1145 | 73 | 196 | 76 | 486 | 1976 | 0 | 0 | 0 | 0 | 0 | 0 | 1145 | 69 | 94 | 108 | 560 | 1976 | 0 | 0 | 0 | 0 | 0 | 0 | 1143 | 2 | 65 | 127 | 639 | 1976 |  |  | C2 | 0.002736 | 0.0040737 | 0.0072026 | 0.011665 | 0.027361 | C2 | 3328.07 | 3328.07 | 3328.07 | 3328.07 | 3328.07 | C2 | 9.1057 | 13.5575 | 23.9709 | 38.8211 | 91.059 | C2 | 10426.0763 | 989.6962 | 4698.2882 | 2950.4035 | 44254.6681 | 63319.1324 |  | 10426.0763 | 989.6962 | 4698.2882 | 2950.4035 | 44254.6681 | 63319.1324 |  | 10426.0763 | 935.4663 | 2253.2607 | 4192.6786 | 50993.0333 | 68800.5151 |  | 10426.0763 | 935.4663 | 2253.2607 | 4192.6786 | 50993.0333 | 68800.5151 |  | 10407.8648 | 27.115 | 1558.1058 | 4930.2795 | 58186.6933 | 75110.0584 |  | 10407.8648 | 27.115 | 1558.1058 | 4930.2795 | 58186.6933 | 75110.0584
|  |  | 151 | 151 | C3 | 51 | 10 | 25 | 1 | 64 | 151 | 51 | 10 | 25 | 1 | 64 | 151 | 0 | 0 | 0 | 0 | 0 | 0 | 51 | 10 | 10 | 15 | 65 | 151 | 0 | 0 | 0 | 0 | 0 | 0 | 51 | 0 | 10 | 21 | 69 | 151 |  |  | C3 | 0.002736 | 0.0040737 | 0.0072026 | 0.011665 | 0.027361 | C3 | 4992.105 | 4992.105 | 4992.105 | 4992.105 | 4992.105 | C3 | 13.6586 | 20.3362 | 35.9563 | 58.2316 | 136.5885 | C3 | 696.5894 | 203.3622 | 898.9072 | 58.2316 | 8741.6628 | 10598.7533 |  | 696.5894 | 203.3622 | 898.9072 | 58.2316 | 8741.6628 | 10598.7533 |  | 696.5894 | 203.3622 | 359.5629 | 873.4747 | 8878.2513 | 11011.2405 |  | 696.5894 | 203.3622 | 359.5629 | 873.4747 | 8878.2513 | 11011.2405 |  | 696.5894 | 0 | 359.5629 | 1222.8646 | 9424.6053 | 11703.6221 |  | 696.5894 | 0 | 359.5629 | 1222.8646 | 9424.6053 | 11703.6221
|  |  | 0 | 0 | C4 | 0 | 0 | 0 | 0 | 0 | 0 | 0 | 0 | 0 | 0 | 0 | 0 | 0 | 0 | 0 | 0 | 0 | 0 | 0 | 0 | 0 | 0 | 0 | 0 | 0 | 0 | 0 | 0 | 0 | 0 | 0 | 0 | 0 | 0 | 0 | 0 |  |  | C4 | 0.002736 | 0.0040737 | 0.0072026 | 0.011665 | 0.027361 | C4 | 8320.175 | 8320.175 | 8320.175 | 8320.175 | 8320.175 | C4 | 22.7644 | 33.8937 | 59.9271 | 97.0527 | 227.6475 | C4 | 0 | 0 | 0 | 0 | 0 | 0 |  | 0 | 0 | 0 | 0 | 0 | 0 |  | 0 | 0 | 0 | 0 | 0 | 0 |  | 0 | 0 | 0 | 0 | 0 | 0 |  | 0 | 0 | 0 | 0 | 0 | 0 |  | 0 | 0 | 0 | 0 | 0 | 0
|  |  | 2322 | 2322 |  | 1383 | 83 | 221 | 78 | 557 |  | 1383 | 83 | 221 | 78 | 557 |  | 0 | 0 | 0 | 0 | 0 |  | 1383 | 79 | 104 | 123 | 633 |  | 0 | 0 | 0 | 0 | 0 |  | 1381 | 2 | 75 | 148 | 716 | [22 empty] | 12314.6075 | 1193.0584 | 5597.1954 | 3035.8099 | 53442.52 | 75583.1913 |  | 12314.6075 | 1193.0584 | 5597.1954 | 3035.8099 | 53442.52 | 75583.1913 |  | 12314.6075 | 1138.8285 | 2612.8235 | 5066.1533 | 60381.2149 | 81513.6278 |  | 12314.6075 | 1138.8285 | 2612.8235 | 5066.1533 | 60381.2149 | 81513.6278 |  | 12296.396 | 27.115 | 1917.6687 | 6153.1441 | 68121.2289 | 88515.5526 |  | 12296.396 | 27.115 | 1917.6687 | 6153.1441 | 68121.2289 | 88515.5526
| 132kV OHL (Tower Line) Conductor |  | 56.1 | 56.1 | C1 | 55.7 | 0 | 0 | 0 | 0.4 | 56.1 | 55.7 | 0 | 0 | 0 | 0.4 | 56.1 | 0 | 0 | 0 | 0 | 0 | 0 | 54 | 1.7 | 0 | 0 | 0.4 | 56.1 | 0 | 0 | 0 | 0 | 0 | 0 | 54 | 1.7 | 0 | 0 | 0.4 | 56.1 |  |  | C1 | 0.00228 | 0.0033947 | 0.0060022 | 0.0097206 | 0.022801 | C1 | 18326.238 | 18326.238 | 18326.238 | 18326.238 | 18326.238 | C1 | 41.7845 | 62.2126 | 109.9976 | 178.1425 | 417.852 | C1 | 2327.3957 | 0 | 0 | 0 | 167.1408 | 2494.5365 |  | 2327.3957 | 0 | 0 | 0 | 167.1408 | 2494.5365 |  | 2256.3621 | 105.7615 | 0 | 0 | 167.1408 | 2529.2644 |  | 2256.3621 | 105.7615 | 0 | 0 | 167.1408 | 2529.2644 |  | 2256.3621 | 105.7615 | 0 | 0 | 167.1408 | 2529.2644 |  | 2256.3621 | 105.7615 | 0 | 0 | 167.1408 | 2529.2644
|  |  | 425.1 | 425.1 | C2 | 245.4 | 154.5 | 23.3 | 1.9 | 0 | 425.1 | 245.4 | 154.5 | 23.3 | 1.9 | 0 | 425.1 | 0 | 0 | 0 | 0 | 0 | 0 | 196.4 | 138.2 | 86.2 | 4.3 | 0 | 425.1 | 0 | 0 | 0 | 0 | 0 | 0 | 113.4 | 183.5 | 96.5 | 29.4 | 2.3 | 425.1 |  |  | C2 | 0.00228 | 0.0033947 | 0.0060022 | 0.0097206 | 0.022801 | C2 | 26180.34 | 26180.34 | 26180.34 | 26180.34 | 26180.34 | C2 | 59.6921 | 88.8752 | 157.1394 | 254.4892 | 596.9314 | C2 | 14648.446 | 13731.2195 | 3661.3487 | 483.5295 | 0 | 32524.5437 |  | 14648.446 | 13731.2195 | 3661.3487 | 483.5295 | 0 | 32524.5437 |  | 11723.5322 | 12282.5536 | 13545.4187 | 1094.3037 | 0 | 38645.8081 |  | 11723.5322 | 12282.5536 | 13545.4187 | 1094.3037 | 0 | 38645.8081 |  | 6769.0863 | 16308.6005 | 15163.9548 | 7481.9833 | 1372.9422 | 47096.567 |  | 6769.0863 | 16308.6005 | 15163.9548 | 7481.9833 | 1372.9422 | 47096.567
|  |  | 99.5 | 99.5 | C3 | 69.7 | 27.6 | 2.2 | 0 | 0 | 99.5 | 69.7 | 27.6 | 2.2 | 0 | 0 | 99.5 | 0 | 0 | 0 | 0 | 0 | 0 | 59.9 | 30.8 | 8.8 | 0 | 0 | 99.5 | 0 | 0 | 0 | 0 | 0 | 0 | 33.3 | 47.4 | 14.3 | 4.6 | 0 | 99.6 |  |  | C3 | 0.00228 | 0.0033947 | 0.0060022 | 0.0097206 | 0.022801 | C3 | 39270.51 | 39270.51 | 39270.51 | 39270.51 | 39270.51 | C3 | 89.5382 | 133.3128 | 235.7091 | 381.7338 | 895.3971 | C3 | 6240.8111 | 3679.4336 | 518.5601 | 0 | 0 | 10438.8047 |  | 6240.8111 | 3679.4336 | 518.5601 | 0 | 0 | 10438.8047 |  | 5363.3369 | 4106.0346 | 2074.2404 | 0 | 0 | 11543.6119 |  | 5363.3369 | 4106.0346 | 2074.2404 | 0 | 0 | 11543.6119 |  | 2981.6214 | 6319.0272 | 3370.6407 | 1755.9757 | 0 | 14427.2649 |  | 2981.6214 | 6319.0272 | 3370.6407 | 1755.9757 | 0 | 14427.2649
|  |  | 0 | 0 | C4 | 0 | 0 | 0 | 0 | 0 | 0 | 0 | 0 | 0 | 0 | 0 | 0 | 0 | 0 | 0 | 0 | 0 | 0 | 0 | 0 | 0 | 0 | 0 | 0 | 0 | 0 | 0 | 0 | 0 | 0 | 0 | 0 | 0 | 0 | 0 | 0 |  |  | C4 | 0.00228 | 0.0033947 | 0.0060022 | 0.0097206 | 0.022801 | C4 | 65450.85 | 65450.85 | 65450.85 | 65450.85 | 65450.85 | C4 | 149.2303 | 222.188 | 392.8486 | 636.2231 | 1492.3284 | C4 | 0 | 0 | 0 | 0 | 0 | 0 |  | 0 | 0 | 0 | 0 | 0 | 0 |  | 0 | 0 | 0 | 0 | 0 | 0 |  | 0 | 0 | 0 | 0 | 0 | 0 |  | 0 | 0 | 0 | 0 | 0 | 0 |  | 0 | 0 | 0 | 0 | 0 | 0
|  |  | 580.7 | 580.7 |  | 370.8 | 182.1 | 25.5 | 1.9 | 0.4 |  | 370.8 | 182.1 | 25.5 | 1.9 | 0.4 |  | 0 | 0 | 0 | 0 | 0 |  | 310.3 | 170.7 | 95 | 4.3 | 0.4 |  | 0 | 0 | 0 | 0 | 0 |  | 200.7 | 232.6 | 110.8 | 34 | 2.7 | [22 empty] | 23216.6528 | 17410.653 | 4179.9088 | 483.5295 | 167.1408 | 45457.8849 |  | 23216.6528 | 17410.653 | 4179.9088 | 483.5295 | 167.1408 | 45457.8849 |  | 19343.2312 | 16494.3496 | 15619.6591 | 1094.3037 | 167.1408 | 52718.6844 |  | 19343.2312 | 16494.3496 | 15619.6591 | 1094.3037 | 167.1408 | 52718.6844 |  | 12007.0698 | 22733.3892 | 18534.5955 | 9237.9589 | 1540.0829 | 64053.0963 |  | 12007.0698 | 22733.3892 | 18534.5955 | 9237.9589 | 1540.0829 | 64053.0963
| [Please insert new asset category as required] |  | 0 | 0 | C1 | 0 | 0 | 0 | 0 | 0 | 0 | 0 | 0 | 0 | 0 | 0 | 0 | 0 | 0 | 0 | 0 | 0 | 0 | 0 | 0 | 0 | 0 | 0 | 0 | 0 | 0 | 0 | 0 | 0 | 0 | 0 | 0 | 0 | 0 | 0 | 0 |  |  | C1 | 0 | 0 | 0 | 0 | 0 | C1 | 0 | 0 | 0 | 0 | 0 | C1 | [5 empty] | C1 | [5 empty] | 0 | [6 empty] | 0 | [6 empty] | 0 | [6 empty] | 0 | [6 empty] | 0 | [6 empty] | 0
|  |  | 0 | 0 | C2 | 0 | 0 | 0 | 0 | 0 | 0 | 0 | 0 | 0 | 0 | 0 | 0 | 0 | 0 | 0 | 0 | 0 | 0 | 0 | 0 | 0 | 0 | 0 | 0 | 0 | 0 | 0 | 0 | 0 | 0 | 0 | 0 | 0 | 0 | 0 | 0 |  |  | C2 | 0 | 0 | 0 | 0 | 0 | C2 | 0 | 0 | 0 | 0 | 0 | C2 | [5 empty] | C2 | [5 empty] | 0 | [6 empty] | 0 | [6 empty] | 0 | [6 empty] | 0 | [6 empty] | 0 | [6 empty] | 0
|  |  | 0 | 0 | C3 | 0 | 0 | 0 | 0 | 0 | 0 | 0 | 0 | 0 | 0 | 0 | 0 | 0 | 0 | 0 | 0 | 0 | 0 | 0 | 0 | 0 | 0 | 0 | 0 | 0 | 0 | 0 | 0 | 0 | 0 | 0 | 0 | 0 | 0 | 0 | 0 |  |  | C3 | 0 | 0 | 0 | 0 | 0 | C3 | 0 | 0 | 0 | 0 | 0 | C3 | [5 empty] | C3 | [5 empty] | 0 | [6 empty] | 0 | [6 empty] | 0 | [6 empty] | 0 | [6 empty] | 0 | [6 empty] | 0
|  |  | 0 | 0 | C4 | 0 | 0 | 0 | 0 | 0 | 0 | 0 | 0 | 0 | 0 | 0 | 0 | 0 | 0 | 0 | 0 | 0 | 0 | 0 | 0 | 0 | 0 | 0 | 0 | 0 | 0 | 0 | 0 | 0 | 0 | 0 | 0 | 0 | 0 | 0 | 0 |  |  | C4 | 0 | 0 | 0 | 0 | 0 | C4 | 0 | 0 | 0 | 0 | 0 | C4 | [5 empty] | C4 | [5 empty] | 0 | [6 empty] | 0 | [6 empty] | 0 | [6 empty] | 0 | [6 empty] | 0 | [6 empty] | 0
|  |  | 0 | 0 |  | 0 | 0 | 0 | 0 | 0 |  | 0 | 0 | 0 | 0 | 0 |  | 0 | 0 | 0 | 0 | 0 |  | 0 | 0 | 0 | 0 | 0 |  | 0 | 0 | 0 | 0 | 0 |  | 0 | 0 | 0 | 0 | 0 | [22 empty] | 0 | 0 | 0 | 0 | 0 | 0 |  | 0 | 0 | 0 | 0 | 0 | 0 |  | 0 | 0 | 0 | 0 | 0 | 0 |  | 0 | 0 | 0 | 0 | 0 | 0 |  | 0 | 0 | 0 | 0 | 0 | 0 |  | 0 | 0 | 0 | 0 | 0 | 0
| [Please insert new asset category as required] |  | 0 | 0 | C1 | 0 | 0 | 0 | 0 | 0 | 0 | 0 | 0 | 0 | 0 | 0 | 0 | 0 | 0 | 0 | 0 | 0 | 0 | 0 | 0 | 0 | 0 | 0 | 0 | 0 | 0 | 0 | 0 | 0 | 0 | 0 | 0 | 0 | 0 | 0 | 0 |  |  | C1 | 0 | 0 | 0 | 0 | 0 | C1 | 0 | 0 | 0 | 0 | 0 | C1 | [5 empty] | C1 | [5 empty] | 0 | [6 empty] | 0 | [6 empty] | 0 | [6 empty] | 0 | [6 empty] | 0 | [6 empty] | 0
|  |  | 0 | 0 | C2 | 0 | 0 | 0 | 0 | 0 | 0 | 0 | 0 | 0 | 0 | 0 | 0 | 0 | 0 | 0 | 0 | 0 | 0 | 0 | 0 | 0 | 0 | 0 | 0 | 0 | 0 | 0 | 0 | 0 | 0 | 0 | 0 | 0 | 0 | 0 | 0 |  |  | C2 | 0 | 0 | 0 | 0 | 0 | C2 | 0 | 0 | 0 | 0 | 0 | C2 | [5 empty] | C2 | [5 empty] | 0 | [6 empty] | 0 | [6 empty] | 0 | [6 empty] | 0 | [6 empty] | 0 | [6 empty] | 0
|  |  | 0 | 0 | C3 | 0 | 0 | 0 | 0 | 0 | 0 | 0 | 0 | 0 | 0 | 0 | 0 | 0 | 0 | 0 | 0 | 0 | 0 | 0 | 0 | 0 | 0 | 0 | 0 | 0 | 0 | 0 | 0 | 0 | 0 | 0 | 0 | 0 | 0 | 0 | 0 |  |  | C3 | 0 | 0 | 0 | 0 | 0 | C3 | 0 | 0 | 0 | 0 | 0 | C3 | [5 empty] | C3 | [5 empty] | 0 | [6 empty] | 0 | [6 empty] | 0 | [6 empty] | 0 | [6 empty] | 0 | [6 empty] | 0
|  |  | 0 | 0 | C4 | 0 | 0 | 0 | 0 | 0 | 0 | 0 | 0 | 0 | 0 | 0 | 0 | 0 | 0 | 0 | 0 | 0 | 0 | 0 | 0 | 0 | 0 | 0 | 0 | 0 | 0 | 0 | 0 | 0 | 0 | 0 | 0 | 0 | 0 | 0 | 0 |  |  | C4 | 0 | 0 | 0 | 0 | 0 | C4 | 0 | 0 | 0 | 0 | 0 | C4 | [5 empty] | C4 | [5 empty] | 0 | [6 empty] | 0 | [6 empty] | 0 | [6 empty] | 0 | [6 empty] | 0 | [6 empty] | 0
|  |  | 0 | 0 |  | 0 | 0 | 0 | 0 | 0 |  | 0 | 0 | 0 | 0 | 0 |  | 0 | 0 | 0 | 0 | 0 |  | 0 | 0 | 0 | 0 | 0 |  | 0 | 0 | 0 | 0 | 0 |  | 0 | 0 | 0 | 0 | 0 | [22 empty] | 0 | 0 | 0 | 0 | 0 | 0 |  | 0 | 0 | 0 | 0 | 0 | 0 |  | 0 | 0 | 0 | 0 | 0 | 0 |  | 0 | 0 | 0 | 0 | 0 | 0 |  | 0 | 0 | 0 | 0 | 0 | 0 |  | 0 | 0 | 0 | 0 | 0 | 0
| [Please insert new asset category as required] |  | 0 | 0 | C1 | 0 | 0 | 0 | 0 | 0 | 0 | 0 | 0 | 0 | 0 | 0 | 0 | 0 | 0 | 0 | 0 | 0 | 0 | 0 | 0 | 0 | 0 | 0 | 0 | 0 | 0 | 0 | 0 | 0 | 0 | 0 | 0 | 0 | 0 | 0 | 0 |  |  | C1 | 0 | 0 | 0 | 0 | 0 | C1 | 0 | 0 | 0 | 0 | 0 | C1 | [5 empty] | C1 | [5 empty] | 0 | [6 empty] | 0 | [6 empty] | 0 | [6 empty] | 0 | [6 empty] | 0 | [6 empty] | 0
|  |  | 0 | 0 | C2 | 0 | 0 | 0 | 0 | 0 | 0 | 0 | 0 | 0 | 0 | 0 | 0 | 0 | 0 | 0 | 0 | 0 | 0 | 0 | 0 | 0 | 0 | 0 | 0 | 0 | 0 | 0 | 0 | 0 | 0 | 0 | 0 | 0 | 0 | 0 | 0 |  |  | C2 | 0 | 0 | 0 | 0 | 0 | C2 | 0 | 0 | 0 | 0 | 0 | C2 | [5 empty] | C2 | [5 empty] | 0 | [6 empty] | 0 | [6 empty] | 0 | [6 empty] | 0 | [6 empty] | 0 | [6 empty] | 0
|  |  | 0 | 0 | C3 | 0 | 0 | 0 | 0 | 0 | 0 | 0 | 0 | 0 | 0 | 0 | 0 | 0 | 0 | 0 | 0 | 0 | 0 | 0 | 0 | 0 | 0 | 0 | 0 | 0 | 0 | 0 | 0 | 0 | 0 | 0 | 0 | 0 | 0 | 0 | 0 |  |  | C3 | 0 | 0 | 0 | 0 | 0 | C3 | 0 | 0 | 0 | 0 | 0 | C3 | [5 empty] | C3 | [5 empty] | 0 | [6 empty] | 0 | [6 empty] | 0 | [6 empty] | 0 | [6 empty] | 0 | [6 empty] | 0
|  |  | 0 | 0 | C4 | 0 | 0 | 0 | 0 | 0 | 0 | 0 | 0 | 0 | 0 | 0 | 0 | 0 | 0 | 0 | 0 | 0 | 0 | 0 | 0 | 0 | 0 | 0 | 0 | 0 | 0 | 0 | 0 | 0 | 0 | 0 | 0 | 0 | 0 | 0 | 0 |  |  | C4 | 0 | 0 | 0 | 0 | 0 | C4 | 0 | 0 | 0 | 0 | 0 | C4 | [5 empty] | C4 | [5 empty] | 0 | [6 empty] | 0 | [6 empty] | 0 | [6 empty] | 0 | [6 empty] | 0 | [6 empty] | 0
|  |  | 0 | 0 |  | 0 | 0 | 0 | 0 | 0 |  | 0 | 0 | 0 | 0 | 0 |  | 0 | 0 | 0 | 0 | 0 |  | 0 | 0 | 0 | 0 | 0 |  | 0 | 0 | 0 | 0 | 0 |  | 0 | 0 | 0 | 0 | 0 | [22 empty] | 0 | 0 | 0 | 0 | 0 | 0 |  | 0 | 0 | 0 | 0 | 0 | 0 |  | 0 | 0 | 0 | 0 | 0 | 0 |  | 0 | 0 | 0 | 0 | 0 | 0 |  | 0 | 0 | 0 | 0 | 0 | 0 |  | 0 | 0 | 0 | 0 | 0 | 0
| [Please insert new asset category as required] |  | 0 | 0 | C1 | 0 | 0 | 0 | 0 | 0 | 0 | 0 | 0 | 0 | 0 | 0 | 0 | 0 | 0 | 0 | 0 | 0 | 0 | 0 | 0 | 0 | 0 | 0 | 0 | 0 | 0 | 0 | 0 | 0 | 0 | 0 | 0 | 0 | 0 | 0 | 0 |  |  | C1 | 0 | 0 | 0 | 0 | 0 | C1 | 0 | 0 | 0 | 0 | 0 | C1 | [5 empty] | C1 | [5 empty] | 0 | [6 empty] | 0 | [6 empty] | 0 | [6 empty] | 0 | [6 empty] | 0 | [6 empty] | 0
|  |  | 0 | 0 | C2 | 0 | 0 | 0 | 0 | 0 | 0 | 0 | 0 | 0 | 0 | 0 | 0 | 0 | 0 | 0 | 0 | 0 | 0 | 0 | 0 | 0 | 0 | 0 | 0 | 0 | 0 | 0 | 0 | 0 | 0 | 0 | 0 | 0 | 0 | 0 | 0 |  |  | C2 | 0 | 0 | 0 | 0 | 0 | C2 | 0 | 0 | 0 | 0 | 0 | C2 | [5 empty] | C2 | [5 empty] | 0 | [6 empty] | 0 | [6 empty] | 0 | [6 empty] | 0 | [6 empty] | 0 | [6 empty] | 0
|  |  | 0 | 0 | C3 | 0 | 0 | 0 | 0 | 0 | 0 | 0 | 0 | 0 | 0 | 0 | 0 | 0 | 0 | 0 | 0 | 0 | 0 | 0 | 0 | 0 | 0 | 0 | 0 | 0 | 0 | 0 | 0 | 0 | 0 | 0 | 0 | 0 | 0 | 0 | 0 |  |  | C3 | 0 | 0 | 0 | 0 | 0 | C3 | 0 | 0 | 0 | 0 | 0 | C3 | [5 empty] | C3 | [5 empty] | 0 | [6 empty] | 0 | [6 empty] | 0 | [6 empty] | 0 | [6 empty] | 0 | [6 empty] | 0
|  |  | 0 | 0 | C4 | 0 | 0 | 0 | 0 | 0 | 0 | 0 | 0 | 0 | 0 | 0 | 0 | 0 | 0 | 0 | 0 | 0 | 0 | 0 | 0 | 0 | 0 | 0 | 0 | 0 | 0 | 0 | 0 | 0 | 0 | 0 | 0 | 0 | 0 | 0 | 0 |  |  | C4 | 0 | 0 | 0 | 0 | 0 | C4 | 0 | 0 | 0 | 0 | 0 | C4 | [5 empty] | C4 | [5 empty] | 0 | [6 empty] | 0 | [6 empty] | 0 | [6 empty] | 0 | [6 empty] | 0 | [6 empty] | 0
|  |  | 0 | 0 |  | 0 | 0 | 0 | 0 | 0 |  | 0 | 0 | 0 | 0 | 0 |  | 0 | 0 | 0 | 0 | 0 |  | 0 | 0 | 0 | 0 | 0 |  | 0 | 0 | 0 | 0 | 0 |  | 0 | 0 | 0 | 0 | 0 | [22 empty] | 0 | 0 | 0 | 0 | 0 | 0 |  | 0 | 0 | 0 | 0 | 0 | 0 |  | 0 | 0 | 0 | 0 | 0 | 0 |  | 0 | 0 | 0 | 0 | 0 | 0 |  | 0 | 0 | 0 | 0 | 0 | 0 |  | 0 | 0 | 0 | 0 | 0 | 0
[63 empty] | 828025.4385 | 313759.4546 | 1023125.505 | 198618.9547 | 2058586.1596 | 4422115.5125 |  | 828025.4385 | 313759.4546 | 1023125.505 | 198618.9547 | 2058586.1596 | 4422115.5125 |  | 745719.3342 | 332569.3958 | 1186629.8518 | 226158.3796 | 2069617.3916 | 4560694.353 |  | 745719.3342 | 332569.3958 | 1186629.8518 | 226158.3796 | 2069617.3916 | 4560694.353 |  | 628930.0412 | 324181.3814 | 1445752.1474 | 104595.653 | 2594758.7195 | 5098217.9425 |  | 628930.0412 | 324181.3814 | 1445752.1474 | 104595.653 | 2594758.7195 | 5098217.9425
| Other | [66 empty] | 0 | [6 empty] | 0 | [6 empty] | 0 | [6 empty] | 0 | [6 empty] | 0 | [6 empty] | 0
| Submarine Cables |  | 0 | 0 | C1 | 0 | 0 | 0 | 0 | 0 | 0 | 0 | 0 | 0 | 0 | 0 | 0 | 0 | 0 | 0 | 0 | 0 | 0 | 0 | 0 | 0 | 0 | 0 | 0 | 0 | 0 | 0 | 0 | 0 | 0 | 0 | 0 | 0 | 0 | 0 | 0 |  |  | C1 | 0 | 0 | 0 | 0 | 0 | C1 | 0 | 0 | 0 | 0 | 0 | C1 | [5 empty] | C1 | [5 empty] | 0 | [6 empty] | 0 | [6 empty] | 0 | [6 empty] | 0 | [6 empty] | 0 | [6 empty] | 0
|  |  | 0 | 0 | C2 | 0 | 0 | 0 | 0 | 0 | 0 | 0 | 0 | 0 | 0 | 0 | 0 | 0 | 0 | 0 | 0 | 0 | 0 | 0 | 0 | 0 | 0 | 0 | 0 | 0 | 0 | 0 | 0 | 0 | 0 | 0 | 0 | 0 | 0 | 0 | 0 |  |  | C2 | 0 | 0 | 0 | 0 | 0 | C2 | 0 | 0 | 0 | 0 | 0 | C2 | [5 empty] | C2 | [5 empty] | 0 | [6 empty] | 0 | [6 empty] | 0 | [6 empty] | 0 | [6 empty] | 0 | [6 empty] | 0
|  |  | 0 | 0 | C3 | 0 | 0 | 0 | 0 | 0 | 0 | 0 | 0 | 0 | 0 | 0 | 0 | 0 | 0 | 0 | 0 | 0 | 0 | 0 | 0 | 0 | 0 | 0 | 0 | 0 | 0 | 0 | 0 | 0 | 0 | 0 | 0 | 0 | 0 | 0 | 0 |  |  | C3 | 0 | 0 | 0 | 0 | 0 | C3 | 0 | 0 | 0 | 0 | 0 | C3 | [5 empty] | C3 | [5 empty] | 0 | [6 empty] | 0 | [6 empty] | 0 | [6 empty] | 0 | [6 empty] | 0 | [6 empty] | 0
|  |  | 0 | 0 | C4 | 0 | 0 | 0 | 0 | 0 | 0 | 0 | 0 | 0 | 0 | 0 | 0 | 0 | 0 | 0 | 0 | 0 | 0 | 0 | 0 | 0 | 0 | 0 | 0 | 0 | 0 | 0 | 0 | 0 | 0 | 0 | 0 | 0 | 0 | 0 | 0 |  |  | C4 | 0 | 0 | 0 | 0 | 0 | C4 | 0 | 0 | 0 | 0 | 0 | C4 | [5 empty] | C4 | [5 empty] | 0 | [6 empty] | 0 | [6 empty] | 0 | [6 empty] | 0 | [6 empty] | 0 | [6 empty] | 0
|  |  | 0 | 0 |  | 0 | 0 | 0 | 0 | 0 |  | 0 | 0 | 0 | 0 | 0 |  | 0 | 0 | 0 | 0 | 0 |  | 0 | 0 | 0 | 0 | 0 |  | 0 | 0 | 0 | 0 | 0 |  | 0 | 0 | 0 | 0 | 0 | [22 empty] | 0 | 0 | 0 | 0 | 0 | 0 |  | 0 | 0 | 0 | 0 | 0 | 0 |  | 0 | 0 | 0 | 0 | 0 | 0 |  | 0 | 0 | 0 | 0 | 0 | 0 |  | 0 | 0 | 0 | 0 | 0 | 0 |  | 0 | 0 | 0 | 0 | 0 | 0
| [Please insert new asset category as required] |  | 0 | 0 | C1 | 0 | 0 | 0 | 0 | 0 | 0 | 0 | 0 | 0 | 0 | 0 | 0 | 0 | 0 | 0 | 0 | 0 | 0 | 0 | 0 | 0 | 0 | 0 | 0 | 0 | 0 | 0 | 0 | 0 | 0 | 0 | 0 | 0 | 0 | 0 | 0 |  |  | C1 | 0 | 0 | 0 | 0 | 0 | C1 | 0 | 0 | 0 | 0 | 0 | C1 | [5 empty] | C1 | [5 empty] | 0 | [6 empty] | 0 | [6 empty] | 0 | [6 empty] | 0 | [6 empty] | 0 | [6 empty] | 0
|  |  | 0 | 0 | C2 | 0 | 0 | 0 | 0 | 0 | 0 | 0 | 0 | 0 | 0 | 0 | 0 | 0 | 0 | 0 | 0 | 0 | 0 | 0 | 0 | 0 | 0 | 0 | 0 | 0 | 0 | 0 | 0 | 0 | 0 | 0 | 0 | 0 | 0 | 0 | 0 |  |  | C2 | 0 | 0 | 0 | 0 | 0 | C2 | 0 | 0 | 0 | 0 | 0 | C2 | [5 empty] | C2 | [5 empty] | 0 | [6 empty] | 0 | [6 empty] | 0 | [6 empty] | 0 | [6 empty] | 0 | [6 empty] | 0
|  |  | 0 | 0 | C3 | 0 | 0 | 0 | 0 | 0 | 0 | 0 | 0 | 0 | 0 | 0 | 0 | 0 | 0 | 0 | 0 | 0 | 0 | 0 | 0 | 0 | 0 | 0 | 0 | 0 | 0 | 0 | 0 | 0 | 0 | 0 | 0 | 0 | 0 | 0 | 0 |  |  | C3 | 0 | 0 | 0 | 0 | 0 | C3 | 0 | 0 | 0 | 0 | 0 | C3 | [5 empty] | C3 | [5 empty] | 0 | [6 empty] | 0 | [6 empty] | 0 | [6 empty] | 0 | [6 empty] | 0 | [6 empty] | 0
|  |  | 0 | 0 | C4 | 0 | 0 | 0 | 0 | 0 | 0 | 0 | 0 | 0 | 0 | 0 | 0 | 0 | 0 | 0 | 0 | 0 | 0 | 0 | 0 | 0 | 0 | 0 | 0 | 0 | 0 | 0 | 0 | 0 | 0 | 0 | 0 | 0 | 0 | 0 | 0 |  |  | C4 | 0 | 0 | 0 | 0 | 0 | C4 | 0 | 0 | 0 | 0 | 0 | C4 | [5 empty] | C4 | [5 empty] | 0 | [6 empty] | 0 | [6 empty] | 0 | [6 empty] | 0 | [6 empty] | 0 | [6 empty] | 0
|  |  | 0 | 0 |  | 0 | 0 | 0 | 0 | 0 |  | 0 | 0 | 0 | 0 | 0 |  | 0 | 0 | 0 | 0 | 0 |  | 0 | 0 | 0 | 0 | 0 |  | 0 | 0 | 0 | 0 | 0 |  | 0 | 0 | 0 | 0 | 0 | [22 empty] | 0 | 0 | 0 | 0 | 0 | 0 |  | 0 | 0 | 0 | 0 | 0 | 0 |  | 0 | 0 | 0 | 0 | 0 | 0 |  | 0 | 0 | 0 | 0 | 0 | 0 |  | 0 | 0 | 0 | 0 | 0 | 0 |  | 0 | 0 | 0 | 0 | 0 | 0
| [Please insert new asset category as required] |  | 0 | 0 | C1 | 0 | 0 | 0 | 0 | 0 | 0 | 0 | 0 | 0 | 0 | 0 | 0 | 0 | 0 | 0 | 0 | 0 | 0 | 0 | 0 | 0 | 0 | 0 | 0 | 0 | 0 | 0 | 0 | 0 | 0 | 0 | 0 | 0 | 0 | 0 | 0 |  |  | C1 | 0 | 0 | 0 | 0 | 0 | C1 | 0 | 0 | 0 | 0 | 0 | C1 | [5 empty] | C1 | [5 empty] | 0 | [6 empty] | 0 | [6 empty] | 0 | [6 empty] | 0 | [6 empty] | 0 | [6 empty] | 0
|  |  | 0 | 0 | C2 | 0 | 0 | 0 | 0 | 0 | 0 | 0 | 0 | 0 | 0 | 0 | 0 | 0 | 0 | 0 | 0 | 0 | 0 | 0 | 0 | 0 | 0 | 0 | 0 | 0 | 0 | 0 | 0 | 0 | 0 | 0 | 0 | 0 | 0 | 0 | 0 |  |  | C2 | 0 | 0 | 0 | 0 | 0 | C2 | 0 | 0 | 0 | 0 | 0 | C2 | [5 empty] | C2 | [5 empty] | 0 | [6 empty] | 0 | [6 empty] | 0 | [6 empty] | 0 | [6 empty] | 0 | [6 empty] | 0
|  |  | 0 | 0 | C3 | 0 | 0 | 0 | 0 | 0 | 0 | 0 | 0 | 0 | 0 | 0 | 0 | 0 | 0 | 0 | 0 | 0 | 0 | 0 | 0 | 0 | 0 | 0 | 0 | 0 | 0 | 0 | 0 | 0 | 0 | 0 | 0 | 0 | 0 | 0 | 0 |  |  | C3 | 0 | 0 | 0 | 0 | 0 | C3 | 0 | 0 | 0 | 0 | 0 | C3 | [5 empty] | C3 | [5 empty] | 0 | [6 empty] | 0 | [6 empty] | 0 | [6 empty] | 0 | [6 empty] | 0 | [6 empty] | 0
|  |  | 0 | 0 | C4 | 0 | 0 | 0 | 0 | 0 | 0 | 0 | 0 | 0 | 0 | 0 | 0 | 0 | 0 | 0 | 0 | 0 | 0 | 0 | 0 | 0 | 0 | 0 | 0 | 0 | 0 | 0 | 0 | 0 | 0 | 0 | 0 | 0 | 0 | 0 | 0 |  |  | C4 | 0 | 0 | 0 | 0 | 0 | C4 | 0 | 0 | 0 | 0 | 0 | C4 | [5 empty] | C4 | [5 empty] | 0 | [6 empty] | 0 | [6 empty] | 0 | [6 empty] | 0 | [6 empty] | 0 | [6 empty] | 0
|  |  | 0 | 0 |  | 0 | 0 | 0 | 0 | 0 |  | 0 | 0 | 0 | 0 | 0 |  | 0 | 0 | 0 | 0 | 0 |  | 0 | 0 | 0 | 0 | 0 |  | 0 | 0 | 0 | 0 | 0 |  | 0 | 0 | 0 | 0 | 0 | [22 empty] | 0 | 0 | 0 | 0 | 0 | 0 |  | 0 | 0 | 0 | 0 | 0 | 0 |  | 0 | 0 | 0 | 0 | 0 | 0 |  | 0 | 0 | 0 | 0 | 0 | 0 |  | 0 | 0 | 0 | 0 | 0 | 0 |  | 0 | 0 | 0 | 0 | 0 | 0
| [Please insert new asset category as required] |  | 0 | 0 | C1 | 0 | 0 | 0 | 0 | 0 | 0 | 0 | 0 | 0 | 0 | 0 | 0 | 0 | 0 | 0 | 0 | 0 | 0 | 0 | 0 | 0 | 0 | 0 | 0 | 0 | 0 | 0 | 0 | 0 | 0 | 0 | 0 | 0 | 0 | 0 | 0 |  |  | C1 | 0 | 0 | 0 | 0 | 0 | C1 | 0 | 0 | 0 | 0 | 0 | C1 | [5 empty] | C1 | [5 empty] | 0 | [6 empty] | 0 | [6 empty] | 0 | [6 empty] | 0 | [6 empty] | 0 | [6 empty] | 0
|  |  | 0 | 0 | C2 | 0 | 0 | 0 | 0 | 0 | 0 | 0 | 0 | 0 | 0 | 0 | 0 | 0 | 0 | 0 | 0 | 0 | 0 | 0 | 0 | 0 | 0 | 0 | 0 | 0 | 0 | 0 | 0 | 0 | 0 | 0 | 0 | 0 | 0 | 0 | 0 |  |  | C2 | 0 | 0 | 0 | 0 | 0 | C2 | 0 | 0 | 0 | 0 | 0 | C2 | [5 empty] | C2 | [5 empty] | 0 | [6 empty] | 0 | [6 empty] | 0 | [6 empty] | 0 | [6 empty] | 0 | [6 empty] | 0
|  |  | 0 | 0 | C3 | 0 | 0 | 0 | 0 | 0 | 0 | 0 | 0 | 0 | 0 | 0 | 0 | 0 | 0 | 0 | 0 | 0 | 0 | 0 | 0 | 0 | 0 | 0 | 0 | 0 | 0 | 0 | 0 | 0 | 0 | 0 | 0 | 0 | 0 | 0 | 0 |  |  | C3 | 0 | 0 | 0 | 0 | 0 | C3 | 0 | 0 | 0 | 0 | 0 | C3 | [5 empty] | C3 | [5 empty] | 0 | [6 empty] | 0 | [6 empty] | 0 | [6 empty] | 0 | [6 empty] | 0 | [6 empty] | 0
|  |  | 0 | 0 | C4 | 0 | 0 | 0 | 0 | 0 | 0 | 0 | 0 | 0 | 0 | 0 | 0 | 0 | 0 | 0 | 0 | 0 | 0 | 0 | 0 | 0 | 0 | 0 | 0 | 0 | 0 | 0 | 0 | 0 | 0 | 0 | 0 | 0 | 0 | 0 | 0 |  |  | C4 | 0 | 0 | 0 | 0 | 0 | C4 | 0 | 0 | 0 | 0 | 0 | C4 | [5 empty] | C4 | [5 empty] | 0 | [6 empty] | 0 | [6 empty] | 0 | [6 empty] | 0 | [6 empty] | 0 | [6 empty] | 0
|  |  | 0 | 0 |  | 0 | 0 | 0 | 0 | 0 |  | 0 | 0 | 0 | 0 | 0 |  | 0 | 0 | 0 | 0 | 0 |  | 0 | 0 | 0 | 0 | 0 |  | 0 | 0 | 0 | 0 | 0 |  | 0 | 0 | 0 | 0 | 0 | [22 empty] | 0 | 0 | 0 | 0 | 0 | 0 |  | 0 | 0 | 0 | 0 | 0 | 0 |  | 0 | 0 | 0 | 0 | 0 | 0 |  | 0 | 0 | 0 | 0 | 0 | 0 |  | 0 | 0 | 0 | 0 | 0 | 0 |  | 0 | 0 | 0 | 0 | 0 | 0
| [Please insert new asset category as required] |  | 0 | 0 | C1 | 0 | 0 | 0 | 0 | 0 | 0 | 0 | 0 | 0 | 0 | 0 | 0 | 0 | 0 | 0 | 0 | 0 | 0 | 0 | 0 | 0 | 0 | 0 | 0 | 0 | 0 | 0 | 0 | 0 | 0 | 0 | 0 | 0 | 0 | 0 | 0 |  |  | C1 | 0 | 0 | 0 | 0 | 0 | C1 | 0 | 0 | 0 | 0 | 0 | C1 | [5 empty] | C1 | [5 empty] | 0 | [6 empty] | 0 | [6 empty] | 0 | [6 empty] | 0 | [6 empty] | 0 | [6 empty] | 0
|  |  | 0 | 0 | C2 | 0 | 0 | 0 | 0 | 0 | 0 | 0 | 0 | 0 | 0 | 0 | 0 | 0 | 0 | 0 | 0 | 0 | 0 | 0 | 0 | 0 | 0 | 0 | 0 | 0 | 0 | 0 | 0 | 0 | 0 | 0 | 0 | 0 | 0 | 0 | 0 |  |  | C2 | 0 | 0 | 0 | 0 | 0 | C2 | 0 | 0 | 0 | 0 | 0 | C2 | [5 empty] | C2 | [5 empty] | 0 | [6 empty] | 0 | [6 empty] | 0 | [6 empty] | 0 | [6 empty] | 0 | [6 empty] | 0
|  |  | 0 | 0 | C3 | 0 | 0 | 0 | 0 | 0 | 0 | 0 | 0 | 0 | 0 | 0 | 0 | 0 | 0 | 0 | 0 | 0 | 0 | 0 | 0 | 0 | 0 | 0 | 0 | 0 | 0 | 0 | 0 | 0 | 0 | 0 | 0 | 0 | 0 | 0 | 0 |  |  | C3 | 0 | 0 | 0 | 0 | 0 | C3 | 0 | 0 | 0 | 0 | 0 | C3 | [5 empty] | C3 | [5 empty] | 0 | [6 empty] | 0 | [6 empty] | 0 | [6 empty] | 0 | [6 empty] | 0 | [6 empty] | 0
|  |  | 0 | 0 | C4 | 0 | 0 | 0 | 0 | 0 | 0 | 0 | 0 | 0 | 0 | 0 | 0 | 0 | 0 | 0 | 0 | 0 | 0 | 0 | 0 | 0 | 0 | 0 | 0 | 0 | 0 | 0 | 0 | 0 | 0 | 0 | 0 | 0 | 0 | 0 | 0 |  |  | C4 | 0 | 0 | 0 | 0 | 0 | C4 | 0 | 0 | 0 | 0 | 0 | C4 | [5 empty] | C4 | [5 empty] | 0 | [6 empty] | 0 | [6 empty] | 0 | [6 empty] | 0 | [6 empty] | 0 | [6 empty] | 0
|  |  | 0 | 0 |  | 0 | 0 | 0 | 0 | 0 |  | 0 | 0 | 0 | 0 | 0 |  | 0 | 0 | 0 | 0 | 0 |  | 0 | 0 | 0 | 0 | 0 |  | 0 | 0 | 0 | 0 | 0 |  | 0 | 0 | 0 | 0 | 0 | [22 empty] | 0 | 0 | 0 | 0 | 0 | 0 |  | 0 | 0 | 0 | 0 | 0 | 0 |  | 0 | 0 | 0 | 0 | 0 | 0 |  | 0 | 0 | 0 | 0 | 0 | 0 |  | 0 | 0 | 0 | 0 | 0 | 0 |  | 0 | 0 | 0 | 0 | 0 | 0
| [Please insert new asset category as required] |  | 0 | 0 | C1 | 0 | 0 | 0 | 0 | 0 | 0 | 0 | 0 | 0 | 0 | 0 | 0 | 0 | 0 | 0 | 0 | 0 | 0 | 0 | 0 | 0 | 0 | 0 | 0 | 0 | 0 | 0 | 0 | 0 | 0 | 0 | 0 | 0 | 0 | 0 | 0 |  |  | C1 | 0 | 0 | 0 | 0 | 0 | C1 | 0 | 0 | 0 | 0 | 0 | C1 | [5 empty] | C1 | [5 empty] | 0 | [6 empty] | 0 | [6 empty] | 0 | [6 empty] | 0 | [6 empty] | 0 | [6 empty] | 0
|  |  | 0 | 0 | C2 | 0 | 0 | 0 | 0 | 0 | 0 | 0 | 0 | 0 | 0 | 0 | 0 | 0 | 0 | 0 | 0 | 0 | 0 | 0 | 0 | 0 | 0 | 0 | 0 | 0 | 0 | 0 | 0 | 0 | 0 | 0 | 0 | 0 | 0 | 0 | 0 |  |  | C2 | 0 | 0 | 0 | 0 | 0 | C2 | 0 | 0 | 0 | 0 | 0 | C2 | [5 empty] | C2 | [5 empty] | 0 | [6 empty] | 0 | [6 empty] | 0 | [6 empty] | 0 | [6 empty] | 0 | [6 empty] | 0
|  |  | 0 | 0 | C3 | 0 | 0 | 0 | 0 | 0 | 0 | 0 | 0 | 0 | 0 | 0 | 0 | 0 | 0 | 0 | 0 | 0 | 0 | 0 | 0 | 0 | 0 | 0 | 0 | 0 | 0 | 0 | 0 | 0 | 0 | 0 | 0 | 0 | 0 | 0 | 0 |  |  | C3 | 0 | 0 | 0 | 0 | 0 | C3 | 0 | 0 | 0 | 0 | 0 | C3 | [5 empty] | C3 | [5 empty] | 0 | [6 empty] | 0 | [6 empty] | 0 | [6 empty] | 0 | [6 empty] | 0 | [6 empty] | 0
|  |  | 0 | 0 | C4 | 0 | 0 | 0 | 0 | 0 | 0 | 0 | 0 | 0 | 0 | 0 | 0 | 0 | 0 | 0 | 0 | 0 | 0 | 0 | 0 | 0 | 0 | 0 | 0 | 0 | 0 | 0 | 0 | 0 | 0 | 0 | 0 | 0 | 0 | 0 | 0 |  |  | C4 | 0 | 0 | 0 | 0 | 0 | C4 | 0 | 0 | 0 | 0 | 0 | C4 | [5 empty] | C4 | [5 empty] | 0 | [6 empty] | 0 | [6 empty] | 0 | [6 empty] | 0 | [6 empty] | 0 | [6 empty] | 0
|  |  | 0 | 0 |  | 0 | 0 | 0 | 0 | 0 |  | 0 | 0 | 0 | 0 | 0 |  | 0 | 0 | 0 | 0 | 0 |  | 0 | 0 | 0 | 0 | 0 |  | 0 | 0 | 0 | 0 | 0 |  | 0 | 0 | 0 | 0 | 0 | [22 empty] | 0 | 0 | 0 | 0 | 0 | 0 |  | 0 | 0 | 0 | 0 | 0 | 0 |  | 0 | 0 | 0 | 0 | 0 | 0 |  | 0 | 0 | 0 | 0 | 0 | 0 |  | 0 | 0 | 0 | 0 | 0 | 0 |  | 0 | 0 | 0 | 0 | 0 | 0
[63 empty] | 0 | 0 | 0 | 0 | 0 | 0 |  | 0 | 0 | 0 | 0 | 0 | 0 |  | 0 | 0 | 0 | 0 | 0 | 0 |  | 0 | 0 | 0 | 0 | 0 | 0 |  | 0 | 0 | 0 | 0 | 0 | 0 |  | 0 | 0 | 0 | 0 | 0 | 0
| TOTAL |  | 246009.5585 | 246009.5585 |  | 116433.1554 | 30288.4261 | 72630.5679 | 12310.706 | 14346.7031 |  | 116433.1554 | 30288.4261 | 72630.5679 | 12310.706 | 14346.7031 |  | 0 | 0 | 0 | 0 | 0 |  | 104904.0694 | 30394.0843 | 80244.0387 | 12967.106 | 17497.1671 |  | 0 | 0 | 0 | 0 | 0 |  | 95008.6421 | 25818.6143 | 20757.959 | 76419.196 | 28003.2541 |  |  |  |  | 0 | 0 | 0 | 0 | 0 |  | 0 | 0 | 0 | 0 | 0 | [7 empty] | 6267704.7641 | 2994725.2207 | 11593359.1871 | 5235967.1128 | 9306304.2767 | 35398060.5614 |  | 6267704.7641 | 2994725.2207 | 11593359.1871 | 5235967.1128 | 9306304.2767 | 35398060.5614 |  | 5463994.9213 | 3034948.0044 | 12890817.1279 | 5278700.7188 | 11993235.6093 | 38661696.3817 |  | 5463994.9213 | 3034948.0044 | 12890817.1279 | 5278700.7188 | 11993235.6093 | 38661696.3817 |  | 4784004.201 | 2701204.999 | 8178707.8994 | 12163844.5894 | 22807710.6603 | 50635472.3492 |  | 4784004.201 | 2701204.999 | 8178707.8994 | 12163844.5894 | 22807710.6603 | 50635472.3492
Health Index Definitions
|  |  | HI1 | New or as new | [57 empty] | LV Network | 996190.3489 | 429420.2156 | 2662662.043 | 660625.8881 | 1657635.5432 | 6406534.0389 | LV Network | 996190.3489 | 429420.2156 | 2662662.043 | 660625.8881 | 1657635.5432 | 6406534.0389 | LV Network | 868182.0594 | 459445.7276 | 2879003.5608 | 624834.214 | 1998202.1707 | 6829667.7325 | LV Network | 868182.0594 | 459445.7276 | 2879003.5608 | 624834.214 | 1998202.1707 | 6829667.7325 | LV Network | 775101.4064 | 372908.2423 | 514191.9875 | 4534806.5673 | 3322298.7612 | 9519306.9648 | LV Network | 775101.4064 | 372908.2423 | 514191.9875 | 4534806.5673 | 3322298.7612 | 9519306.9648
|  |  | HI2 | Good or seviceable condition | [57 empty] | HV Network | 2858874.4473 | 1011600.8491 | 3469296.2909 | 952758.4045 | 2436964.812 | 10729494.8038 | HV Network | 2858874.4473 | 1011600.8491 | 3469296.2909 | 952758.4045 | 2436964.812 | 10729494.8038 | HV Network | 2575548.1107 | 1056680.1299 | 3793073.2257 | 1222306.044 | 3105305.0572 | 11752912.5675 | HV Network | 2575548.1107 | 1056680.1299 | 3793073.2257 | 1222306.044 | 3105305.0572 | 11752912.5675 | HV Network | 2330856.2916 | 951862.1302 | 1080179.3924 | 5929172.3834 | 5520877.8651 | 15812948.0627 | HV Network | 2330856.2916 | 951862.1302 | 1080179.3924 | 5929172.3834 | 5520877.8651 | 15812948.0627
|  |  | HI3 | Deterioration requires assessment and monitoring | [57 empty] | EHV Network | 1584614.5293 | 1239944.7014 | 4438275.3481 | 3423963.8656 | 3153117.7617 | 13839916.2062 | EHV Network | 1584614.5293 | 1239944.7014 | 4438275.3481 | 3423963.8656 | 3153117.7617 | 13839916.2062 | EHV Network | 1274545.4171 | 1186252.7511 | 5032110.4896 | 3205402.0812 | 4820110.9898 | 15518421.7288 | EHV Network | 1274545.4171 | 1186252.7511 | 5032110.4896 | 3205402.0812 | 4820110.9898 | 15518421.7288 | EHV Network | 1049116.4618 | 1052253.2451 | 5138584.3721 | 1595269.9857 | 11369775.3145 | 20204999.3792 | EHV Network | 1049116.4618 | 1052253.2451 | 5138584.3721 | 1595269.9857 | 11369775.3145 | 20204999.3792
|  |  | HI4 | Material deterioration, intervention requires consideration | [57 empty] | 132kV Network | 828025.4385 | 313759.4546 | 1023125.505 | 198618.9547 | 2058586.1596 | 4422115.5125 | 132kV Network | 828025.4385 | 313759.4546 | 1023125.505 | 198618.9547 | 2058586.1596 | 4422115.5125 | 132kV Network | 745719.3342 | 332569.3958 | 1186629.8518 | 226158.3796 | 2069617.3916 | 4560694.353 | 132kV Network | 745719.3342 | 332569.3958 | 1186629.8518 | 226158.3796 | 2069617.3916 | 4560694.353 | 132kV Network | 628930.0412 | 324181.3814 | 1445752.1474 | 104595.653 | 2594758.7195 | 5098217.9425 | 132kV Network | 628930.0412 | 324181.3814 | 1445752.1474 | 104595.653 | 2594758.7195 | 5098217.9425
|  |  | HI5 | End of serviceable life, intervention required | [57 empty] | Other | 0 | 0 | 0 | 0 | 0 | 0 | Other | 0 | 0 | 0 | 0 | 0 | 0 | Other | 0 | 0 | 0 | 0 | 0 | 0 | Other | 0 | 0 | 0 | 0 | 0 | 0 | Other | 0 | 0 | 0 | 0 | 0 | 0 | Other | 0 | 0 | 0 | 0 | 0 | 0
[62 empty] | Total | 6267704.7641 | 2994725.2207 | 11593359.1871 | 5235967.1128 | 9306304.2767 | 35398060.5614 | Total | 6267704.7641 | 2994725.2207 | 11593359.1871 | 5235967.1128 | 9306304.2767 | 35398060.5614 | Total | 5463994.9213 | 3034948.0044 | 12890817.1279 | 5278700.7188 | 11993235.6093 | 38661696.3817 | Total | 5463994.9213 | 3034948.0044 | 12890817.1279 | 5278700.7188 | 11993235.6093 | 38661696.3817 | Total | 4784004.201 | 2701204.999 | 8178707.8994 | 12163844.5894 | 22807710.6603 | 50635472.3492 | Total | 4784004.201 | 2701204.999 | 8178707.8994 | 12163844.5894 | 22807710.6603 | 50635472.3492
Criticality Index Definitions
|  |  | C1 | Low criticality
|  |  | C2 | Average criticality
|  |  | C3 | High criticality
|  |  | C4 | Very high criticality

## NPgN - Ave Crit
HI8: Secondary deliverables RIIO-ED1 - Average Criticality | [6 empty] | HI8: Secondary deliverables RIIO-ED1
NPgN | [6 empty] | NPgN
Price base (2012/13) | [6 empty] | Price base (2012/13)
| ASSET CATEGORIES | RIIO-ED1 period | [5 empty] | ASSET CATEGORIES | RIIO-ED1 period
|  | Network Performance | Safety | Environmental | Financial consequence of repair/ replacement | Average Overall Consequence Of Failure |  |  | Network Performance | Safety | Environmental | Financial consequence of repair/ replacement | Average Overall Consequence Of Failure
| LV Network | [6 empty] | LV Network
| LV Switchgear and Other |  |  |  |  | 0 |  | LV Switchgear and Other |  |  |  |  | 0
| LV UGB |  |  |  |  | 0 |  | LV UGB |  |  |  |  | 0
| LV OHL Support |  |  |  |  | 4241.09 |  | LV OHL Support |  |  |  |  | 4241.09
| [Please insert new asset category as required] |  |  |  |  | 0 |  | [Please insert new asset category as required]
| [Please insert new asset category as required] |  |  |  |  | 0 |  | [Please insert new asset category as required]
| [Please insert new asset category as required] |  |  |  |  | 0 |  | [Please insert new asset category as required]
| [Please insert new asset category as required] |  |  |  |  | 0 |  | [Please insert new asset category as required]
| [Please insert new asset category as required] |  |  |  |  | 0 |  | [Please insert new asset category as required]
| 0 |  |  |  |  | 0
| HV Network |  |  |  |  | 0 |  | HV Network
| HV Switchgear (GM) - Primary |  |  |  |  | 116176.24 |  | HV Switchgear (GM) - Primary |  |  |  |  | 116176.24
| HV Switchgear (GM) - Distribution |  |  |  |  | 11545.24 |  | HV Switchgear (GM) - Distribution |  |  |  |  | 11545.24
| HV Transformer (GM) |  |  |  |  | 17731.8 |  | HV Transformer (GM) |  |  |  |  | 17731.8
| HV UG Cable |  |  |  |  | 0 |  | HV UG Cable
| HV OHL Support - Poles |  |  |  |  | 3747.74 |  | HV OHL Support - Poles |  |  |  |  | 3747.74
| [Please insert new asset category as required] |  |  |  |  | 0 |  | [Please insert new asset category as required]
| [Please insert new asset category as required] |  |  |  |  | 0 |  | [Please insert new asset category as required]
| [Please insert new asset category as required] |  |  |  |  | 0 |  | [Please insert new asset category as required]
| [Please insert new asset category as required] |  |  |  |  | 0 |  | [Please insert new asset category as required]
| [Please insert new asset category as required] |  |  |  |  | 0 |  | [Please insert new asset category as required]
0
| EHV Network |  |  |  |  | 0 |  | EHV Network
| EHV Switchgear (GM) |  |  |  |  | 70331.27 |  | EHV Switchgear (GM) |  |  |  |  | 70331.27
| EHV Transformer |  |  |  |  | 168704.79 |  | EHV Transformer |  |  |  |  | 168704.79
| EHV UG Cable (Gas) |  |  |  |  | 343.03 |  | EHV UG Cable (Gas) |  |  |  |  | 343.03
| EHV UG Cable (Oil) |  |  |  |  | 8295.71 |  | EHV UG Cable (Oil) |  |  |  |  | 8295.71
| EHV UG Cable (Non Pressurised) |  |  |  |  | 39241.13 |  | EHV UG Cable (Non Pressurised) |  |  |  |  | 39241.13
| EHV OHL Support - Towers |  |  |  |  | 13087.99 |  | EHV OHL Support - Towers |  |  |  |  | 13087.99
| EHV OHL Support - Poles |  |  |  |  | 3421.1574 |  | EHV OHL Support - Poles |  |  |  |  | 3421.1574
| EHV OHL Fittings |  |  |  |  | 2469.24 |  | EHV OHL Fittings |  |  |  |  | 2469.24
| EHV OHL (Tower Line) Conductor |  |  |  |  | 25807.32 |  | EHV OHL (Tower Line) Conductor |  |  |  |  | 25807.32
| [Please insert new asset category as required] |  |  |  |  | 0 |  | [Please insert new asset category as required]
| [Please insert new asset category as required] |  |  |  |  | 0 |  | [Please insert new asset category as required]
| [Please insert new asset category as required] |  |  |  |  | 0 |  | [Please insert new asset category as required]
| [Please insert new asset category as required] |  |  |  |  | 0 |  | [Please insert new asset category as required]
| 0 |  |  |  |  | 0
| 132kV Network |  |  |  |  | 0 |  | 132kV Network
| 132kV CBs |  |  |  |  | 214746.08 |  | 132kV CBs |  |  |  |  | 214746.08
| 132kV Transformer |  |  |  |  | 430415.19 |  | 132kV Transformer |  |  |  |  | 430415.19
| 132kV UG Cable (Gas) |  |  |  |  | 838.85 |  | 132kV UG Cable (Gas) |  |  |  |  | 838.85
| 132kV UG Cable (Oil) |  |  |  |  | 12353.24 |  | 132kV UG Cable (Oil) |  |  |  |  | 12353.24
| 132kV UG Cable (Non Pressurised) |  |  |  |  | 103282.82 |  | 132kV UG Cable (Non Pressurised) |  |  |  |  | 103282.82
| 132kV OHL Support - Tower |  |  |  |  | 16861.91 |  | 132kV OHL Support - Tower |  |  |  |  | 16861.91
| 132kV OHL Fittings |  |  |  |  | 3328.07 |  | 132kV OHL Fittings |  |  |  |  | 3328.07
| 132kV OHL (Tower Line) Conductor |  |  |  |  | 26180.34 |  | 132kV OHL (Tower Line) Conductor |  |  |  |  | 26180.34
| [Please insert new asset category as required] |  |  |  |  | 0 |  | [Please insert new asset category as required]
| [Please insert new asset category as required] |  |  |  |  | 0 |  | [Please insert new asset category as required]
| [Please insert new asset category as required] |  |  |  |  | 0 |  | [Please insert new asset category as required]
| [Please insert new asset category as required] |  |  |  |  | 0 |  | [Please insert new asset category as required]
0
| Other |  |  |  |  | 0 |  | Other
| Submarine Cables |  |  |  |  | 0 |  | Submarine Cables
| [Please insert new asset category as required] |  |  |  |  | 0 |  | [Please insert new asset category as required]
| [Please insert new asset category as required] |  |  |  |  | 0 |  | [Please insert new asset category as required]
| [Please insert new asset category as required] |  |  |  |  | 0 |  | [Please insert new asset category as required]
| [Please insert new asset category as required] |  |  |  |  | 0 |  | [Please insert new asset category as required]
| [Please insert new asset category as required] |  |  |  |  | 0 |  | [Please insert new asset category as required]

## NPgN - HI Probs. of Failure
CM105: HI Ratings Probabilities of Failure
NPgN
Price base (2012/13)
Average Probabilities of Failure
| ASSET CATEGORIES | HI Rating | [9 empty] | ASSET CATEGORIES | HI1 | HI2 | HI3 | HI4 | HI5
|  | HI 1 |  | HI 2 |  | HI 3 |  | HI 4 |  | HI 5
|  | Low boundary | High boundary | Low boundary | High boundary | Low boundary | High boundary | Low boundary | High boundary | Low boundary | High boundary
| LV Network | [10 empty] | LV Network
| LV Switchgear and Other | 0% | 0% | 0% | 0% | 0% | 0% | 0% | 0% | 0% | 0% | LV Switchgear and Other | 0% | 0% | 0% | 0% | 0%
| LV UGB | 0% | 0% | 0% | 0% | 0% | 0% | 0% | 0% | 0% | 0% | LV UGB | 0% | 0% | 0% | 0% | 0%
| LV OHL Support | 0.8123% | 0.8123% | 0.8123% | 1.723% | 1.723% | 2.617% | 2.617% | 4.478% | 4.478% | 24.87% | LV OHL Support | 0.8123% | 1.209% | 2.138% | 3.463% | 8.123%
| [Please insert new asset category as required] | 0% | 0% | 0% | 0% | 0% | 0% | 0% | 0% | 0% | 0% | LV Switchgear (at s/s) | 0% | 0% | 0% | 0% | 0%
| [Please insert new asset category as required] | 0% | 0% | 0% | 0% | 0% | 0% | 0% | 0% | 0% | 0% | LV UGB and LV Pillar OD (not at s/s) | 0% | 0% | 0% | 0% | 0%
| [Please insert new asset category as required] | 0% | 0% | 0% | 0% | 0% | 0% | 0% | 0% | 0% | 0% |  | 0% | 0% | 0% | 0% | 0%
| [Please insert new asset category as required] | 0% | 0% | 0% | 0% | 0% | 0% | 0% | 0% | 0% | 0% |  | 0% | 0% | 0% | 0% | 0%
| [Please insert new asset category as required] | 0% | 0% | 0% | 0% | 0% | 0% | 0% | 0% | 0% | 0% |  | 0% | 0% | 0% | 0% | 0%
|  | 0% | 0% | 0% | 0% | 0% | 0% | 0% | 0% | 0% | 0% |  | 0% | 0% | 0% | 0% | 0%
| HV Network | 0% | 0% | 0% | 0% | 0% | 0% | 0% | 0% | 0% | 0% | HV Network | 0% | 0% | 0% | 0% | 0%
| HV Switchgear (GM) - Primary | 0.1482% | 0.1482% | 0.1482% | 0.3144% | 0.3144% | 0.4774% | 0.4774% | 0.8169% | 0.8169% | 4.538% | HV Switchgear (GM) - Primary | 0.1482% | 0.2207% | 0.3901% | 0.6318% | 1.482%
| HV Switchgear (GM) - Distribution | 0.191% | 0.191% | 0.191% | 0.4051% | 0.4051% | 0.6151% | 0.6151% | 1.053% | 1.053% | 5.847% | HV Switchgear (GM) - Distribution | 0.191% | 0.2843% | 0.5027% | 0.8141% | 1.91%
| HV Transformer (GM) | 0.2223% | 0.2223% | 0.2223% | 0.4716% | 0.4716% | 0.7161% | 0.7161% | 1.225% | 1.225% | 6.807% | HV Transformer (GM) | 0.2223% | 0.331% | 0.5852% | 0.9478% | 2.223%
| HV UG Cable | 0% | 0% | 0% | 0% | 0% | 0% | 0% | 0% | 0% | 0% | HV UG Cable | 0% | 0% | 0% | 0% | 0%
| HV OHL Support - Poles | 0.8123% | 0.8123% | 0.8123% | 1.723% | 1.723% | 2.617% | 2.617% | 4.478% | 4.478% | 24.87% | HV OHL Support - Poles | 0.8123% | 1.209% | 2.138% | 3.463% | 8.123%
| [Please insert new asset category as required] | 0% | 0% | 0% | 0% | 0% | 0% | 0% | 0% | 0% | 0% |  | 0% | 0% | 0% | 0% | 0%
| [Please insert new asset category as required] | 0% | 0% | 0% | 0% | 0% | 0% | 0% | 0% | 0% | 0% |  | 0% | 0% | 0% | 0% | 0%
| [Please insert new asset category as required] | 0% | 0% | 0% | 0% | 0% | 0% | 0% | 0% | 0% | 0% |  | 0% | 0% | 0% | 0% | 0%
| [Please insert new asset category as required] | 0% | 0% | 0% | 0% | 0% | 0% | 0% | 0% | 0% | 0% |  | 0% | 0% | 0% | 0% | 0%
| [Please insert new asset category as required] | 0% | 0% | 0% | 0% | 0% | 0% | 0% | 0% | 0% | 0% |  | 0% | 0% | 0% | 0% | 0%
|  | 0% | 0% | 0% | 0% | 0% | 0% | 0% | 0% | 0% | 0% |  | 0% | 0% | 0% | 0% | 0%
| EHV Network | 0% | 0% | 0% | 0% | 0% | 0% | 0% | 0% | 0% | 0% | EHV Network | 0% | 0% | 0% | 0% | 0%
| EHV Switchgear (GM) | 1.081% | 1.081% | 1.081% | 2.293% | 2.293% | 3.482% | 3.482% | 5.959% | 5.959% | 33.1% | EHV Switchgear (GM) | 1.742% | 2.594% | 4.586% | 7.427% | 17.42%
| EHV Transformer | 1.294% | 1.294% | 1.294% | 2.745% | 2.745% | 4.168% | 4.168% | 7.133% | 7.133% | 39.62% | EHV Transformer | 1.294% | 1.927% | 3.406% | 5.516% | 12.94%
| EHV UG Cable (Gas) | 128.4% | 128.4% | 128.4% | 272.3% | 272.3% | 413.5% | 413.5% | 707.5% | 707.5% | 3930% | EHV UG Cable (Gas) | 128.4% | 191.1% | 337.9% | 547.2% | 1284%
| EHV UG Cable (Oil) | 59.69% | 59.69% | 59.69% | 126.6% | 126.6% | 192.3% | 192.3% | 329% | 329% | 1828% | EHV UG Cable (Oil) | 59.69% | 88.87% | 157.1% | 254.5% | 596.9%
| EHV UG Cable (Non Pressurised) | 1.875% | 1.875% | 1.875% | 3.979% | 3.979% | 6.041% | 6.041% | 10.34% | 10.34% | 57.42% | EHV UG Cable (Non Pressurised) | 1.875% | 2.792% | 4.937% | 7.995% | 18.75%
| EHV OHL Support - Towers | 1.553% | 1.553% | 1.553% | 3.295% | 3.295% | 5.004% | 5.004% | 8.562% | 8.562% | 47.56% | EHV OHL Support - Towers | 1.553% | 2.313% | 4.089% | 6.622% | 15.53%
| EHV OHL Support - Poles | 0.8123% | 0.8123% | 0.8123% | 1.723% | 1.723% | 2.617% | 2.617% | 4.478% | 4.478% | 24.87% | EHV OHL Support - Poles | 0.8123% | 1.209% | 2.138% | 3.463% | 8.123%
| EHV OHL Fittings | 0.2736% | 0.2736% | 0.2736% | 0.5805% | 0.5805% | 0.8814% | 0.8814% | 1.508% | 1.508% | 8.378% | EHV OHL Fittings | 0.2736% | 0.4074% | 0.7203% | 1.166% | 2.736%
| EHV OHL (Tower Line) Conductor | 0.228% | 0.228% | 0.228% | 0.4837% | 0.4837% | 0.7345% | 0.7345% | 1.257% | 1.257% | 6.981% | EHV OHL (Tower Line) Conductor | 0.228% | 0.3395% | 0.6002% | 0.9721% | 2.28%
| [Please insert new asset category as required] | 0% | 0% | 0% | 0% | 0% | 0% | 0% | 0% | 0% | 0% |  | 0% | 0% | 0% | 0% | 0%
| [Please insert new asset category as required] | 0% | 0% | 0% | 0% | 0% | 0% | 0% | 0% | 0% | 0% |  | 0% | 0% | 0% | 0% | 0%
| [Please insert new asset category as required] | 0% | 0% | 0% | 0% | 0% | 0% | 0% | 0% | 0% | 0% |  | 0% | 0% | 0% | 0% | 0%
| [Please insert new asset category as required] | 0% | 0% | 0% | 0% | 0% | 0% | 0% | 0% | 0% | 0% |  | 0% | 0% | 0% | 0% | 0%
|  | 0% | 0% | 0% | 0% | 0% | 0% | 0% | 0% | 0% | 0% |  | 0% | 0% | 0% | 0% | 0%
| 132kV Network | 0% | 0% | 0% | 0% | 0% | 0% | 0% | 0% | 0% | 0% | 132kV Network | 0% | 0% | 0% | 0% | 0%
| 132kV CBs | 1.228% | 1.228% | 1.228% | 2.606% | 2.606% | 3.957% | 3.957% | 6.771% | 6.771% | 37.61% | 132kV CBs | 1.228% | 1.829% | 3.234% | 5.237% | 12.28%
| 132kV Transformer | 1.294% | 1.294% | 1.294% | 2.745% | 2.745% | 4.168% | 4.168% | 7.133% | 7.133% | 39.62% | 132kV Transformer | 1.294% | 1.927% | 3.406% | 5.516% | 12.94%
| 132kV UG Cable (Gas) | 128.4% | 128.4% | 128.4% | 272.3% | 272.3% | 413.5% | 413.5% | 707.5% | 707.5% | 3930% | 132kV UG Cable (Gas) | 128.4% | 191.1% | 337.9% | 547.2% | 1284%
| 132kV UG Cable (Oil) | 59.69% | 59.69% | 59.69% | 126.6% | 126.6% | 192.3% | 192.3% | 329% | 329% | 1828% | 132kV UG Cable (Oil) | 59.69% | 88.87% | 157.1% | 254.5% | 596.9%
| 132kV UG Cable (Non Pressurised) | 1.875% | 1.875% | 1.875% | 3.979% | 3.979% | 6.041% | 6.041% | 10.34% | 10.34% | 57.42% | 132kV UG Cable (Non Pressurised) | 1.875% | 2.792% | 4.937% | 7.995% | 18.75%
| 132kV OHL Support - Tower | 1.553% | 1.553% | 1.553% | 3.295% | 3.295% | 5.004% | 5.004% | 8.562% | 8.562% | 47.56% | 132kV OHL Support - Tower | 1.553% | 2.313% | 4.089% | 6.622% | 15.53%
| 132kV OHL Fittings | 0.2736% | 0.2736% | 0.2736% | 0.5805% | 0.5805% | 0.8814% | 0.8814% | 1.508% | 1.508% | 8.378% | 132kV OHL Fittings | 0.2736% | 0.4074% | 0.7203% | 1.166% | 2.736%
| 132kV OHL (Tower Line) Conductor | 0.228% | 0.228% | 0.228% | 0.4837% | 0.4837% | 0.7345% | 0.7345% | 1.257% | 1.257% | 6.981% | 132kV OHL (Tower Line) Conductor | 0.228% | 0.3395% | 0.6002% | 0.9721% | 2.28%
| [Please insert new asset category as required] | 0% | 0% | 0% | 0% | 0% | 0% | 0% | 0% | 0% | 0%
| [Please insert new asset category as required] | 0% | 0% | 0% | 0% | 0% | 0% | 0% | 0% | 0% | 0%
| [Please insert new asset category as required] | 0% | 0% | 0% | 0% | 0% | 0% | 0% | 0% | 0% | 0%
| [Please insert new asset category as required] | 0% | 0% | 0% | 0% | 0% | 0% | 0% | 0% | 0% | 0%
|  | 0% | 0% | 0% | 0% | 0% | 0% | 0% | 0% | 0% | 0%
| Other | 0% | 0% | 0% | 0% | 0% | 0% | 0% | 0% | 0% | 0% | Other
| Submarine Cables | 0% | 0% | 0% | 0% | 0% | 0% | 0% | 0% | 0% | 0% | Submarine Cables | 0 | 0 | 0 | 0 | 0
| [Please insert new asset category as required] | 0% | 0% | 0% | 0% | 0% | 0% | 0% | 0% | 0% | 0%
| [Please insert new asset category as required] | 0% | 0% | 0% | 0% | 0% | 0% | 0% | 0% | 0% | 0%
| [Please insert new asset category as required] | 0% | 0% | 0% | 0% | 0% | 0% | 0% | 0% | 0% | 0%
| [Please insert new asset category as required] | 0% | 0% | 0% | 0% | 0% | 0% | 0% | 0% | 0% | 0%
| [Please insert new asset category as required] | 0% | 0% | 0% | 0% | 0% | 0% | 0% | 0% | 0% | 0%
|  | 0 | 0 | 0 | 0 | 0 | 0 | 0 | 0 | 0 | 0
|  | 0 | 0 | 0 | 0 | 0 | 0 | 0 | 0 | 0 | 0
|  | 0 | 0 | 0 | 0 | 0 | 0 | 0 | 0 | 0 | 0
|  | 0 | 0 | 0 | 0 | 0 | 0 | 0 | 0 | 0 | 0
|  | 0 | 0 | 0 | 0 | 0 | 0 | 0 | 0 | 0 | 0
|  | 0 | 0 | 0 | 0 | 0 | 0 | 0 | 0 | 0 | 0
Updated as directed by Ofgem

## NPgN - Monetised Risk Profile
| Start ED1 | Mid ED1 |  | End ED1
| Position at Beginning of RIIO-ED1 | Mid Period (Without Investment) | Mid Period (With Investment) | End of RIIO-ED1 (Without Investment) | End of RIIO-ED1 (With Investment)
LV Network | 6406534.0389 | 6829667.7325 | 6195790.234 | 9519306.9648 | 8047615.5025
HV Network | 10729494.8038 | 11752912.5675 | 10685655.235 | 15812948.0627 | 12576680.2369
EHV Network | 13839916.2062 | 15518421.7288 | 14028133.2591 | 20204999.3792 | 16714726.2229
132kV Network | 4422115.5125 | 4560694.353 | 3674611.2058 | 5098217.9425 | 2730094.5642
Other | 0 | 0 | 0 | 0 | 0
Total | 35398060.5614 | 38661696.3817 | 34584189.9339 | 50635472.3492 | 40069116.5265
|  | Increase in risk since start of RIIO-ED1 | Reduction in risk compared to mid-point without investment | Increase in risk since start of RIIO-ED1 | Reduction in risk compared to end-point without investment (Secondary Deliverables Target)
LV Network |  | 423133.6936 | -633877.4985 | 3112772.9259 | -1471691.4623
HV Network |  | 1023417.7636 | -1067257.3325 | 5083453.2588 | -3236267.8258
EHV Network |  | 1678505.5226 | -1490288.4697 | 6365083.173 | -3490273.1563
132kV Network |  | 138578.8405 | -886083.1471 | 676102.43 | -2368123.3783
Other |  | 0 | 0 | 0 | 0
|  | 0 | 0 | 0 | 0
Total |  | 3263635.8202 | -4077506.4478 | 15237411.7878 | -10566355.8227

## NPgY - Total
Total Secondary deliverables RIIO-ED1 - Asset replacement, Refurbishment and HVP | [50 empty] | Criticality weightings C1 to C4 | Criticality Rating Boundaries
NPgY | [49 empty] | C1 | 0.7 | Below 75% of average
[50 empty] | C2 | 1 | 75%-125%
[50 empty] | C3 | 1.5 | 125%-200%
[50 empty] | C4 | 2.5 | Over 200% of average
Price base (2012/13)
| ASSET CATEGORIES |  | ASSET REGISTER |  |  | End of DPCR5 (31 March 2015) with investment | [5 empty] | End of DPCR5 (31 March 2015) without investment | [5 empty] | Mid-Period Review (31 March 2019) planned investment | [5 empty] | Mid-Period Review (31 March 2019) without investment | [5 empty] | End of RIIO-ED1 (31 March 2023) planned investment | [5 empty] | End of RIIO-ED1 (31 March 2023) without investment | [8 empty] | Probability of failure | [5 empty] | Criticality/consequence of failure | [5 empty] | Probability of failure x Consequence of failure
Is it your current intention to have a health index for this asset category in the RIIO-ED1 control period.
|  |  | as at 31st March 2015 | as at 31st March 2023 |  | HI 1 | HI 2 | HI 3 | HI 4 | HI 5 |  | HI 1 | HI 2 | HI 3 | HI 4 | HI 5 |  | HI 1 | HI 2 | HI 3 | HI 4 | HI 5 |  | HI 1 | HI 2 | HI 3 | HI 4 | HI 5 |  | HI 1 | HI 2 | HI 3 | HI 4 | HI 5 |  | HI 1 | HI 2 | HI 3 | HI 4 | HI 5 |  |  |  |  | HI 1 | HI 2 | HI 3 | HI 4 | HI 5 |  | HI 1 | HI 2 | HI 3 | HI 4 | HI 5 |  | HI 1 | HI 2 | HI 3 | HI 4 | HI 5 |  | End of DPCR5 (without investment) | [6 empty] | Position at Beginning of RIIO-ED1 | [6 empty] | Mid Period (Without Investment) | [6 empty] | Mid Period (With Investment) | [6 empty] | End of RIIO-ED1 (Without Investment) | [6 empty] | End of RIIO-ED1 (With Investment)
| LV Network | [61 empty] | 1 | 2 | 3 | 4 | 5 | Total |  | 1 | 2 | 3 | 4 | 5 | Total |  | 1 | 2 | 3 | 4 | 5 | Total |  | 1 | 2 | 3 | 4 | 5 | Total |  | 1 | 2 | 3 | 4 | 5 | Total |  | 1 | 2 | 3 | 4 | 5 | Total
| LV Switchgear and Other |  | #REF! | #REF! | C1 | #REF! | 0 | 0 | 0 | 0 | #REF! | 0 | 0 | 0 | 0 | 0 | 0 | 0 | 0 | 0 | 0 | 0 | 0 | 0 | 0 | 0 | 0 | 0 | 0 | 0 | 0 | 0 | 0 | 0 | 0 | 0 | 0 | 0 | 0 | 0 | 0 | Yes |  | C1 | 0 | 0 | 0 | 0 | 0 | C1 | 0 | 0 | 0 | 0 | 0 | C1 | [5 empty] | C1 | [5 empty] | 0 | [6 empty] | 0 | [6 empty] | 0 | [6 empty] | 0 | [6 empty] | 0 | [6 empty] | 0
|  |  | 0 | 0 | C2 | 0 | 0 | 0 | 0 | 0 | 0 | 0 | 0 | 0 | 0 | 0 | 0 | 0 | 0 | 0 | 0 | 0 | 0 | 0 | 0 | 0 | 0 | 0 | 0 | 0 | 0 | 0 | 0 | 0 | 0 | 0 | 0 | 0 | 0 | 0 | 0 | No |  | C2 | 0 | 0 | 0 | 0 | 0 | C2 | 0 | 0 | 0 | 0 | 0 | C2 | [5 empty] | C2 | [5 empty] | 0 | [6 empty] | 0 | [6 empty] | 0 | [6 empty] | 0 | [6 empty] | 0 | [6 empty] | 0
|  |  | 0 | 0 | C3 | 0 | 0 | 0 | 0 | 0 | 0 | 0 | 0 | 0 | 0 | 0 | 0 | 0 | 0 | 0 | 0 | 0 | 0 | 0 | 0 | 0 | 0 | 0 | 0 | 0 | 0 | 0 | 0 | 0 | 0 | 0 | 0 | 0 | 0 | 0 | 0 |  |  | C3 | 0 | 0 | 0 | 0 | 0 | C3 | 0 | 0 | 0 | 0 | 0 | C3 | [5 empty] | C3 | [5 empty] | 0 | [6 empty] | 0 | [6 empty] | 0 | [6 empty] | 0 | [6 empty] | 0 | [6 empty] | 0
|  |  | 0 | 0 | C4 | 0 | 0 | 0 | 0 | 0 | 0 | 0 | 0 | 0 | 0 | 0 | 0 | 0 | 0 | 0 | 0 | 0 | 0 | 0 | 0 | 0 | 0 | 0 | 0 | 0 | 0 | 0 | 0 | 0 | 0 | 0 | 0 | 0 | 0 | 0 | 0 |  |  | C4 | 0 | 0 | 0 | 0 | 0 | C4 | 0 | 0 | 0 | 0 | 0 | C4 | [5 empty] | C4 | [5 empty] | 0 | [6 empty] | 0 | [6 empty] | 0 | [6 empty] | 0 | [6 empty] | 0 | [6 empty] | 0
|  |  | #REF! | #REF! |  | #REF! | 0 | 0 | 0 | 0 |  | 0 | 0 | 0 | 0 | 0 |  | 0 | 0 | 0 | 0 | 0 |  | 0 | 0 | 0 | 0 | 0 |  | 0 | 0 | 0 | 0 | 0 |  | 0 | 0 | 0 | 0 | 0 | [22 empty] | 0 | 0 | 0 | 0 | 0 | 0 |  | 0 | 0 | 0 | 0 | 0 | 0 |  | 0 | 0 | 0 | 0 | 0 | 0 |  | 0 | 0 | 0 | 0 | 0 | 0 |  | 0 | 0 | 0 | 0 | 0 | 0 |  | 0 | 0 | 0 | 0 | 0 | 0
| LV UGB |  | 0 | 0 | C1 | 0 | 0 | 0 | 0 | 0 | 0 | 0 | 0 | 0 | 0 | 0 | 0 | 0 | 0 | 0 | 0 | 0 | 0 | 0 | 0 | 0 | 0 | 0 | 0 | 0 | 0 | 0 | 0 | 0 | 0 | 0 | 0 | 0 | 0 | 0 | 0 |  |  | C1 | 0 | 0 | 0 | 0 | 0 | C1 | 0 | 0 | 0 | 0 | 0 | C1 | [5 empty] | C1 | [5 empty] | 0 | [6 empty] | 0 | [6 empty] | 0 | [6 empty] | 0 | [6 empty] | 0 | [6 empty] | 0
|  |  | 0 | 0 | C2 | 0 | 0 | 0 | 0 | 0 | 0 | 0 | 0 | 0 | 0 | 0 | 0 | 0 | 0 | 0 | 0 | 0 | 0 | 0 | 0 | 0 | 0 | 0 | 0 | 0 | 0 | 0 | 0 | 0 | 0 | 0 | 0 | 0 | 0 | 0 | 0 |  |  | C2 | 0 | 0 | 0 | 0 | 0 | C2 | 0 | 0 | 0 | 0 | 0 | C2 | [5 empty] | C2 | [5 empty] | 0 | [6 empty] | 0 | [6 empty] | 0 | [6 empty] | 0 | [6 empty] | 0 | [6 empty] | 0
|  |  | 0 | 0 | C3 | 0 | 0 | 0 | 0 | 0 | 0 | 0 | 0 | 0 | 0 | 0 | 0 | 0 | 0 | 0 | 0 | 0 | 0 | 0 | 0 | 0 | 0 | 0 | 0 | 0 | 0 | 0 | 0 | 0 | 0 | 0 | 0 | 0 | 0 | 0 | 0 |  |  | C3 | 0 | 0 | 0 | 0 | 0 | C3 | 0 | 0 | 0 | 0 | 0 | C3 | [5 empty] | C3 | [5 empty] | 0 | [6 empty] | 0 | [6 empty] | 0 | [6 empty] | 0 | [6 empty] | 0 | [6 empty] | 0
|  |  | 0 | 0 | C4 | 0 | 0 | 0 | 0 | 0 | 0 | 0 | 0 | 0 | 0 | 0 | 0 | 0 | 0 | 0 | 0 | 0 | 0 | 0 | 0 | 0 | 0 | 0 | 0 | 0 | 0 | 0 | 0 | 0 | 0 | 0 | 0 | 0 | 0 | 0 | 0 |  |  | C4 | 0 | 0 | 0 | 0 | 0 | C4 | 0 | 0 | 0 | 0 | 0 | C4 | [5 empty] | C4 | [5 empty] | 0 | [6 empty] | 0 | [6 empty] | 0 | [6 empty] | 0 | [6 empty] | 0 | [6 empty] | 0
|  |  | 0 | 0 |  | 0 | 0 | 0 | 0 | 0 |  | 0 | 0 | 0 | 0 | 0 |  | 0 | 0 | 0 | 0 | 0 |  | 0 | 0 | 0 | 0 | 0 |  | 0 | 0 | 0 | 0 | 0 |  | 0 | 0 | 0 | 0 | 0 | [22 empty] | 0 | 0 | 0 | 0 | 0 | 0 |  | 0 | 0 | 0 | 0 | 0 | 0 |  | 0 | 0 | 0 | 0 | 0 | 0 |  | 0 | 0 | 0 | 0 | 0 | 0 |  | 0 | 0 | 0 | 0 | 0 | 0 |  | 0 | 0 | 0 | 0 | 0 | 0
| LV OHL Support |  | 18863 | 18523 | C1 | 9126 | 1541 | 5826 | 1255 | 1115 | 18863 | 9126 | 1541 | 5826 | 1255 | 1115 | 18863 | 695 | 0 | 0 | -416 | -417 | -138 | 8491 | 1652 | 6151 | 1305 | 1264 | 18863 | 1705 | 0 | 0 | -1098 | -947 | -340 | 7925 | 1379 | 1108 | 5996 | 2455 | 18863 |  |  | C1 | 0.0081226 | 0.012094 | 0.021383 | 0.03463 | 0.081228 | C1 | 2261.665 | 2261.665 | 2261.665 | 2261.665 | 2261.665 | C1 | 18.3707 | 27.352 | 48.3608 | 78.3208 | 183.7098 | C1 | 167650.684 | 42149.3742 | 281749.7341 | 98292.6393 | 204836.4019 | 794678.8334 |  | 167650.684 | 42149.3742 | 281749.7341 | 98292.6393 | 204836.4019 | 794678.8334 |  | 155985.312 | 45185.4421 | 297466.9781 | 102208.6807 | 232209.1587 | 833055.5716 |  | 168752.9238 | 45185.4421 | 297466.9781 | 69627.2162 | 155602.1815 | 736634.7417 |  | 145587.5159 | 37718.3563 | 53583.7119 | 469611.6853 | 451007.5037 | 1157508.7731 |  | 176909.4989 | 37718.3563 | 53583.7119 | 383615.4161 | 277034.3444 | 928861.3275
|  |  | 14567 | 14324 | C2 | 6240 | 1457 | 4520 | 1220 | 1130 | 14567 | 6240 | 1457 | 4520 | 1220 | 1130 | 14567 | 831 | 0 | -343 | -295 | -368 | -175 | 5759 | 1353 | 4905 | 1281 | 1269 | 14567 | 2176 | 0 | -343 | -1168 | -908 | -243 | 5339 | 1031 | 1091 | 4661 | 2445 | 14567 |  |  | C2 | 0.0081226 | 0.012094 | 0.021383 | 0.03463 | 0.081228 | C2 | 3230.95 | 3230.95 | 3230.95 | 3230.95 | 3230.95 | C2 | 26.2438 | 39.0742 | 69.0868 | 111.8869 | 262.4425 | C2 | 163761.3519 | 56931.1562 | 312272.2765 | 136502.0147 | 296560.0693 | 966026.8686 |  | 163761.3519 | 56931.1562 | 312272.2765 | 136502.0147 | 296560.0693 | 966026.8686 |  | 151138.081 | 52867.4361 | 338870.6894 | 143327.1154 | 333039.5823 | 1019242.9042 |  | 172946.6841 | 52867.4361 | 315173.9216 | 110320.4807 | 236460.7278 | 887769.2503 |  | 140115.6823 | 40285.5333 | 75373.6844 | 521504.8283 | 641672.0084 | 1418951.7368 |  | 197222.205 | 40285.5333 | 51676.9166 | 390820.9322 | 403374.1828 | 1083379.7699
|  |  | 12349 | 11965 | C3 | 4917 | 1572 | 3714 | 1014 | 1132 | 12349 | 4917 | 1572 | 3714 | 1014 | 1132 | 12349 | 892 | -48 | -445 | -272 | -305 | -178 | 4247 | 1696 | 4049 | 1106 | 1251 | 12349 | 1925 | -48 | -512 | -1010 | -739 | -384 | 3716 | 1391 | 1032 | 3961 | 2249 | 12349 |  |  | C3 | 0.0081226 | 0.012094 | 0.021383 | 0.03463 | 0.081228 | C3 | 4846.425 | 4846.425 | 4846.425 | 4846.425 | 4846.425 | C3 | 39.3657 | 58.6113 | 103.6302 | 167.8303 | 393.6638 | C3 | 193561.194 | 92137.0394 | 384882.4895 | 170179.9708 | 445627.4316 | 1286388.1253 |  | 193561.194 | 92137.0394 | 384882.4895 | 170179.9708 | 445627.4316 | 1286388.1253 |  | 167186.1686 | 99404.8466 | 419598.5999 | 185620.3626 | 492473.4249 | 1364283.4025 |  | 202300.3815 | 96591.5019 | 373483.1696 | 139970.5085 | 372405.9632 | 1184751.5247 |  | 146282.9768 | 81528.3854 | 106946.346 | 664776.0003 | 885349.9061 | 1884883.6146 |  | 222061.9677 | 78715.0407 | 53887.6937 | 495267.3509 | 594432.3514 | 1444364.4044
|  |  | 1261 | 1228 | C4 | 525 | 143 | 377 | 92 | 124 | 1261 | 525 | 143 | 377 | 92 | 124 | 1261 | 61 | -5 | -5 | -28 | -32 | -9 | 453 | 159 | 410 | 100 | 139 | 1261 | 193 | -12 | -15 | -122 | -77 | -33 | 407 | 121 | 104 | 402 | 227 | 1261 |  |  | C4 | 0.0081226 | 0.012094 | 0.021383 | 0.03463 | 0.081228 | C4 | 8077.375 | 8077.375 | 8077.375 | 8077.375 | 8077.375 | C4 | 65.6095 | 97.6856 | 172.717 | 279.7172 | 656.1063 | C4 | 34444.9959 | 13969.038 | 65114.2966 | 25733.9864 | 81357.1872 | 220619.504 |  | 34444.9959 | 13969.038 | 65114.2966 | 25733.9864 | 81357.1872 | 220619.504 |  | 29721.1107 | 15532.0073 | 70813.9565 | 27971.7243 | 91198.7824 | 235237.5812 |  | 33723.2912 | 15043.5794 | 69950.3717 | 20139.6415 | 70203.3792 | 209060.263 |  | 26703.073 | 11819.9552 | 17962.5646 | 112446.3318 | 148936.141 | 317868.0656 |  | 39365.7096 | 10647.7283 | 15371.8101 | 78320.8281 | 98415.9522 | 242122.0282
|  |  | 47040 | 46040 |  | 20808 | 4713 | 14437 | 3581 | 3501 |  | 20808 | 4713 | 14437 | 3581 | 3501 |  | 2479 | -53 | -793 | -1011 | -1122 |  | 18950 | 4860 | 15515 | 3792 | 3923 |  | 5999 | -60 | -870 | -3398 | -2671 |  | 17387 | 3922 | 3335 | 15020 | 7376 | [22 empty] | 559418.2257 | 205186.6078 | 1044018.7967 | 430708.6111 | 1028381.09 | 3267713.3313 |  | 559418.2257 | 205186.6078 | 1044018.7967 | 430708.6111 | 1028381.09 | 3267713.3313 |  | 504030.6723 | 212989.732 | 1126750.2239 | 459127.883 | 1148920.9482 | 3451819.4595 |  | 577723.2807 | 209687.9594 | 1056074.441 | 340057.8469 | 834672.2518 | 3018215.7797 |  | 458689.248 | 171352.2302 | 253866.3069 | 1768338.8457 | 2126965.5592 | 4779212.19 |  | 635559.3812 | 167366.6585 | 174520.1322 | 1348024.5273 | 1373256.8308 | 3698727.53
| [Please insert new asset category as required] |  | 0 | 0 | C1 | 0 | 0 | 0 | 0 | 0 | 0 | 0 | 0 | 0 | 0 | 0 | 0 | 0 | 0 | 0 | 0 | 0 | 0 | 0 | 0 | 0 | 0 | 0 | 0 | 0 | 0 | 0 | 0 | 0 | 0 | 0 | 0 | 0 | 0 | 0 | 0 |  |  | C1 | 0 | 0 | 0 | 0 | 0 | C1 | 0 | 0 | 0 | 0 | 0 | C1 | [5 empty] | C1 | [5 empty] | 0 | [6 empty] | 0 | [6 empty] | 0 | [6 empty] | 0 | [6 empty] | 0 | [6 empty] | 0
|  |  | 0 | 0 | C2 | 0 | 0 | 0 | 0 | 0 | 0 | 0 | 0 | 0 | 0 | 0 | 0 | 0 | 0 | 0 | 0 | 0 | 0 | 0 | 0 | 0 | 0 | 0 | 0 | 0 | 0 | 0 | 0 | 0 | 0 | 0 | 0 | 0 | 0 | 0 | 0 |  |  | C2 | 0 | 0 | 0 | 0 | 0 | C2 | 0 | 0 | 0 | 0 | 0 | C2 | [5 empty] | C2 | [5 empty] | 0 | [6 empty] | 0 | [6 empty] | 0 | [6 empty] | 0 | [6 empty] | 0 | [6 empty] | 0
|  |  | 0 | 0 | C3 | 0 | 0 | 0 | 0 | 0 | 0 | 0 | 0 | 0 | 0 | 0 | 0 | 0 | 0 | 0 | 0 | 0 | 0 | 0 | 0 | 0 | 0 | 0 | 0 | 0 | 0 | 0 | 0 | 0 | 0 | 0 | 0 | 0 | 0 | 0 | 0 |  |  | C3 | 0 | 0 | 0 | 0 | 0 | C3 | 0 | 0 | 0 | 0 | 0 | C3 | [5 empty] | C3 | [5 empty] | 0 | [6 empty] | 0 | [6 empty] | 0 | [6 empty] | 0 | [6 empty] | 0 | [6 empty] | 0
|  |  | 0 | 0 | C4 | 0 | 0 | 0 | 0 | 0 | 0 | 0 | 0 | 0 | 0 | 0 | 0 | 0 | 0 | 0 | 0 | 0 | 0 | 0 | 0 | 0 | 0 | 0 | 0 | 0 | 0 | 0 | 0 | 0 | 0 | 0 | 0 | 0 | 0 | 0 | 0 |  |  | C4 | 0 | 0 | 0 | 0 | 0 | C4 | 0 | 0 | 0 | 0 | 0 | C4 | [5 empty] | C4 | [5 empty] | 0 | [6 empty] | 0 | [6 empty] | 0 | [6 empty] | 0 | [6 empty] | 0 | [6 empty] | 0
|  |  | 0 | 0 |  | 0 | 0 | 0 | 0 | 0 |  | 0 | 0 | 0 | 0 | 0 |  | 0 | 0 | 0 | 0 | 0 |  | 0 | 0 | 0 | 0 | 0 |  | 0 | 0 | 0 | 0 | 0 |  | 0 | 0 | 0 | 0 | 0 | [22 empty] | 0 | 0 | 0 | 0 | 0 | 0 |  | 0 | 0 | 0 | 0 | 0 | 0 |  | 0 | 0 | 0 | 0 | 0 | 0 |  | 0 | 0 | 0 | 0 | 0 | 0 |  | 0 | 0 | 0 | 0 | 0 | 0 |  | 0 | 0 | 0 | 0 | 0 | 0
| [Please insert new asset category as required] |  | 0 | 0 | C1 | 0 | 0 | 0 | 0 | 0 | 0 | 0 | 0 | 0 | 0 | 0 | 0 | 0 | 0 | 0 | 0 | 0 | 0 | 0 | 0 | 0 | 0 | 0 | 0 | 0 | 0 | 0 | 0 | 0 | 0 | 0 | 0 | 0 | 0 | 0 | 0 |  |  | C1 | 0 | 0 | 0 | 0 | 0 | C1 | 0 | 0 | 0 | 0 | 0 | C1 | [5 empty] | C1 | [5 empty] | 0 | [6 empty] | 0 | [6 empty] | 0 | [6 empty] | 0 | [6 empty] | 0 | [6 empty] | 0
|  |  | 0 | 0 | C2 | 0 | 0 | 0 | 0 | 0 | 0 | 0 | 0 | 0 | 0 | 0 | 0 | 0 | 0 | 0 | 0 | 0 | 0 | 0 | 0 | 0 | 0 | 0 | 0 | 0 | 0 | 0 | 0 | 0 | 0 | 0 | 0 | 0 | 0 | 0 | 0 |  |  | C2 | 0 | 0 | 0 | 0 | 0 | C2 | 0 | 0 | 0 | 0 | 0 | C2 | [5 empty] | C2 | [5 empty] | 0 | [6 empty] | 0 | [6 empty] | 0 | [6 empty] | 0 | [6 empty] | 0 | [6 empty] | 0
|  |  | 0 | 0 | C3 | 0 | 0 | 0 | 0 | 0 | 0 | 0 | 0 | 0 | 0 | 0 | 0 | 0 | 0 | 0 | 0 | 0 | 0 | 0 | 0 | 0 | 0 | 0 | 0 | 0 | 0 | 0 | 0 | 0 | 0 | 0 | 0 | 0 | 0 | 0 | 0 |  |  | C3 | 0 | 0 | 0 | 0 | 0 | C3 | 0 | 0 | 0 | 0 | 0 | C3 | [5 empty] | C3 | [5 empty] | 0 | [6 empty] | 0 | [6 empty] | 0 | [6 empty] | 0 | [6 empty] | 0 | [6 empty] | 0
|  |  | 0 | 0 | C4 | 0 | 0 | 0 | 0 | 0 | 0 | 0 | 0 | 0 | 0 | 0 | 0 | 0 | 0 | 0 | 0 | 0 | 0 | 0 | 0 | 0 | 0 | 0 | 0 | 0 | 0 | 0 | 0 | 0 | 0 | 0 | 0 | 0 | 0 | 0 | 0 |  |  | C4 | 0 | 0 | 0 | 0 | 0 | C4 | 0 | 0 | 0 | 0 | 0 | C4 | [5 empty] | C4 | [5 empty] | 0 | [6 empty] | 0 | [6 empty] | 0 | [6 empty] | 0 | [6 empty] | 0 | [6 empty] | 0
|  |  | 0 | 0 |  | 0 | 0 | 0 | 0 | 0 |  | 0 | 0 | 0 | 0 | 0 |  | 0 | 0 | 0 | 0 | 0 |  | 0 | 0 | 0 | 0 | 0 |  | 0 | 0 | 0 | 0 | 0 |  | 0 | 0 | 0 | 0 | 0 | [22 empty] | 0 | 0 | 0 | 0 | 0 | 0 |  | 0 | 0 | 0 | 0 | 0 | 0 |  | 0 | 0 | 0 | 0 | 0 | 0 |  | 0 | 0 | 0 | 0 | 0 | 0 |  | 0 | 0 | 0 | 0 | 0 | 0 |  | 0 | 0 | 0 | 0 | 0 | 0
| [Please insert new asset category as required] |  | 0 | 0 | C1 | 0 | 0 | 0 | 0 | 0 | 0 | 0 | 0 | 0 | 0 | 0 | 0 | 0 | 0 | 0 | 0 | 0 | 0 | 0 | 0 | 0 | 0 | 0 | 0 | 0 | 0 | 0 | 0 | 0 | 0 | 0 | 0 | 0 | 0 | 0 | 0 |  |  | C1 | 0 | 0 | 0 | 0 | 0 | C1 | 0 | 0 | 0 | 0 | 0 | C1 | [5 empty] | C1 | [5 empty] | 0 | [6 empty] | 0 | [6 empty] | 0 | [6 empty] | 0 | [6 empty] | 0 | [6 empty] | 0
|  |  | 0 | 0 | C2 | 0 | 0 | 0 | 0 | 0 | 0 | 0 | 0 | 0 | 0 | 0 | 0 | 0 | 0 | 0 | 0 | 0 | 0 | 0 | 0 | 0 | 0 | 0 | 0 | 0 | 0 | 0 | 0 | 0 | 0 | 0 | 0 | 0 | 0 | 0 | 0 |  |  | C2 | 0 | 0 | 0 | 0 | 0 | C2 | 0 | 0 | 0 | 0 | 0 | C2 | [5 empty] | C2 | [5 empty] | 0 | [6 empty] | 0 | [6 empty] | 0 | [6 empty] | 0 | [6 empty] | 0 | [6 empty] | 0
|  |  | 0 | 0 | C3 | 0 | 0 | 0 | 0 | 0 | 0 | 0 | 0 | 0 | 0 | 0 | 0 | 0 | 0 | 0 | 0 | 0 | 0 | 0 | 0 | 0 | 0 | 0 | 0 | 0 | 0 | 0 | 0 | 0 | 0 | 0 | 0 | 0 | 0 | 0 | 0 |  |  | C3 | 0 | 0 | 0 | 0 | 0 | C3 | 0 | 0 | 0 | 0 | 0 | C3 | [5 empty] | C3 | [5 empty] | 0 | [6 empty] | 0 | [6 empty] | 0 | [6 empty] | 0 | [6 empty] | 0 | [6 empty] | 0
|  |  | 0 | 0 | C4 | 0 | 0 | 0 | 0 | 0 | 0 | 0 | 0 | 0 | 0 | 0 | 0 | 0 | 0 | 0 | 0 | 0 | 0 | 0 | 0 | 0 | 0 | 0 | 0 | 0 | 0 | 0 | 0 | 0 | 0 | 0 | 0 | 0 | 0 | 0 | 0 |  |  | C4 | 0 | 0 | 0 | 0 | 0 | C4 | 0 | 0 | 0 | 0 | 0 | C4 | [5 empty] | C4 | [5 empty] | 0 | [6 empty] | 0 | [6 empty] | 0 | [6 empty] | 0 | [6 empty] | 0 | [6 empty] | 0
|  |  | 0 | 0 |  | 0 | 0 | 0 | 0 | 0 |  | 0 | 0 | 0 | 0 | 0 |  | 0 | 0 | 0 | 0 | 0 |  | 0 | 0 | 0 | 0 | 0 |  | 0 | 0 | 0 | 0 | 0 |  | 0 | 0 | 0 | 0 | 0 | [22 empty] | 0 | 0 | 0 | 0 | 0 | 0 |  | 0 | 0 | 0 | 0 | 0 | 0 |  | 0 | 0 | 0 | 0 | 0 | 0 |  | 0 | 0 | 0 | 0 | 0 | 0 |  | 0 | 0 | 0 | 0 | 0 | 0 |  | 0 | 0 | 0 | 0 | 0 | 0
| [Please insert new asset category as required] |  | 0 | 0 | C1 | 0 | 0 | 0 | 0 | 0 | 0 | 0 | 0 | 0 | 0 | 0 | 0 | 0 | 0 | 0 | 0 | 0 | 0 | 0 | 0 | 0 | 0 | 0 | 0 | 0 | 0 | 0 | 0 | 0 | 0 | 0 | 0 | 0 | 0 | 0 | 0 |  |  | C1 | 0 | 0 | 0 | 0 | 0 | C1 | 0 | 0 | 0 | 0 | 0 | C1 | [5 empty] | C1 | [5 empty] | 0 | [6 empty] | 0 | [6 empty] | 0 | [6 empty] | 0 | [6 empty] | 0 | [6 empty] | 0
|  |  | 0 | 0 | C2 | 0 | 0 | 0 | 0 | 0 | 0 | 0 | 0 | 0 | 0 | 0 | 0 | 0 | 0 | 0 | 0 | 0 | 0 | 0 | 0 | 0 | 0 | 0 | 0 | 0 | 0 | 0 | 0 | 0 | 0 | 0 | 0 | 0 | 0 | 0 | 0 |  |  | C2 | 0 | 0 | 0 | 0 | 0 | C2 | 0 | 0 | 0 | 0 | 0 | C2 | [5 empty] | C2 | [5 empty] | 0 | [6 empty] | 0 | [6 empty] | 0 | [6 empty] | 0 | [6 empty] | 0 | [6 empty] | 0
|  |  | 0 | 0 | C3 | 0 | 0 | 0 | 0 | 0 | 0 | 0 | 0 | 0 | 0 | 0 | 0 | 0 | 0 | 0 | 0 | 0 | 0 | 0 | 0 | 0 | 0 | 0 | 0 | 0 | 0 | 0 | 0 | 0 | 0 | 0 | 0 | 0 | 0 | 0 | 0 |  |  | C3 | 0 | 0 | 0 | 0 | 0 | C3 | 0 | 0 | 0 | 0 | 0 | C3 | [5 empty] | C3 | [5 empty] | 0 | [6 empty] | 0 | [6 empty] | 0 | [6 empty] | 0 | [6 empty] | 0 | [6 empty] | 0
|  |  | 0 | 0 | C4 | 0 | 0 | 0 | 0 | 0 | 0 | 0 | 0 | 0 | 0 | 0 | 0 | 0 | 0 | 0 | 0 | 0 | 0 | 0 | 0 | 0 | 0 | 0 | 0 | 0 | 0 | 0 | 0 | 0 | 0 | 0 | 0 | 0 | 0 | 0 | 0 |  |  | C4 | 0 | 0 | 0 | 0 | 0 | C4 | 0 | 0 | 0 | 0 | 0 | C4 | [5 empty] | C4 | [5 empty] | 0 | [6 empty] | 0 | [6 empty] | 0 | [6 empty] | 0 | [6 empty] | 0 | [6 empty] | 0
|  |  | 0 | 0 |  | 0 | 0 | 0 | 0 | 0 |  | 0 | 0 | 0 | 0 | 0 |  | 0 | 0 | 0 | 0 | 0 |  | 0 | 0 | 0 | 0 | 0 |  | 0 | 0 | 0 | 0 | 0 |  | 0 | 0 | 0 | 0 | 0 | [22 empty] | 0 | 0 | 0 | 0 | 0 | 0 |  | 0 | 0 | 0 | 0 | 0 | 0 |  | 0 | 0 | 0 | 0 | 0 | 0 |  | 0 | 0 | 0 | 0 | 0 | 0 |  | 0 | 0 | 0 | 0 | 0 | 0 |  | 0 | 0 | 0 | 0 | 0 | 0
| [Please insert new asset category as required] |  | 0 | 0 | C1 | 0 | 0 | 0 | 0 | 0 | 0 | 0 | 0 | 0 | 0 | 0 | 0 | 0 | 0 | 0 | 0 | 0 | 0 | 0 | 0 | 0 | 0 | 0 | 0 | 0 | 0 | 0 | 0 | 0 | 0 | 0 | 0 | 0 | 0 | 0 | 0 |  |  | C1 | 0 | 0 | 0 | 0 | 0 | C1 | 0 | 0 | 0 | 0 | 0 | C1 | [5 empty] | C1 | [5 empty] | 0 | [6 empty] | 0 | [6 empty] | 0 | [6 empty] | 0 | [6 empty] | 0 | [6 empty] | 0
|  |  | 0 | 0 | C2 | 0 | 0 | 0 | 0 | 0 | 0 | 0 | 0 | 0 | 0 | 0 | 0 | 0 | 0 | 0 | 0 | 0 | 0 | 0 | 0 | 0 | 0 | 0 | 0 | 0 | 0 | 0 | 0 | 0 | 0 | 0 | 0 | 0 | 0 | 0 | 0 |  |  | C2 | 0 | 0 | 0 | 0 | 0 | C2 | 0 | 0 | 0 | 0 | 0 | C2 | [5 empty] | C2 | [5 empty] | 0 | [6 empty] | 0 | [6 empty] | 0 | [6 empty] | 0 | [6 empty] | 0 | [6 empty] | 0
|  |  | 0 | 0 | C3 | 0 | 0 | 0 | 0 | 0 | 0 | 0 | 0 | 0 | 0 | 0 | 0 | 0 | 0 | 0 | 0 | 0 | 0 | 0 | 0 | 0 | 0 | 0 | 0 | 0 | 0 | 0 | 0 | 0 | 0 | 0 | 0 | 0 | 0 | 0 | 0 |  |  | C3 | 0 | 0 | 0 | 0 | 0 | C3 | 0 | 0 | 0 | 0 | 0 | C3 | [5 empty] | C3 | [5 empty] | 0 | [6 empty] | 0 | [6 empty] | 0 | [6 empty] | 0 | [6 empty] | 0 | [6 empty] | 0
|  |  | 0 | 0 | C4 | 0 | 0 | 0 | 0 | 0 | 0 | 0 | 0 | 0 | 0 | 0 | 0 | 0 | 0 | 0 | 0 | 0 | 0 | 0 | 0 | 0 | 0 | 0 | 0 | 0 | 0 | 0 | 0 | 0 | 0 | 0 | 0 | 0 | 0 | 0 | 0 |  |  | C4 | 0 | 0 | 0 | 0 | 0 | C4 | 0 | 0 | 0 | 0 | 0 | C4 | [5 empty] | C4 | [5 empty] | 0 | [6 empty] | 0 | [6 empty] | 0 | [6 empty] | 0 | [6 empty] | 0 | [6 empty] | 0
|  |  | 0 | 0 |  | 0 | 0 | 0 | 0 | 0 |  | 0 | 0 | 0 | 0 | 0 |  | 0 | 0 | 0 | 0 | 0 |  | 0 | 0 | 0 | 0 | 0 |  | 0 | 0 | 0 | 0 | 0 |  | 0 | 0 | 0 | 0 | 0 | [22 empty] | 0 | 0 | 0 | 0 | 0 | 0 |  | 0 | 0 | 0 | 0 | 0 | 0 |  | 0 | 0 | 0 | 0 | 0 | 0 |  | 0 | 0 | 0 | 0 | 0 | 0 |  | 0 | 0 | 0 | 0 | 0 | 0 |  | 0 | 0 | 0 | 0 | 0 | 0
[63 empty] | 559418.2257 | 205186.6078 | 1044018.7967 | 430708.6111 | 1028381.09 | 3267713.3313 |  | 559418.2257 | 205186.6078 | 1044018.7967 | 430708.6111 | 1028381.09 | 3267713.3313 |  | 504030.6723 | 212989.732 | 1126750.2239 | 459127.883 | 1148920.9482 | 3451819.4595 |  | 577723.2807 | 209687.9594 | 1056074.441 | 340057.8469 | 834672.2518 | 3018215.7797 |  | 458689.248 | 171352.2302 | 253866.3069 | 1768338.8457 | 2126965.5592 | 4779212.19 |  | 635559.3812 | 167366.6585 | 174520.1322 | 1348024.5273 | 1373256.8308 | 3698727.53
| HV Network | [73 empty] | 0 | [6 empty] | 0 | [6 empty] | 0 | [6 empty] | 0 | [6 empty] | 0
| HV Switchgear (GM) - Primary |  | 1729 | 1725 | C1 | 1035 | 192 | 332 | 36 | 134 | 1729 | 1035 | 192 | 332 | 36 | 134 | 1729 | 145 | 0 | 0 | -55 | -94 | -4 | 975 | 206 | 187 | 199 | 162 | 1729 | 145 | 0 | 0 | 0 | -149 | -4 | 873 | 201 | 127 | 196 | 332 | 1729 |  |  | C1 | 0.001482 | 0.0022066 | 0.0039014 | 0.0063184 | 0.01482 | C1 | 67587.807 | 67587.807 | 67587.807 | 67587.807 | 67587.807 | C1 | 100.1667 | 149.1376 | 263.6887 | 427.0472 | 1001.6842 | C1 | 103672.549 | 28634.4129 | 87544.6639 | 15373.6976 | 134225.6856 | 369451.009 |  | 103672.549 | 28634.4129 | 87544.6639 | 15373.6976 | 134225.6856 | 369451.009 |  | 97662.5461 | 30722.3388 | 49309.7956 | 84982.3837 | 162272.8438 | 424949.9082 |  | 112186.7197 | 30722.3388 | 49309.7956 | 61494.7902 | 68114.527 | 321828.1714 |  | 87445.5413 | 29976.651 | 33488.4708 | 83701.2423 | 332559.1615 | 567171.0669 |  | 101969.7148 | 29976.651 | 33488.4708 | 83701.2423 | 183308.2125 | 432444.2914
|  |  | 1666 | 1629 | C2 | 1038 | 116 | 299 | 50 | 163 | 1666 | 1038 | 116 | 299 | 50 | 163 | 1666 | 235 | 0 | 0 | -144 | -109 | -18 | 920 | 219 | 162 | 170 | 195 | 1666 | 362 | 0 | 0 | -119 | -280 | -37 | 754 | 324 | 73 | 162 | 353 | 1666 |  |  | C2 | 0.001482 | 0.0022066 | 0.0039014 | 0.0063184 | 0.01482 | C2 | 96554.01 | 96554.01 | 96554.01 | 96554.01 | 96554.01 | C2 | 143.0953 | 213.0537 | 376.6982 | 610.0674 | 1430.9775 | C2 | 148532.9273 | 24714.2254 | 112632.7647 | 30503.3682 | 233249.3258 | 549632.6114 |  | 148532.9273 | 24714.2254 | 112632.7647 | 30503.3682 | 233249.3258 | 549632.6114 |  | 131647.6812 | 46658.7531 | 61025.11 | 103711.4518 | 279040.6045 | 622083.6006 |  | 165275.0781 | 46658.7531 | 61025.11 | 15861.7515 | 123064.0615 | 411884.7541 |  | 107893.8605 | 69029.3882 | 27498.9693 | 98830.9129 | 505135.043 | 808388.1739 |  | 159694.3612 | 69029.3882 | 27498.9693 | 26232.8966 | 104461.3545 | 386916.9698
|  |  | 794 | 789 | C3 | 441 | 74 | 207 | 43 | 29 | 794 | 441 | 74 | 207 | 43 | 29 | 794 | 107 | 0 | -1 | -74 | -35 | -3 | 390 | 101 | 165 | 80 | 58 | 794 | 170 | 0 | -1 | -60 | -114 | -5 | 306 | 177 | 31 | 150 | 130 | 794 |  |  | C3 | 0.001482 | 0.0022066 | 0.0039014 | 0.0063184 | 0.01482 | C3 | 144831.015 | 144831.015 | 144831.015 | 144831.015 | 144831.015 | C3 | 214.643 | 319.5805 | 565.0473 | 915.101 | 2146.4662 | C3 | 94657.5447 | 23648.9571 | 116964.7941 | 39349.3449 | 62247.5195 | 336868.1603 |  | 94657.5447 | 23648.9571 | 116964.7941 | 39349.3449 | 62247.5195 | 336868.1603 |  | 83710.7538 | 32277.6306 | 93232.8069 | 73208.0836 | 124495.0389 | 406924.3139 |  | 106677.5504 | 32277.6306 | 92667.7596 | 5490.6063 | 49368.7223 | 286482.2692 |  | 65680.7453 | 56565.7487 | 17516.4668 | 137265.1568 | 279040.6045 | 556068.722 |  | 102170.0483 | 56565.7487 | 16951.4194 | 82359.0941 | 34343.459 | 292389.7694
|  |  | 65 | 78 | C4 | 26 | 4 | 32 | 0 | 3 | 65 | 26 | 4 | 32 | 0 | 3 | 65 | 34 | 0 | -15 | -13 | -2 | 4 | 26 | 0 | 23 | 13 | 3 | 65 | 35 | 0 | -3 | -4 | -15 | 13 | 22 | 4 | 3 | 21 | 15 | 65 |  |  | C4 | 0.001482 | 0.0022066 | 0.0039014 | 0.0063184 | 0.01482 | C4 | 241385.025 | 241385.025 | 241385.025 | 241385.025 | 241385.025 | C4 | 357.7383 | 532.6342 | 941.7455 | 1525.1684 | 3577.4436 | C4 | 9301.1949 | 2130.5367 | 30135.8568 | 0 | 10732.3309 | 52299.9193 |  | 9301.1949 | 2130.5367 | 30135.8568 | 0 | 10732.3309 | 52299.9193 |  | 9301.1949 | 0 | 21660.1471 | 19827.1893 | 10732.3309 | 61520.8622 |  | 21464.2959 | 0 | 7533.9642 | 0 | 3577.4436 | 32575.7037 |  | 7870.2418 | 2130.5367 | 2825.2366 | 32028.5366 | 53661.6547 | 98516.2064 |  | 20391.0811 | 2130.5367 | 0 | 25927.8629 | 0 | 48449.4807
|  |  | 4254 | 4221 |  | 2540 | 386 | 870 | 129 | 329 |  | 2540 | 386 | 870 | 129 | 329 |  | 521 | 0 | -16 | -286 | -240 |  | 2311 | 526 | 537 | 462 | 418 |  | 712 | 0 | -4 | -183 | -558 |  | 1955 | 706 | 234 | 529 | 830 | [22 empty] | 356164.2159 | 79128.132 | 347278.0795 | 85226.4107 | 440454.8619 | 1308251.6999 |  | 356164.2159 | 79128.132 | 347278.0795 | 85226.4107 | 440454.8619 | 1308251.6999 |  | 322322.1761 | 109658.7225 | 225227.8596 | 281729.1085 | 576540.8182 | 1515478.6849 |  | 405603.644 | 109658.7225 | 210536.6294 | 82847.148 | 244124.7545 | 1052770.8984 |  | 268890.3889 | 157702.3245 | 81329.1435 | 351825.8485 | 1170396.4637 | 2030144.1691 |  | 384225.2053 | 157702.3245 | 77938.8596 | 218221.0959 | 322113.026 | 1160200.5113
| HV Switchgear (GM) - Distribution |  | 3298 | 3148 | C1 | 1908 | 128 | 47 | 929 | 286 | 3298 | 1908 | 128 | 47 | 929 | 286 | 3298 | 46 | 0 | 0 | -100 | -30 | -84 | 1977 | 103 | 804 | 338 | 77 | 3299 | 81 | 0 | 0 | -100 | -131 | -150 | 1908 | 128 | 47 | 929 | 286 | 3298 |  |  | C1 | 0.0019095 | 0.0028431 | 0.0050268 | 0.008141 | 0.019096 | C1 | 8459.276 | 8459.276 | 8459.276 | 8459.276 | 8459.276 | C1 | 16.1532 | 24.0505 | 42.5234 | 68.8672 | 161.5352 | C1 | 30820.3876 | 3078.4586 | 1998.5994 | 63977.5854 | 46199.0627 | 146074.0937 |  | 30820.3876 | 3078.4586 | 1998.5994 | 63977.5854 | 46199.0627 | 146074.0937 |  | 31934.9613 | 2477.1972 | 34188.8068 | 23277.0978 | 12438.2092 | 104316.2723 |  | 32678.0105 | 2477.1972 | 34188.8068 | 16390.3825 | 7592.1537 | 93326.5506 |  | 30820.3876 | 3078.4586 | 1998.5994 | 63977.5854 | 46199.0627 | 146074.0937 |  | 32128.8003 | 3078.4586 | 1998.5994 | 57090.8701 | 25037.9536 | 119334.6819
|  |  | 24427 | 21463 | C2 | 12670 | 1938 | 1043 | 6322 | 2454 | 24427 | 12670 | 1938 | 1043 | 6322 | 2454 | 24427 | 711 | -100 | -795 | -754 | -420 | -1358 | 13614 | 1906 | 5517 | 2541 | 848 | 24426 | 1555 | -200 | -895 | -2000 | -1424 | -2964 | 12670 | 1938 | 1043 | 6322 | 2454 | 24427 |  |  | C2 | 0.0019095 | 0.0028431 | 0.0050268 | 0.008141 | 0.019096 | C2 | 12084.68 | 12084.68 | 12084.68 | 12084.68 | 12084.68 | C2 | 23.0761 | 34.3578 | 60.7477 | 98.3816 | 230.7645 | C2 | 292373.6977 | 66585.4111 | 63359.8533 | 621968.7756 | 566296.2031 | 1610583.9408 |  | 292373.6977 | 66585.4111 | 63359.8533 | 621968.7756 | 566296.2031 | 1610583.9408 |  | 314157.4996 | 65485.9616 | 335145.0727 | 249987.7663 | 195688.3375 | 1160464.6378 |  | 330564.5793 | 62050.1819 | 286850.6495 | 175808.0041 | 98767.2269 | 954040.6417 |  | 292373.6977 | 66585.4111 | 63359.8533 | 621968.7756 | 566296.2031 | 1610583.9408 |  | 328256.9731 | 59713.8516 | 8990.6599 | 425205.4806 | 237687.4854 | 1059854.4506
|  |  | 4185 | 3664 | C3 | 2361 | 356 | 270 | 810 | 388 | 4185 | 2361 | 356 | 270 | 810 | 388 | 4185 | 148 | 0 | -258 | -123 | -43 | -276 | 2557 | 260 | 868 | 413 | 87 | 4185 | 278 | 0 | -258 | -327 | -214 | -521 | 2361 | 356 | 270 | 810 | 388 | 4185 |  |  | C3 | 0.0019095 | 0.0028431 | 0.0050268 | 0.008141 | 0.019096 | C3 | 18127.02 | 18127.02 | 18127.02 | 18127.02 | 18127.02 | C3 | 34.6141 | 51.5367 | 91.1216 | 147.5725 | 346.1468 | C3 | 81723.8714 | 18347.0637 | 24602.8194 | 119533.7017 | 134304.9675 | 378512.4237 |  | 81723.8714 | 18347.0637 | 24602.8194 | 119533.7017 | 134304.9675 | 378512.4237 |  | 88508.2334 | 13399.5409 | 79093.5082 | 60947.4306 | 30114.7736 | 272063.4868 |  | 93631.119 | 13399.5409 | 55584.1475 | 42796.0167 | 15230.4602 | 220641.2843 |  | 81723.8714 | 18347.0637 | 24602.8194 | 119533.7017 | 134304.9675 | 378512.4237 |  | 91346.589 | 18347.0637 | 1093.4586 | 71277.5036 | 60229.5473 | 242294.1622
|  |  | 17 | 14 | C4 | 10 | 1 | 0 | 0 | 6 | 17 | 10 | 1 | 0 | 0 | 6 | 17 | 0 | 0 | 0 | 0 | 0 | 0 | 11 | 0 | 0 | 6 | 0 | 17 | 3 | 0 | 0 | 0 | -6 | -3 | 10 | 1 | 0 | 0 | 6 | 17 |  |  | C4 | 0.0019095 | 0.0028431 | 0.0050268 | 0.008141 | 0.019096 | C4 | 30211.7 | 30211.7 | 30211.7 | 30211.7 | 30211.7 | C4 | 57.6902 | 85.8945 | 151.8693 | 245.9541 | 576.9114 | C4 | 576.9015 | 85.8945 | 0 | 0 | 3461.4682 | 4124.2643 |  | 576.9015 | 85.8945 | 0 | 0 | 3461.4682 | 4124.2643 |  | 634.5917 | 0 | 0 | 1475.7247 | 0 | 2110.3164 |  | 634.5917 | 0 | 0 | 1475.7247 | 0 | 2110.3164 |  | 576.9015 | 85.8945 | 0 | 0 | 3461.4682 | 4124.2643 |  | 749.972 | 85.8945 | 0 | 0 | 0 | 835.8665
|  |  | 31927 | 28289 |  | 16949 | 2423 | 1360 | 8061 | 3134 |  | 16949 | 2423 | 1360 | 8061 | 3134 |  | 905 | -100 | -1053 | -977 | -493 |  | 18159 | 2269 | 7189 | 3298 | 1012 |  | 1917 | -200 | -1153 | -2427 | -1775 |  | 16949 | 2423 | 1360 | 8061 | 3134 | [22 empty] | 405494.8582 | 88096.828 | 89961.2721 | 805480.0627 | 750261.7015 | 2139294.7224 |  | 405494.8582 | 88096.828 | 89961.2721 | 805480.0627 | 750261.7015 | 2139294.7224 |  | 435235.2861 | 81362.6997 | 448427.3877 | 335688.0195 | 238241.3203 | 1538954.7132 |  | 457508.3005 | 77926.92 | 376623.6037 | 236470.128 | 121589.8408 | 1270118.793 |  | 405494.8582 | 88096.828 | 89961.2721 | 805480.0627 | 750261.7015 | 2139294.7224 |  | 452482.3343 | 81225.2685 | 12082.718 | 553573.8542 | 322954.9863 | 1422319.1613
| HV Transformer (GM) |  | 694 | 694 | C1 | 557 | 91 | 39 | 5 | 2 | 694 | 557 | 91 | 39 | 5 | 2 | 694 | 26 | 0 | -21 | -4 | -1 | 0 | 495 | 139 | 51 | 6 | 2 | 693 | 52 | 0 | -21 | -26 | -5 | 0 | 444 | 150 | 51 | 41 | 7 | 693 |  |  | C1 | 0.002223 | 0.0033099 | 0.0058521 | 0.0094776 | 0.022231 | C1 | 13005.454 | 13005.454 | 13005.454 | 13005.454 | 13005.454 | C1 | 28.9116 | 43.0463 | 76.1097 | 123.2606 | 289.1207 | C1 | 16103.7509 | 3917.2101 | 2968.2783 | 616.303 | 578.2415 | 24183.7838 |  | 16103.7509 | 3917.2101 | 2968.2783 | 616.303 | 578.2415 | 24183.7838 |  | 14311.2328 | 5983.4308 | 3881.5948 | 739.5636 | 578.2415 | 25494.0635 |  | 15062.9339 | 5983.4308 | 2283.291 | 246.5212 | 289.1207 | 23865.2977 |  | 12836.7422 | 6456.9398 | 3881.5948 | 5053.6843 | 2023.8452 | 30252.8062 |  | 14340.1444 | 6456.9398 | 2283.291 | 1848.9089 | 578.2415 | 25507.5256
|  |  | 13540 | 13540 | C2 | 12639 | 681 | 187 | 18 | 15 | 13540 | 12639 | 681 | 187 | 18 | 15 | 13540 | 226 | 0 | -191 | -26 | -9 | 0 | 11743 | 1421 | 318 | 44 | 15 | 13541 | 471 | 0 | -279 | -164 | -28 | 0 | 9638 | 3270 | 337 | 256 | 40 | 13541 |  |  | C2 | 0.002223 | 0.0033099 | 0.0058521 | 0.0094776 | 0.022231 | C2 | 18579.22 | 18579.22 | 18579.22 | 18579.22 | 18579.22 | C2 | 41.3023 | 61.4947 | 108.7281 | 176.0866 | 413.0296 | C2 | 522019.2541 | 41877.8664 | 20332.1631 | 3169.5581 | 6195.4445 | 593594.2862 |  | 522019.2541 | 41877.8664 | 20332.1631 | 3169.5581 | 6195.4445 | 593594.2862 |  | 485012.4298 | 87383.918 | 34575.55 | 7747.8087 | 6195.4445 | 620915.1511 |  | 494346.7404 | 87383.918 | 13808.4744 | 3169.5581 | 2478.1778 | 601186.8687 |  | 398071.1742 | 201087.5523 | 36641.3848 | 45078.1598 | 16521.1854 | 697399.4565 |  | 417524.5383 | 201087.5523 | 6306.2324 | 16199.9637 | 4956.3556 | 646074.6423
|  |  | 1177 | 1177 | C3 | 1056 | 93 | 23 | 5 | 0 | 1177 | 1056 | 93 | 23 | 5 | 0 | 1177 | 130 | -100 | -25 | -5 | 0 | 0 | 960 | 167 | 42 | 8 | 0 | 1177 | 259 | -197 | -41 | -19 | -2 | 0 | 795 | 297 | 52 | 29 | 4 | 1177 |  |  | C3 | 0.002223 | 0.0033099 | 0.0058521 | 0.0094776 | 0.022231 | C3 | 27868.83 | 27868.83 | 27868.83 | 27868.83 | 27868.83 | C3 | 61.9534 | 92.242 | 163.0922 | 264.1298 | 619.5445 | C3 | 65422.7786 | 8578.5057 | 3751.121 | 1320.6492 | 0 | 79073.0545 |  | 65422.7786 | 8578.5057 | 3751.121 | 1320.6492 | 0 | 79073.0545 |  | 59475.2533 | 15404.4134 | 6849.8731 | 2113.0387 | 0 | 83842.5785 |  | 67529.1938 | 6180.2138 | 2772.5677 | 792.3895 | 0 | 77274.3648 |  | 49252.9441 | 27395.873 | 8480.7953 | 7659.7654 | 2478.1778 | 95267.5556 |  | 65298.8718 | 9224.1996 | 1794.0144 | 2641.2984 | 1239.0889 | 80197.4732
|  |  | 0 | 0 | C4 | 0 | 0 | 0 | 0 | 0 | 0 | 0 | 0 | 0 | 0 | 0 | 0 | 0 | 0 | 0 | 0 | 0 | 0 | 0 | 0 | 0 | 0 | 0 | 0 | 0 | 0 | 0 | 0 | 0 | 0 | 0 | 0 | 0 | 0 | 0 | 0 |  |  | C4 | 0.002223 | 0.0033099 | 0.0058521 | 0.0094776 | 0.022231 | C4 | 46448.05 | 46448.05 | 46448.05 | 46448.05 | 46448.05 | C4 | 103.2556 | 153.7367 | 271.8204 | 440.2164 | 1032.5741 | C4 | 0 | 0 | 0 | 0 | 0 | 0 |  | 0 | 0 | 0 | 0 | 0 | 0 |  | 0 | 0 | 0 | 0 | 0 | 0 |  | 0 | 0 | 0 | 0 | 0 | 0 |  | 0 | 0 | 0 | 0 | 0 | 0 |  | 0 | 0 | 0 | 0 | 0 | 0
|  |  | 15411 | 15411 |  | 14252 | 865 | 249 | 28 | 17 |  | 14252 | 865 | 249 | 28 | 17 |  | 382 | -100 | -237 | -35 | -10 |  | 13198 | 1727 | 411 | 58 | 17 |  | 782 | -197 | -341 | -209 | -35 |  | 10877 | 3717 | 440 | 326 | 51 | [22 empty] | 603545.7835 | 54373.5822 | 27051.5624 | 5106.5103 | 6773.686 | 696851.1244 |  | 603545.7835 | 54373.5822 | 27051.5624 | 5106.5103 | 6773.686 | 696851.1244 |  | 558798.9159 | 108771.7622 | 45307.0179 | 10600.411 | 6773.686 | 730251.793 |  | 576938.8681 | 99547.5626 | 18864.3331 | 4208.4688 | 2767.2986 | 702326.5312 |  | 460160.8605 | 234940.365 | 49003.7748 | 57791.6096 | 21023.2084 | 822919.8183 |  | 497163.5545 | 216768.6917 | 10383.5378 | 20690.171 | 6773.686 | 751779.641
| HV UG Cable |  | 0 | 0 | C1 | 0 | 0 | 0 | 0 | 0 | 0 | 0 | 0 | 0 | 0 | 0 | 0 | 0 | 0 | 0 | 0 | 0 | 0 | 0 | 0 | 0 | 0 | 0 | 0 | 0 | 0 | 0 | 0 | 0 | 0 | 0 | 0 | 0 | 0 | 0 | 0 |  |  | C1 | 0 | 0 | 0 | 0 | 0 | C1 | 0 | 0 | 0 | 0 | 0 | C1 | [5 empty] | C1 | [5 empty] | 0 | [6 empty] | 0 | [6 empty] | 0 | [6 empty] | 0 | [6 empty] | 0 | [6 empty] | 0
|  |  | 0 | 0 | C2 | 0 | 0 | 0 | 0 | 0 | 0 | 0 | 0 | 0 | 0 | 0 | 0 | 0 | 0 | 0 | 0 | 0 | 0 | 0 | 0 | 0 | 0 | 0 | 0 | 0 | 0 | 0 | 0 | 0 | 0 | 0 | 0 | 0 | 0 | 0 | 0 |  |  | C2 | 0 | 0 | 0 | 0 | 0 | C2 | 0 | 0 | 0 | 0 | 0 | C2 | [5 empty] | C2 | [5 empty] | 0 | [6 empty] | 0 | [6 empty] | 0 | [6 empty] | 0 | [6 empty] | 0 | [6 empty] | 0
|  |  | 0 | 0 | C3 | 0 | 0 | 0 | 0 | 0 | 0 | 0 | 0 | 0 | 0 | 0 | 0 | 0 | 0 | 0 | 0 | 0 | 0 | 0 | 0 | 0 | 0 | 0 | 0 | 0 | 0 | 0 | 0 | 0 | 0 | 0 | 0 | 0 | 0 | 0 | 0 |  |  | C3 | 0 | 0 | 0 | 0 | 0 | C3 | 0 | 0 | 0 | 0 | 0 | C3 | [5 empty] | C3 | [5 empty] | 0 | [6 empty] | 0 | [6 empty] | 0 | [6 empty] | 0 | [6 empty] | 0 | [6 empty] | 0
|  |  | 0 | 0 | C4 | 0 | 0 | 0 | 0 | 0 | 0 | 0 | 0 | 0 | 0 | 0 | 0 | 0 | 0 | 0 | 0 | 0 | 0 | 0 | 0 | 0 | 0 | 0 | 0 | 0 | 0 | 0 | 0 | 0 | 0 | 0 | 0 | 0 | 0 | 0 | 0 |  |  | C4 | 0 | 0 | 0 | 0 | 0 | C4 | 0 | 0 | 0 | 0 | 0 | C4 | [5 empty] | C4 | [5 empty] | 0 | [6 empty] | 0 | [6 empty] | 0 | [6 empty] | 0 | [6 empty] | 0 | [6 empty] | 0
|  |  | 0 | 0 |  | 0 | 0 | 0 | 0 | 0 |  | 0 | 0 | 0 | 0 | 0 |  | 0 | 0 | 0 | 0 | 0 |  | 0 | 0 | 0 | 0 | 0 |  | 0 | 0 | 0 | 0 | 0 |  | 0 | 0 | 0 | 0 | 0 | [22 empty] | 0 | 0 | 0 | 0 | 0 | 0 |  | 0 | 0 | 0 | 0 | 0 | 0 |  | 0 | 0 | 0 | 0 | 0 | 0 |  | 0 | 0 | 0 | 0 | 0 | 0 |  | 0 | 0 | 0 | 0 | 0 | 0 |  | 0 | 0 | 0 | 0 | 0 | 0
| HV OHL Support - Poles |  | 48872 | 48872 | C1 | 33262 | 3730 | 7547 | 2769 | 1564 | 48872 | 33262 | 3730 | 7547 | 2769 | 1564 | 48872 | 1289 | 0 | -230 | -489 | -570 | 0 | 30294 | 5541 | 8083 | 2917 | 2037 | 48872 | 3770 | 0 | -554 | -1442 | -1774 | 0 | 26428 | 7329 | 2488 | 8043 | 4584 | 48872 |  |  | C1 | 0.0081226 | 0.012094 | 0.021383 | 0.03463 | 0.081228 | C1 | 2323.797 | 2323.797 | 2323.797 | 2323.797 | 2323.797 | C1 | 18.8753 | 28.1034 | 49.6893 | 80.4724 | 188.7566 | C1 | 627831.5465 | 104825.5703 | 375005.2035 | 222828.1917 | 295215.3459 | 1625705.8579 |  | 627831.5465 | 104825.5703 | 375005.2035 | 222828.1917 | 295215.3459 | 1625705.8579 |  | 571809.5385 | 155720.7734 | 401638.6723 | 234738.1131 | 384497.2248 | 1748404.3222 |  | 596139.8513 | 155720.7734 | 390210.1316 | 195387.089 | 276905.9543 | 1614363.7996 |  | 498837.4755 | 205969.599 | 123626.997 | 647239.8505 | 865260.3233 | 2340934.2454 |  | 569997.5059 | 205969.599 | 96099.1207 | 531198.5892 | 530406.0882 | 1933670.9031
|  |  | 42148 | 42148 | C2 | 29965 | 3754 | 5334 | 1720 | 1375 | 42148 | 29965 | 3754 | 5334 | 1720 | 1375 | 42148 | 968 | 0 | -72 | -411 | -485 | 0 | 27284 | 5087 | 6109 | 1935 | 1733 | 42148 | 2808 | 0 | -212 | -1211 | -1385 | 0 | 24009 | 6261 | 2611 | 5908 | 3359 | 42148 |  |  | C2 | 0.0081226 | 0.012094 | 0.021383 | 0.03463 | 0.081228 | C2 | 3319.71 | 3319.71 | 3319.71 | 3319.71 | 3319.71 | C2 | 26.9648 | 40.1477 | 70.9847 | 114.9606 | 269.6523 | C2 | 807999.3597 | 150714.3588 | 378632.523 | 197732.2859 | 370771.9224 | 1905850.4497 |  | 807999.3597 | 150714.3588 | 378632.523 | 197732.2859 | 370771.9224 | 1905850.4497 |  | 735706.8089 | 204231.2049 | 433645.6848 | 222448.8216 | 467307.4484 | 2063339.9686 |  | 761808.7072 | 204231.2049 | 428534.7846 | 175200.0022 | 336526.0794 | 1906300.7782 |  | 647397.1843 | 251364.5712 | 185341.1169 | 679187.4099 | 905762.0998 | 2669052.3821 |  | 723114.2609 | 251364.5712 | 170292.3552 | 539970.0854 | 532293.6544 | 2217034.9271
|  |  | 16232 | 16232 | C3 | 11306 | 1779 | 1979 | 592 | 576 | 16232 | 11306 | 1779 | 1979 | 592 | 576 | 16232 | 388 | -27 | -27 | -157 | -177 | 0 | 10223 | 2254 | 2368 | 682 | 705 | 16232 | 1213 | -150 | -80 | -462 | -521 | 0 | 9000 | 2486 | 1245 | 2234 | 1267 | 16232 |  |  | C3 | 0.0081226 | 0.012094 | 0.021383 | 0.03463 | 0.081228 | C3 | 4979.565 | 4979.565 | 4979.565 | 4979.565 | 4979.565 | C3 | 40.4472 | 60.2215 | 106.4771 | 172.4409 | 404.4785 | C3 | 457295.5495 | 107134.0614 | 210718.1561 | 102085.0406 | 232979.5934 | 1110212.401 |  | 457295.5495 | 107134.0614 | 210718.1561 | 102085.0406 | 232979.5934 | 1110212.401 |  | 413491.2792 | 135739.2773 | 252137.7431 | 117604.7259 | 285157.3149 | 1204130.3403 |  | 429184.7759 | 134113.2966 | 249262.8617 | 90531.4972 | 213564.6273 | 1116657.0586 |  | 364024.407 | 149710.667 | 132563.9739 | 385233.0756 | 512474.2098 | 1544006.3333 |  | 413086.8076 | 140677.4409 | 124045.8069 | 305565.3581 | 301740.9317 | 1285116.3452
|  |  | 7302 | 7302 | C4 | 5097 | 799 | 883 | 259 | 264 | 7302 | 5097 | 799 | 883 | 259 | 264 | 7302 | 175 | -12 | -12 | -71 | -80 | 0 | 4570 | 1084 | 1043 | 299 | 306 | 7302 | 518 | -36 | -36 | -210 | -236 | 0 | 4007 | 1144 | 600 | 984 | 567 | 7302 |  |  | C4 | 0.0081226 | 0.012094 | 0.021383 | 0.03463 | 0.081228 | C4 | 8299.275 | 8299.275 | 8299.275 | 8299.275 | 8299.275 | C4 | 67.4119 | 100.3692 | 177.4618 | 287.4016 | 674.1308 | C4 | 343598.5931 | 80194.9738 | 156698.7804 | 74437.0088 | 177970.5227 | 832899.8787 |  | 343598.5931 | 80194.9738 | 156698.7804 | 74437.0088 | 177970.5227 | 832899.8787 |  | 308072.5074 | 108800.1897 | 185092.6704 | 85933.0719 | 206284.015 | 894182.4544 |  | 319869.5947 | 107595.7596 | 182963.1286 | 65527.5599 | 152353.5536 | 828309.5963 |  | 270119.5924 | 114822.3405 | 106477.0875 | 282803.1531 | 382232.1454 | 1156454.3188 |  | 305038.9707 | 111209.05 | 100088.4622 | 222448.8216 | 223137.2842 | 961922.5887
|  |  | 114554 | 114554 |  | 79630 | 10062 | 15743 | 5340 | 3779 |  | 79630 | 10062 | 15743 | 5340 | 3779 |  | 2820 | -39 | -341 | -1128 | -1312 |  | 72371 | 13966 | 17603 | 5833 | 4781 |  | 8309 | -186 | -882 | -3325 | -3916 |  | 63444 | 17220 | 6944 | 17169 | 9777 | [22 empty] | 2236725.0488 | 442868.9642 | 1121054.6629 | 597082.527 | 1076937.3845 | 5474668.5873 |  | 2236725.0488 | 442868.9642 | 1121054.6629 | 597082.527 | 1076937.3845 | 5474668.5873 |  | 2029080.134 | 604491.4453 | 1272514.7706 | 660724.7325 | 1343246.003 | 5910057.0855 |  | 2107002.929 | 601661.0344 | 1250970.9066 | 526646.1482 | 979350.2145 | 5465631.2327 |  | 1780378.6592 | 721867.1776 | 548009.1752 | 1994463.4891 | 2665728.7784 | 7710447.2796 |  | 2011237.5451 | 709220.6611 | 490525.7449 | 1599182.8543 | 1587577.9586 | 6397744.7641
| [Please insert new asset category as required] |  | 0 | 0 | C1 | 0 | 0 | 0 | 0 | 0 | 0 | 0 | 0 | 0 | 0 | 0 | 0 | 0 | 0 | 0 | 0 | 0 | 0 | 0 | 0 | 0 | 0 | 0 | 0 | 0 | 0 | 0 | 0 | 0 | 0 | 0 | 0 | 0 | 0 | 0 | 0 |  |  | C1 | 0 | 0 | 0 | 0 | 0 | C1 | 0 | 0 | 0 | 0 | 0 | C1 | [5 empty] | C1 | [5 empty] | 0 | [6 empty] | 0 | [6 empty] | 0 | [6 empty] | 0 | [6 empty] | 0 | [6 empty] | 0
|  |  | 0 | 0 | C2 | 0 | 0 | 0 | 0 | 0 | 0 | 0 | 0 | 0 | 0 | 0 | 0 | 0 | 0 | 0 | 0 | 0 | 0 | 0 | 0 | 0 | 0 | 0 | 0 | 0 | 0 | 0 | 0 | 0 | 0 | 0 | 0 | 0 | 0 | 0 | 0 |  |  | C2 | 0 | 0 | 0 | 0 | 0 | C2 | 0 | 0 | 0 | 0 | 0 | C2 | [5 empty] | C2 | [5 empty] | 0 | [6 empty] | 0 | [6 empty] | 0 | [6 empty] | 0 | [6 empty] | 0 | [6 empty] | 0
|  |  | 0 | 0 | C3 | 0 | 0 | 0 | 0 | 0 | 0 | 0 | 0 | 0 | 0 | 0 | 0 | 0 | 0 | 0 | 0 | 0 | 0 | 0 | 0 | 0 | 0 | 0 | 0 | 0 | 0 | 0 | 0 | 0 | 0 | 0 | 0 | 0 | 0 | 0 | 0 |  |  | C3 | 0 | 0 | 0 | 0 | 0 | C3 | 0 | 0 | 0 | 0 | 0 | C3 | [5 empty] | C3 | [5 empty] | 0 | [6 empty] | 0 | [6 empty] | 0 | [6 empty] | 0 | [6 empty] | 0 | [6 empty] | 0
|  |  | 0 | 0 | C4 | 0 | 0 | 0 | 0 | 0 | 0 | 0 | 0 | 0 | 0 | 0 | 0 | 0 | 0 | 0 | 0 | 0 | 0 | 0 | 0 | 0 | 0 | 0 | 0 | 0 | 0 | 0 | 0 | 0 | 0 | 0 | 0 | 0 | 0 | 0 | 0 |  |  | C4 | 0 | 0 | 0 | 0 | 0 | C4 | 0 | 0 | 0 | 0 | 0 | C4 | [5 empty] | C4 | [5 empty] | 0 | [6 empty] | 0 | [6 empty] | 0 | [6 empty] | 0 | [6 empty] | 0 | [6 empty] | 0
|  |  | 0 | 0 |  | 0 | 0 | 0 | 0 | 0 |  | 0 | 0 | 0 | 0 | 0 |  | 0 | 0 | 0 | 0 | 0 |  | 0 | 0 | 0 | 0 | 0 |  | 0 | 0 | 0 | 0 | 0 |  | 0 | 0 | 0 | 0 | 0 | [22 empty] | 0 | 0 | 0 | 0 | 0 | 0 |  | 0 | 0 | 0 | 0 | 0 | 0 |  | 0 | 0 | 0 | 0 | 0 | 0 |  | 0 | 0 | 0 | 0 | 0 | 0 |  | 0 | 0 | 0 | 0 | 0 | 0 |  | 0 | 0 | 0 | 0 | 0 | 0
| [Please insert new asset category as required] |  | 0 | 0 | C1 | 0 | 0 | 0 | 0 | 0 | 0 | 0 | 0 | 0 | 0 | 0 | 0 | 0 | 0 | 0 | 0 | 0 | 0 | 0 | 0 | 0 | 0 | 0 | 0 | 0 | 0 | 0 | 0 | 0 | 0 | 0 | 0 | 0 | 0 | 0 | 0 |  |  | C1 | 0 | 0 | 0 | 0 | 0 | C1 | 0 | 0 | 0 | 0 | 0 | C1 | [5 empty] | C1 | [5 empty] | 0 | [6 empty] | 0 | [6 empty] | 0 | [6 empty] | 0 | [6 empty] | 0 | [6 empty] | 0
|  |  | 0 | 0 | C2 | 0 | 0 | 0 | 0 | 0 | 0 | 0 | 0 | 0 | 0 | 0 | 0 | 0 | 0 | 0 | 0 | 0 | 0 | 0 | 0 | 0 | 0 | 0 | 0 | 0 | 0 | 0 | 0 | 0 | 0 | 0 | 0 | 0 | 0 | 0 | 0 |  |  | C2 | 0 | 0 | 0 | 0 | 0 | C2 | 0 | 0 | 0 | 0 | 0 | C2 | [5 empty] | C2 | [5 empty] | 0 | [6 empty] | 0 | [6 empty] | 0 | [6 empty] | 0 | [6 empty] | 0 | [6 empty] | 0
|  |  | 0 | 0 | C3 | 0 | 0 | 0 | 0 | 0 | 0 | 0 | 0 | 0 | 0 | 0 | 0 | 0 | 0 | 0 | 0 | 0 | 0 | 0 | 0 | 0 | 0 | 0 | 0 | 0 | 0 | 0 | 0 | 0 | 0 | 0 | 0 | 0 | 0 | 0 | 0 |  |  | C3 | 0 | 0 | 0 | 0 | 0 | C3 | 0 | 0 | 0 | 0 | 0 | C3 | [5 empty] | C3 | [5 empty] | 0 | [6 empty] | 0 | [6 empty] | 0 | [6 empty] | 0 | [6 empty] | 0 | [6 empty] | 0
|  |  | 0 | 0 | C4 | 0 | 0 | 0 | 0 | 0 | 0 | 0 | 0 | 0 | 0 | 0 | 0 | 0 | 0 | 0 | 0 | 0 | 0 | 0 | 0 | 0 | 0 | 0 | 0 | 0 | 0 | 0 | 0 | 0 | 0 | 0 | 0 | 0 | 0 | 0 | 0 |  |  | C4 | 0 | 0 | 0 | 0 | 0 | C4 | 0 | 0 | 0 | 0 | 0 | C4 | [5 empty] | C4 | [5 empty] | 0 | [6 empty] | 0 | [6 empty] | 0 | [6 empty] | 0 | [6 empty] | 0 | [6 empty] | 0
|  |  | 0 | 0 |  | 0 | 0 | 0 | 0 | 0 |  | 0 | 0 | 0 | 0 | 0 |  | 0 | 0 | 0 | 0 | 0 |  | 0 | 0 | 0 | 0 | 0 |  | 0 | 0 | 0 | 0 | 0 |  | 0 | 0 | 0 | 0 | 0 | [22 empty] | 0 | 0 | 0 | 0 | 0 | 0 |  | 0 | 0 | 0 | 0 | 0 | 0 |  | 0 | 0 | 0 | 0 | 0 | 0 |  | 0 | 0 | 0 | 0 | 0 | 0 |  | 0 | 0 | 0 | 0 | 0 | 0 |  | 0 | 0 | 0 | 0 | 0 | 0
| [Please insert new asset category as required] |  | 0 | 0 | C1 | 0 | 0 | 0 | 0 | 0 | 0 | 0 | 0 | 0 | 0 | 0 | 0 | 0 | 0 | 0 | 0 | 0 | 0 | 0 | 0 | 0 | 0 | 0 | 0 | 0 | 0 | 0 | 0 | 0 | 0 | 0 | 0 | 0 | 0 | 0 | 0 |  |  | C1 | 0 | 0 | 0 | 0 | 0 | C1 | 0 | 0 | 0 | 0 | 0 | C1 | [5 empty] | C1 | [5 empty] | 0 | [6 empty] | 0 | [6 empty] | 0 | [6 empty] | 0 | [6 empty] | 0 | [6 empty] | 0
|  |  | 0 | 0 | C2 | 0 | 0 | 0 | 0 | 0 | 0 | 0 | 0 | 0 | 0 | 0 | 0 | 0 | 0 | 0 | 0 | 0 | 0 | 0 | 0 | 0 | 0 | 0 | 0 | 0 | 0 | 0 | 0 | 0 | 0 | 0 | 0 | 0 | 0 | 0 | 0 |  |  | C2 | 0 | 0 | 0 | 0 | 0 | C2 | 0 | 0 | 0 | 0 | 0 | C2 | [5 empty] | C2 | [5 empty] | 0 | [6 empty] | 0 | [6 empty] | 0 | [6 empty] | 0 | [6 empty] | 0 | [6 empty] | 0
|  |  | 0 | 0 | C3 | 0 | 0 | 0 | 0 | 0 | 0 | 0 | 0 | 0 | 0 | 0 | 0 | 0 | 0 | 0 | 0 | 0 | 0 | 0 | 0 | 0 | 0 | 0 | 0 | 0 | 0 | 0 | 0 | 0 | 0 | 0 | 0 | 0 | 0 | 0 | 0 |  |  | C3 | 0 | 0 | 0 | 0 | 0 | C3 | 0 | 0 | 0 | 0 | 0 | C3 | [5 empty] | C3 | [5 empty] | 0 | [6 empty] | 0 | [6 empty] | 0 | [6 empty] | 0 | [6 empty] | 0 | [6 empty] | 0
|  |  | 0 | 0 | C4 | 0 | 0 | 0 | 0 | 0 | 0 | 0 | 0 | 0 | 0 | 0 | 0 | 0 | 0 | 0 | 0 | 0 | 0 | 0 | 0 | 0 | 0 | 0 | 0 | 0 | 0 | 0 | 0 | 0 | 0 | 0 | 0 | 0 | 0 | 0 | 0 |  |  | C4 | 0 | 0 | 0 | 0 | 0 | C4 | 0 | 0 | 0 | 0 | 0 | C4 | [5 empty] | C4 | [5 empty] | 0 | [6 empty] | 0 | [6 empty] | 0 | [6 empty] | 0 | [6 empty] | 0 | [6 empty] | 0
|  |  | 0 | 0 |  | 0 | 0 | 0 | 0 | 0 |  | 0 | 0 | 0 | 0 | 0 |  | 0 | 0 | 0 | 0 | 0 |  | 0 | 0 | 0 | 0 | 0 |  | 0 | 0 | 0 | 0 | 0 |  | 0 | 0 | 0 | 0 | 0 | [22 empty] | 0 | 0 | 0 | 0 | 0 | 0 |  | 0 | 0 | 0 | 0 | 0 | 0 |  | 0 | 0 | 0 | 0 | 0 | 0 |  | 0 | 0 | 0 | 0 | 0 | 0 |  | 0 | 0 | 0 | 0 | 0 | 0 |  | 0 | 0 | 0 | 0 | 0 | 0
| [Please insert new asset category as required] |  | 0 | 0 | C1 | 0 | 0 | 0 | 0 | 0 | 0 | 0 | 0 | 0 | 0 | 0 | 0 | 0 | 0 | 0 | 0 | 0 | 0 | 0 | 0 | 0 | 0 | 0 | 0 | 0 | 0 | 0 | 0 | 0 | 0 | 0 | 0 | 0 | 0 | 0 | 0 |  |  | C1 | 0 | 0 | 0 | 0 | 0 | C1 | 0 | 0 | 0 | 0 | 0 | C1 | [5 empty] | C1 | [5 empty] | 0 | [6 empty] | 0 | [6 empty] | 0 | [6 empty] | 0 | [6 empty] | 0 | [6 empty] | 0
|  |  | 0 | 0 | C2 | 0 | 0 | 0 | 0 | 0 | 0 | 0 | 0 | 0 | 0 | 0 | 0 | 0 | 0 | 0 | 0 | 0 | 0 | 0 | 0 | 0 | 0 | 0 | 0 | 0 | 0 | 0 | 0 | 0 | 0 | 0 | 0 | 0 | 0 | 0 | 0 |  |  | C2 | 0 | 0 | 0 | 0 | 0 | C2 | 0 | 0 | 0 | 0 | 0 | C2 | [5 empty] | C2 | [5 empty] | 0 | [6 empty] | 0 | [6 empty] | 0 | [6 empty] | 0 | [6 empty] | 0 | [6 empty] | 0
|  |  | 0 | 0 | C3 | 0 | 0 | 0 | 0 | 0 | 0 | 0 | 0 | 0 | 0 | 0 | 0 | 0 | 0 | 0 | 0 | 0 | 0 | 0 | 0 | 0 | 0 | 0 | 0 | 0 | 0 | 0 | 0 | 0 | 0 | 0 | 0 | 0 | 0 | 0 | 0 |  |  | C3 | 0 | 0 | 0 | 0 | 0 | C3 | 0 | 0 | 0 | 0 | 0 | C3 | [5 empty] | C3 | [5 empty] | 0 | [6 empty] | 0 | [6 empty] | 0 | [6 empty] | 0 | [6 empty] | 0 | [6 empty] | 0
|  |  | 0 | 0 | C4 | 0 | 0 | 0 | 0 | 0 | 0 | 0 | 0 | 0 | 0 | 0 | 0 | 0 | 0 | 0 | 0 | 0 | 0 | 0 | 0 | 0 | 0 | 0 | 0 | 0 | 0 | 0 | 0 | 0 | 0 | 0 | 0 | 0 | 0 | 0 | 0 |  |  | C4 | 0 | 0 | 0 | 0 | 0 | C4 | 0 | 0 | 0 | 0 | 0 | C4 | [5 empty] | C4 | [5 empty] | 0 | [6 empty] | 0 | [6 empty] | 0 | [6 empty] | 0 | [6 empty] | 0 | [6 empty] | 0
|  |  | 0 | 0 |  | 0 | 0 | 0 | 0 | 0 |  | 0 | 0 | 0 | 0 | 0 |  | 0 | 0 | 0 | 0 | 0 |  | 0 | 0 | 0 | 0 | 0 |  | 0 | 0 | 0 | 0 | 0 |  | 0 | 0 | 0 | 0 | 0 | [22 empty] | 0 | 0 | 0 | 0 | 0 | 0 |  | 0 | 0 | 0 | 0 | 0 | 0 |  | 0 | 0 | 0 | 0 | 0 | 0 |  | 0 | 0 | 0 | 0 | 0 | 0 |  | 0 | 0 | 0 | 0 | 0 | 0 |  | 0 | 0 | 0 | 0 | 0 | 0
| [Please insert new asset category as required] |  | 0 | 0 | C1 | 0 | 0 | 0 | 0 | 0 | 0 | 0 | 0 | 0 | 0 | 0 | 0 | 0 | 0 | 0 | 0 | 0 | 0 | 0 | 0 | 0 | 0 | 0 | 0 | 0 | 0 | 0 | 0 | 0 | 0 | 0 | 0 | 0 | 0 | 0 | 0 |  |  | C1 | 0 | 0 | 0 | 0 | 0 | C1 | 0 | 0 | 0 | 0 | 0 | C1 | [5 empty] | C1 | [5 empty] | 0 | [6 empty] | 0 | [6 empty] | 0 | [6 empty] | 0 | [6 empty] | 0 | [6 empty] | 0
|  |  | 0 | 0 | C2 | 0 | 0 | 0 | 0 | 0 | 0 | 0 | 0 | 0 | 0 | 0 | 0 | 0 | 0 | 0 | 0 | 0 | 0 | 0 | 0 | 0 | 0 | 0 | 0 | 0 | 0 | 0 | 0 | 0 | 0 | 0 | 0 | 0 | 0 | 0 | 0 |  |  | C2 | 0 | 0 | 0 | 0 | 0 | C2 | 0 | 0 | 0 | 0 | 0 | C2 | [5 empty] | C2 | [5 empty] | 0 | [6 empty] | 0 | [6 empty] | 0 | [6 empty] | 0 | [6 empty] | 0 | [6 empty] | 0
|  |  | 0 | 0 | C3 | 0 | 0 | 0 | 0 | 0 | 0 | 0 | 0 | 0 | 0 | 0 | 0 | 0 | 0 | 0 | 0 | 0 | 0 | 0 | 0 | 0 | 0 | 0 | 0 | 0 | 0 | 0 | 0 | 0 | 0 | 0 | 0 | 0 | 0 | 0 | 0 |  |  | C3 | 0 | 0 | 0 | 0 | 0 | C3 | 0 | 0 | 0 | 0 | 0 | C3 | [5 empty] | C3 | [5 empty] | 0 | [6 empty] | 0 | [6 empty] | 0 | [6 empty] | 0 | [6 empty] | 0 | [6 empty] | 0
|  |  | 0 | 0 | C4 | 0 | 0 | 0 | 0 | 0 | 0 | 0 | 0 | 0 | 0 | 0 | 0 | 0 | 0 | 0 | 0 | 0 | 0 | 0 | 0 | 0 | 0 | 0 | 0 | 0 | 0 | 0 | 0 | 0 | 0 | 0 | 0 | 0 | 0 | 0 | 0 |  |  | C4 | 0 | 0 | 0 | 0 | 0 | C4 | 0 | 0 | 0 | 0 | 0 | C4 | [5 empty] | C4 | [5 empty] | 0 | [6 empty] | 0 | [6 empty] | 0 | [6 empty] | 0 | [6 empty] | 0 | [6 empty] | 0
|  |  | 0 | 0 |  | 0 | 0 | 0 | 0 | 0 |  | 0 | 0 | 0 | 0 | 0 |  | 0 | 0 | 0 | 0 | 0 |  | 0 | 0 | 0 | 0 | 0 |  | 0 | 0 | 0 | 0 | 0 |  | 0 | 0 | 0 | 0 | 0 | [22 empty] | 0 | 0 | 0 | 0 | 0 | 0 |  | 0 | 0 | 0 | 0 | 0 | 0 |  | 0 | 0 | 0 | 0 | 0 | 0 |  | 0 | 0 | 0 | 0 | 0 | 0 |  | 0 | 0 | 0 | 0 | 0 | 0 |  | 0 | 0 | 0 | 0 | 0 | 0
[63 empty] | 3601929.9063 | 664467.5063 | 1585345.577 | 1492895.5107 | 2274427.6339 | 9619066.1341 |  | 3601929.9063 | 664467.5063 | 1585345.577 | 1492895.5107 | 2274427.6339 | 9619066.1341 |  | 3345436.5121 | 904284.6297 | 1991477.0357 | 1288742.2715 | 2164801.8276 | 9694742.2766 |  | 3547053.7416 | 888794.2395 | 1856995.4728 | 850171.893 | 1347832.1084 | 8490847.4553 |  | 2914924.7667 | 1202606.6951 | 768303.3656 | 3209561.0099 | 4607410.1521 | 12702805.9894 |  | 3345108.6393 | 1164916.9458 | 590930.8603 | 2391667.9755 | 2239419.6569 | 9732044.0777
| EHV Network | [66 empty] | 0 | [6 empty] | 0 | [6 empty] | 0 | [6 empty] | 0 | [6 empty] | 0 | [6 empty] | 0
| EHV Switchgear (GM) |  | 459 | 462 | C1 | 391 | 50 | 4 | 1 | 13 | 459 | 391 | 50 | 4 | 1 | 13 | 459 | 0 | 0 | 0 | 0 | 0 | 0 | 383 | 52 | 8 | 3 | 13 | 459 | 6 | 0 | 0 | -1 | -2 | 3 | 353 | 54 | 32 | 6 | 14 | 459 |  |  | C1 | 0.0077227 | 0.011498 | 0.02033 | 0.032925 | 0.077229 | C1 | 44478.189 | 44478.189 | 44478.189 | 44478.189 | 44478.189 | C1 | 343.4938 | 511.4256 | 904.2469 | 1464.4389 | 3434.9962 | C1 | 134306.0604 | 25571.281 | 3616.9875 | 1464.4389 | 44654.9504 | 209613.7182 |  | 134306.0604 | 25571.281 | 3616.9875 | 1464.4389 | 44654.9504 | 209613.7182 |  | 131558.1103 | 26594.1322 | 7233.9751 | 4393.3167 | 44654.9504 | 214434.4847 |  | 131558.1103 | 26594.1322 | 7233.9751 | 4393.3167 | 44654.9504 | 214434.4847 |  | 121253.2975 | 27616.9835 | 28935.9004 | 8786.6334 | 48089.9466 | 234682.7614 |  | 123314.2601 | 27616.9835 | 28935.9004 | 7322.1945 | 41219.9542 | 228409.2926
|  |  | 624 | 618 | C2 | 469 | 70 | 18 | 15 | 52 | 624 | 469 | 70 | 18 | 15 | 52 | 624 | 6 | 0 | -5 | 0 | -3 | -2 | 458 | 64 | 28 | 17 | 57 | 624 | 40 | 0 | -10 | -4 | -32 | -6 | 438 | 37 | 62 | 19 | 68 | 624 |  |  | C2 | 0.0077227 | 0.011498 | 0.02033 | 0.032925 | 0.077229 | C2 | 63540.27 | 63540.27 | 63540.27 | 63540.27 | 63540.27 | C2 | 490.7054 | 730.608 | 1291.7813 | 2092.0556 | 4907.1374 | C2 | 230140.8197 | 51142.562 | 23252.0628 | 31380.8337 | 255171.145 | 591087.4231 |  | 230140.8197 | 51142.562 | 23252.0628 | 31380.8337 | 255171.145 | 591087.4231 |  | 224743.0606 | 46758.9138 | 36169.8755 | 35564.9449 | 279706.832 | 622943.6267 |  | 227687.2928 | 46758.9138 | 29710.9691 | 35564.9449 | 264985.4198 | 604707.5404 |  | 214928.9531 | 27032.497 | 80090.4385 | 39749.056 | 333685.3435 | 695486.2882 |  | 234557.168 | 27032.497 | 67172.6259 | 31380.8337 | 176656.9465 | 536800.0712
|  |  | 381 | 381 | C3 | 357 | 0 | 3 | 21 | 0 | 381 | 357 | 0 | 3 | 21 | 0 | 381 | 0 | 0 | 0 | 0 | 0 | 0 | 357 | 0 | 0 | 13 | 11 | 381 | 14 | 0 | 0 | 0 | -14 | 0 | 337 | 20 | 0 | 10 | 14 | 381 |  |  | C3 | 0.0077227 | 0.011498 | 0.02033 | 0.032925 | 0.077229 | C3 | 95310.405 | 95310.405 | 95310.405 | 95310.405 | 95310.405 | C3 | 736.0581 | 1095.912 | 1937.6719 | 3138.0834 | 7360.7061 | C3 | 262772.7269 | 0 | 5813.0157 | 65899.7508 | 0 | 334485.4934 |  | 262772.7269 | 0 | 5813.0157 | 65899.7508 | 0 | 334485.4934 |  | 262772.7269 | 0 | 0 | 40795.0838 | 80967.7672 | 384535.5779 |  | 262772.7269 | 0 | 0 | 40795.0838 | 80967.7672 | 384535.5779 |  | 248051.5657 | 21918.2408 | 0 | 31380.8337 | 103049.8855 | 404400.5258 |  | 258356.3786 | 21918.2408 | 0 | 31380.8337 | 0 | 311655.4531
|  |  | 0 | 0 | C4 | 0 | 0 | 0 | 0 | 0 | 0 | 0 | 0 | 0 | 0 | 0 | 0 | 0 | 0 | 0 | 0 | 0 | 0 | 0 | 0 | 0 | 0 | 0 | 0 | 0 | 0 | 0 | 0 | 0 | 0 | 0 | 0 | 0 | 0 | 0 | 0 |  |  | C4 | 0.0077227 | 0.011498 | 0.02033 | 0.032925 | 0.077229 | C4 | 158850.675 | 158850.675 | 158850.675 | 158850.675 | 158850.675 | C4 | 1226.7634 | 1826.5201 | 3229.4532 | 5230.139 | 12267.8435 | C4 | 0 | 0 | 0 | 0 | 0 | 0 |  | 0 | 0 | 0 | 0 | 0 | 0 |  | 0 | 0 | 0 | 0 | 0 | 0 |  | 0 | 0 | 0 | 0 | 0 | 0 |  | 0 | 0 | 0 | 0 | 0 | 0 |  | 0 | 0 | 0 | 0 | 0 | 0
|  |  | 1464 | 1461 |  | 1217 | 120 | 25 | 37 | 65 |  | 1217 | 120 | 25 | 37 | 65 |  | 6 | 0 | -5 | 0 | -3 |  | 1198 | 116 | 36 | 33 | 81 |  | 60 | 0 | -10 | -5 | -48 |  | 1128 | 111 | 94 | 35 | 96 | [22 empty] | 627219.607 | 76713.843 | 32682.0661 | 98745.0234 | 299826.0954 | 1135186.6348 |  | 627219.607 | 76713.843 | 32682.0661 | 98745.0234 | 299826.0954 | 1135186.6348 |  | 619073.8978 | 73353.046 | 43403.8506 | 80753.3454 | 405329.5496 | 1221913.6894 |  | 622018.13 | 73353.046 | 36944.9442 | 80753.3454 | 390608.1373 | 1203677.603 |  | 584233.8164 | 76567.7213 | 109026.3389 | 79916.5232 | 484825.1755 | 1334569.5753 |  | 616227.8067 | 76567.7213 | 96108.5263 | 70083.8619 | 217876.9007 | 1076864.8169
| EHV Transformer |  | 11 | 11 | C1 | 8 | 3 | 0 | 0 | 0 | 11 | 8 | 3 | 0 | 0 | 0 | 11 | 0 | 0 | 0 | 0 | 0 | 0 | 7 | 1 | 3 | 0 | 0 | 11 | 0 | 0 | 1 | -1 | 0 | 0 | 7 | 1 | 1 | 2 | 0 | 11 |  |  | C1 | 0.012939 | 0.019265 | 0.034062 | 0.055165 | 0.12939 | C1 | 100733.983 | 100733.983 | 100733.983 | 100733.983 | 100733.983 | C1 | 1303.4176 | 1940.65 | 3431.2452 | 5556.9436 | 13034.3985 | C1 | 10427.3409 | 5821.95 | 0 | 0 | 0 | 16249.2909 |  | 10427.3409 | 5821.95 | 0 | 0 | 0 | 16249.2909 |  | 9123.9233 | 1940.65 | 10293.7356 | 0 | 0 | 21358.309 |  | 9123.9233 | 1940.65 | 10293.7356 | 0 | 0 | 21358.309 |  | 9123.9233 | 1940.65 | 3431.2452 | 11113.8873 | 0 | 25609.7058 |  | 9123.9233 | 1940.65 | 6862.4904 | 5556.9436 | 0 | 23484.0074
|  |  | 601 | 601 | C2 | 380 | 133 | 42 | 32 | 14 | 601 | 380 | 133 | 42 | 32 | 14 | 601 | 11 | 0 | -3 | -5 | -3 | 0 | 303 | 174 | 54 | 44 | 31 | 606 | 38 | 0 | -3 | 3 | -38 | 0 | 227 | 176 | 89 | 56 | 58 | 606 |  |  | C2 | 0.012939 | 0.019265 | 0.034062 | 0.055165 | 0.12939 | C2 | 143905.69 | 143905.69 | 143905.69 | 143905.69 | 143905.69 | C2 | 1862.0252 | 2772.3571 | 4901.7789 | 7938.4909 | 18620.5692 | C2 | 707569.564 | 368723.498 | 205874.713 | 254031.7095 | 260687.969 | 1796887.4535 |  | 707569.564 | 368723.498 | 205874.713 | 254031.7095 | 260687.969 | 1796887.4535 |  | 564193.6261 | 482390.1402 | 264696.0596 | 349293.6006 | 577237.6457 | 2237811.0721 |  | 584675.9029 | 482390.1402 | 249990.7229 | 309601.146 | 521375.938 | 2148033.85 |  | 422679.7132 | 487934.8544 | 436258.3204 | 444555.4917 | 1079993.0145 | 2871421.3943 |  | 493436.6696 | 487934.8544 | 421552.9837 | 468370.9644 | 372411.3843 | 2243706.8566
|  |  | 50 | 50 | C3 | 39 | 7 | 3 | 0 | 1 | 50 | 39 | 7 | 3 | 0 | 1 | 50 | 0 | 0 | 0 | 0 | 0 | 0 | 37 | 6 | 4 | 2 | 1 | 50 | 1 | 0 | 0 | 0 | -1 | 0 | 33 | 8 | 3 | 5 | 1 | 50 |  |  | C3 | 0.012939 | 0.019265 | 0.034062 | 0.055165 | 0.12939 | C3 | 215858.535 | 215858.535 | 215858.535 | 215858.535 | 215858.535 | C3 | 2793.0378 | 4158.5357 | 7352.6683 | 11907.7364 | 27930.8538 | C3 | 108928.4724 | 29109.7498 | 22058.005 | 0 | 27930.8538 | 188027.081 |  | 108928.4724 | 29109.7498 | 22058.005 | 0 | 27930.8538 | 188027.081 |  | 103342.3969 | 24951.2141 | 29410.6733 | 23815.4728 | 27930.8538 | 209450.6109 |  | 103342.3969 | 24951.2141 | 29410.6733 | 23815.4728 | 27930.8538 | 209450.6109 |  | 92170.2458 | 33268.2855 | 22058.005 | 59538.6819 | 27930.8538 | 234966.0721 |  | 94963.2836 | 33268.2855 | 22058.005 | 59538.6819 | 0 | 209828.256
|  |  | 0 | 0 | C4 | 0 | 0 | 0 | 0 | 0 | 0 | 0 | 0 | 0 | 0 | 0 | 0 | 0 | 0 | 0 | 0 | 0 | 0 | 0 | 0 | 0 | 0 | 0 | 0 | 0 | 0 | 0 | 0 | 0 | 0 | 0 | 0 | 0 | 0 | 0 | 0 |  |  | C4 | 0.012939 | 0.019265 | 0.034062 | 0.055165 | 0.12939 | C4 | 359764.225 | 359764.225 | 359764.225 | 359764.225 | 359764.225 | C4 | 4655.0629 | 6930.8928 | 12254.4472 | 19846.2273 | 46551.423 | C4 | 0 | 0 | 0 | 0 | 0 | 0 |  | 0 | 0 | 0 | 0 | 0 | 0 |  | 0 | 0 | 0 | 0 | 0 | 0 |  | 0 | 0 | 0 | 0 | 0 | 0 |  | 0 | 0 | 0 | 0 | 0 | 0 |  | 0 | 0 | 0 | 0 | 0 | 0
|  |  | 662 | 662 |  | 427 | 143 | 45 | 32 | 15 |  | 427 | 143 | 45 | 32 | 15 |  | 11 | 0 | -3 | -5 | -3 |  | 347 | 181 | 61 | 46 | 32 |  | 39 | 0 | -2 | 2 | -39 |  | 267 | 185 | 93 | 63 | 59 | [22 empty] | 826925.3773 | 403655.1978 | 227932.718 | 254031.7095 | 288618.8228 | 2001163.8254 |  | 826925.3773 | 403655.1978 | 227932.718 | 254031.7095 | 288618.8228 | 2001163.8254 |  | 676659.9462 | 509282.0043 | 304400.4685 | 373109.0734 | 605168.4995 | 2468619.9919 |  | 697142.2231 | 509282.0043 | 289695.1319 | 333416.6188 | 549306.7919 | 2378842.7699 |  | 523973.8824 | 523143.79 | 461747.5706 | 515208.0609 | 1107923.8683 | 3131997.1722 |  | 597523.8766 | 523143.79 | 450473.4791 | 533466.59 | 372411.3843 | 2477019.12
| EHV UG Cable (Gas) |  | 0 | 0 | C1 | 0 | 0 | 0 | 0 | 0 | 0 | 0 | 0 | 0 | 0 | 0 | 0 | 0 | 0 | 0 | 0 | 0 | 0 | 0 | 0 | 0 | 0 | 0 | 0 | 0 | 0 | 0 | 0 | 0 | 0 | 0 | 0 | 0 | 0 | 0 | 0 |  |  | C1 | 1.2835 | 1.9111 | 3.3789 | 5.4722 | 12.8357 | C1 | 238.973 | 238.973 | 238.973 | 238.973 | 238.973 | C1 | 306.7329 | 456.6926 | 807.474 | 1307.714 | 3067.3814 | C1 | 0 | 0 | 0 | 0 | 0 | 0 |  | 0 | 0 | 0 | 0 | 0 | 0 |  | 0 | 0 | 0 | 0 | 0 | 0 |  | 0 | 0 | 0 | 0 | 0 | 0 |  | 0 | 0 | 0 | 0 | 0 | 0 |  | 0 | 0 | 0 | 0 | 0 | 0
|  |  | 125.897 | 116.897 | C2 | 25.214 | 4.451 | 83.412 | 4.06 | 8.76 | 125.897 | 25.214 | 4.451 | 83.412 | 4.06 | 8.76 | 125.897 | 0 | 0 | 0 | -2.9 | -2.1 | -5 | 24.692 | 2.83 | 83.599 | 6.016 | 8.76 | 125.897 | 0 | 0 | 0 | -4.8 | -4.2 | -9 | 23.868 | 0.874 | 20.882 | 75.131 | 10.716 | 131.471 |  |  | C2 | 1.2835 | 1.9111 | 3.3789 | 5.4722 | 12.8357 | C2 | 341.39 | 341.39 | 341.39 | 341.39 | 341.39 | C2 | 438.1899 | 652.418 | 1153.5343 | 1868.1629 | 4381.9734 | C2 | 11048.5194 | 2903.9127 | 96218.601 | 7584.7413 | 38386.0872 | 156141.8616 |  | 11048.5194 | 2903.9127 | 96218.601 | 7584.7413 | 38386.0872 | 156141.8616 |  | 10819.7843 | 1846.3431 | 96434.3119 | 11238.8679 | 38386.0872 | 158725.3944 |  | 10819.7843 | 1846.3431 | 96434.3119 | 5821.1955 | 29183.943 | 144105.5778 |  | 10458.7158 | 570.2134 | 24088.1027 | 140356.9457 | 46957.2273 | 222431.2049 |  | 10458.7158 | 570.2134 | 24088.1027 | 131389.7638 | 28552.9389 | 195059.7346
|  |  | 0.359 | 0.359 | C3 | 0.359 | 0 | 0 | 0 | 0 | 0.359 | 0.359 | 0 | 0 | 0 | 0 | 0.359 | 0 | 0 | 0 | 0 | 0 | 0 | 0.359 | 0 | 0 | 0 | 0 | 0.359 | 0 | 0 | 0 | 0 | 0 | 0 | 0.359 | 0 | 0 | 0 | 0 | 0.359 |  |  | C3 | 1.2835 | 1.9111 | 3.3789 | 5.4722 | 12.8357 | C3 | 512.085 | 512.085 | 512.085 | 512.085 | 512.085 | C3 | 657.2848 | 978.6271 | 1730.3014 | 2802.2443 | 6572.9601 | C3 | 235.9652 | 0 | 0 | 0 | 0 | 235.9652 |  | 235.9652 | 0 | 0 | 0 | 0 | 235.9652 |  | 235.9652 | 0 | 0 | 0 | 0 | 235.9652 |  | 235.9652 | 0 | 0 | 0 | 0 | 235.9652 |  | 235.9652 | 0 | 0 | 0 | 0 | 235.9652 |  | 235.9652 | 0 | 0 | 0 | 0 | 235.9652
|  |  | 0 | 0 | C4 | 0 | 0 | 0 | 0 | 0 | 0 | 0 | 0 | 0 | 0 | 0 | 0 | 0 | 0 | 0 | 0 | 0 | 0 | 0 | 0 | 0 | 0 | 0 | 0 | 0 | 0 | 0 | 0 | 0 | 0 | 0 | 0 | 0 | 0 | 0 | 0 |  |  | C4 | 1.2835 | 1.9111 | 3.3789 | 5.4722 | 12.8357 | C4 | 853.475 | 853.475 | 853.475 | 853.475 | 853.475 | C4 | 1095.4747 | 1631.0451 | 2883.8357 | 4670.4072 | 10954.9336 | C4 | 0 | 0 | 0 | 0 | 0 | 0 |  | 0 | 0 | 0 | 0 | 0 | 0 |  | 0 | 0 | 0 | 0 | 0 | 0 |  | 0 | 0 | 0 | 0 | 0 | 0 |  | 0 | 0 | 0 | 0 | 0 | 0 |  | 0 | 0 | 0 | 0 | 0 | 0
|  |  | 126.256 | 117.256 |  | 25.573 | 4.451 | 83.412 | 4.06 | 8.76 |  | 25.573 | 4.451 | 83.412 | 4.06 | 8.76 |  | 0 | 0 | 0 | -2.9 | -2.1 |  | 25.051 | 2.83 | 83.599 | 6.016 | 8.76 |  | 0 | 0 | 0 | -4.8 | -4.2 |  | 24.227 | 0.874 | 20.882 | 75.131 | 10.716 | [22 empty] | 11284.4846 | 2903.9127 | 96218.601 | 7584.7413 | 38386.0872 | 156377.8269 |  | 11284.4846 | 2903.9127 | 96218.601 | 7584.7413 | 38386.0872 | 156377.8269 |  | 11055.7495 | 1846.3431 | 96434.3119 | 11238.8679 | 38386.0872 | 158961.3596 |  | 11055.7495 | 1846.3431 | 96434.3119 | 5821.1955 | 29183.943 | 144341.5431 |  | 10694.6811 | 570.2134 | 24088.1027 | 140356.9457 | 46957.2273 | 222667.1701 |  | 10694.6811 | 570.2134 | 24088.1027 | 131389.7638 | 28552.9389 | 195295.6999
| EHV UG Cable (Oil) |  | 79.013 | 65.813 | C1 | 37.905 | 11.469 | 13.21 | 2.45 | 13.979 | 79.013 | 37.905 | 11.469 | 13.21 | 2.45 | 13.979 | 79.013 | 0 | 0 | 0 | 0 | -6.6 | -6.6 | 37.492 | 9.313 | 15.754 | 0.395 | 16.059 | 79.013 | 0 | 0 | 0 | 0 | -13.2 | -13.2 | 37.459 | 0.48 | 17.193 | 7.452 | 16.429 | 79.013 |  |  | C1 | 0.59691 | 0.88874 | 1.5714 | 2.5449 | 5.9692 | C1 | 5206.558 | 5206.558 | 5206.558 | 5206.558 | 5206.558 | C1 | 3107.8644 | 4627.2791 | 8181.4492 | 13249.9571 | 31079.1744 | C1 | 117803.6017 | 53070.264 | 108076.9437 | 32462.395 | 434455.7792 | 745868.9836 |  | 117803.6017 | 53070.264 | 108076.9437 | 32462.395 | 434455.7792 | 745868.9836 |  | 116520.0537 | 43093.8502 | 128890.5504 | 5233.7331 | 499100.462 | 792838.6494 |  | 116520.0537 | 43093.8502 | 128890.5504 | 5233.7331 | 293977.9108 | 587716.0983 |  | 116417.4942 | 2221.094 | 140663.6558 | 98738.6806 | 510599.7565 | 868640.6811 |  | 116417.4942 | 2221.094 | 140663.6558 | 98738.6806 | 100354.6542 | 458395.5787
|  |  | 148.772 | 135.972 | C2 | 83.326 | 24.52 | 27.653 | 2.85 | 10.423 | 148.772 | 83.326 | 24.52 | 27.653 | 2.85 | 10.423 | 148.772 | 0 | 0 | 0 | -1 | -5.4 | -6.4 | 77.613 | 19.324 | 37.783 | 1.099 | 12.953 | 148.772 | 0 | 0 | 0 | -2.2 | -10.6 | -12.8 | 76.554 | 6.817 | 30.401 | 21.727 | 13.273 | 148.772 |  |  | C2 | 0.59691 | 0.88874 | 1.5714 | 2.5449 | 5.9692 | C2 | 7437.94 | 7437.94 | 7437.94 | 7437.94 | 7437.94 | C2 | 4439.8063 | 6610.3987 | 11687.7845 | 18928.5102 | 44398.8206 | C2 | 369951.3037 | 162086.9764 | 323202.3061 | 53946.2541 | 462768.9071 | 1371955.7473 |  | 369951.3037 | 162086.9764 | 323202.3061 | 53946.2541 | 462768.9071 | 1371955.7473 |  | 344586.6901 | 127739.3447 | 441599.5635 | 20802.4327 | 575097.9232 | 1509825.9542 |  | 344586.6901 | 127739.3447 | 441599.5635 | 1873.9225 | 335344.292 | 1251143.8128 |  | 339884.9351 | 45063.088 | 355320.338 | 411259.7411 | 589305.5458 | 1740833.648 |  | 339884.9351 | 45063.088 | 355320.338 | 369617.0186 | 118678.0475 | 1228563.4272
|  |  | 77.719 | 66.719 | C3 | 47.297 | 10.829 | 14.136 | 3.12 | 2.337 | 77.719 | 47.297 | 10.829 | 14.136 | 3.12 | 2.337 | 77.719 | 0 | 0 | -3.8 | -0.7 | -2.5 | -7 | 45.076 | 6.304 | 20.793 | 0.751 | 4.795 | 77.719 | 0 | 0 | -4.6 | -1.6 | -4.8 | -11 | 39.674 | 7.623 | 8.513 | 16.452 | 5.457 | 77.719 |  |  | C3 | 0.59691 | 0.88874 | 1.5714 | 2.5449 | 5.9692 | C3 | 11156.91 | 11156.91 | 11156.91 | 11156.91 | 11156.91 | C3 | 6659.7095 | 9915.5981 | 17531.6768 | 28392.7653 | 66598.2309 | C3 | 314984.2812 | 107376.0115 | 247827.7835 | 88585.4277 | 155640.0656 | 914413.5695 |  | 314984.2812 | 107376.0115 | 247827.7835 | 88585.4277 | 155640.0656 | 914413.5695 |  | 300193.0664 | 62507.9302 | 364536.1561 | 21322.9667 | 319338.5171 | 1067898.6366 |  | 300193.0664 | 62507.9302 | 297915.7842 | 1448.031 | 152842.9399 | 814907.7517 |  | 264217.3156 | 75586.6041 | 149247.1648 | 467117.7747 | 363426.546 | 1319595.405 |  | 264217.3156 | 75586.6041 | 68601.4514 | 421689.3502 | 43755.0377 | 873849.7589
|  |  | 0 | 0 | C4 | 0 | 0 | 0 | 0 | 0 | 0 | 0 | 0 | 0 | 0 | 0 | 0 | 0 | 0 | 0 | 0 | 0 | 0 | 0 | 0 | 0 | 0 | 0 | 0 | 0 | 0 | 0 | 0 | 0 | 0 | 0 | 0 | 0 | 0 | 0 | 0 |  |  | C4 | 0.59691 | 0.88874 | 1.5714 | 2.5449 | 5.9692 | C4 | 18594.85 | 18594.85 | 18594.85 | 18594.85 | 18594.85 | C4 | 11099.5159 | 16525.9968 | 29219.4614 | 47321.2755 | 110997.0515 | C4 | 0 | 0 | 0 | 0 | 0 | 0 |  | 0 | 0 | 0 | 0 | 0 | 0 |  | 0 | 0 | 0 | 0 | 0 | 0 |  | 0 | 0 | 0 | 0 | 0 | 0 |  | 0 | 0 | 0 | 0 | 0 | 0 |  | 0 | 0 | 0 | 0 | 0 | 0
|  |  | 305.504 | 268.504 |  | 168.528 | 46.818 | 54.999 | 8.42 | 26.739 |  | 168.528 | 46.818 | 54.999 | 8.42 | 26.739 |  | 0 | 0 | -3.8 | -1.7 | -14.5 |  | 160.181 | 34.941 | 74.33 | 2.245 | 33.807 |  | 0 | 0 | -4.6 | -3.8 | -28.6 |  | 153.687 | 14.92 | 56.107 | 45.631 | 35.159 | [22 empty] | 802739.1867 | 322533.2518 | 679107.0333 | 174994.0768 | 1052864.7519 | 3032238.3004 |  | 802739.1867 | 322533.2518 | 679107.0333 | 174994.0768 | 1052864.7519 | 3032238.3004 |  | 761299.8102 | 233341.1251 | 935026.2701 | 47359.1325 | 1393536.9023 | 3370563.2402 |  | 761299.8102 | 233341.1251 | 868405.8982 | 8555.6866 | 782165.1427 | 2653767.6627 |  | 720519.7449 | 122870.786 | 645231.1586 | 977116.1963 | 1463331.8483 | 3929069.7341 |  | 720519.7449 | 122870.786 | 564585.4452 | 890045.0494 | 262787.7393 | 2560808.7649
| EHV UG Cable (Non Pressurised) |  | 0 | 0 | C1 | 0 | 0 | 0 | 0 | 0 | 0 | 0 | 0 | 0 | 0 | 0 | 0 | 0 | 0 | 0 | 0 | 0 | 0 | 0 | 0 | 0 | 0 | 0 | 0 | 0 | 0 | 0 | 0 | 0 | 0 | 0 | 0 | 0 | 0 | 0 | 0 |  |  | C1 | 0.018753 | 0.027922 | 0.049368 | 0.079952 | 0.18754 | C1 | 22702.512 | 22702.512 | 22702.512 | 22702.512 | 22702.512 | C1 | 425.7469 | 633.8918 | 1120.7783 | 1815.1141 | 4257.542 | C1 | 0 | 0 | 0 | 0 | 0 | 0 |  | 0 | 0 | 0 | 0 | 0 | 0 |  | 0 | 0 | 0 | 0 | 0 | 0 |  | 0 | 0 | 0 | 0 | 0 | 0 |  | 0 | 0 | 0 | 0 | 0 | 0 |  | 0 | 0 | 0 | 0 | 0 | 0
|  |  | 984.776 | 1018.576 | C2 | 832.051 | 147.686 | 4.589 | 0 | 0.45 | 984.776 | 832.051 | 147.686 | 4.589 | 0 | 0.45 | 984.776 | 18.1 | 0 | -1.7 | -1 | -0.4 | 15 | 826.4 | 7.65 | 149.271 | 1.005 | 0.45 | 984.776 | 41.2 | 0 | -5.6 | -1.1 | -0.7 | 33.8 | 806.812 | 26.187 | 146.769 | 3.887 | 1.121 | 984.776 |  |  | C2 | 0.018753 | 0.027922 | 0.049368 | 0.079952 | 0.18754 | C2 | 32432.16 | 32432.16 | 32432.16 | 32432.16 | 32432.16 | C2 | 608.2099 | 905.5598 | 1601.1118 | 2593.0202 | 6082.2029 | C2 | 506061.6676 | 133738.5009 | 7347.5022 | 0 | 2736.9913 | 649884.6619 |  | 506061.6676 | 133738.5009 | 7347.5022 | 0 | 2736.9913 | 649884.6619 |  | 502624.6734 | 6927.5323 | 238999.5631 | 2605.9853 | 2736.9913 | 753894.7454 |  | 513633.2728 | 6927.5323 | 236277.673 | 12.9651 | 304.1101 | 757155.5534 |  | 490711.0576 | 23713.8938 | 234993.5813 | 10079.0695 | 6818.1494 | 766315.7517 |  | 515769.3061 | 23713.8938 | 226027.3551 | 7226.7473 | 2560.6074 | 775297.9097
|  |  | 124.103 | 138.403 | C3 | 117.553 | 6.519 | 0.031 | 0 | 0 | 124.103 | 117.553 | 6.519 | 0.031 | 0 | 0 | 124.103 | 12 | 0 | -2 | 0 | 0 | 10 | 117.553 | 0 | 6.519 | 0.031 | 0 | 124.103 | 17 | 0 | -2.7 | 0 | 0 | 14.3 | 115.304 | 2.249 | 6.519 | 0 | 0.031 | 124.103 |  |  | C3 | 0.018753 | 0.027922 | 0.049368 | 0.079952 | 0.18754 | C3 | 48648.24 | 48648.24 | 48648.24 | 48648.24 | 48648.24 | C3 | 912.3149 | 1358.3397 | 2401.6677 | 3889.5303 | 9123.3043 | C3 | 107245.3501 | 8855.0163 | 74.4517 | 0 | 0 | 116174.8181 |  | 107245.3501 | 8855.0163 | 74.4517 | 0 | 0 | 116174.8181 |  | 107245.3501 | 0 | 15656.472 | 120.5754 | 0 | 123022.3975 |  | 118193.1286 | 0 | 10853.1365 | 120.5754 | 0 | 129166.8405 |  | 105193.554 | 3054.9059 | 15656.472 | 0 | 282.8224 | 124187.7543 |  | 120702.9068 | 3054.9059 | 9171.9691 | 0 | 282.8224 | 133212.6042
|  |  | 1.021 | 1.021 | C4 | 1.021 | 0 | 0 | 0 | 0 | 1.021 | 1.021 | 0 | 0 | 0 | 0 | 1.021 | 0 | 0 | 0 | 0 | 0 | 0 | 1.021 | 0 | 0 | 0 | 0 | 1.021 | 0 | 0 | 0 | 0 | 0 | 0 | 1.021 | 0 | 0 | 0 | 0 | 1.021 |  |  | C4 | 0.018753 | 0.027922 | 0.049368 | 0.079952 | 0.18754 | C4 | 81080.4 | 81080.4 | 81080.4 | 81080.4 | 81080.4 | C4 | 1520.5248 | 2263.8994 | 4002.7796 | 6482.5505 | 15205.5072 | C4 | 1552.4558 | 0 | 0 | 0 | 0 | 1552.4558 |  | 1552.4558 | 0 | 0 | 0 | 0 | 1552.4558 |  | 1552.4558 | 0 | 0 | 0 | 0 | 1552.4558 |  | 1552.4558 | 0 | 0 | 0 | 0 | 1552.4558 |  | 1552.4558 | 0 | 0 | 0 | 0 | 1552.4558 |  | 1552.4558 | 0 | 0 | 0 | 0 | 1552.4558
|  |  | 1109.9 | 1158 |  | 950.625 | 154.205 | 4.62 | 0 | 0.45 |  | 950.625 | 154.205 | 4.62 | 0 | 0.45 |  | 30.1 | 0 | -3.7 | -1 | -0.4 |  | 944.974 | 7.65 | 155.79 | 1.036 | 0.45 |  | 58.2 | 0 | -8.3 | -1.1 | -0.7 |  | 923.137 | 28.436 | 153.288 | 3.887 | 1.152 | [22 empty] | 614859.4735 | 142593.5171 | 7421.9539 | 0 | 2736.9913 | 767611.9358 |  | 614859.4735 | 142593.5171 | 7421.9539 | 0 | 2736.9913 | 767611.9358 |  | 611422.4793 | 6927.5323 | 254656.0351 | 2726.5607 | 2736.9913 | 878469.5987 |  | 633378.8572 | 6927.5323 | 247130.8095 | 133.5405 | 304.1101 | 887874.8497 |  | 597457.0674 | 26768.7997 | 250650.0533 | 10079.0695 | 7100.9718 | 892055.9618 |  | 638024.6687 | 26768.7997 | 235199.3242 | 7226.7473 | 2843.4298 | 910062.9697
| EHV OHL Support - Towers |  | 67 | 67 | C1 | 0 | 20 | 38 | 0 | 9 | 67 | 0 | 20 | 38 | 0 | 9 | 67 | 0 | 0 | 0 | 0 | 0 | 0 | 0 | 0 | 58 | 0 | 9 | 67 | 0 | 0 | 0 | 0 | 0 | 0 | 0 | 0 | 57 | 1 | 9 | 67 |  |  | C1 | 0.015533 | 0.023127 | 0.04089 | 0.066222 | 0.15533 | C1 | 7236.516 | 7236.516 | 7236.516 | 7236.516 | 7236.516 | C1 | 112.403 | 167.356 | 295.9007 | 479.2147 | 1124.0488 | C1 | 0 | 3347.1207 | 11244.2249 | 0 | 10116.4391 | 24707.7847 |  | 0 | 3347.1207 | 11244.2249 | 0 | 10116.4391 | 24707.7847 |  | 0 | 0 | 17162.238 | 0 | 10116.4391 | 27278.6771 |  | 0 | 0 | 17162.238 | 0 | 10116.4391 | 27278.6771 |  | 0 | 0 | 16866.3373 | 479.2147 | 10116.4391 | 27461.9912 |  | 0 | 0 | 16866.3373 | 479.2147 | 10116.4391 | 27461.9912
|  |  | 87 | 87 | C2 | 1 | 8 | 69 | 7 | 2 | 87 | 1 | 8 | 69 | 7 | 2 | 87 | 0 | 57 | -54 | 0 | -3 | 0 | 0 | 1 | 77 | 0 | 9 | 87 | 0 | 69 | -63 | -3 | -3 | 0 | 0 | 0 | 72 | 6 | 9 | 87 |  |  | C2 | 0.015533 | 0.023127 | 0.04089 | 0.066222 | 0.15533 | C2 | 10337.88 | 10337.88 | 10337.88 | 10337.88 | 10337.88 | C2 | 160.5757 | 239.0801 | 422.7152 | 684.5925 | 1605.784 | C2 | 160.5757 | 1912.6404 | 29167.3503 | 4792.1473 | 3211.568 | 39244.2817 |  | 160.5757 | 1912.6404 | 29167.3503 | 4792.1473 | 3211.568 | 39244.2817 |  | 0 | 239.0801 | 32549.072 | 0 | 14452.0559 | 47240.208 |  | 0 | 13866.6431 | 9722.4501 | 0 | 9634.7039 | 33223.7971 |  | 0 | 0 | 30435.4959 | 4107.5549 | 14452.0559 | 48995.1067 |  | 0 | 16496.5237 | 3804.437 | 2053.7774 | 9634.7039 | 31989.442
|  |  | 24 | 24 | C3 | 8 | 4 | 12 | 0 | 0 | 24 | 8 | 4 | 12 | 0 | 0 | 24 | 0 | 2 | -2 | 0 | 0 | 0 | 8 | 0 | 16 | 0 | 0 | 24 | 0 | 2 | -2 | 0 | 0 | 0 | 7 | 0 | 12 | 5 | 0 | 24 |  |  | C3 | 0.015533 | 0.023127 | 0.04089 | 0.066222 | 0.15533 | C3 | 15506.82 | 15506.82 | 15506.82 | 15506.82 | 15506.82 | C3 | 240.8635 | 358.6201 | 634.0728 | 1026.8887 | 2408.676 | C3 | 1926.9079 | 1434.4803 | 7608.874 | 0 | 0 | 10970.2622 |  | 1926.9079 | 1434.4803 | 7608.874 | 0 | 0 | 10970.2622 |  | 1926.9079 | 0 | 10145.1653 | 0 | 0 | 12072.0732 |  | 1926.9079 | 717.2402 | 8877.0196 | 0 | 0 | 11521.1677 |  | 1686.0444 | 0 | 7608.874 | 5134.4436 | 0 | 14429.362 |  | 1686.0444 | 717.2402 | 6340.7283 | 5134.4436 | 0 | 13878.4565
|  |  | 0 | 0 | C4 | 0 | 0 | 0 | 0 | 0 | 0 | 0 | 0 | 0 | 0 | 0 | 0 | 0 | 0 | 0 | 0 | 0 | 0 | 0 | 0 | 0 | 0 | 0 | 0 | 0 | 0 | 0 | 0 | 0 | 0 | 0 | 0 | 0 | 0 | 0 | 0 |  |  | C4 | 0.015533 | 0.023127 | 0.04089 | 0.066222 | 0.15533 | C4 | 25844.7 | 25844.7 | 25844.7 | 25844.7 | 25844.7 | C4 | 401.4392 | 597.7001 | 1056.7881 | 1711.4812 | 4014.46 | C4 | 0 | 0 | 0 | 0 | 0 | 0 |  | 0 | 0 | 0 | 0 | 0 | 0 |  | 0 | 0 | 0 | 0 | 0 | 0 |  | 0 | 0 | 0 | 0 | 0 | 0 |  | 0 | 0 | 0 | 0 | 0 | 0 |  | 0 | 0 | 0 | 0 | 0 | 0
|  |  | 178 | 178 |  | 9 | 32 | 119 | 7 | 11 |  | 9 | 32 | 119 | 7 | 11 |  | 0 | 59 | -56 | 0 | -3 |  | 8 | 1 | 151 | 0 | 18 |  | 0 | 71 | -65 | -3 | -3 |  | 7 | 0 | 141 | 12 | 18 | [22 empty] | 2087.4836 | 6694.2415 | 48020.4491 | 4792.1473 | 13328.0071 | 74922.3286 |  | 2087.4836 | 6694.2415 | 48020.4491 | 4792.1473 | 13328.0071 | 74922.3286 |  | 1926.9079 | 239.0801 | 59856.4753 | 0 | 24568.495 | 86590.9583 |  | 1926.9079 | 14583.8833 | 35761.7077 | 0 | 19751.143 | 72023.6419 |  | 1686.0444 | 0 | 54910.7072 | 9721.2132 | 24568.495 | 90886.4598 |  | 1686.0444 | 17213.7638 | 27011.5026 | 7667.4357 | 19751.143 | 73329.8897
| EHV OHL Support - Poles |  | 16178 | 16183 | C1 | 9239 | 2710 | 2494 | 1372 | 363 | 16178 | 9239 | 2710 | 2494 | 1372 | 363 | 16178 | 196 | -12 | -47 | -84 | -49 | 4 | 8003 | 3002 | 3063 | 1007 | 1103 | 16178 | 1371 | -9 | -69 | -483 | -805 | 5 | 7064 | 2489 | 1810 | 2910 | 1905 | 16178 |  |  | C1 | 0.0081226 | 0.012094 | 0.021383 | 0.03463 | 0.081228 | C1 | 2383.514 | 2383.514 | 2383.514 | 2383.514 | 2383.514 | C1 | 19.3604 | 28.8256 | 50.9662 | 82.5404 | 193.6073 | C1 | 178870.7229 | 78117.298 | 127109.7644 | 113245.4631 | 70279.4455 | 567622.6938 |  | 178870.7229 | 78117.298 | 127109.7644 | 113245.4631 | 70279.4455 | 567622.6938 |  | 154941.2702 | 86534.3648 | 156109.5462 | 83118.208 | 213548.8384 | 694252.2276 |  | 158735.9083 | 86188.458 | 153714.1336 | 76184.8123 | 204062.0813 | 678885.3935 |  | 136761.8559 | 71746.8468 | 92248.8667 | 240192.6367 | 368821.8832 | 909772.0893 |  | 163304.9624 | 71487.4166 | 88732.1972 | 200325.6114 | 212968.0166 | 736818.2042
|  |  | 8981 | 9030 | C2 | 4468 | 1747 | 1508 | 872 | 386 | 8981 | 4468 | 1747 | 1508 | 872 | 386 | 8981 | 603 | -20 | -118 | -287 | -148 | 30 | 4087 | 1514 | 1999 | 472 | 909 | 8981 | 1559 | -23 | -81 | -678 | -728 | 49 | 3912 | 600 | 1444 | 1709 | 1316 | 8981 |  |  | C2 | 0.0081226 | 0.012094 | 0.021383 | 0.03463 | 0.081228 | C2 | 3405.02 | 3405.02 | 3405.02 | 3405.02 | 3405.02 | C2 | 27.6577 | 41.1794 | 72.8089 | 117.9149 | 276.5818 | C2 | 123574.6587 | 71940.3899 | 109795.8097 | 102821.7866 | 106760.5901 | 514893.235 |  | 123574.6587 | 71940.3899 | 109795.8097 | 102821.7866 | 106760.5901 | 514893.235 |  | 113037.0703 | 62345.5926 | 145544.9759 | 55655.8294 | 251412.8923 | 627996.3605 |  | 129714.6708 | 61522.0049 | 136953.5266 | 21814.2552 | 210478.78 | 560483.2375 |  | 108196.9706 | 24707.6325 | 105136.0406 | 201516.5519 | 363981.701 | 803538.8966 |  | 151315.3441 | 23760.5066 | 99238.5203 | 121570.2545 | 162630.1217 | 558514.7473
|  |  | 1988 | 2208 | C3 | 961 | 219 | 187 | 184 | 437 | 1988 | 961 | 219 | 187 | 184 | 437 | 1988 | 724 | -20 | -25 | -83 | -376 | 220 | 843 | 290 | 199 | 117 | 539 | 1988 | 815 | -11 | -14 | -81 | -489 | 220 | 747 | 246 | 160 | 196 | 639 | 1988 |  |  | C3 | 0.0081226 | 0.012094 | 0.021383 | 0.03463 | 0.081228 | C3 | 5107.53 | 5107.53 | 5107.53 | 5107.53 | 5107.53 | C3 | 41.4866 | 61.7691 | 109.2133 | 176.8723 | 414.8728 | C3 | 39868.5923 | 13527.4288 | 20422.8943 | 32544.5104 | 181299.3959 | 287662.8218 |  | 39868.5923 | 13527.4288 | 20422.8943 | 32544.5104 | 181299.3959 | 287662.8218 |  | 34973.1772 | 17913.0335 | 21733.4544 | 20694.0637 | 223616.4174 | 318930.1462 |  | 65009.4528 | 16677.6519 | 19003.1209 | 6013.6595 | 67624.2598 | 174328.145 |  | 30990.4667 | 15195.194 | 17474.1342 | 34666.9785 | 265103.6933 | 363430.4666 |  | 64802.02 | 14515.7341 | 15945.1474 | 20340.319 | 62230.9139 | 177834.1344
|  |  | 1102 | 1147 | C4 | 585 | 165 | 95 | 102 | 155 | 1102 | 585 | 165 | 95 | 102 | 155 | 1102 | 166 | -6 | -13 | -8 | -100 | 39 | 525 | 171 | 145 | 37 | 224 | 1102 | 303 | -12 | -10 | -56 | -180 | 45 | 489 | 106 | 123 | 124 | 260 | 1102 |  |  | C4 | 0.0081226 | 0.012094 | 0.021383 | 0.03463 | 0.081228 | C4 | 8512.55 | 8512.55 | 8512.55 | 8512.55 | 8512.55 | C4 | 69.1443 | 102.9485 | 182.0222 | 294.7872 | 691.4546 | C4 | 40449.4043 | 16986.4973 | 17292.1119 | 30068.2977 | 107175.4629 | 211971.7741 |  | 40449.4043 | 16986.4973 | 17292.1119 | 30068.2977 | 107175.4629 | 211971.7741 |  | 36300.7474 | 17604.1881 | 26393.2235 | 10907.1276 | 154885.8302 | 246091.1169 |  | 47778.698 | 16986.4973 | 24026.9345 | 8548.8297 | 85740.3703 | 183081.3299 |  | 33811.5533 | 10912.5377 | 22388.7344 | 36553.6168 | 179778.1958 | 283444.638 |  | 54762.2704 | 9677.1561 | 20568.5121 | 20045.5318 | 55316.3679 | 160369.8383
|  |  | 28249 | 28568 |  | 15253 | 4841 | 4284 | 2530 | 1341 |  | 15253 | 4841 | 4284 | 2530 | 1341 |  | 1689 | -58 | -203 | -462 | -673 |  | 13458 | 4977 | 5406 | 1633 | 2775 |  | 4048 | -55 | -174 | -1298 | -2202 |  | 12212 | 3441 | 3537 | 4939 | 4120 | [22 empty] | 382763.3781 | 180571.614 | 274620.5804 | 278680.0577 | 465514.8944 | 1582150.5247 |  | 382763.3781 | 180571.614 | 274620.5804 | 278680.0577 | 465514.8944 | 1582150.5247 |  | 339252.2651 | 184397.1791 | 349781.2 | 170375.2287 | 843463.9783 | 1887269.8512 |  | 401238.73 | 181374.6121 | 333697.7157 | 112561.5567 | 567905.4914 | 1596778.1059 |  | 309760.8465 | 122562.2109 | 237247.7759 | 512929.7839 | 1177685.4734 | 2360186.0905 |  | 434184.5969 | 119440.8133 | 224484.3771 | 362281.7168 | 493145.4202 | 1633536.9242
| EHV OHL Fittings |  | 9 | 9 | C1 | 2 | 0 | 3 | 0 | 4 | 9 | 2 | 0 | 3 | 0 | 4 | 9 | 4 | 0 | 0 | 0 | -4 | 0 | 2 | 0 | 2 | 1 | 4 | 9 | 4 | 0 | 0 | 0 | -4 | 0 | 2 | 0 | 0 | 3 | 4 | 9 |  |  | C1 | 0.002736 | 0.0040737 | 0.0072026 | 0.011665 | 0.027361 | C1 | 1631.112 | 1631.112 | 1631.112 | 1631.112 | 1631.112 | C1 | 4.4628 | 6.6446 | 11.7483 | 19.0265 | 44.6287 | C1 | 8.9256 | 0 | 35.2449 | 0 | 178.5148 | 222.6852 |  | 8.9256 | 0 | 35.2449 | 0 | 178.5148 | 222.6852 |  | 8.9256 | 0 | 23.4966 | 19.0265 | 178.5148 | 229.9635 |  | 26.7768 | 0 | 23.4966 | 19.0265 | 0 | 69.2999 |  | 8.9256 | 0 | 0 | 57.0795 | 178.5148 | 244.5199 |  | 26.7768 | 0 | 0 | 57.0795 | 0 | 83.8563
|  |  | 316 | 316 | C2 | 138 | 3 | 56 | 22 | 97 | 316 | 138 | 3 | 56 | 22 | 97 | 316 | 106 | 0 | -2 | -27 | -77 | 0 | 138 | 3 | 32 | 27 | 116 | 316 | 128 | 0 | 0 | -32 | -96 | 0 | 138 | 3 | 1 | 53 | 121 | 316 |  |  | C2 | 0.002736 | 0.0040737 | 0.0072026 | 0.011665 | 0.027361 | C2 | 2330.16 | 2330.16 | 2330.16 | 2330.16 | 2330.16 | C2 | 6.3754 | 9.4923 | 16.7833 | 27.1807 | 63.7553 | C2 | 879.8078 | 28.477 | 939.8638 | 597.9761 | 6184.2615 | 8630.386 |  | 879.8078 | 28.477 | 939.8638 | 597.9761 | 6184.2615 | 8630.386 |  | 879.8078 | 28.477 | 537.065 | 733.8797 | 7395.6117 | 9574.8411 |  | 1555.6021 | 28.477 | 503.4984 | 0 | 2486.4556 | 4574.0332 |  | 879.8078 | 28.477 | 16.7833 | 1440.5787 | 7714.388 | 10080.0347 |  | 1695.8613 | 28.477 | 16.7833 | 570.7953 | 1593.8818 | 3905.7987
|  |  | 31 | 31 | C3 | 9 | 1 | 5 | 2 | 14 | 31 | 9 | 1 | 5 | 2 | 14 | 31 | 12 | 0 | 0 | -4 | -8 | 0 | 9 | 1 | 0 | 5 | 16 | 31 | 14 | 0 | 0 | -2 | -12 | 0 | 9 | 1 | 0 | 4 | 17 | 31 |  |  | C3 | 0.002736 | 0.0040737 | 0.0072026 | 0.011665 | 0.027361 | C3 | 3495.24 | 3495.24 | 3495.24 | 3495.24 | 3495.24 | C3 | 9.5631 | 14.2385 | 25.1749 | 40.7711 | 95.6329 | C3 | 86.0682 | 14.2385 | 125.8746 | 81.5422 | 1338.8607 | 1646.5842 |  | 86.0682 | 14.2385 | 125.8746 | 81.5422 | 1338.8607 | 1646.5842 |  | 86.0682 | 14.2385 | 0 | 203.8555 | 1530.1266 | 1834.2887 |  | 200.8257 | 14.2385 | 0 | 40.7711 | 765.0633 | 1020.8985 |  | 86.0682 | 14.2385 | 0 | 163.0844 | 1625.7595 | 1889.1505 |  | 219.9519 | 14.2385 | 0 | 81.5422 | 478.1645 | 793.8972
|  |  | 0 | 0 | C4 | 0 | 0 | 0 | 0 | 0 | 0 | 0 | 0 | 0 | 0 | 0 | 0 | 0 | 0 | 0 | 0 | 0 | 0 | 0 | 0 | 0 | 0 | 0 | 0 | 0 | 0 | 0 | 0 | 0 | 0 | 0 | 0 | 0 | 0 | 0 | 0 |  |  | C4 | 0.002736 | 0.0040737 | 0.0072026 | 0.011665 | 0.027361 | C4 | 5825.4 | 5825.4 | 5825.4 | 5825.4 | 5825.4 | C4 | 15.9385 | 23.7308 | 41.9582 | 67.9518 | 159.3882 | C4 | 0 | 0 | 0 | 0 | 0 | 0 |  | 0 | 0 | 0 | 0 | 0 | 0 |  | 0 | 0 | 0 | 0 | 0 | 0 |  | 0 | 0 | 0 | 0 | 0 | 0 |  | 0 | 0 | 0 | 0 | 0 | 0 |  | 0 | 0 | 0 | 0 | 0 | 0
|  |  | 356 | 356 |  | 149 | 4 | 64 | 24 | 115 |  | 149 | 4 | 64 | 24 | 115 |  | 122 | 0 | -2 | -31 | -89 |  | 149 | 4 | 34 | 33 | 136 |  | 146 | 0 | 0 | -34 | -112 |  | 149 | 4 | 1 | 60 | 142 | [22 empty] | 974.8015 | 42.7154 | 1100.9833 | 679.5182 | 7701.637 | 10499.6554 |  | 974.8015 | 42.7154 | 1100.9833 | 679.5182 | 7701.637 | 10499.6554 |  | 974.8015 | 42.7154 | 560.5616 | 956.7617 | 9104.253 | 11639.0932 |  | 1783.2046 | 42.7154 | 526.995 | 59.7976 | 3251.5189 | 5664.2316 |  | 974.8015 | 42.7154 | 16.7833 | 1660.7426 | 9518.6623 | 12213.7051 |  | 1942.59 | 42.7154 | 16.7833 | 709.417 | 2072.0464 | 4783.5522
| EHV OHL (Tower Line) Conductor |  | 12.5 | 12.5 | C1 | 0.9 | 5.4 | 5.4 | 0.8 | 0 | 12.5 | 0.9 | 5.4 | 5.4 | 0.8 | 0 | 12.5 | 2.7 | -2.2 | 0 | -0.5 | 0 | 0 | 0.9 | 5.4 | 5.4 | 0.8 | 0 | 12.5 | 2.7 | 0 | -2.2 | -0.5 | 0 | 4.4409e-16 | 0.9 | 1.5 | 3.9 | 6.2 | 0 | 12.5 |  |  | C1 | 0.00228 | 0.0033947 | 0.0060022 | 0.0097206 | 0.022801 | C1 | 16937.949 | 16937.949 | 16937.949 | 16937.949 | 16937.949 | C1 | 38.6191 | 57.4998 | 101.6648 | 164.6474 | 386.1979 | C1 | 34.7572 | 310.4988 | 548.99 | 131.7179 | 0 | 1025.964 |  | 34.7572 | 310.4988 | 548.99 | 131.7179 | 0 | 1025.964 |  | 34.7572 | 310.4988 | 548.99 | 131.7179 | 0 | 1025.964 |  | 139.0289 | 183.9993 | 548.99 | 49.3942 | 0 | 921.4124 |  | 34.7572 | 86.2497 | 396.4928 | 1020.814 | 0 | 1538.3137 |  | 139.0289 | 86.2497 | 172.8302 | 938.4903 | 0 | 1336.5991
|  |  | 23 | 23 | C2 | 10.5 | 11.7 | 0.5 | 0.3 | 0 | 23 | 10.5 | 11.7 | 0.5 | 0.3 | 0 | 23 | 0 | 0 | 0 | 0 | 0 | 0 | 3.6 | 18.3 | 0.7 | 0.3 | 0 | 22.9 | 2.4 | 0 | -2.2 | -0.2 | 0 | -2e-05 | 3.3 | 12.3 | 6.6 | 0.8 | 0 | 23 |  |  | C2 | 0.00228 | 0.0033947 | 0.0060022 | 0.0097206 | 0.022801 | C2 | 24197.07 | 24197.07 | 24197.07 | 24197.07 | 24197.07 | C2 | 55.1702 | 82.1425 | 145.2355 | 235.2106 | 551.7113 | C2 | 579.287 | 961.0677 | 72.6177 | 70.5632 | 0 | 1683.5356 |  | 579.287 | 961.0677 | 72.6177 | 70.5632 | 0 | 1683.5356 |  | 198.6127 | 1503.2085 | 101.6648 | 70.5632 | 0 | 1874.0492 |  | 198.6127 | 1503.2085 | 101.6648 | 70.5632 | 0 | 1874.0492 |  | 182.0616 | 1010.3532 | 958.554 | 188.1685 | 0 | 2339.1374 |  | 314.469 | 1010.3532 | 639.036 | 141.1264 | 0 | 2104.9846
|  |  | 9.7 | 9.7 | C3 | 3.7 | 5.1 | 0.9 | 0 | 0 | 9.7 | 3.7 | 5.1 | 0.9 | 0 | 0 | 9.7 | 0 | 0 | 0 | 0 | 0 | 0 | 3.1 | 5.7 | 0.9 | 0 | 0 | 9.7 | 0 | 0 | 0 | 0 | 0 | 0 | 3.1 | 2.4 | 3.3 | 0.9 | 0 | 9.7 |  |  | C3 | 0.00228 | 0.0033947 | 0.0060022 | 0.0097206 | 0.022801 | C3 | 36295.605 | 36295.605 | 36295.605 | 36295.605 | 36295.605 | C3 | 82.7553 | 123.2138 | 217.8532 | 352.8159 | 827.567 | C3 | 306.1946 | 628.3904 | 196.0679 | 0 | 0 | 1130.6529 |  | 306.1946 | 628.3904 | 196.0679 | 0 | 0 | 1130.6529 |  | 256.5414 | 702.3187 | 196.0679 | 0 | 0 | 1154.928 |  | 256.5414 | 702.3187 | 196.0679 | 0 | 0 | 1154.928 |  | 256.5414 | 295.7131 | 718.9155 | 317.5343 | 0 | 1588.7044 |  | 256.5414 | 295.7131 | 718.9155 | 317.5343 | 0 | 1588.7044
|  |  | 0 | 0 | C4 | 0 | 0 | 0 | 0 | 0 | 0 | 0 | 0 | 0 | 0 | 0 | 0 | 0 | 0 | 0 | 0 | 0 | 0 | 0 | 0 | 0 | 0 | 0 | 0 | 0 | 0 | 0 | 0 | 0 | 0 | 0 | 0 | 0 | 0 | 0 | 0 |  |  | C4 | 0.00228 | 0.0033947 | 0.0060022 | 0.0097206 | 0.022801 | C4 | 60492.675 | 60492.675 | 60492.675 | 60492.675 | 60492.675 | C4 | 137.9255 | 205.3563 | 363.0887 | 588.0265 | 1379.2783 | C4 | 0 | 0 | 0 | 0 | 0 | 0 |  | 0 | 0 | 0 | 0 | 0 | 0 |  | 0 | 0 | 0 | 0 | 0 | 0 |  | 0 | 0 | 0 | 0 | 0 | 0 |  | 0 | 0 | 0 | 0 | 0 | 0 |  | 0 | 0 | 0 | 0 | 0 | 0
|  |  | 45.2 | 45.2 |  | 15.1 | 22.2 | 6.8 | 1.1 | 0 |  | 15.1 | 22.2 | 6.8 | 1.1 | 0 |  | 2.7 | -2.2 | 0 | -0.5 | 0 |  | 7.6 | 29.4 | 7 | 1.1 | 0 |  | 5.1 | 0 | -4.4 | -0.7 | 0 |  | 7.3 | 16.2 | 13.8 | 7.9 | 0 | [22 empty] | 920.2388 | 1899.9569 | 817.6756 | 202.2811 | 0 | 3840.1525 |  | 920.2388 | 1899.9569 | 817.6756 | 202.2811 | 0 | 3840.1525 |  | 489.9113 | 2516.026 | 846.7227 | 202.2811 | 0 | 4054.9411 |  | 594.183 | 2389.5265 | 846.7227 | 119.9574 | 0 | 3950.3896 |  | 473.3602 | 1392.316 | 2073.9624 | 1526.5168 | 0 | 5466.1555 |  | 710.0393 | 1392.316 | 1530.7818 | 1397.151 | 0 | 5030.2881
| [Please insert new asset category as required] |  | 0 | 0 | C1 | 0 | 0 | 0 | 0 | 0 | 0 | 0 | 0 | 0 | 0 | 0 | 0 | 0 | 0 | 0 | 0 | 0 | 0 | 0 | 0 | 0 | 0 | 0 | 0 | 0 | 0 | 0 | 0 | 0 | 0 | 0 | 0 | 0 | 0 | 0 | 0 |  |  | C1 | 0 | 0 | 0 | 0 | 0 | C1 | 0 | 0 | 0 | 0 | 0 | C1 | [5 empty] | C1 | [5 empty] | 0 | [6 empty] | 0 | [6 empty] | 0 | [6 empty] | 0 | [6 empty] | 0 | [6 empty] | 0
|  |  | 0 | 0 | C2 | 0 | 0 | 0 | 0 | 0 | 0 | 0 | 0 | 0 | 0 | 0 | 0 | 0 | 0 | 0 | 0 | 0 | 0 | 0 | 0 | 0 | 0 | 0 | 0 | 0 | 0 | 0 | 0 | 0 | 0 | 0 | 0 | 0 | 0 | 0 | 0 |  |  | C2 | 0 | 0 | 0 | 0 | 0 | C2 | 0 | 0 | 0 | 0 | 0 | C2 | [5 empty] | C2 | [5 empty] | 0 | [6 empty] | 0 | [6 empty] | 0 | [6 empty] | 0 | [6 empty] | 0 | [6 empty] | 0
|  |  | 0 | 0 | C3 | 0 | 0 | 0 | 0 | 0 | 0 | 0 | 0 | 0 | 0 | 0 | 0 | 0 | 0 | 0 | 0 | 0 | 0 | 0 | 0 | 0 | 0 | 0 | 0 | 0 | 0 | 0 | 0 | 0 | 0 | 0 | 0 | 0 | 0 | 0 | 0 |  |  | C3 | 0 | 0 | 0 | 0 | 0 | C3 | 0 | 0 | 0 | 0 | 0 | C3 | [5 empty] | C3 | [5 empty] | 0 | [6 empty] | 0 | [6 empty] | 0 | [6 empty] | 0 | [6 empty] | 0 | [6 empty] | 0
|  |  | 0 | 0 | C4 | 0 | 0 | 0 | 0 | 0 | 0 | 0 | 0 | 0 | 0 | 0 | 0 | 0 | 0 | 0 | 0 | 0 | 0 | 0 | 0 | 0 | 0 | 0 | 0 | 0 | 0 | 0 | 0 | 0 | 0 | 0 | 0 | 0 | 0 | 0 | 0 |  |  | C4 | 0 | 0 | 0 | 0 | 0 | C4 | 0 | 0 | 0 | 0 | 0 | C4 | [5 empty] | C4 | [5 empty] | 0 | [6 empty] | 0 | [6 empty] | 0 | [6 empty] | 0 | [6 empty] | 0 | [6 empty] | 0
|  |  | 0 | 0 |  | 0 | 0 | 0 | 0 | 0 |  | 0 | 0 | 0 | 0 | 0 |  | 0 | 0 | 0 | 0 | 0 |  | 0 | 0 | 0 | 0 | 0 |  | 0 | 0 | 0 | 0 | 0 |  | 0 | 0 | 0 | 0 | 0 | [22 empty] | 0 | 0 | 0 | 0 | 0 | 0 |  | 0 | 0 | 0 | 0 | 0 | 0 |  | 0 | 0 | 0 | 0 | 0 | 0 |  | 0 | 0 | 0 | 0 | 0 | 0 |  | 0 | 0 | 0 | 0 | 0 | 0 |  | 0 | 0 | 0 | 0 | 0 | 0
| [Please insert new asset category as required] |  | 0 | 0 | C1 | 0 | 0 | 0 | 0 | 0 | 0 | 0 | 0 | 0 | 0 | 0 | 0 | 0 | 0 | 0 | 0 | 0 | 0 | 0 | 0 | 0 | 0 | 0 | 0 | 0 | 0 | 0 | 0 | 0 | 0 | 0 | 0 | 0 | 0 | 0 | 0 |  |  | C1 | 0 | 0 | 0 | 0 | 0 | C1 | 0 | 0 | 0 | 0 | 0 | C1 | [5 empty] | C1 | [5 empty] | 0 | [6 empty] | 0 | [6 empty] | 0 | [6 empty] | 0 | [6 empty] | 0 | [6 empty] | 0
|  |  | 0 | 0 | C2 | 0 | 0 | 0 | 0 | 0 | 0 | 0 | 0 | 0 | 0 | 0 | 0 | 0 | 0 | 0 | 0 | 0 | 0 | 0 | 0 | 0 | 0 | 0 | 0 | 0 | 0 | 0 | 0 | 0 | 0 | 0 | 0 | 0 | 0 | 0 | 0 |  |  | C2 | 0 | 0 | 0 | 0 | 0 | C2 | 0 | 0 | 0 | 0 | 0 | C2 | [5 empty] | C2 | [5 empty] | 0 | [6 empty] | 0 | [6 empty] | 0 | [6 empty] | 0 | [6 empty] | 0 | [6 empty] | 0
|  |  | 0 | 0 | C3 | 0 | 0 | 0 | 0 | 0 | 0 | 0 | 0 | 0 | 0 | 0 | 0 | 0 | 0 | 0 | 0 | 0 | 0 | 0 | 0 | 0 | 0 | 0 | 0 | 0 | 0 | 0 | 0 | 0 | 0 | 0 | 0 | 0 | 0 | 0 | 0 |  |  | C3 | 0 | 0 | 0 | 0 | 0 | C3 | 0 | 0 | 0 | 0 | 0 | C3 | [5 empty] | C3 | [5 empty] | 0 | [6 empty] | 0 | [6 empty] | 0 | [6 empty] | 0 | [6 empty] | 0 | [6 empty] | 0
|  |  | 0 | 0 | C4 | 0 | 0 | 0 | 0 | 0 | 0 | 0 | 0 | 0 | 0 | 0 | 0 | 0 | 0 | 0 | 0 | 0 | 0 | 0 | 0 | 0 | 0 | 0 | 0 | 0 | 0 | 0 | 0 | 0 | 0 | 0 | 0 | 0 | 0 | 0 | 0 |  |  | C4 | 0 | 0 | 0 | 0 | 0 | C4 | 0 | 0 | 0 | 0 | 0 | C4 | [5 empty] | C4 | [5 empty] | 0 | [6 empty] | 0 | [6 empty] | 0 | [6 empty] | 0 | [6 empty] | 0 | [6 empty] | 0
|  |  | 0 | 0 |  | 0 | 0 | 0 | 0 | 0 |  | 0 | 0 | 0 | 0 | 0 |  | 0 | 0 | 0 | 0 | 0 |  | 0 | 0 | 0 | 0 | 0 |  | 0 | 0 | 0 | 0 | 0 |  | 0 | 0 | 0 | 0 | 0 | [22 empty] | 0 | 0 | 0 | 0 | 0 | 0 |  | 0 | 0 | 0 | 0 | 0 | 0 |  | 0 | 0 | 0 | 0 | 0 | 0 |  | 0 | 0 | 0 | 0 | 0 | 0 |  | 0 | 0 | 0 | 0 | 0 | 0 |  | 0 | 0 | 0 | 0 | 0 | 0
| [Please insert new asset category as required] |  | 0 | 0 | C1 | 0 | 0 | 0 | 0 | 0 | 0 | 0 | 0 | 0 | 0 | 0 | 0 | 0 | 0 | 0 | 0 | 0 | 0 | 0 | 0 | 0 | 0 | 0 | 0 | 0 | 0 | 0 | 0 | 0 | 0 | 0 | 0 | 0 | 0 | 0 | 0 |  |  | C1 | 0 | 0 | 0 | 0 | 0 | C1 | 0 | 0 | 0 | 0 | 0 | C1 | [5 empty] | C1 | [5 empty] | 0 | [6 empty] | 0 | [6 empty] | 0 | [6 empty] | 0 | [6 empty] | 0 | [6 empty] | 0
|  |  | 0 | 0 | C2 | 0 | 0 | 0 | 0 | 0 | 0 | 0 | 0 | 0 | 0 | 0 | 0 | 0 | 0 | 0 | 0 | 0 | 0 | 0 | 0 | 0 | 0 | 0 | 0 | 0 | 0 | 0 | 0 | 0 | 0 | 0 | 0 | 0 | 0 | 0 | 0 |  |  | C2 | 0 | 0 | 0 | 0 | 0 | C2 | 0 | 0 | 0 | 0 | 0 | C2 | [5 empty] | C2 | [5 empty] | 0 | [6 empty] | 0 | [6 empty] | 0 | [6 empty] | 0 | [6 empty] | 0 | [6 empty] | 0
|  |  | 0 | 0 | C3 | 0 | 0 | 0 | 0 | 0 | 0 | 0 | 0 | 0 | 0 | 0 | 0 | 0 | 0 | 0 | 0 | 0 | 0 | 0 | 0 | 0 | 0 | 0 | 0 | 0 | 0 | 0 | 0 | 0 | 0 | 0 | 0 | 0 | 0 | 0 | 0 |  |  | C3 | 0 | 0 | 0 | 0 | 0 | C3 | 0 | 0 | 0 | 0 | 0 | C3 | [5 empty] | C3 | [5 empty] | 0 | [6 empty] | 0 | [6 empty] | 0 | [6 empty] | 0 | [6 empty] | 0 | [6 empty] | 0
|  |  | 0 | 0 | C4 | 0 | 0 | 0 | 0 | 0 | 0 | 0 | 0 | 0 | 0 | 0 | 0 | 0 | 0 | 0 | 0 | 0 | 0 | 0 | 0 | 0 | 0 | 0 | 0 | 0 | 0 | 0 | 0 | 0 | 0 | 0 | 0 | 0 | 0 | 0 | 0 |  |  | C4 | 0 | 0 | 0 | 0 | 0 | C4 | 0 | 0 | 0 | 0 | 0 | C4 | [5 empty] | C4 | [5 empty] | 0 | [6 empty] | 0 | [6 empty] | 0 | [6 empty] | 0 | [6 empty] | 0 | [6 empty] | 0
|  |  | 0 | 0 |  | 0 | 0 | 0 | 0 | 0 |  | 0 | 0 | 0 | 0 | 0 |  | 0 | 0 | 0 | 0 | 0 |  | 0 | 0 | 0 | 0 | 0 |  | 0 | 0 | 0 | 0 | 0 |  | 0 | 0 | 0 | 0 | 0 | [22 empty] | 0 | 0 | 0 | 0 | 0 | 0 |  | 0 | 0 | 0 | 0 | 0 | 0 |  | 0 | 0 | 0 | 0 | 0 | 0 |  | 0 | 0 | 0 | 0 | 0 | 0 |  | 0 | 0 | 0 | 0 | 0 | 0 |  | 0 | 0 | 0 | 0 | 0 | 0
| [Please insert new asset category as required] |  | 0 | 0 | C1 | 0 | 0 | 0 | 0 | 0 | 0 | 0 | 0 | 0 | 0 | 0 | 0 | 0 | 0 | 0 | 0 | 0 | 0 | 0 | 0 | 0 | 0 | 0 | 0 | 0 | 0 | 0 | 0 | 0 | 0 | 0 | 0 | 0 | 0 | 0 | 0 |  |  | C1 | 0 | 0 | 0 | 0 | 0 | C1 | 0 | 0 | 0 | 0 | 0 | C1 | [5 empty] | C1 | [5 empty] | 0 | [6 empty] | 0 | [6 empty] | 0 | [6 empty] | 0 | [6 empty] | 0 | [6 empty] | 0
|  |  | 0 | 0 | C2 | 0 | 0 | 0 | 0 | 0 | 0 | 0 | 0 | 0 | 0 | 0 | 0 | 0 | 0 | 0 | 0 | 0 | 0 | 0 | 0 | 0 | 0 | 0 | 0 | 0 | 0 | 0 | 0 | 0 | 0 | 0 | 0 | 0 | 0 | 0 | 0 |  |  | C2 | 0 | 0 | 0 | 0 | 0 | C2 | 0 | 0 | 0 | 0 | 0 | C2 | [5 empty] | C2 | [5 empty] | 0 | [6 empty] | 0 | [6 empty] | 0 | [6 empty] | 0 | [6 empty] | 0 | [6 empty] | 0
|  |  | 0 | 0 | C3 | 0 | 0 | 0 | 0 | 0 | 0 | 0 | 0 | 0 | 0 | 0 | 0 | 0 | 0 | 0 | 0 | 0 | 0 | 0 | 0 | 0 | 0 | 0 | 0 | 0 | 0 | 0 | 0 | 0 | 0 | 0 | 0 | 0 | 0 | 0 | 0 |  |  | C3 | 0 | 0 | 0 | 0 | 0 | C3 | 0 | 0 | 0 | 0 | 0 | C3 | [5 empty] | C3 | [5 empty] | 0 | [6 empty] | 0 | [6 empty] | 0 | [6 empty] | 0 | [6 empty] | 0 | [6 empty] | 0
|  |  | 0 | 0 | C4 | 0 | 0 | 0 | 0 | 0 | 0 | 0 | 0 | 0 | 0 | 0 | 0 | 0 | 0 | 0 | 0 | 0 | 0 | 0 | 0 | 0 | 0 | 0 | 0 | 0 | 0 | 0 | 0 | 0 | 0 | 0 | 0 | 0 | 0 | 0 | 0 |  |  | C4 | 0 | 0 | 0 | 0 | 0 | C4 | 0 | 0 | 0 | 0 | 0 | C4 | [5 empty] | C4 | [5 empty] | 0 | [6 empty] | 0 | [6 empty] | 0 | [6 empty] | 0 | [6 empty] | 0 | [6 empty] | 0
|  |  | 0 | 0 |  | 0 | 0 | 0 | 0 | 0 |  | 0 | 0 | 0 | 0 | 0 |  | 0 | 0 | 0 | 0 | 0 |  | 0 | 0 | 0 | 0 | 0 |  | 0 | 0 | 0 | 0 | 0 |  | 0 | 0 | 0 | 0 | 0 | [22 empty] | 0 | 0 | 0 | 0 | 0 | 0 |  | 0 | 0 | 0 | 0 | 0 | 0 |  | 0 | 0 | 0 | 0 | 0 | 0 |  | 0 | 0 | 0 | 0 | 0 | 0 |  | 0 | 0 | 0 | 0 | 0 | 0 |  | 0 | 0 | 0 | 0 | 0 | 0
[63 empty] | 3269774.0312 | 1137608.2502 | 1367922.0605 | 819709.5554 | 2168977.2871 | 8763991.1845 |  | 3269774.0312 | 1137608.2502 | 1367922.0605 | 819709.5554 | 2168977.2871 | 8763991.1845 |  | 3022155.7689 | 1011945.0514 | 2044965.8958 | 686721.2514 | 3322294.7562 | 10088082.7237 |  | 3130437.7955 | 1023140.788 | 1909444.2368 | 541421.6986 | 2342476.2785 | 8946920.7974 |  | 2749774.2448 | 873918.5528 | 1784992.4529 | 2248515.052 | 4321911.7219 | 11979112.0244 |  | 3021514.0485 | 888010.9191 | 1623498.3223 | 2004267.733 | 1399441.0027 | 8936732.0255
| 132kV Network | [66 empty] | 0 | [6 empty] | 0 | [6 empty] | 0 | [6 empty] | 0 | [6 empty] | 0 | [6 empty] | 0
| 132kV CBs |  | 87 | 88 | C1 | 58 | 15 | 3 | 0 | 11 | 87 | 58 | 15 | 3 | 0 | 11 | 87 | 0 | 0 | 0 | 0 | 0 | 0 | 53 | 15 | 6 | 2 | 11 | 87 | 14 | 0 | 0 | -2 | -11 | 1 | 53 | 6 | 9 | 6 | 13 | 87 |  |  | C1 | 0.012284 | 0.018289 | 0.032337 | 0.05237 | 0.12284 | C1 | 134316.679 | 134316.679 | 134316.679 | 134316.679 | 134316.679 | C1 | 1649.905 | 2456.5328 | 4343.3729 | 7034.1455 | 16499.3315 | C1 | 95694.491 | 36847.9923 | 13030.1186 | 0 | 181492.6469 | 327065.2487 |  | 95694.491 | 36847.9923 | 13030.1186 | 0 | 181492.6469 | 327065.2487 |  | 87444.9659 | 36847.9923 | 26060.2371 | 14068.291 | 181492.6469 | 345914.1333 |  | 87444.9659 | 36847.9923 | 26060.2371 | 14068.291 | 181492.6469 | 345914.1333 |  | 87444.9659 | 14739.1969 | 39090.3557 | 42204.8731 | 214491.31 | 397970.7016 |  | 110543.6362 | 14739.1969 | 39090.3557 | 28136.5821 | 32998.6631 | 225508.434
|  |  | 80 | 80 | C2 | 61 | 19 | 0 | 0 | 0 | 80 | 61 | 19 | 0 | 0 | 0 | 80 | 0 | 0 | 0 | 0 | 0 | 0 | 61 | 3 | 16 | 0 | 0 | 80 | 0 | 0 | 0 | 0 | 0 | 0 | 61 | 0 | 19 | 0 | 0 | 80 |  |  | C2 | 0.012284 | 0.018289 | 0.032337 | 0.05237 | 0.12284 | C2 | 191880.97 | 191880.97 | 191880.97 | 191880.97 | 191880.97 | C2 | 2357.0072 | 3509.3326 | 6204.8184 | 10048.7793 | 23570.4736 | C2 | 143777.4373 | 66677.3194 | 0 | 0 | 0 | 210454.7566 |  | 143777.4373 | 66677.3194 | 0 | 0 | 0 | 210454.7566 |  | 143777.4373 | 10527.9978 | 99277.0938 | 0 | 0 | 253582.5289 |  | 143777.4373 | 10527.9978 | 99277.0938 | 0 | 0 | 253582.5289 |  | 143777.4373 | 0 | 117891.5489 | 0 | 0 | 261668.9862 |  | 143777.4373 | 0 | 117891.5489 | 0 | 0 | 261668.9862
|  |  | 1 | 1 | C3 | 1 | 0 | 0 | 0 | 0 | 1 | 1 | 0 | 0 | 0 | 0 | 1 | 0 | 0 | 0 | 0 | 0 | 0 | 1 | 0 | 0 | 0 | 0 | 1 | 0 | 0 | 0 | 0 | 0 | 0 | 1 | 0 | 0 | 0 | 0 | 1 |  |  | C3 | 0.012284 | 0.018289 | 0.032337 | 0.05237 | 0.12284 | C3 | 287821.455 | 287821.455 | 287821.455 | 287821.455 | 287821.455 | C3 | 3535.5108 | 5263.9989 | 9307.2275 | 15073.169 | 35355.7104 | C3 | 3535.5108 | 0 | 0 | 0 | 0 | 3535.5108 |  | 3535.5108 | 0 | 0 | 0 | 0 | 3535.5108 |  | 3535.5108 | 0 | 0 | 0 | 0 | 3535.5108 |  | 3535.5108 | 0 | 0 | 0 | 0 | 3535.5108 |  | 3535.5108 | 0 | 0 | 0 | 0 | 3535.5108 |  | 3535.5108 | 0 | 0 | 0 | 0 | 3535.5108
|  |  | 32 | 32 | C4 | 32 | 0 | 0 | 0 | 0 | 32 | 32 | 0 | 0 | 0 | 0 | 32 | 0 | 0 | 0 | 0 | 0 | 0 | 32 | 0 | 0 | 0 | 0 | 32 | 0 | 0 | 0 | 0 | 0 | 0 | 32 | 0 | 0 | 0 | 0 | 32 |  |  | C4 | 0.012284 | 0.018289 | 0.032337 | 0.05237 | 0.12284 | C4 | 479702.425 | 479702.425 | 479702.425 | 479702.425 | 479702.425 | C4 | 5892.5179 | 8773.3315 | 15512.0459 | 25121.9483 | 58926.1841 | C4 | 188560.5734 | 0 | 0 | 0 | 0 | 188560.5734 |  | 188560.5734 | 0 | 0 | 0 | 0 | 188560.5734 |  | 188560.5734 | 0 | 0 | 0 | 0 | 188560.5734 |  | 188560.5734 | 0 | 0 | 0 | 0 | 188560.5734 |  | 188560.5734 | 0 | 0 | 0 | 0 | 188560.5734 |  | 188560.5734 | 0 | 0 | 0 | 0 | 188560.5734
|  |  | 200 | 201 |  | 152 | 34 | 3 | 0 | 11 |  | 152 | 34 | 3 | 0 | 11 |  | 0 | 0 | 0 | 0 | 0 |  | 147 | 18 | 22 | 2 | 11 |  | 14 | 0 | 0 | -2 | -11 |  | 147 | 6 | 28 | 6 | 13 | [22 empty] | 431568.0125 | 103525.3116 | 13030.1186 | 0 | 181492.6469 | 729616.0896 |  | 431568.0125 | 103525.3116 | 13030.1186 | 0 | 181492.6469 | 729616.0896 |  | 423318.4874 | 47375.9901 | 125337.3309 | 14068.291 | 181492.6469 | 791592.7463 |  | 423318.4874 | 47375.9901 | 125337.3309 | 14068.291 | 181492.6469 | 791592.7463 |  | 423318.4874 | 14739.1969 | 156981.9046 | 42204.8731 | 214491.31 | 851735.772 |  | 446417.1576 | 14739.1969 | 156981.9046 | 28136.5821 | 32998.6631 | 679273.5043
| 132kV Transformer |  | 24 | 24 | C1 | 23 | 0 | 1 | 0 | 0 | 24 | 23 | 0 | 1 | 0 | 0 | 24 | 0 | 0 | 0 | 0 | 0 | 0 | 21 | 2 | 1 | 0 | 0 | 24 | 0 | 0 | 0 | 0 | 0 | 0 | 17 | 6 | 0 | 1 | 0 | 24 |  |  | C1 | 0.012939 | 0.019265 | 0.034062 | 0.055165 | 0.12939 | C1 | 326905.313 | 326905.313 | 326905.313 | 326905.313 | 326905.313 | C1 | 4229.8947 | 6297.8627 | 11135.1925 | 18033.5806 | 42299.6687 | C1 | 97287.5789 | 0 | 11135.1925 | 0 | 0 | 108422.7714 |  | 97287.5789 | 0 | 11135.1925 | 0 | 0 | 108422.7714 |  | 88827.7894 | 12595.7254 | 11135.1925 | 0 | 0 | 112558.7073 |  | 88827.7894 | 12595.7254 | 11135.1925 | 0 | 0 | 112558.7073 |  | 71908.2105 | 37787.1761 | 0 | 18033.5806 | 0 | 127728.9672 |  | 71908.2105 | 37787.1761 | 0 | 18033.5806 | 0 | 127728.9672
|  |  | 96 | 96 | C2 | 55 | 20 | 7 | 10 | 4 | 96 | 55 | 20 | 7 | 10 | 4 | 96 | 3 | 0 | 0 | 0 | -3 | 0 | 47 | 23 | 8 | 8 | 10 | 96 | 8 | 1 | -2 | -1 | -6 | 0 | 35 | 26 | 10 | 11 | 14 | 96 |  |  | C2 | 0.012939 | 0.019265 | 0.034062 | 0.055165 | 0.12939 | C2 | 467007.59 | 467007.59 | 467007.59 | 467007.59 | 467007.59 | C2 | 6042.7068 | 8996.9467 | 15907.4179 | 25762.258 | 60428.0981 | C2 | 332348.8721 | 179938.9337 | 111351.925 | 257622.58 | 241712.3924 | 1122974.7032 |  | 332348.8721 | 179938.9337 | 111351.925 | 257622.58 | 241712.3924 | 1122974.7032 |  | 284007.2179 | 206929.7738 | 127259.3428 | 206098.064 | 604280.9811 | 1428575.3797 |  | 302135.3382 | 206929.7738 | 127259.3428 | 206098.064 | 422996.6868 | 1265419.2056 |  | 211494.7368 | 233920.6138 | 159074.1785 | 283384.838 | 845993.3735 | 1733867.7407 |  | 259836.3909 | 242917.5605 | 127259.3428 | 257622.58 | 483424.7849 | 1371060.6591
|  |  | 18 | 18 | C3 | 15 | 1 | 1 | 1 | 0 | 18 | 15 | 1 | 1 | 1 | 0 | 18 | 0 | 0 | 0 | 0 | 0 | 0 | 14 | 2 | 0 | 2 | 0 | 18 | 0 | 0 | 1 | -1 | 0 | 0 | 12 | 3 | 1 | 1 | 1 | 18 |  |  | C3 | 0.012939 | 0.019265 | 0.034062 | 0.055165 | 0.12939 | C3 | 700511.385 | 700511.385 | 700511.385 | 700511.385 | 700511.385 | C3 | 9064.0601 | 13495.42 | 23861.1268 | 38643.387 | 90642.1472 | C3 | 135960.9022 | 13495.42 | 23861.1268 | 38643.387 | 0 | 211960.836 |  | 135960.9022 | 13495.42 | 23861.1268 | 38643.387 | 0 | 211960.836 |  | 126896.8421 | 26990.8401 | 0 | 77286.774 | 0 | 231174.4561 |  | 126896.8421 | 26990.8401 | 0 | 77286.774 | 0 | 231174.4561 |  | 108768.7218 | 40486.2601 | 23861.1268 | 38643.387 | 90642.1472 | 302401.6428 |  | 108768.7218 | 40486.2601 | 47722.2536 | 0 | 90642.1472 | 287619.3826
|  |  | 0 | 0 | C4 | 0 | 0 | 0 | 0 | 0 | 0 | 0 | 0 | 0 | 0 | 0 | 0 | 0 | 0 | 0 | 0 | 0 | 0 | 0 | 0 | 0 | 0 | 0 | 0 | 0 | 0 | 0 | 0 | 0 | 0 | 0 | 0 | 0 | 0 | 0 | 0 |  |  | C4 | 0.012939 | 0.019265 | 0.034062 | 0.055165 | 0.12939 | C4 | 1167518.975 | 1167518.975 | 1167518.975 | 1167518.975 | 1167518.975 | C4 | 15106.7669 | 22492.3667 | 39768.5446 | 64405.645 | 151070.2453 | C4 | 0 | 0 | 0 | 0 | 0 | 0 |  | 0 | 0 | 0 | 0 | 0 | 0 |  | 0 | 0 | 0 | 0 | 0 | 0 |  | 0 | 0 | 0 | 0 | 0 | 0 |  | 0 | 0 | 0 | 0 | 0 | 0 |  | 0 | 0 | 0 | 0 | 0 | 0
|  |  | 138 | 138 |  | 93 | 21 | 9 | 11 | 4 |  | 93 | 21 | 9 | 11 | 4 |  | 3 | 0 | 0 | 0 | -3 |  | 82 | 27 | 9 | 10 | 10 |  | 8 | 1 | -1 | -2 | -6 |  | 64 | 35 | 11 | 13 | 15 | [22 empty] | 565597.3532 | 193434.3537 | 146348.2442 | 296265.967 | 241712.3924 | 1443358.3106 |  | 565597.3532 | 193434.3537 | 146348.2442 | 296265.967 | 241712.3924 | 1443358.3106 |  | 499731.8494 | 246516.3392 | 138394.5353 | 283384.838 | 604280.9811 | 1772308.5431 |  | 517859.9697 | 246516.3392 | 138394.5353 | 283384.838 | 422996.6868 | 1609152.369 |  | 392171.669 | 312194.05 | 182935.3053 | 340061.8057 | 936635.5207 | 2163998.3507 |  | 440513.3232 | 321190.9967 | 174981.5964 | 275656.1606 | 574066.932 | 1786409.0089
| 132kV UG Cable (Gas) |  | 0 | 0 | C1 | 0 | 0 | 0 | 0 | 0 | 0 | 0 | 0 | 0 | 0 | 0 | 0 | 0 | 0 | 0 | 0 | 0 | 0 | 0 | 0 | 0 | 0 | 0 | 0 | 0 | 0 | 0 | 0 | 0 | 0 | 0 | 0 | 0 | 0 | 0 | 0 |  |  | C1 | 1.2835 | 1.9111 | 3.3789 | 5.4722 | 12.8357 | C1 | 590.94 | 590.94 | 590.94 | 590.94 | 590.94 | C1 | 758.4988 | 1129.324 | 1996.7473 | 3233.7566 | 7585.1178 | C1 | 0 | 0 | 0 | 0 | 0 | 0 |  | 0 | 0 | 0 | 0 | 0 | 0 |  | 0 | 0 | 0 | 0 | 0 | 0 |  | 0 | 0 | 0 | 0 | 0 | 0 |  | 0 | 0 | 0 | 0 | 0 | 0 |  | 0 | 0 | 0 | 0 | 0 | 0
|  |  | 2.8 | 2.8 | C2 | 0.03 | 0.153 | 2.617 | 0 | 0 | 2.8 | 0.03 | 0.153 | 2.617 | 0 | 0 | 2.8 | 0 | 0 | 0 | 0 | 0 | 0 | 0.03 | 0.153 | 2.617 | 0 | 0 | 2.8 | 0 | 0 | 0 | 0 | 0 | 0 | 0.03 | 0 | 1.343 | 1.427 | 0 | 2.8 |  |  | C2 | 1.2835 | 1.9111 | 3.3789 | 5.4722 | 12.8357 | C2 | 844.2 | 844.2 | 844.2 | 844.2 | 844.2 | C2 | 1083.5698 | 1613.32 | 2852.4961 | 4619.6523 | 10835.8826 | C2 | 32.5071 | 246.838 | 7464.9822 | 0 | 0 | 7744.3273 |  | 32.5071 | 246.838 | 7464.9822 | 0 | 0 | 7744.3273 |  | 32.5071 | 246.838 | 7464.9822 | 0 | 0 | 7744.3273 |  | 32.5071 | 246.838 | 7464.9822 | 0 | 0 | 7744.3273 |  | 32.5071 | 0 | 3830.9022 | 6592.2439 | 0 | 10455.6532 |  | 32.5071 | 0 | 3830.9022 | 6592.2439 | 0 | 10455.6532
|  |  | 0 | 0 | C3 | 0 | 0 | 0 | 0 | 0 | 0 | 0 | 0 | 0 | 0 | 0 | 0 | 0 | 0 | 0 | 0 | 0 | 0 | 0 | 0 | 0 | 0 | 0 | 0 | 0 | 0 | 0 | 0 | 0 | 0 | 0 | 0 | 0 | 0 | 0 | 0 |  |  | C3 | 1.2835 | 1.9111 | 3.3789 | 5.4722 | 12.8357 | C3 | 1266.3 | 1266.3 | 1266.3 | 1266.3 | 1266.3 | C3 | 1625.3547 | 2419.98 | 4278.7441 | 6929.4785 | 16253.8239 | C3 | 0 | 0 | 0 | 0 | 0 | 0 |  | 0 | 0 | 0 | 0 | 0 | 0 |  | 0 | 0 | 0 | 0 | 0 | 0 |  | 0 | 0 | 0 | 0 | 0 | 0 |  | 0 | 0 | 0 | 0 | 0 | 0 |  | 0 | 0 | 0 | 0 | 0 | 0
|  |  | 0 | 0 | C4 | 0 | 0 | 0 | 0 | 0 | 0 | 0 | 0 | 0 | 0 | 0 | 0 | 0 | 0 | 0 | 0 | 0 | 0 | 0 | 0 | 0 | 0 | 0 | 0 | 0 | 0 | 0 | 0 | 0 | 0 | 0 | 0 | 0 | 0 | 0 | 0 |  |  | C4 | 1.2835 | 1.9111 | 3.3789 | 5.4722 | 12.8357 | C4 | 2110.5 | 2110.5 | 2110.5 | 2110.5 | 2110.5 | C4 | 2708.9245 | 4033.3 | 7131.2402 | 11549.1308 | 27089.7066 | C4 | 0 | 0 | 0 | 0 | 0 | 0 |  | 0 | 0 | 0 | 0 | 0 | 0 |  | 0 | 0 | 0 | 0 | 0 | 0 |  | 0 | 0 | 0 | 0 | 0 | 0 |  | 0 | 0 | 0 | 0 | 0 | 0 |  | 0 | 0 | 0 | 0 | 0 | 0
|  |  | 2.8 | 2.8 |  | 0.03 | 0.153 | 2.617 | 0 | 0 |  | 0.03 | 0.153 | 2.617 | 0 | 0 |  | 0 | 0 | 0 | 0 | 0 |  | 0.03 | 0.153 | 2.617 | 0 | 0 |  | 0 | 0 | 0 | 0 | 0 |  | 0.03 | 0 | 1.343 | 1.427 | 0 | [22 empty] | 32.5071 | 246.838 | 7464.9822 | 0 | 0 | 7744.3273 |  | 32.5071 | 246.838 | 7464.9822 | 0 | 0 | 7744.3273 |  | 32.5071 | 246.838 | 7464.9822 | 0 | 0 | 7744.3273 |  | 32.5071 | 246.838 | 7464.9822 | 0 | 0 | 7744.3273 |  | 32.5071 | 0 | 3830.9022 | 6592.2439 | 0 | 10455.6532 |  | 32.5071 | 0 | 3830.9022 | 6592.2439 | 0 | 10455.6532
| 132kV UG Cable (Oil) |  | 61.1472 | 48.9472 | C1 | 7.4602 | 7.174 | 16.588 | 6.78 | 23.145 | 61.1472 | 7.4602 | 7.174 | 16.588 | 6.78 | 23.145 | 61.1472 | 0 | 0 | 0 | -0.1 | -6 | -6.1 | 5.5342 | 5.834 | 19.71 | 0.144 | 29.925 | 61.1472 | 0 | 0 | 0 | -0.2 | -12 | -12.2 | 5.5312 | 2.331 | 13.734 | 9.506 | 30.045 | 61.1472 |  |  | C1 | 0.59691 | 0.88874 | 1.5714 | 2.5449 | 5.9692 | C1 | 6073.991 | 6073.991 | 6073.991 | 6073.991 | 6073.991 | C1 | 3625.6469 | 5398.202 | 9544.5107 | 15457.452 | 36257.0869 | C1 | 27047.924 | 38726.7008 | 158324.344 | 104801.5246 | 839170.2756 | 1168070.7691 |  | 27047.924 | 38726.7008 | 158324.344 | 104801.5246 | 839170.2756 | 1168070.7691 |  | 20064.9282 | 31493.1102 | 188122.3065 | 2225.8731 | 1084993.3246 | 1326899.5426 |  | 20064.9282 | 31493.1102 | 188122.3065 | 680.1279 | 867450.8034 | 1107811.2761 |  | 20054.0512 | 12583.2088 | 131084.3104 | 146938.5388 | 1089344.175 | 1400004.2842 |  | 20054.0512 | 12583.2088 | 131084.3104 | 143847.0484 | 654259.1326 | 961827.7513
|  |  | 57.025 | 39.125 | C2 | 6.893 | 4.669 | 8.724 | 0.781 | 35.958 | 57.025 | 6.893 | 4.669 | 8.724 | 0.781 | 35.958 | 57.025 | 0 | 0 | -6 | 0 | -4.4 | -10.4 | 6.893 | 2.431 | 10.962 | 0 | 36.739 | 57.025 | 0 | 0 | -4.6 | -4.5 | -8.8 | -17.9 | 6.893 | 1.405 | 4.934 | 7.054 | 36.739 | 57.025 |  |  | C2 | 0.59691 | 0.88874 | 1.5714 | 2.5449 | 5.9692 | C2 | 8677.13 | 8677.13 | 8677.13 | 8677.13 | 8677.13 | C2 | 5179.4955 | 7711.7171 | 13635.0153 | 22082.0743 | 51795.8384 | C2 | 35702.2626 | 36006.0071 | 118951.8737 | 17246.1 | 1862474.7567 | 2070381.0001 |  | 35702.2626 | 36006.0071 | 118951.8737 | 17246.1 | 1862474.7567 | 2070381.0001 |  | 35702.2626 | 18747.1842 | 149467.038 | 0 | 1902927.3065 | 2106843.7913 |  | 35702.2626 | 18747.1842 | 67656.9461 | 0 | 1675025.6176 | 1797132.0104 |  | 35702.2626 | 10834.9625 | 67275.1656 | 155766.9521 | 1902927.3065 | 2172506.6493 |  | 35702.2626 | 10834.9625 | 4554.0951 | 56397.6178 | 1447123.9287 | 1554612.8666
|  |  | 27.807 | 15.007 | C3 | 5.229 | 2.243 | 9.963 | 1.309 | 9.063 | 27.807 | 5.229 | 2.243 | 9.963 | 1.309 | 9.063 | 27.807 | 0 | 0 | -4.3 | 0 | -2.1 | -6.4 | 5.229 | 1.479 | 10.727 | 0 | 10.372 | 27.807 | 0 | 0 | -3 | -5.6 | -4.2 | -12.8 | 5.229 | 1.184 | 3.017 | 8.005 | 10.372 | 27.807 |  |  | C3 | 0.59691 | 0.88874 | 1.5714 | 2.5449 | 5.9692 | C3 | 13015.695 | 13015.695 | 13015.695 | 13015.695 | 13015.695 | C3 | 7769.2433 | 11567.5756 | 20452.523 | 33123.1114 | 77693.7576 | C3 | 40625.3731 | 25946.0721 | 203768.4866 | 43358.1529 | 704138.5249 | 1017836.6096 |  | 40625.3731 | 25946.0721 | 203768.4866 | 43358.1529 | 704138.5249 | 1017836.6096 |  | 40625.3731 | 17108.4443 | 219394.2142 | 0 | 805839.6536 | 1082967.6852 |  | 40625.3731 | 17108.4443 | 131448.3653 | 0 | 642682.7627 | 831864.9454 |  | 40625.3731 | 13696.0095 | 61705.2619 | 265150.5071 | 805839.6536 | 1187016.8052 |  | 40625.3731 | 13696.0095 | 347.6929 | 79661.083 | 479525.8718 | 613856.0303
|  |  | 0 | 0 | C4 | 0 | 0 | 0 | 0 | 0 | 0 | 0 | 0 | 0 | 0 | 0 | 0 | 0 | 0 | 0 | 0 | 0 | 0 | 0 | 0 | 0 | 0 | 0 | 0 | 0 | 0 | 0 | 0 | 0 | 0 | 0 | 0 | 0 | 0 | 0 | 0 |  |  | C4 | 0.59691 | 0.88874 | 1.5714 | 2.5449 | 5.9692 | C4 | 21692.825 | 21692.825 | 21692.825 | 21692.825 | 21692.825 | C4 | 12948.7388 | 19279.2927 | 34087.5383 | 55205.1857 | 129489.596 | C4 | 0 | 0 | 0 | 0 | 0 | 0 |  | 0 | 0 | 0 | 0 | 0 | 0 |  | 0 | 0 | 0 | 0 | 0 | 0 |  | 0 | 0 | 0 | 0 | 0 | 0 |  | 0 | 0 | 0 | 0 | 0 | 0 |  | 0 | 0 | 0 | 0 | 0 | 0
|  |  | 145.9792 | 103.0792 |  | 19.5822 | 14.086 | 35.275 | 8.87 | 68.166 |  | 19.5822 | 14.086 | 35.275 | 8.87 | 68.166 |  | 0 | 0 | -10.3 | -0.1 | -12.5 |  | 17.6562 | 9.744 | 41.399 | 0.144 | 77.036 |  | 0 | 0 | -7.6 | -10.3 | -25 |  | 17.6532 | 4.92 | 21.685 | 24.565 | 77.156 | [22 empty] | 103375.5596 | 100678.78 | 481044.7043 | 165405.7775 | 3405783.5572 | 4256288.3788 |  | 103375.5596 | 100678.78 | 481044.7043 | 165405.7775 | 3405783.5572 | 4256288.3788 |  | 96392.5638 | 67348.7388 | 556983.5587 | 2225.8731 | 3793760.2847 | 4516711.0191 |  | 96392.5638 | 67348.7388 | 387227.6179 | 680.1279 | 3185159.1836 | 3736808.232 |  | 96381.6868 | 37114.1808 | 260064.7379 | 567855.998 | 3798111.1351 | 4759527.7386 |  | 96381.6868 | 37114.1808 | 135986.0984 | 279905.7492 | 2580908.933 | 3130296.6482
| 132kV UG Cable (Non Pressurised) |  | 0 | 0 | C1 | 0 | 0 | 0 | 0 | 0 | 0 | 0 | 0 | 0 | 0 | 0 | 0 | 0 | 0 | 0 | 0 | 0 | 0 | 0 | 0 | 0 | 0 | 0 | 0 | 0 | 0 | 0 | 0 | 0 | 0 | 0 | 0 | 0 | 0 | 0 | 0 |  |  | C1 | 0.018753 | 0.027922 | 0.049368 | 0.079952 | 0.18754 | C1 | 73519.761 | 73519.761 | 73519.761 | 73519.761 | 73519.761 | C1 | 1378.7379 | 2052.7938 | 3629.5257 | 5878.0613 | 13787.6139 | C1 | 0 | 0 | 0 | 0 | 0 | 0 |  | 0 | 0 | 0 | 0 | 0 | 0 |  | 0 | 0 | 0 | 0 | 0 | 0 |  | 0 | 0 | 0 | 0 | 0 | 0 |  | 0 | 0 | 0 | 0 | 0 | 0 |  | 0 | 0 | 0 | 0 | 0 | 0
|  |  | 57.252 | 54.152 | C2 | 54.18 | 3.072 | 0 | 0 | 0 | 57.252 | 54.18 | 3.072 | 0 | 0 | 0 | 57.252 | -0.1 | 0 | 0 | 0 | 0 | -0.1 | 54.18 | 0 | 3.072 | 0 | 0 | 57.252 | -3.1 | 0 | 0 | 0 | 0 | -3.1 | 54.18 | 0 | 3.072 | 0 | 0 | 57.252 |  |  | C2 | 0.018753 | 0.027922 | 0.049368 | 0.079952 | 0.18754 | C2 | 105028.23 | 105028.23 | 105028.23 | 105028.23 | 105028.23 | C2 | 1969.6255 | 2932.5626 | 5185.0367 | 8397.2305 | 19696.5913 | C2 | 106714.312 | 9008.8324 | 0 | 0 | 0 | 115723.1444 |  | 106714.312 | 9008.8324 | 0 | 0 | 0 | 115723.1444 |  | 106714.312 | 0 | 15928.4328 | 0 | 0 | 122642.7448 |  | 106517.3494 | 0 | 15928.4328 | 0 | 0 | 122445.7823 |  | 106714.312 | 0 | 15928.4328 | 0 | 0 | 122642.7448 |  | 100608.4728 | 0 | 15928.4328 | 0 | 0 | 116536.9056
|  |  | 1.948 | 47.948 | C3 | 0.893 | 1.055 | 0 | 0 | 0 | 1.948 | 0.893 | 1.055 | 0 | 0 | 0 | 1.948 | 23 | 0 | 0 | 0 | 0 | 23 | 0.893 | 0 | 1.055 | 0 | 0 | 1.948 | 46 | 0 | 0 | 0 | 0 | 46 | 0.893 | 0 | 1.055 | 0 | 0 | 1.948 |  |  | C3 | 0.018753 | 0.027922 | 0.049368 | 0.079952 | 0.18754 | C3 | 157542.345 | 157542.345 | 157542.345 | 157542.345 | 157542.345 | C3 | 2954.4383 | 4398.8439 | 7777.5551 | 12595.8457 | 29544.887 | C3 | 2638.3134 | 4640.7804 | 0 | 0 | 0 | 7279.0938 |  | 2638.3134 | 4640.7804 | 0 | 0 | 0 | 7279.0938 |  | 2638.3134 | 0 | 8205.3206 | 0 | 0 | 10843.634 |  | 70590.3947 | 0 | 8205.3206 | 0 | 0 | 78795.7153 |  | 2638.3134 | 0 | 8205.3206 | 0 | 0 | 10843.634 |  | 138542.476 | 0 | 8205.3206 | 0 | 0 | 146747.7966
|  |  | 0 | 0 | C4 | 0 | 0 | 0 | 0 | 0 | 0 | 0 | 0 | 0 | 0 | 0 | 0 | 0 | 0 | 0 | 0 | 0 | 0 | 0 | 0 | 0 | 0 | 0 | 0 | 0 | 0 | 0 | 0 | 0 | 0 | 0 | 0 | 0 | 0 | 0 | 0 |  |  | C4 | 0.018753 | 0.027922 | 0.049368 | 0.079952 | 0.18754 | C4 | 262570.575 | 262570.575 | 262570.575 | 262570.575 | 262570.575 | C4 | 4924.0639 | 7331.4066 | 12962.5918 | 20993.0762 | 49241.4783 | C4 | 0 | 0 | 0 | 0 | 0 | 0 |  | 0 | 0 | 0 | 0 | 0 | 0 |  | 0 | 0 | 0 | 0 | 0 | 0 |  | 0 | 0 | 0 | 0 | 0 | 0 |  | 0 | 0 | 0 | 0 | 0 | 0 |  | 0 | 0 | 0 | 0 | 0 | 0
|  |  | 59.2 | 102.1 |  | 55.073 | 4.127 | 0 | 0 | 0 |  | 55.073 | 4.127 | 0 | 0 | 0 |  | 22.9 | 0 | 0 | 0 | 0 |  | 55.073 | 0 | 4.127 | 0 | 0 |  | 42.9 | 0 | 0 | 0 | 0 |  | 55.073 | 0 | 4.127 | 0 | 0 | [22 empty] | 109352.6254 | 13649.6127 | 0 | 0 | 0 | 123002.2381 |  | 109352.6254 | 13649.6127 | 0 | 0 | 0 | 123002.2381 |  | 109352.6254 | 0 | 24133.7535 | 0 | 0 | 133486.3789 |  | 177107.7441 | 0 | 24133.7535 | 0 | 0 | 201241.4976 |  | 109352.6254 | 0 | 24133.7535 | 0 | 0 | 133486.3789 |  | 239150.9488 | 0 | 24133.7535 | 0 | 0 | 263284.7023
| 132kV OHL Support - Tower |  | 82 | 82 | C1 | 10 | 49 | 23 | 0 | 0 | 82 | 10 | 49 | 23 | 0 | 0 | 82 | 0 | 0 | 0 | 0 | 0 | 0 | 8 | 3 | 71 | 0 | 0 | 82 | 0 | 0 | 0 | 0 | 0 | 0 | 8 | 0 | 74 | 0 | 0 | 82 |  |  | C1 | 0.015533 | 0.023127 | 0.04089 | 0.066222 | 0.15533 | C1 | 13324.815 | 13324.815 | 13324.815 | 13324.815 | 13324.815 | C1 | 206.971 | 308.1577 | 544.8508 | 882.3925 | 2069.7449 | C1 | 2069.7096 | 15099.728 | 12531.5682 | 0 | 0 | 29701.0059 |  | 2069.7096 | 15099.728 | 12531.5682 | 0 | 0 | 29701.0059 |  | 1655.7677 | 924.4731 | 38684.4063 | 0 | 0 | 41264.6472 |  | 1655.7677 | 924.4731 | 38684.4063 | 0 | 0 | 41264.6472 |  | 1655.7677 | 0 | 40318.9587 | 0 | 0 | 41974.7264 |  | 1655.7677 | 0 | 40318.9587 | 0 | 0 | 41974.7264
|  |  | 1742 | 1742 | C2 | 391 | 454 | 894 | 2 | 1 | 1742 | 391 | 454 | 894 | 2 | 1 | 1742 | 0 | 75 | -72 | 0 | -3 | 0 | 267 | 169 | 1303 | 0 | 3 | 1742 | 0 | 212 | -177 | -32 | -3 | 0 | 237 | 39 | 1431 | 32 | 3 | 1742 |  |  | C2 | 0.015533 | 0.023127 | 0.04089 | 0.066222 | 0.15533 | C2 | 19035.45 | 19035.45 | 19035.45 | 19035.45 | 19035.45 | C2 | 295.6728 | 440.2253 | 778.3583 | 1260.5608 | 2956.7784 | C2 | 115608.0659 | 199862.2896 | 695852.299 | 2521.1215 | 2956.7784 | 1016800.5544 |  | 115608.0659 | 199862.2896 | 695852.299 | 2521.1215 | 2956.7784 | 1016800.5544 |  | 78944.6384 | 74398.077 | 1014200.8339 | 0 | 8870.3353 | 1176413.8846 |  | 78944.6384 | 107414.975 | 958159.0381 | 0 | 0 | 1144518.6514 |  | 70074.4543 | 17168.787 | 1113830.6933 | 40337.9443 | 8870.3353 | 1250282.2142 |  | 70074.4543 | 110496.5522 | 976061.2784 | 0 | 0 | 1156632.2849
|  |  | 286 | 286 | C3 | 86 | 47 | 150 | 3 | 0 | 286 | 86 | 47 | 150 | 3 | 0 | 286 | 0 | 45 | -42 | 0 | -3 | 0 | 78 | 14 | 191 | 0 | 3 | 286 | 0 | 174 | -147 | -24 | -3 | 0 | 74 | 4 | 181 | 24 | 3 | 286 |  |  | C3 | 0.015533 | 0.023127 | 0.04089 | 0.066222 | 0.15533 | C3 | 28553.175 | 28553.175 | 28553.175 | 28553.175 | 28553.175 | C3 | 443.5092 | 660.338 | 1167.5374 | 1890.8411 | 4435.1677 | C3 | 38141.7916 | 31035.8842 | 175130.6122 | 5672.5234 | 0 | 249980.8113 |  | 38141.7916 | 31035.8842 | 175130.6122 | 5672.5234 | 0 | 249980.8113 |  | 34593.7179 | 9244.7315 | 222999.6461 | 0 | 13305.503 | 280143.5986 |  | 34593.7179 | 38959.9397 | 173963.0747 | 0 | 0 | 247516.7324 |  | 32819.6811 | 2641.3518 | 211324.272 | 45380.1874 | 13305.503 | 305470.9953 |  | 32819.6811 | 117540.1571 | 39696.2721 | 0 | 0 | 190056.1103
|  |  | 0 | 0 | C4 | 0 | 0 | 0 | 0 | 0 | 0 | 0 | 0 | 0 | 0 | 0 | 0 | 0 | 0 | 0 | 0 | 0 | 0 | 0 | 0 | 0 | 0 | 0 | 0 | 0 | 0 | 0 | 0 | 0 | 0 | 0 | 0 | 0 | 0 | 0 | 0 |  |  | C4 | 0.015533 | 0.023127 | 0.04089 | 0.066222 | 0.15533 | C4 | 47588.625 | 47588.625 | 47588.625 | 47588.625 | 47588.625 | C4 | 739.182 | 1100.5633 | 1945.8957 | 3151.4019 | 7391.9461 | C4 | 0 | 0 | 0 | 0 | 0 | 0 |  | 0 | 0 | 0 | 0 | 0 | 0 |  | 0 | 0 | 0 | 0 | 0 | 0 |  | 0 | 0 | 0 | 0 | 0 | 0 |  | 0 | 0 | 0 | 0 | 0 | 0 |  | 0 | 0 | 0 | 0 | 0 | 0
|  |  | 2110 | 2110 |  | 487 | 550 | 1067 | 5 | 1 |  | 487 | 550 | 1067 | 5 | 1 |  | 0 | 120 | -114 | 0 | -6 |  | 353 | 186 | 1565 | 0 | 6 |  | 0 | 386 | -324 | -56 | -6 |  | 319 | 43 | 1686 | 56 | 6 | [22 empty] | 155819.5671 | 245997.9018 | 883514.4794 | 8193.6449 | 2956.7784 | 1296482.3716 |  | 155819.5671 | 245997.9018 | 883514.4794 | 8193.6449 | 2956.7784 | 1296482.3716 |  | 115194.124 | 84567.2816 | 1275884.8864 | 0 | 22175.8384 | 1497822.1303 |  | 115194.124 | 147299.3879 | 1170806.5191 | 0 | 0 | 1433300.031 |  | 104549.9031 | 19810.1388 | 1365473.924 | 85718.1317 | 22175.8384 | 1597727.936 |  | 104549.9031 | 228036.7093 | 1056076.5092 | 0 | 0 | 1388663.1215
| 132kV OHL Fittings |  | 1152 | 1152 | C1 | 631 | 194 | 269 | 15 | 43 | 1152 | 631 | 194 | 269 | 15 | 43 | 1152 | 80 | -22 | -39 | -15 | -4 | 0 | 625 | 192 | 39 | 245 | 51 | 1152 | 461 | -6 | -193 | -198 | -64 | 0 | 716 | 24 | 193 | 198 | 112 | 1243 |  | 0 | C1 | 0.002736 | 0.0040737 | 0.0072026 | 0.011665 | 0.027361 | C1 | 2329.649 | 2329.649 | 2329.649 | 2329.649 | 2329.649 | C1 | 6.374 | 9.4902 | 16.7796 | 27.1748 | 63.7413 | C1 | 4022.0069 | 1841.1061 | 4513.7126 | 407.6215 | 2740.8755 | 13525.3227 |  | 4022.0069 | 1841.1061 | 4513.7126 | 407.6215 | 2740.8755 | 13525.3227 |  | 3983.7628 | 1822.1256 | 654.4044 | 6657.8184 | 3250.8059 | 16368.9171 |  | 4493.6844 | 1613.3404 | 0 | 6250.1968 | 2995.8407 | 15353.0623 |  | 4563.7987 | 227.7657 | 3238.4629 | 5380.6042 | 7139.0247 | 20549.6562 |  | 7502.2221 | 170.8243 | 0 | 0 | 3059.582 | 10732.6284
|  |  | 2377 | 2377 | C2 | 894 | 785 | 545 | 55 | 98 | 2377 | 894 | 785 | 545 | 55 | 98 | 2377 | 374 | -94 | 0 | -211 | -69 | 0 | 882 | 761 | 55 | 538 | 141 | 2377 | 464 | -20 | -124 | -229 | -91 | 0 | 816 | 191 | 647 | 468 | 255 | 2377 |  |  | C2 | 0.002736 | 0.0040737 | 0.0072026 | 0.011665 | 0.027361 | C2 | 3328.07 | 3328.07 | 3328.07 | 3328.07 | 3328.07 | C2 | 9.1057 | 13.5575 | 23.9709 | 38.8211 | 91.059 | C2 | 8140.5347 | 10642.6235 | 13064.1177 | 2135.1604 | 8923.7808 | 42906.2171 |  | 8140.5347 | 10642.6235 | 13064.1177 | 2135.1604 | 8923.7808 | 42906.2171 |  | 8031.2658 | 10317.2439 | 1318.3972 | 20885.7509 | 12839.3173 | 53391.9751 |  | 11436.8139 | 9042.8406 | 1318.3972 | 12694.4992 | 6556.2471 | 41048.7979 |  | 7430.2867 | 2589.4791 | 15509.1452 | 18168.274 | 23220.0419 | 66917.227 |  | 11655.3517 | 2318.3294 | 12536.7588 | 9278.2425 | 14933.674 | 50722.3565
|  |  | 691 | 691 | C3 | 316 | 274 | 75 | 7 | 19 | 691 | 316 | 274 | 75 | 7 | 19 | 691 | 24 | -2 | 0 | -10 | -12 | 0 | 312 | 278 | 0 | 75 | 26 | 691 | 29 | 0 | -4 | -13 | -12 | 0 | 286 | 50 | 254 | 73 | 28 | 691 |  |  | C3 | 0.002736 | 0.0040737 | 0.0072026 | 0.011665 | 0.027361 | C3 | 4992.105 | 4992.105 | 4992.105 | 4992.105 | 4992.105 | C3 | 13.6586 | 20.3362 | 35.9563 | 58.2316 | 136.5885 | C3 | 4316.1224 | 5572.1252 | 2696.7215 | 407.6215 | 2595.1812 | 15587.7718 |  | 4316.1224 | 5572.1252 | 2696.7215 | 407.6215 | 2595.1812 | 15587.7718 |  | 4261.488 | 5653.47 | 0 | 4367.3736 | 3551.3005 | 17833.6321 |  | 4589.2947 | 5612.7976 | 0 | 3785.0571 | 1912.2387 | 15899.3882 |  | 3906.364 | 1016.8112 | 9132.897 | 4250.9103 | 3824.4775 | 22131.4599 |  | 4302.4638 | 1016.8112 | 8989.0718 | 3493.8989 | 2185.4157 | 19987.6614
|  |  | 0 | 0 | C4 | 0 | 0 | 0 | 0 | 0 | 0 | 0 | 0 | 0 | 0 | 0 | 0 | 0 | 0 | 0 | 0 | 0 | 0 | 0 | 0 | 0 | 0 | 0 | 0 | 0 | 0 | 0 | 0 | 0 | 0 | 0 | 0 | 0 | 0 | 0 | 0 |  |  | C4 | 0.002736 | 0.0040737 | 0.0072026 | 0.011665 | 0.027361 | C4 | 8320.175 | 8320.175 | 8320.175 | 8320.175 | 8320.175 | C4 | 22.7644 | 33.8937 | 59.9271 | 97.0527 | 227.6475 | C4 | 0 | 0 | 0 | 0 | 0 | 0 |  | 0 | 0 | 0 | 0 | 0 | 0 |  | 0 | 0 | 0 | 0 | 0 | 0 |  | 0 | 0 | 0 | 0 | 0 | 0 |  | 0 | 0 | 0 | 0 | 0 | 0 |  | 0 | 0 | 0 | 0 | 0 | 0
|  |  | 4220 | 4220 |  | 1841 | 1253 | 889 | 77 | 160 |  | 1841 | 1253 | 889 | 77 | 160 |  | 478 | -118 | -39 | -236 | -85 |  | 1819 | 1231 | 94 | 858 | 218 |  | 954 | -26 | -321 | -440 | -167 |  | 1818 | 265 | 1094 | 739 | 395 | [22 empty] | 16478.664 | 18055.8547 | 20274.5519 | 2950.4035 | 14259.8375 | 72019.3116 |  | 16478.664 | 18055.8547 | 20274.5519 | 2950.4035 | 14259.8375 | 72019.3116 |  | 16276.5165 | 17792.8395 | 1972.8016 | 31910.9429 | 19641.4237 | 87594.5243 |  | 20519.793 | 16268.9785 | 1318.3972 | 22729.7531 | 11464.3266 | 72301.2484 |  | 15900.4493 | 3834.0559 | 27880.5052 | 27799.7885 | 34183.5441 | 109598.3431 |  | 23460.0376 | 3505.9649 | 21525.8307 | 12772.1414 | 20178.6717 | 81442.6462
| 132kV OHL (Tower Line) Conductor |  | 230.1 | 230.1 | C1 | 73.8 | 131.3 | 25 | 0 | 0 | 230.1 | 73.8 | 131.3 | 25 | 0 | 0 | 230.1 | 7.3 | -0.4 | -6.9 | 0 | 0 | 0 | 59.4 | 83.3 | 87.3 | 0 | 0 | 230 | 43.6 | 0 | -43.6 | 0 | 0 | 0 | 58.5 | 56 | 115.4 | 0 | 0 | 229.9 |  |  | C1 | 0.00228 | 0.0033947 | 0.0060022 | 0.0097206 | 0.022801 | C1 | 18326.238 | 18326.238 | 18326.238 | 18326.238 | 18326.238 | C1 | 41.7845 | 62.2126 | 109.9976 | 178.1425 | 417.852 | C1 | 3083.6949 | 8168.5203 | 2749.94 | 0 | 0 | 14002.1551 |  | 3083.6949 | 8168.5203 | 2749.94 | 0 | 0 | 14002.1551 |  | 2481.9983 | 5182.3133 | 9602.7904 | 0 | 0 | 17267.102 |  | 2787.025 | 5157.4283 | 8843.807 | 0 | 0 | 16788.2603 |  | 2444.3923 | 3483.9081 | 12693.723 | 0 | 0 | 18622.0233 |  | 4266.1958 | 3483.9081 | 7897.8276 | 0 | 0 | 15647.9315
|  |  | 505.8 | 505.8 | C2 | 170.7 | 321.8 | 13.3 | 0 | 0 | 505.8 | 170.7 | 321.8 | 13.3 | 0 | 0 | 505.8 | 31 | -31 | 0 | 0 | 0 | 0 | 140.1 | 226.5 | 139.2 | 0 | 0 | 505.8 | 48.4 | 0 | -48.4 | 0 | 0 | 0 | 97.1 | 134.5 | 274.3 | 0 | 0 | 505.9 |  |  | C2 | 0.00228 | 0.0033947 | 0.0060022 | 0.0097206 | 0.022801 | C2 | 26180.34 | 26180.34 | 26180.34 | 26180.34 | 26180.34 | C2 | 59.6921 | 88.8752 | 157.1394 | 254.4892 | 596.9314 | C2 | 10189.4447 | 28600.0416 | 2089.9544 | 0 | 0 | 40879.4407 |  | 10189.4447 | 28600.0416 | 2089.9544 | 0 | 0 | 40879.4407 |  | 8362.8659 | 20130.2343 | 21873.8083 | 0 | 0 | 50366.9086 |  | 10213.3216 | 17375.1029 | 21873.8083 | 0 | 0 | 49462.2328 |  | 5796.1048 | 11953.7153 | 43103.345 | 0 | 0 | 60853.1651 |  | 8685.2033 | 11953.7153 | 35497.7967 | 0 | 0 | 56136.7153
|  |  | 319.8 | 319.8 | C3 | 99.1 | 204.3 | 16.4 | 0 | 0 | 319.8 | 99.1 | 204.3 | 16.4 | 0 | 0 | 319.8 | 18.5 | -18.5 | 0 | 0 | 0 | 0 | 69.7 | 179 | 71.1 | 0 | 0 | 319.8 | 55 | 0 | -55 | 0 | 0 | 0 | 54 | 77.9 | 188 | 0 | 0 | 319.9 |  |  | C3 | 0.00228 | 0.0033947 | 0.0060022 | 0.0097206 | 0.022801 | C3 | 39270.51 | 39270.51 | 39270.51 | 39270.51 | 39270.51 | C3 | 89.5382 | 133.3128 | 235.7091 | 381.7338 | 895.3971 | C3 | 8873.2335 | 27235.8071 | 3865.6299 | 0 | 0 | 39974.6706 |  | 8873.2335 | 27235.8071 | 3865.6299 | 0 | 0 | 39974.6706 |  | 6240.8111 | 23862.993 | 16758.9199 | 0 | 0 | 46862.724 |  | 7897.2674 | 21396.706 | 16758.9199 | 0 | 0 | 46052.8934 |  | 4835.0617 | 10385.0679 | 44313.3186 | 0 | 0 | 59533.4481 |  | 9759.6615 | 10385.0679 | 31349.3158 | 0 | 0 | 51494.0452
|  |  | 0 | 0 | C4 | 0 | 0 | 0 | 0 | 0 | 0 | 0 | 0 | 0 | 0 | 0 | 0 | 0 | 0 | 0 | 0 | 0 | 0 | 0 | 0 | 0 | 0 | 0 | 0 | 0 | 0 | 0 | 0 | 0 | 0 | 0 | 0 | 0 | 0 | 0 | 0 |  |  | C4 | 0.00228 | 0.0033947 | 0.0060022 | 0.0097206 | 0.022801 | C4 | 65450.85 | 65450.85 | 65450.85 | 65450.85 | 65450.85 | C4 | 149.2303 | 222.188 | 392.8486 | 636.2231 | 1492.3284 | C4 | 0 | 0 | 0 | 0 | 0 | 0 |  | 0 | 0 | 0 | 0 | 0 | 0 |  | 0 | 0 | 0 | 0 | 0 | 0 |  | 0 | 0 | 0 | 0 | 0 | 0 |  | 0 | 0 | 0 | 0 | 0 | 0 |  | 0 | 0 | 0 | 0 | 0 | 0
|  |  | 1055.7 | 1055.7 |  | 343.6 | 657.4 | 54.7 | 0 | 0 |  | 343.6 | 657.4 | 54.7 | 0 | 0 |  | 56.8 | -49.9 | -6.9 | 0 | 0 |  | 269.2 | 488.8 | 297.6 | 0 | 0 |  | 147 | 0 | -147 | 0 | 0 |  | 209.6 | 268.4 | 577.7 | 0 | 0 | [22 empty] | 22146.3731 | 64004.369 | 8705.5243 | 0 | 0 | 94856.2664 |  | 22146.3731 | 64004.369 | 8705.5243 | 0 | 0 | 94856.2664 |  | 17085.6753 | 49175.5407 | 48235.5187 | 0 | 0 | 114496.7346 |  | 20897.614 | 43929.2372 | 47476.5352 | 0 | 0 | 112303.3865 |  | 13075.5587 | 25822.6913 | 100110.3865 | 0 | 0 | 139008.6365 |  | 22711.0606 | 25822.6913 | 74744.9401 | 0 | 0 | 123278.692
| [Please insert new asset category as required] |  | 0 | 0 | C1 | 0 | 0 | 0 | 0 | 0 | 0 | 0 | 0 | 0 | 0 | 0 | 0 | 0 | 0 | 0 | 0 | 0 | 0 | 0 | 0 | 0 | 0 | 0 | 0 | 0 | 0 | 0 | 0 | 0 | 0 | 0 | 0 | 0 | 0 | 0 | 0 |  |  | C1 | 0 | 0 | 0 | 0 | 0 | C1 | 0 | 0 | 0 | 0 | 0 | C1 | [5 empty] | C1 | [5 empty] | 0 | [6 empty] | 0 | [6 empty] | 0 | [6 empty] | 0 | [6 empty] | 0 | [6 empty] | 0
|  |  | 0 | 0 | C2 | 0 | 0 | 0 | 0 | 0 | 0 | 0 | 0 | 0 | 0 | 0 | 0 | 0 | 0 | 0 | 0 | 0 | 0 | 0 | 0 | 0 | 0 | 0 | 0 | 0 | 0 | 0 | 0 | 0 | 0 | 0 | 0 | 0 | 0 | 0 | 0 |  |  | C2 | 0 | 0 | 0 | 0 | 0 | C2 | 0 | 0 | 0 | 0 | 0 | C2 | [5 empty] | C2 | [5 empty] | 0 | [6 empty] | 0 | [6 empty] | 0 | [6 empty] | 0 | [6 empty] | 0 | [6 empty] | 0
|  |  | 0 | 0 | C3 | 0 | 0 | 0 | 0 | 0 | 0 | 0 | 0 | 0 | 0 | 0 | 0 | 0 | 0 | 0 | 0 | 0 | 0 | 0 | 0 | 0 | 0 | 0 | 0 | 0 | 0 | 0 | 0 | 0 | 0 | 0 | 0 | 0 | 0 | 0 | 0 |  |  | C3 | 0 | 0 | 0 | 0 | 0 | C3 | 0 | 0 | 0 | 0 | 0 | C3 | [5 empty] | C3 | [5 empty] | 0 | [6 empty] | 0 | [6 empty] | 0 | [6 empty] | 0 | [6 empty] | 0 | [6 empty] | 0
|  |  | 0 | 0 | C4 | 0 | 0 | 0 | 0 | 0 | 0 | 0 | 0 | 0 | 0 | 0 | 0 | 0 | 0 | 0 | 0 | 0 | 0 | 0 | 0 | 0 | 0 | 0 | 0 | 0 | 0 | 0 | 0 | 0 | 0 | 0 | 0 | 0 | 0 | 0 | 0 |  |  | C4 | 0 | 0 | 0 | 0 | 0 | C4 | 0 | 0 | 0 | 0 | 0 | C4 | [5 empty] | C4 | [5 empty] | 0 | [6 empty] | 0 | [6 empty] | 0 | [6 empty] | 0 | [6 empty] | 0 | [6 empty] | 0
|  |  | 0 | 0 |  | 0 | 0 | 0 | 0 | 0 |  | 0 | 0 | 0 | 0 | 0 |  | 0 | 0 | 0 | 0 | 0 |  | 0 | 0 | 0 | 0 | 0 |  | 0 | 0 | 0 | 0 | 0 |  | 0 | 0 | 0 | 0 | 0 | [22 empty] | 0 | 0 | 0 | 0 | 0 | 0 |  | 0 | 0 | 0 | 0 | 0 | 0 |  | 0 | 0 | 0 | 0 | 0 | 0 |  | 0 | 0 | 0 | 0 | 0 | 0 |  | 0 | 0 | 0 | 0 | 0 | 0 |  | 0 | 0 | 0 | 0 | 0 | 0
| [Please insert new asset category as required] |  | 0 | 0 | C1 | 0 | 0 | 0 | 0 | 0 | 0 | 0 | 0 | 0 | 0 | 0 | 0 | 0 | 0 | 0 | 0 | 0 | 0 | 0 | 0 | 0 | 0 | 0 | 0 | 0 | 0 | 0 | 0 | 0 | 0 | 0 | 0 | 0 | 0 | 0 | 0 |  |  | C1 | 0 | 0 | 0 | 0 | 0 | C1 | 0 | 0 | 0 | 0 | 0 | C1 | [5 empty] | C1 | [5 empty] | 0 | [6 empty] | 0 | [6 empty] | 0 | [6 empty] | 0 | [6 empty] | 0 | [6 empty] | 0
|  |  | 0 | 0 | C2 | 0 | 0 | 0 | 0 | 0 | 0 | 0 | 0 | 0 | 0 | 0 | 0 | 0 | 0 | 0 | 0 | 0 | 0 | 0 | 0 | 0 | 0 | 0 | 0 | 0 | 0 | 0 | 0 | 0 | 0 | 0 | 0 | 0 | 0 | 0 | 0 |  |  | C2 | 0 | 0 | 0 | 0 | 0 | C2 | 0 | 0 | 0 | 0 | 0 | C2 | [5 empty] | C2 | [5 empty] | 0 | [6 empty] | 0 | [6 empty] | 0 | [6 empty] | 0 | [6 empty] | 0 | [6 empty] | 0
|  |  | 0 | 0 | C3 | 0 | 0 | 0 | 0 | 0 | 0 | 0 | 0 | 0 | 0 | 0 | 0 | 0 | 0 | 0 | 0 | 0 | 0 | 0 | 0 | 0 | 0 | 0 | 0 | 0 | 0 | 0 | 0 | 0 | 0 | 0 | 0 | 0 | 0 | 0 | 0 |  |  | C3 | 0 | 0 | 0 | 0 | 0 | C3 | 0 | 0 | 0 | 0 | 0 | C3 | [5 empty] | C3 | [5 empty] | 0 | [6 empty] | 0 | [6 empty] | 0 | [6 empty] | 0 | [6 empty] | 0 | [6 empty] | 0
|  |  | 0 | 0 | C4 | 0 | 0 | 0 | 0 | 0 | 0 | 0 | 0 | 0 | 0 | 0 | 0 | 0 | 0 | 0 | 0 | 0 | 0 | 0 | 0 | 0 | 0 | 0 | 0 | 0 | 0 | 0 | 0 | 0 | 0 | 0 | 0 | 0 | 0 | 0 | 0 |  |  | C4 | 0 | 0 | 0 | 0 | 0 | C4 | 0 | 0 | 0 | 0 | 0 | C4 | [5 empty] | C4 | [5 empty] | 0 | [6 empty] | 0 | [6 empty] | 0 | [6 empty] | 0 | [6 empty] | 0 | [6 empty] | 0
|  |  | 0 | 0 |  | 0 | 0 | 0 | 0 | 0 |  | 0 | 0 | 0 | 0 | 0 |  | 0 | 0 | 0 | 0 | 0 |  | 0 | 0 | 0 | 0 | 0 |  | 0 | 0 | 0 | 0 | 0 |  | 0 | 0 | 0 | 0 | 0 | [22 empty] | 0 | 0 | 0 | 0 | 0 | 0 |  | 0 | 0 | 0 | 0 | 0 | 0 |  | 0 | 0 | 0 | 0 | 0 | 0 |  | 0 | 0 | 0 | 0 | 0 | 0 |  | 0 | 0 | 0 | 0 | 0 | 0 |  | 0 | 0 | 0 | 0 | 0 | 0
| [Please insert new asset category as required] |  | 0 | 0 | C1 | 0 | 0 | 0 | 0 | 0 | 0 | 0 | 0 | 0 | 0 | 0 | 0 | 0 | 0 | 0 | 0 | 0 | 0 | 0 | 0 | 0 | 0 | 0 | 0 | 0 | 0 | 0 | 0 | 0 | 0 | 0 | 0 | 0 | 0 | 0 | 0 |  |  | C1 | 0 | 0 | 0 | 0 | 0 | C1 | 0 | 0 | 0 | 0 | 0 | C1 | [5 empty] | C1 | [5 empty] | 0 | [6 empty] | 0 | [6 empty] | 0 | [6 empty] | 0 | [6 empty] | 0 | [6 empty] | 0
|  |  | 0 | 0 | C2 | 0 | 0 | 0 | 0 | 0 | 0 | 0 | 0 | 0 | 0 | 0 | 0 | 0 | 0 | 0 | 0 | 0 | 0 | 0 | 0 | 0 | 0 | 0 | 0 | 0 | 0 | 0 | 0 | 0 | 0 | 0 | 0 | 0 | 0 | 0 | 0 |  |  | C2 | 0 | 0 | 0 | 0 | 0 | C2 | 0 | 0 | 0 | 0 | 0 | C2 | [5 empty] | C2 | [5 empty] | 0 | [6 empty] | 0 | [6 empty] | 0 | [6 empty] | 0 | [6 empty] | 0 | [6 empty] | 0
|  |  | 0 | 0 | C3 | 0 | 0 | 0 | 0 | 0 | 0 | 0 | 0 | 0 | 0 | 0 | 0 | 0 | 0 | 0 | 0 | 0 | 0 | 0 | 0 | 0 | 0 | 0 | 0 | 0 | 0 | 0 | 0 | 0 | 0 | 0 | 0 | 0 | 0 | 0 | 0 |  |  | C3 | 0 | 0 | 0 | 0 | 0 | C3 | 0 | 0 | 0 | 0 | 0 | C3 | [5 empty] | C3 | [5 empty] | 0 | [6 empty] | 0 | [6 empty] | 0 | [6 empty] | 0 | [6 empty] | 0 | [6 empty] | 0
|  |  | 0 | 0 | C4 | 0 | 0 | 0 | 0 | 0 | 0 | 0 | 0 | 0 | 0 | 0 | 0 | 0 | 0 | 0 | 0 | 0 | 0 | 0 | 0 | 0 | 0 | 0 | 0 | 0 | 0 | 0 | 0 | 0 | 0 | 0 | 0 | 0 | 0 | 0 | 0 |  |  | C4 | 0 | 0 | 0 | 0 | 0 | C4 | 0 | 0 | 0 | 0 | 0 | C4 | [5 empty] | C4 | [5 empty] | 0 | [6 empty] | 0 | [6 empty] | 0 | [6 empty] | 0 | [6 empty] | 0 | [6 empty] | 0
|  |  | 0 | 0 |  | 0 | 0 | 0 | 0 | 0 |  | 0 | 0 | 0 | 0 | 0 |  | 0 | 0 | 0 | 0 | 0 |  | 0 | 0 | 0 | 0 | 0 |  | 0 | 0 | 0 | 0 | 0 |  | 0 | 0 | 0 | 0 | 0 | [22 empty] | 0 | 0 | 0 | 0 | 0 | 0 |  | 0 | 0 | 0 | 0 | 0 | 0 |  | 0 | 0 | 0 | 0 | 0 | 0 |  | 0 | 0 | 0 | 0 | 0 | 0 |  | 0 | 0 | 0 | 0 | 0 | 0 |  | 0 | 0 | 0 | 0 | 0 | 0
| [Please insert new asset category as required] |  | 0 | 0 | C1 | 0 | 0 | 0 | 0 | 0 | 0 | 0 | 0 | 0 | 0 | 0 | 0 | 0 | 0 | 0 | 0 | 0 | 0 | 0 | 0 | 0 | 0 | 0 | 0 | 0 | 0 | 0 | 0 | 0 | 0 | 0 | 0 | 0 | 0 | 0 | 0 |  |  | C1 | 0 | 0 | 0 | 0 | 0 | C1 | 0 | 0 | 0 | 0 | 0 | C1 | [5 empty] | C1 | [5 empty] | 0 | [6 empty] | 0 | [6 empty] | 0 | [6 empty] | 0 | [6 empty] | 0 | [6 empty] | 0
|  |  | 0 | 0 | C2 | 0 | 0 | 0 | 0 | 0 | 0 | 0 | 0 | 0 | 0 | 0 | 0 | 0 | 0 | 0 | 0 | 0 | 0 | 0 | 0 | 0 | 0 | 0 | 0 | 0 | 0 | 0 | 0 | 0 | 0 | 0 | 0 | 0 | 0 | 0 | 0 |  |  | C2 | 0 | 0 | 0 | 0 | 0 | C2 | 0 | 0 | 0 | 0 | 0 | C2 | [5 empty] | C2 | [5 empty] | 0 | [6 empty] | 0 | [6 empty] | 0 | [6 empty] | 0 | [6 empty] | 0 | [6 empty] | 0
|  |  | 0 | 0 | C3 | 0 | 0 | 0 | 0 | 0 | 0 | 0 | 0 | 0 | 0 | 0 | 0 | 0 | 0 | 0 | 0 | 0 | 0 | 0 | 0 | 0 | 0 | 0 | 0 | 0 | 0 | 0 | 0 | 0 | 0 | 0 | 0 | 0 | 0 | 0 | 0 |  |  | C3 | 0 | 0 | 0 | 0 | 0 | C3 | 0 | 0 | 0 | 0 | 0 | C3 | [5 empty] | C3 | [5 empty] | 0 | [6 empty] | 0 | [6 empty] | 0 | [6 empty] | 0 | [6 empty] | 0 | [6 empty] | 0
|  |  | 0 | 0 | C4 | 0 | 0 | 0 | 0 | 0 | 0 | 0 | 0 | 0 | 0 | 0 | 0 | 0 | 0 | 0 | 0 | 0 | 0 | 0 | 0 | 0 | 0 | 0 | 0 | 0 | 0 | 0 | 0 | 0 | 0 | 0 | 0 | 0 | 0 | 0 | 0 |  |  | C4 | 0 | 0 | 0 | 0 | 0 | C4 | 0 | 0 | 0 | 0 | 0 | C4 | [5 empty] | C4 | [5 empty] | 0 | [6 empty] | 0 | [6 empty] | 0 | [6 empty] | 0 | [6 empty] | 0 | [6 empty] | 0
|  |  | 0 | 0 |  | 0 | 0 | 0 | 0 | 0 |  | 0 | 0 | 0 | 0 | 0 |  | 0 | 0 | 0 | 0 | 0 |  | 0 | 0 | 0 | 0 | 0 |  | 0 | 0 | 0 | 0 | 0 |  | 0 | 0 | 0 | 0 | 0 | [22 empty] | 0 | 0 | 0 | 0 | 0 | 0 |  | 0 | 0 | 0 | 0 | 0 | 0 |  | 0 | 0 | 0 | 0 | 0 | 0 |  | 0 | 0 | 0 | 0 | 0 | 0 |  | 0 | 0 | 0 | 0 | 0 | 0 |  | 0 | 0 | 0 | 0 | 0 | 0
[63 empty] | 1404370.662 | 739593.0216 | 1560382.6049 | 472815.793 | 3846205.2125 | 8023367.294 |  | 1404370.662 | 739593.0216 | 1560382.6049 | 472815.793 | 3846205.2125 | 8023367.294 |  | 1277384.3489 | 513023.5678 | 2178407.3674 | 331589.945 | 4621351.1747 | 8921756.4039 |  | 1371322.8031 | 568985.5097 | 1902159.6714 | 320863.0101 | 3801112.8439 | 7964443.8381 |  | 1154782.8869 | 413514.3138 | 2121411.4191 | 1070232.8409 | 5005597.3482 | 9765538.8089 |  | 1373216.6247 | 630409.7399 | 1648261.535 | 603062.8771 | 3208153.1999 | 7463103.9766
| Other | [66 empty] | 0 | [6 empty] | 0 | [6 empty] | 0 | [6 empty] | 0 | [6 empty] | 0 | [6 empty] | 0
| Submarine Cables |  | 0 | 0 | C1 | 0 | 0 | 0 | 0 | 0 | 0 | 0 | 0 | 0 | 0 | 0 | 0 | 0 | 0 | 0 | 0 | 0 | 0 | 0 | 0 | 0 | 0 | 0 | 0 | 0 | 0 | 0 | 0 | 0 | 0 | 0 | 0 | 0 | 0 | 0 | 0 |  |  | C1 | 0 | 0 | 0 | 0 | 0 | C1 | 0 | 0 | 0 | 0 | 0 | C1 | [5 empty] | C1 | [5 empty] | 0 | [6 empty] | 0 | [6 empty] | 0 | [6 empty] | 0 | [6 empty] | 0 | [6 empty] | 0
|  |  | 0 | 0 | C2 | 0 | 0 | 0 | 0 | 0 | 0 | 0 | 0 | 0 | 0 | 0 | 0 | 0 | 0 | 0 | 0 | 0 | 0 | 0 | 0 | 0 | 0 | 0 | 0 | 0 | 0 | 0 | 0 | 0 | 0 | 0 | 0 | 0 | 0 | 0 | 0 |  |  | C2 | 0 | 0 | 0 | 0 | 0 | C2 | 0 | 0 | 0 | 0 | 0 | C2 | [5 empty] | C2 | [5 empty] | 0 | [6 empty] | 0 | [6 empty] | 0 | [6 empty] | 0 | [6 empty] | 0 | [6 empty] | 0
|  |  | 0 | 0 | C3 | 0 | 0 | 0 | 0 | 0 | 0 | 0 | 0 | 0 | 0 | 0 | 0 | 0 | 0 | 0 | 0 | 0 | 0 | 0 | 0 | 0 | 0 | 0 | 0 | 0 | 0 | 0 | 0 | 0 | 0 | 0 | 0 | 0 | 0 | 0 | 0 |  |  | C3 | 0 | 0 | 0 | 0 | 0 | C3 | 0 | 0 | 0 | 0 | 0 | C3 | [5 empty] | C3 | [5 empty] | 0 | [6 empty] | 0 | [6 empty] | 0 | [6 empty] | 0 | [6 empty] | 0 | [6 empty] | 0
|  |  | 0 | 0 | C4 | 0 | 0 | 0 | 0 | 0 | 0 | 0 | 0 | 0 | 0 | 0 | 0 | 0 | 0 | 0 | 0 | 0 | 0 | 0 | 0 | 0 | 0 | 0 | 0 | 0 | 0 | 0 | 0 | 0 | 0 | 0 | 0 | 0 | 0 | 0 | 0 |  |  | C4 | 0 | 0 | 0 | 0 | 0 | C4 | 0 | 0 | 0 | 0 | 0 | C4 | [5 empty] | C4 | [5 empty] | 0 | [6 empty] | 0 | [6 empty] | 0 | [6 empty] | 0 | [6 empty] | 0 | [6 empty] | 0
|  |  | 0 | 0 |  | 0 | 0 | 0 | 0 | 0 |  | 0 | 0 | 0 | 0 | 0 |  | 0 | 0 | 0 | 0 | 0 |  | 0 | 0 | 0 | 0 | 0 |  | 0 | 0 | 0 | 0 | 0 |  | 0 | 0 | 0 | 0 | 0 | [22 empty] | 0 | 0 | 0 | 0 | 0 | 0 |  | 0 | 0 | 0 | 0 | 0 | 0 |  | 0 | 0 | 0 | 0 | 0 | 0 |  | 0 | 0 | 0 | 0 | 0 | 0 |  | 0 | 0 | 0 | 0 | 0 | 0 |  | 0 | 0 | 0 | 0 | 0 | 0
| [Please insert new asset category as required] |  | 0 | 0 | C1 | 0 | 0 | 0 | 0 | 0 | 0 | 0 | 0 | 0 | 0 | 0 | 0 | 0 | 0 | 0 | 0 | 0 | 0 | 0 | 0 | 0 | 0 | 0 | 0 | 0 | 0 | 0 | 0 | 0 | 0 | 0 | 0 | 0 | 0 | 0 | 0 |  |  | C1 | 0 | 0 | 0 | 0 | 0 | C1 | 0 | 0 | 0 | 0 | 0 | C1 | [5 empty] | C1 | [5 empty] | 0 | [6 empty] | 0 | [6 empty] | 0 | [6 empty] | 0 | [6 empty] | 0 | [6 empty] | 0
|  |  | 0 | 0 | C2 | 0 | 0 | 0 | 0 | 0 | 0 | 0 | 0 | 0 | 0 | 0 | 0 | 0 | 0 | 0 | 0 | 0 | 0 | 0 | 0 | 0 | 0 | 0 | 0 | 0 | 0 | 0 | 0 | 0 | 0 | 0 | 0 | 0 | 0 | 0 | 0 |  |  | C2 | 0 | 0 | 0 | 0 | 0 | C2 | 0 | 0 | 0 | 0 | 0 | C2 | [5 empty] | C2 | [5 empty] | 0 | [6 empty] | 0 | [6 empty] | 0 | [6 empty] | 0 | [6 empty] | 0 | [6 empty] | 0
|  |  | 0 | 0 | C3 | 0 | 0 | 0 | 0 | 0 | 0 | 0 | 0 | 0 | 0 | 0 | 0 | 0 | 0 | 0 | 0 | 0 | 0 | 0 | 0 | 0 | 0 | 0 | 0 | 0 | 0 | 0 | 0 | 0 | 0 | 0 | 0 | 0 | 0 | 0 | 0 |  |  | C3 | 0 | 0 | 0 | 0 | 0 | C3 | 0 | 0 | 0 | 0 | 0 | C3 | [5 empty] | C3 | [5 empty] | 0 | [6 empty] | 0 | [6 empty] | 0 | [6 empty] | 0 | [6 empty] | 0 | [6 empty] | 0
|  |  | 0 | 0 | C4 | 0 | 0 | 0 | 0 | 0 | 0 | 0 | 0 | 0 | 0 | 0 | 0 | 0 | 0 | 0 | 0 | 0 | 0 | 0 | 0 | 0 | 0 | 0 | 0 | 0 | 0 | 0 | 0 | 0 | 0 | 0 | 0 | 0 | 0 | 0 | 0 |  |  | C4 | 0 | 0 | 0 | 0 | 0 | C4 | 0 | 0 | 0 | 0 | 0 | C4 | [5 empty] | C4 | [5 empty] | 0 | [6 empty] | 0 | [6 empty] | 0 | [6 empty] | 0 | [6 empty] | 0 | [6 empty] | 0
|  |  | 0 | 0 |  | 0 | 0 | 0 | 0 | 0 |  | 0 | 0 | 0 | 0 | 0 |  | 0 | 0 | 0 | 0 | 0 |  | 0 | 0 | 0 | 0 | 0 |  | 0 | 0 | 0 | 0 | 0 |  | 0 | 0 | 0 | 0 | 0 | [22 empty] | 0 | 0 | 0 | 0 | 0 | 0 |  | 0 | 0 | 0 | 0 | 0 | 0 |  | 0 | 0 | 0 | 0 | 0 | 0 |  | 0 | 0 | 0 | 0 | 0 | 0 |  | 0 | 0 | 0 | 0 | 0 | 0 |  | 0 | 0 | 0 | 0 | 0 | 0
| [Please insert new asset category as required] |  | 0 | 0 | C1 | 0 | 0 | 0 | 0 | 0 | 0 | 0 | 0 | 0 | 0 | 0 | 0 | 0 | 0 | 0 | 0 | 0 | 0 | 0 | 0 | 0 | 0 | 0 | 0 | 0 | 0 | 0 | 0 | 0 | 0 | 0 | 0 | 0 | 0 | 0 | 0 |  |  | C1 | 0 | 0 | 0 | 0 | 0 | C1 | 0 | 0 | 0 | 0 | 0 | C1 | [5 empty] | C1 | [5 empty] | 0 | [6 empty] | 0 | [6 empty] | 0 | [6 empty] | 0 | [6 empty] | 0 | [6 empty] | 0
|  |  | 0 | 0 | C2 | 0 | 0 | 0 | 0 | 0 | 0 | 0 | 0 | 0 | 0 | 0 | 0 | 0 | 0 | 0 | 0 | 0 | 0 | 0 | 0 | 0 | 0 | 0 | 0 | 0 | 0 | 0 | 0 | 0 | 0 | 0 | 0 | 0 | 0 | 0 | 0 |  |  | C2 | 0 | 0 | 0 | 0 | 0 | C2 | 0 | 0 | 0 | 0 | 0 | C2 | [5 empty] | C2 | [5 empty] | 0 | [6 empty] | 0 | [6 empty] | 0 | [6 empty] | 0 | [6 empty] | 0 | [6 empty] | 0
|  |  | 0 | 0 | C3 | 0 | 0 | 0 | 0 | 0 | 0 | 0 | 0 | 0 | 0 | 0 | 0 | 0 | 0 | 0 | 0 | 0 | 0 | 0 | 0 | 0 | 0 | 0 | 0 | 0 | 0 | 0 | 0 | 0 | 0 | 0 | 0 | 0 | 0 | 0 | 0 |  |  | C3 | 0 | 0 | 0 | 0 | 0 | C3 | 0 | 0 | 0 | 0 | 0 | C3 | [5 empty] | C3 | [5 empty] | 0 | [6 empty] | 0 | [6 empty] | 0 | [6 empty] | 0 | [6 empty] | 0 | [6 empty] | 0
|  |  | 0 | 0 | C4 | 0 | 0 | 0 | 0 | 0 | 0 | 0 | 0 | 0 | 0 | 0 | 0 | 0 | 0 | 0 | 0 | 0 | 0 | 0 | 0 | 0 | 0 | 0 | 0 | 0 | 0 | 0 | 0 | 0 | 0 | 0 | 0 | 0 | 0 | 0 | 0 |  |  | C4 | 0 | 0 | 0 | 0 | 0 | C4 | 0 | 0 | 0 | 0 | 0 | C4 | [5 empty] | C4 | [5 empty] | 0 | [6 empty] | 0 | [6 empty] | 0 | [6 empty] | 0 | [6 empty] | 0 | [6 empty] | 0
|  |  | 0 | 0 |  | 0 | 0 | 0 | 0 | 0 |  | 0 | 0 | 0 | 0 | 0 |  | 0 | 0 | 0 | 0 | 0 |  | 0 | 0 | 0 | 0 | 0 |  | 0 | 0 | 0 | 0 | 0 |  | 0 | 0 | 0 | 0 | 0 | [22 empty] | 0 | 0 | 0 | 0 | 0 | 0 |  | 0 | 0 | 0 | 0 | 0 | 0 |  | 0 | 0 | 0 | 0 | 0 | 0 |  | 0 | 0 | 0 | 0 | 0 | 0 |  | 0 | 0 | 0 | 0 | 0 | 0 |  | 0 | 0 | 0 | 0 | 0 | 0
| [Please insert new asset category as required] |  | 0 | 0 | C1 | 0 | 0 | 0 | 0 | 0 | 0 | 0 | 0 | 0 | 0 | 0 | 0 | 0 | 0 | 0 | 0 | 0 | 0 | 0 | 0 | 0 | 0 | 0 | 0 | 0 | 0 | 0 | 0 | 0 | 0 | 0 | 0 | 0 | 0 | 0 | 0 |  |  | C1 | 0 | 0 | 0 | 0 | 0 | C1 | 0 | 0 | 0 | 0 | 0 | C1 | [5 empty] | C1 | [5 empty] | 0 | [6 empty] | 0 | [6 empty] | 0 | [6 empty] | 0 | [6 empty] | 0 | [6 empty] | 0
|  |  | 0 | 0 | C2 | 0 | 0 | 0 | 0 | 0 | 0 | 0 | 0 | 0 | 0 | 0 | 0 | 0 | 0 | 0 | 0 | 0 | 0 | 0 | 0 | 0 | 0 | 0 | 0 | 0 | 0 | 0 | 0 | 0 | 0 | 0 | 0 | 0 | 0 | 0 | 0 |  |  | C2 | 0 | 0 | 0 | 0 | 0 | C2 | 0 | 0 | 0 | 0 | 0 | C2 | [5 empty] | C2 | [5 empty] | 0 | [6 empty] | 0 | [6 empty] | 0 | [6 empty] | 0 | [6 empty] | 0 | [6 empty] | 0
|  |  | 0 | 0 | C3 | 0 | 0 | 0 | 0 | 0 | 0 | 0 | 0 | 0 | 0 | 0 | 0 | 0 | 0 | 0 | 0 | 0 | 0 | 0 | 0 | 0 | 0 | 0 | 0 | 0 | 0 | 0 | 0 | 0 | 0 | 0 | 0 | 0 | 0 | 0 | 0 |  |  | C3 | 0 | 0 | 0 | 0 | 0 | C3 | 0 | 0 | 0 | 0 | 0 | C3 | [5 empty] | C3 | [5 empty] | 0 | [6 empty] | 0 | [6 empty] | 0 | [6 empty] | 0 | [6 empty] | 0 | [6 empty] | 0
|  |  | 0 | 0 | C4 | 0 | 0 | 0 | 0 | 0 | 0 | 0 | 0 | 0 | 0 | 0 | 0 | 0 | 0 | 0 | 0 | 0 | 0 | 0 | 0 | 0 | 0 | 0 | 0 | 0 | 0 | 0 | 0 | 0 | 0 | 0 | 0 | 0 | 0 | 0 | 0 |  |  | C4 | 0 | 0 | 0 | 0 | 0 | C4 | 0 | 0 | 0 | 0 | 0 | C4 | [5 empty] | C4 | [5 empty] | 0 | [6 empty] | 0 | [6 empty] | 0 | [6 empty] | 0 | [6 empty] | 0 | [6 empty] | 0
|  |  | 0 | 0 |  | 0 | 0 | 0 | 0 | 0 |  | 0 | 0 | 0 | 0 | 0 |  | 0 | 0 | 0 | 0 | 0 |  | 0 | 0 | 0 | 0 | 0 |  | 0 | 0 | 0 | 0 | 0 |  | 0 | 0 | 0 | 0 | 0 | [22 empty] | 0 | 0 | 0 | 0 | 0 | 0 |  | 0 | 0 | 0 | 0 | 0 | 0 |  | 0 | 0 | 0 | 0 | 0 | 0 |  | 0 | 0 | 0 | 0 | 0 | 0 |  | 0 | 0 | 0 | 0 | 0 | 0 |  | 0 | 0 | 0 | 0 | 0 | 0
| [Please insert new asset category as required] |  | 0 | 0 | C1 | 0 | 0 | 0 | 0 | 0 | 0 | 0 | 0 | 0 | 0 | 0 | 0 | 0 | 0 | 0 | 0 | 0 | 0 | 0 | 0 | 0 | 0 | 0 | 0 | 0 | 0 | 0 | 0 | 0 | 0 | 0 | 0 | 0 | 0 | 0 | 0 |  |  | C1 | 0 | 0 | 0 | 0 | 0 | C1 | 0 | 0 | 0 | 0 | 0 | C1 | [5 empty] | C1 | [5 empty] | 0 | [6 empty] | 0 | [6 empty] | 0 | [6 empty] | 0 | [6 empty] | 0 | [6 empty] | 0
|  |  | 0 | 0 | C2 | 0 | 0 | 0 | 0 | 0 | 0 | 0 | 0 | 0 | 0 | 0 | 0 | 0 | 0 | 0 | 0 | 0 | 0 | 0 | 0 | 0 | 0 | 0 | 0 | 0 | 0 | 0 | 0 | 0 | 0 | 0 | 0 | 0 | 0 | 0 | 0 |  |  | C2 | 0 | 0 | 0 | 0 | 0 | C2 | 0 | 0 | 0 | 0 | 0 | C2 | [5 empty] | C2 | [5 empty] | 0 | [6 empty] | 0 | [6 empty] | 0 | [6 empty] | 0 | [6 empty] | 0 | [6 empty] | 0
|  |  | 0 | 0 | C3 | 0 | 0 | 0 | 0 | 0 | 0 | 0 | 0 | 0 | 0 | 0 | 0 | 0 | 0 | 0 | 0 | 0 | 0 | 0 | 0 | 0 | 0 | 0 | 0 | 0 | 0 | 0 | 0 | 0 | 0 | 0 | 0 | 0 | 0 | 0 | 0 |  |  | C3 | 0 | 0 | 0 | 0 | 0 | C3 | 0 | 0 | 0 | 0 | 0 | C3 | [5 empty] | C3 | [5 empty] | 0 | [6 empty] | 0 | [6 empty] | 0 | [6 empty] | 0 | [6 empty] | 0 | [6 empty] | 0
|  |  | 0 | 0 | C4 | 0 | 0 | 0 | 0 | 0 | 0 | 0 | 0 | 0 | 0 | 0 | 0 | 0 | 0 | 0 | 0 | 0 | 0 | 0 | 0 | 0 | 0 | 0 | 0 | 0 | 0 | 0 | 0 | 0 | 0 | 0 | 0 | 0 | 0 | 0 | 0 |  |  | C4 | 0 | 0 | 0 | 0 | 0 | C4 | 0 | 0 | 0 | 0 | 0 | C4 | [5 empty] | C4 | [5 empty] | 0 | [6 empty] | 0 | [6 empty] | 0 | [6 empty] | 0 | [6 empty] | 0 | [6 empty] | 0
|  |  | 0 | 0 |  | 0 | 0 | 0 | 0 | 0 |  | 0 | 0 | 0 | 0 | 0 |  | 0 | 0 | 0 | 0 | 0 |  | 0 | 0 | 0 | 0 | 0 |  | 0 | 0 | 0 | 0 | 0 |  | 0 | 0 | 0 | 0 | 0 | [22 empty] | 0 | 0 | 0 | 0 | 0 | 0 |  | 0 | 0 | 0 | 0 | 0 | 0 |  | 0 | 0 | 0 | 0 | 0 | 0 |  | 0 | 0 | 0 | 0 | 0 | 0 |  | 0 | 0 | 0 | 0 | 0 | 0 |  | 0 | 0 | 0 | 0 | 0 | 0
| [Please insert new asset category as required] |  | 0 | 0 | C1 | 0 | 0 | 0 | 0 | 0 | 0 | 0 | 0 | 0 | 0 | 0 | 0 | 0 | 0 | 0 | 0 | 0 | 0 | 0 | 0 | 0 | 0 | 0 | 0 | 0 | 0 | 0 | 0 | 0 | 0 | 0 | 0 | 0 | 0 | 0 | 0 |  |  | C1 | 0 | 0 | 0 | 0 | 0 | C1 | 0 | 0 | 0 | 0 | 0 | C1 | [5 empty] | C1 | [5 empty] | 0 | [6 empty] | 0 | [6 empty] | 0 | [6 empty] | 0 | [6 empty] | 0 | [6 empty] | 0
|  |  | 0 | 0 | C2 | 0 | 0 | 0 | 0 | 0 | 0 | 0 | 0 | 0 | 0 | 0 | 0 | 0 | 0 | 0 | 0 | 0 | 0 | 0 | 0 | 0 | 0 | 0 | 0 | 0 | 0 | 0 | 0 | 0 | 0 | 0 | 0 | 0 | 0 | 0 | 0 |  |  | C2 | 0 | 0 | 0 | 0 | 0 | C2 | 0 | 0 | 0 | 0 | 0 | C2 | [5 empty] | C2 | [5 empty] | 0 | [6 empty] | 0 | [6 empty] | 0 | [6 empty] | 0 | [6 empty] | 0 | [6 empty] | 0
|  |  | 0 | 0 | C3 | 0 | 0 | 0 | 0 | 0 | 0 | 0 | 0 | 0 | 0 | 0 | 0 | 0 | 0 | 0 | 0 | 0 | 0 | 0 | 0 | 0 | 0 | 0 | 0 | 0 | 0 | 0 | 0 | 0 | 0 | 0 | 0 | 0 | 0 | 0 | 0 |  |  | C3 | 0 | 0 | 0 | 0 | 0 | C3 | 0 | 0 | 0 | 0 | 0 | C3 | [5 empty] | C3 | [5 empty] | 0 | [6 empty] | 0 | [6 empty] | 0 | [6 empty] | 0 | [6 empty] | 0 | [6 empty] | 0
|  |  | 0 | 0 | C4 | 0 | 0 | 0 | 0 | 0 | 0 | 0 | 0 | 0 | 0 | 0 | 0 | 0 | 0 | 0 | 0 | 0 | 0 | 0 | 0 | 0 | 0 | 0 | 0 | 0 | 0 | 0 | 0 | 0 | 0 | 0 | 0 | 0 | 0 | 0 | 0 |  |  | C4 | 0 | 0 | 0 | 0 | 0 | C4 | 0 | 0 | 0 | 0 | 0 | C4 | [5 empty] | C4 | [5 empty] | 0 | [6 empty] | 0 | [6 empty] | 0 | [6 empty] | 0 | [6 empty] | 0 | [6 empty] | 0
|  |  | 0 | 0 |  | 0 | 0 | 0 | 0 | 0 |  | 0 | 0 | 0 | 0 | 0 |  | 0 | 0 | 0 | 0 | 0 |  | 0 | 0 | 0 | 0 | 0 |  | 0 | 0 | 0 | 0 | 0 |  | 0 | 0 | 0 | 0 | 0 | [22 empty] | 0 | 0 | 0 | 0 | 0 | 0 |  | 0 | 0 | 0 | 0 | 0 | 0 |  | 0 | 0 | 0 | 0 | 0 | 0 |  | 0 | 0 | 0 | 0 | 0 | 0 |  | 0 | 0 | 0 | 0 | 0 | 0 |  | 0 | 0 | 0 | 0 | 0 | 0
[63 empty] | 0 | 0 | 0 | 0 | 0 | 0 |  | 0 | 0 | 0 | 0 | 0 | 0 |  | 0 | 0 | 0 | 0 | 0 | 0 |  | 0 | 0 | 0 | 0 | 0 | 0 |  | 0 | 0 | 0 | 0 | 0 | 0 |  | 0 | 0 | 0 | 0 | 0 | 0
| TOTAL |  | #REF! | #REF! |  | #REF! | 26350.44 | 39406.423 | 19884.45 | 12587.115 |  | 155385.1112 | 26350.44 | 39406.423 | 19884.45 | 12587.115 |  | 9528.5 | -341.1 | -2886.7 | -4177.2 | -4071.5 |  | 144029.7652 | 30662.518 | 49299.462 | 16068.541 | 13558.053 |  | 23241.2 | -266 | -4318.9 | -11400.7 | -11607.5 |  | 128113.7072 | 32411.75 | 19846.932 | 47186.541 | 26156.183 |  |  |  |  | 0 | 0 | 0 | 0 | 0 |  | 0 | 0 | 0 | 0 | 0 | [7 empty] | 8835492.8253 | 2746855.3859 | 5557669.039 | 3216129.4702 | 9317991.2235 | 29674137.9439 |  | 8835492.8253 | 2746855.3859 | 5557669.039 | 3216129.4702 | 9317991.2235 | 29674137.9439 |  | 8149007.3022 | 2642242.9809 | 7341600.5228 | 2766181.351 | 11257368.7068 | 32156400.8637 |  | 8626537.6209 | 2690608.4966 | 6724673.8219 | 2052514.4486 | 8326093.4825 | 28420427.8705 |  | 7278171.1464 | 2661391.792 | 4928573.5445 | 8296647.7484 | 16061884.7814 | 39226669.0127 |  | 8375398.6937 | 2850704.2633 | 4037210.8498 | 6347023.1129 | 8220270.6902 | 29830607.6099
Health Index Definitions
|  |  | HI1 | New or as new | [57 empty] | LV Network | 559418.2257 | 205186.6078 | 1044018.7967 | 430708.6111 | 1028381.09 | 3267713.3313 | LV Network | 559418.2257 | 205186.6078 | 1044018.7967 | 430708.6111 | 1028381.09 | 3267713.3313 | LV Network | 504030.6723 | 212989.732 | 1126750.2239 | 459127.883 | 1148920.9482 | 3451819.4595 | LV Network | 577723.2807 | 209687.9594 | 1056074.441 | 340057.8469 | 834672.2518 | 3018215.7797 | LV Network | 458689.248 | 171352.2302 | 253866.3069 | 1768338.8457 | 2126965.5592 | 4779212.19 | LV Network | 635559.3812 | 167366.6585 | 174520.1322 | 1348024.5273 | 1373256.8308 | 3698727.53
|  |  | HI2 | Good or seviceable condition | [57 empty] | HV Network | 3601929.9063 | 664467.5063 | 1585345.577 | 1492895.5107 | 2274427.6339 | 9619066.1341 | HV Network | 3601929.9063 | 664467.5063 | 1585345.577 | 1492895.5107 | 2274427.6339 | 9619066.1341 | HV Network | 3345436.5121 | 904284.6297 | 1991477.0357 | 1288742.2715 | 2164801.8276 | 9694742.2766 | HV Network | 3547053.7416 | 888794.2395 | 1856995.4728 | 850171.893 | 1347832.1084 | 8490847.4553 | HV Network | 2914924.7667 | 1202606.6951 | 768303.3656 | 3209561.0099 | 4607410.1521 | 12702805.9894 | HV Network | 3345108.6393 | 1164916.9458 | 590930.8603 | 2391667.9755 | 2239419.6569 | 9732044.0777
|  |  | HI3 | Deterioration requires assessment and monitoring | [57 empty] | EHV Network | 3269774.0312 | 1137608.2502 | 1367922.0605 | 819709.5554 | 2168977.2871 | 8763991.1845 | EHV Network | 3269774.0312 | 1137608.2502 | 1367922.0605 | 819709.5554 | 2168977.2871 | 8763991.1845 | EHV Network | 3022155.7689 | 1011945.0514 | 2044965.8958 | 686721.2514 | 3322294.7562 | 10088082.7237 | EHV Network | 3130437.7955 | 1023140.788 | 1909444.2368 | 541421.6986 | 2342476.2785 | 8946920.7974 | EHV Network | 2749774.2448 | 873918.5528 | 1784992.4529 | 2248515.052 | 4321911.7219 | 11979112.0244 | EHV Network | 3021514.0485 | 888010.9191 | 1623498.3223 | 2004267.733 | 1399441.0027 | 8936732.0255
|  |  | HI4 | Material deterioration, intervention requires consideration | [57 empty] | 132kV Network | 1404370.662 | 739593.0216 | 1560382.6049 | 472815.793 | 3846205.2125 | 8023367.294 | 132kV Network | 1404370.662 | 739593.0216 | 1560382.6049 | 472815.793 | 3846205.2125 | 8023367.294 | 132kV Network | 1277384.3489 | 513023.5678 | 2178407.3674 | 331589.945 | 4621351.1747 | 8921756.4039 | 132kV Network | 1371322.8031 | 568985.5097 | 1902159.6714 | 320863.0101 | 3801112.8439 | 7964443.8381 | 132kV Network | 1154782.8869 | 413514.3138 | 2121411.4191 | 1070232.8409 | 5005597.3482 | 9765538.8089 | 132kV Network | 1373216.6247 | 630409.7399 | 1648261.535 | 603062.8771 | 3208153.1999 | 7463103.9766
|  |  | HI5 | End of serviceable life, intervention required | [57 empty] | Other | 0 | 0 | 0 | 0 | 0 | 0 | Other | 0 | 0 | 0 | 0 | 0 | 0 | Other | 0 | 0 | 0 | 0 | 0 | 0 | Other | 0 | 0 | 0 | 0 | 0 | 0 | Other | 0 | 0 | 0 | 0 | 0 | 0 | Other | 0 | 0 | 0 | 0 | 0 | 0
[62 empty] | Total | 8835492.8253 | 2746855.3859 | 5557669.039 | 3216129.4702 | 9317991.2235 | 29674137.9439 | Total | 8835492.8253 | 2746855.3859 | 5557669.039 | 3216129.4702 | 9317991.2235 | 29674137.9439 | Total | 8149007.3022 | 2642242.9809 | 7341600.5228 | 2766181.351 | 11257368.7068 | 32156400.8637 | Total | 8626537.6209 | 2690608.4966 | 6724673.8219 | 2052514.4486 | 8326093.4825 | 28420427.8705 | Total | 7278171.1464 | 2661391.792 | 4928573.5445 | 8296647.7484 | 16061884.7814 | 39226669.0127 | Total | 8375398.6937 | 2850704.2633 | 4037210.8498 | 6347023.1129 | 8220270.6902 | 29830607.6099
Criticality Index Definitions
|  |  | C1 | Low criticality
|  |  | C2 | Average criticality
|  |  | C3 | High criticality
|  |  | C4 | Very high criticality

## NPgY - Asset Rep
HI3: Secondary deliverables RIIO-ED1 - Asset replacement | [50 empty] | Criticality weightings C1 to C4 | Criticality Rating Boundaries
NPgY | [49 empty] | C1 | 0.7 | Below 75% of average
[50 empty] | C2 | 1 | 75%-125%
[50 empty] | C3 | 1.5 | 125%-200%
[50 empty] | C4 | 2.5 | Over 200% of average
Price base (2012/13)
| ASSET CATEGORIES |  | ASSET REGISTER |  |  | End of DPCR5 (31 March 2015) with investment | [5 empty] | End of DPCR5 (31 March 2015) without investment | [5 empty] | Mid-Period Review (31 March 2019) planned investment | [5 empty] | Mid-Period Review (31 March 2019) without investment | [5 empty] | End of RIIO-ED1 (31 March 2023) planned investment | [5 empty] | End of RIIO-ED1 (31 March 2023) without investment | [8 empty] | Probability of failure | [5 empty] | Criticality/consequence of failure | [5 empty] | Probability of failure x Consequence of failure
Is it your current intention to have a health index for this asset category in the RIIO-ED1 control period.
|  |  | as at 31st March 2015 | as at 31st March 2023 |  | HI 1 | HI 2 | HI 3 | HI 4 | HI 5 |  | HI 1 | HI 2 | HI 3 | HI 4 | HI 5 |  | HI 1 | HI 2 | HI 3 | HI 4 | HI 5 |  | HI 1 | HI 2 | HI 3 | HI 4 | HI 5 |  | HI 1 | HI 2 | HI 3 | HI 4 | HI 5 |  | HI 1 | HI 2 | HI 3 | HI 4 | HI 5 |  |  |  |  | HI 1 | HI 2 | HI 3 | HI 4 | HI 5 |  | HI 1 | HI 2 | HI 3 | HI 4 | HI 5 |  | HI 1 | HI 2 | HI 3 | HI 4 | HI 5 |  | End of DPCR5 (without investment) | [6 empty] | Position at Beginning of RIIO-ED1 | [6 empty] | Mid Period (Without Investment) | [6 empty] | Mid Period (With Investment) | [6 empty] | End of RIIO-ED1 (Without Investment) | [6 empty] | End of RIIO-ED1 (With Investment)
| LV Network | [61 empty] | 1 | 2 | 3 | 4 | 5 | Total |  | 1 | 2 | 3 | 4 | 5 | Total |  | 1 | 2 | 3 | 4 | 5 | Total |  | 1 | 2 | 3 | 4 | 5 | Total |  | 1 | 2 | 3 | 4 | 5 | Total |  | 1 | 2 | 3 | 4 | 5 | Total
| LV Switchgear and Other |  | 0 | 0 | C1 | 0 | 0 | 0 | 0 | 0 | 0 | 0 | 0 | 0 | 0 | 0 | 0 | 0 | 0 | 0 | 0 | 0 | 0 | 0 | 0 | 0 | 0 | 0 | 0 | 0 | 0 | 0 | 0 | 0 | 0 | 0 | 0 | 0 | 0 | 0 | 0 | Yes |  | C1 | 0 | 0 | 0 | 0 | 0 | C1 | 0 | 0 | 0 | 0 | 0 | C1 | [5 empty] | C1 | [5 empty] | 0 | [6 empty] | 0 | [6 empty] | 0 | [6 empty] | 0 | [6 empty] | 0 | [6 empty] | 0
|  |  | 0 | 0 | C2 | 0 | 0 | 0 | 0 | 0 | 0 | 0 | 0 | 0 | 0 | 0 | 0 | 0 | 0 | 0 | 0 | 0 | 0 | 0 | 0 | 0 | 0 | 0 | 0 | 0 | 0 | 0 | 0 | 0 | 0 | 0 | 0 | 0 | 0 | 0 | 0 | No |  | C2 | 0 | 0 | 0 | 0 | 0 | C2 | 0 | 0 | 0 | 0 | 0 | C2 | [5 empty] | C2 | [5 empty] | 0 | [6 empty] | 0 | [6 empty] | 0 | [6 empty] | 0 | [6 empty] | 0 | [6 empty] | 0
|  |  | 0 | 0 | C3 | 0 | 0 | 0 | 0 | 0 | 0 | 0 | 0 | 0 | 0 | 0 | 0 | 0 | 0 | 0 | 0 | 0 | 0 | 0 | 0 | 0 | 0 | 0 | 0 | 0 | 0 | 0 | 0 | 0 | 0 | 0 | 0 | 0 | 0 | 0 | 0 |  |  | C3 | 0 | 0 | 0 | 0 | 0 | C3 | 0 | 0 | 0 | 0 | 0 | C3 | [5 empty] | C3 | [5 empty] | 0 | [6 empty] | 0 | [6 empty] | 0 | [6 empty] | 0 | [6 empty] | 0 | [6 empty] | 0
|  |  | 0 | 0 | C4 | 0 | 0 | 0 | 0 | 0 | 0 | 0 | 0 | 0 | 0 | 0 | 0 | 0 | 0 | 0 | 0 | 0 | 0 | 0 | 0 | 0 | 0 | 0 | 0 | 0 | 0 | 0 | 0 | 0 | 0 | 0 | 0 | 0 | 0 | 0 | 0 |  |  | C4 | 0 | 0 | 0 | 0 | 0 | C4 | 0 | 0 | 0 | 0 | 0 | C4 | [5 empty] | C4 | [5 empty] | 0 | [6 empty] | 0 | [6 empty] | 0 | [6 empty] | 0 | [6 empty] | 0 | [6 empty] | 0
|  |  | 0 | 0 |  | 0 | 0 | 0 | 0 | 0 |  | 0 | 0 | 0 | 0 | 0 |  | 0 | 0 | 0 | 0 | 0 |  | 0 | 0 | 0 | 0 | 0 |  | 0 | 0 | 0 | 0 | 0 |  | 0 | 0 | 0 | 0 | 0 | [22 empty] | 0 | 0 | 0 | 0 | 0 | 0 |  | 0 | 0 | 0 | 0 | 0 | 0 |  | 0 | 0 | 0 | 0 | 0 | 0 |  | 0 | 0 | 0 | 0 | 0 | 0 |  | 0 | 0 | 0 | 0 | 0 | 0 |  | 0 | 0 | 0 | 0 | 0 | 0
| LV UGB |  | 0 | 0 | C1 | 0 | 0 | 0 | 0 | 0 | 0 | 0 | 0 | 0 | 0 | 0 | 0 | 0 | 0 | 0 | 0 | 0 | 0 | 0 | 0 | 0 | 0 | 0 | 0 | 0 | 0 | 0 | 0 | 0 | 0 | 0 | 0 | 0 | 0 | 0 | 0 |  |  | C1 | 0 | 0 | 0 | 0 | 0 | C1 | 0 | 0 | 0 | 0 | 0 | C1 | [5 empty] | C1 | [5 empty] | 0 | [6 empty] | 0 | [6 empty] | 0 | [6 empty] | 0 | [6 empty] | 0 | [6 empty] | 0
|  |  | 0 | 0 | C2 | 0 | 0 | 0 | 0 | 0 | 0 | 0 | 0 | 0 | 0 | 0 | 0 | 0 | 0 | 0 | 0 | 0 | 0 | 0 | 0 | 0 | 0 | 0 | 0 | 0 | 0 | 0 | 0 | 0 | 0 | 0 | 0 | 0 | 0 | 0 | 0 |  |  | C2 | 0 | 0 | 0 | 0 | 0 | C2 | 0 | 0 | 0 | 0 | 0 | C2 | [5 empty] | C2 | [5 empty] | 0 | [6 empty] | 0 | [6 empty] | 0 | [6 empty] | 0 | [6 empty] | 0 | [6 empty] | 0
|  |  | 0 | 0 | C3 | 0 | 0 | 0 | 0 | 0 | 0 | 0 | 0 | 0 | 0 | 0 | 0 | 0 | 0 | 0 | 0 | 0 | 0 | 0 | 0 | 0 | 0 | 0 | 0 | 0 | 0 | 0 | 0 | 0 | 0 | 0 | 0 | 0 | 0 | 0 | 0 |  |  | C3 | 0 | 0 | 0 | 0 | 0 | C3 | 0 | 0 | 0 | 0 | 0 | C3 | [5 empty] | C3 | [5 empty] | 0 | [6 empty] | 0 | [6 empty] | 0 | [6 empty] | 0 | [6 empty] | 0 | [6 empty] | 0
|  |  | 0 | 0 | C4 | 0 | 0 | 0 | 0 | 0 | 0 | 0 | 0 | 0 | 0 | 0 | 0 | 0 | 0 | 0 | 0 | 0 | 0 | 0 | 0 | 0 | 0 | 0 | 0 | 0 | 0 | 0 | 0 | 0 | 0 | 0 | 0 | 0 | 0 | 0 | 0 |  |  | C4 | 0 | 0 | 0 | 0 | 0 | C4 | 0 | 0 | 0 | 0 | 0 | C4 | [5 empty] | C4 | [5 empty] | 0 | [6 empty] | 0 | [6 empty] | 0 | [6 empty] | 0 | [6 empty] | 0 | [6 empty] | 0
|  |  | 0 | 0 |  | 0 | 0 | 0 | 0 | 0 |  | 0 | 0 | 0 | 0 | 0 |  | 0 | 0 | 0 | 0 | 0 |  | 0 | 0 | 0 | 0 | 0 |  | 0 | 0 | 0 | 0 | 0 |  | 0 | 0 | 0 | 0 | 0 | [22 empty] | 0 | 0 | 0 | 0 | 0 | 0 |  | 0 | 0 | 0 | 0 | 0 | 0 |  | 0 | 0 | 0 | 0 | 0 | 0 |  | 0 | 0 | 0 | 0 | 0 | 0 |  | 0 | 0 | 0 | 0 | 0 | 0 |  | 0 | 0 | 0 | 0 | 0 | 0
| LV OHL Support |  | 18863 | 18523 | C1 | 9126 | 1541 | 5826 | 1255 | 1115 | 18863 | 9126 | 1541 | 5826 | 1255 | 1115 | 18863 | 695 | 0 | 0 | -416 | -417 | -138 | 8491 | 1652 | 6151 | 1305 | 1264 | 18863 | 1705 | 0 | 0 | -1098 | -947 | -340 | 7925 | 1379 | 1108 | 5996 | 2455 | 18863 |  |  | C1 | 0.0081226 | 0.012094 | 0.021383 | 0.03463 | 0.081228 | C1 | 2261.665 | 2261.665 | 2261.665 | 2261.665 | 2261.665 | C1 | 18.3707 | 27.352 | 48.3608 | 78.3208 | 183.7098 | C1 | 167650.684 | 42149.3742 | 281749.7341 | 98292.6393 | 204836.4019 | 794678.8334 |  | 167650.684 | 42149.3742 | 281749.7341 | 98292.6393 | 204836.4019 | 794678.8334 |  | 155985.312 | 45185.4421 | 297466.9781 | 102208.6807 | 232209.1587 | 833055.5716 |  | 168752.9238 | 45185.4421 | 297466.9781 | 69627.2162 | 155602.1815 | 736634.7417 |  | 145587.5159 | 37718.3563 | 53583.7119 | 469611.6853 | 451007.5037 | 1157508.7731 |  | 176909.4989 | 37718.3563 | 53583.7119 | 383615.4161 | 277034.3444 | 928861.3275
|  |  | 14567 | 14324 | C2 | 6240 | 1457 | 4520 | 1220 | 1130 | 14567 | 6240 | 1457 | 4520 | 1220 | 1130 | 14567 | 831 | 0 | -343 | -295 | -368 | -175 | 5759 | 1353 | 4905 | 1281 | 1269 | 14567 | 2176 | 0 | -343 | -1168 | -908 | -243 | 5339 | 1031 | 1091 | 4661 | 2445 | 14567 |  |  | C2 | 0.0081226 | 0.012094 | 0.021383 | 0.03463 | 0.081228 | C2 | 3230.95 | 3230.95 | 3230.95 | 3230.95 | 3230.95 | C2 | 26.2438 | 39.0742 | 69.0868 | 111.8869 | 262.4425 | C2 | 163761.3519 | 56931.1562 | 312272.2765 | 136502.0147 | 296560.0693 | 966026.8686 |  | 163761.3519 | 56931.1562 | 312272.2765 | 136502.0147 | 296560.0693 | 966026.8686 |  | 151138.081 | 52867.4361 | 338870.6894 | 143327.1154 | 333039.5823 | 1019242.9042 |  | 172946.6841 | 52867.4361 | 315173.9216 | 110320.4807 | 236460.7278 | 887769.2503 |  | 140115.6823 | 40285.5333 | 75373.6844 | 521504.8283 | 641672.0084 | 1418951.7368 |  | 197222.205 | 40285.5333 | 51676.9166 | 390820.9322 | 403374.1828 | 1083379.7699
|  |  | 12349 | 11965 | C3 | 4917 | 1572 | 3714 | 1014 | 1132 | 12349 | 4917 | 1572 | 3714 | 1014 | 1132 | 12349 | 892 | -48 | -445 | -272 | -305 | -178 | 4247 | 1696 | 4049 | 1106 | 1251 | 12349 | 1925 | -48 | -512 | -1010 | -739 | -384 | 3716 | 1391 | 1032 | 3961 | 2249 | 12349 |  |  | C3 | 0.0081226 | 0.012094 | 0.021383 | 0.03463 | 0.081228 | C3 | 4846.425 | 4846.425 | 4846.425 | 4846.425 | 4846.425 | C3 | 39.3657 | 58.6113 | 103.6302 | 167.8303 | 393.6638 | C3 | 193561.194 | 92137.0394 | 384882.4895 | 170179.9708 | 445627.4316 | 1286388.1253 |  | 193561.194 | 92137.0394 | 384882.4895 | 170179.9708 | 445627.4316 | 1286388.1253 |  | 167186.1686 | 99404.8466 | 419598.5999 | 185620.3626 | 492473.4249 | 1364283.4025 |  | 202300.3815 | 96591.5019 | 373483.1696 | 139970.5085 | 372405.9632 | 1184751.5247 |  | 146282.9768 | 81528.3854 | 106946.346 | 664776.0003 | 885349.9061 | 1884883.6146 |  | 222061.9677 | 78715.0407 | 53887.6937 | 495267.3509 | 594432.3514 | 1444364.4044
|  |  | 1261 | 1228 | C4 | 525 | 143 | 377 | 92 | 124 | 1261 | 525 | 143 | 377 | 92 | 124 | 1261 | 61 | -5 | -5 | -28 | -32 | -9 | 453 | 159 | 410 | 100 | 139 | 1261 | 193 | -12 | -15 | -122 | -77 | -33 | 407 | 121 | 104 | 402 | 227 | 1261 |  |  | C4 | 0.0081226 | 0.012094 | 0.021383 | 0.03463 | 0.081228 | C4 | 8077.375 | 8077.375 | 8077.375 | 8077.375 | 8077.375 | C4 | 65.6095 | 97.6856 | 172.717 | 279.7172 | 656.1063 | C4 | 34444.9959 | 13969.038 | 65114.2966 | 25733.9864 | 81357.1872 | 220619.504 |  | 34444.9959 | 13969.038 | 65114.2966 | 25733.9864 | 81357.1872 | 220619.504 |  | 29721.1107 | 15532.0073 | 70813.9565 | 27971.7243 | 91198.7824 | 235237.5812 |  | 33723.2912 | 15043.5794 | 69950.3717 | 20139.6415 | 70203.3792 | 209060.263 |  | 26703.073 | 11819.9552 | 17962.5646 | 112446.3318 | 148936.141 | 317868.0656 |  | 39365.7096 | 10647.7283 | 15371.8101 | 78320.8281 | 98415.9522 | 242122.0282
|  |  | 47040 | 46040 |  | 20808 | 4713 | 14437 | 3581 | 3501 |  | 20808 | 4713 | 14437 | 3581 | 3501 |  | 2479 | -53 | -793 | -1011 | -1122 |  | 18950 | 4860 | 15515 | 3792 | 3923 |  | 5999 | -60 | -870 | -3398 | -2671 |  | 17387 | 3922 | 3335 | 15020 | 7376 | [22 empty] | 559418.2257 | 205186.6078 | 1044018.7967 | 430708.6111 | 1028381.09 | 3267713.3313 |  | 559418.2257 | 205186.6078 | 1044018.7967 | 430708.6111 | 1028381.09 | 3267713.3313 |  | 504030.6723 | 212989.732 | 1126750.2239 | 459127.883 | 1148920.9482 | 3451819.4595 |  | 577723.2807 | 209687.9594 | 1056074.441 | 340057.8469 | 834672.2518 | 3018215.7797 |  | 458689.248 | 171352.2302 | 253866.3069 | 1768338.8457 | 2126965.5592 | 4779212.19 |  | 635559.3812 | 167366.6585 | 174520.1322 | 1348024.5273 | 1373256.8308 | 3698727.53
| [Please insert new asset category as required] |  | 0 | 0 | C1 | 0 | 0 | 0 | 0 | 0 | 0 | 0 | 0 | 0 | 0 | 0 | 0 | 0 | 0 | 0 | 0 | 0 | 0 | 0 | 0 | 0 | 0 | 0 | 0 | 0 | 0 | 0 | 0 | 0 | 0 | 0 | 0 | 0 | 0 | 0 | 0 |  |  | C1 | 0 | 0 | 0 | 0 | 0 | C1 | 0 | 0 | 0 | 0 | 0 | C1 | [5 empty] | C1 | [5 empty] | 0 | [6 empty] | 0 | [6 empty] | 0 | [6 empty] | 0 | [6 empty] | 0 | [6 empty] | 0
|  |  | 0 | 0 | C2 | 0 | 0 | 0 | 0 | 0 | 0 | 0 | 0 | 0 | 0 | 0 | 0 | 0 | 0 | 0 | 0 | 0 | 0 | 0 | 0 | 0 | 0 | 0 | 0 | 0 | 0 | 0 | 0 | 0 | 0 | 0 | 0 | 0 | 0 | 0 | 0 |  |  | C2 | 0 | 0 | 0 | 0 | 0 | C2 | 0 | 0 | 0 | 0 | 0 | C2 | [5 empty] | C2 | [5 empty] | 0 | [6 empty] | 0 | [6 empty] | 0 | [6 empty] | 0 | [6 empty] | 0 | [6 empty] | 0
|  |  | 0 | 0 | C3 | 0 | 0 | 0 | 0 | 0 | 0 | 0 | 0 | 0 | 0 | 0 | 0 | 0 | 0 | 0 | 0 | 0 | 0 | 0 | 0 | 0 | 0 | 0 | 0 | 0 | 0 | 0 | 0 | 0 | 0 | 0 | 0 | 0 | 0 | 0 | 0 |  |  | C3 | 0 | 0 | 0 | 0 | 0 | C3 | 0 | 0 | 0 | 0 | 0 | C3 | [5 empty] | C3 | [5 empty] | 0 | [6 empty] | 0 | [6 empty] | 0 | [6 empty] | 0 | [6 empty] | 0 | [6 empty] | 0
|  |  | 0 | 0 | C4 | 0 | 0 | 0 | 0 | 0 | 0 | 0 | 0 | 0 | 0 | 0 | 0 | 0 | 0 | 0 | 0 | 0 | 0 | 0 | 0 | 0 | 0 | 0 | 0 | 0 | 0 | 0 | 0 | 0 | 0 | 0 | 0 | 0 | 0 | 0 | 0 |  |  | C4 | 0 | 0 | 0 | 0 | 0 | C4 | 0 | 0 | 0 | 0 | 0 | C4 | [5 empty] | C4 | [5 empty] | 0 | [6 empty] | 0 | [6 empty] | 0 | [6 empty] | 0 | [6 empty] | 0 | [6 empty] | 0
|  |  | 0 | 0 |  | 0 | 0 | 0 | 0 | 0 |  | 0 | 0 | 0 | 0 | 0 |  | 0 | 0 | 0 | 0 | 0 |  | 0 | 0 | 0 | 0 | 0 |  | 0 | 0 | 0 | 0 | 0 |  | 0 | 0 | 0 | 0 | 0 | [22 empty] | 0 | 0 | 0 | 0 | 0 | 0 |  | 0 | 0 | 0 | 0 | 0 | 0 |  | 0 | 0 | 0 | 0 | 0 | 0 |  | 0 | 0 | 0 | 0 | 0 | 0 |  | 0 | 0 | 0 | 0 | 0 | 0 |  | 0 | 0 | 0 | 0 | 0 | 0
| [Please insert new asset category as required] |  | 0 | 0 | C1 | 0 | 0 | 0 | 0 | 0 | 0 | 0 | 0 | 0 | 0 | 0 | 0 | 0 | 0 | 0 | 0 | 0 | 0 | 0 | 0 | 0 | 0 | 0 | 0 | 0 | 0 | 0 | 0 | 0 | 0 | 0 | 0 | 0 | 0 | 0 | 0 |  |  | C1 | 0 | 0 | 0 | 0 | 0 | C1 | 0 | 0 | 0 | 0 | 0 | C1 | [5 empty] | C1 | [5 empty] | 0 | [6 empty] | 0 | [6 empty] | 0 | [6 empty] | 0 | [6 empty] | 0 | [6 empty] | 0
|  |  | 0 | 0 | C2 | 0 | 0 | 0 | 0 | 0 | 0 | 0 | 0 | 0 | 0 | 0 | 0 | 0 | 0 | 0 | 0 | 0 | 0 | 0 | 0 | 0 | 0 | 0 | 0 | 0 | 0 | 0 | 0 | 0 | 0 | 0 | 0 | 0 | 0 | 0 | 0 |  |  | C2 | 0 | 0 | 0 | 0 | 0 | C2 | 0 | 0 | 0 | 0 | 0 | C2 | [5 empty] | C2 | [5 empty] | 0 | [6 empty] | 0 | [6 empty] | 0 | [6 empty] | 0 | [6 empty] | 0 | [6 empty] | 0
|  |  | 0 | 0 | C3 | 0 | 0 | 0 | 0 | 0 | 0 | 0 | 0 | 0 | 0 | 0 | 0 | 0 | 0 | 0 | 0 | 0 | 0 | 0 | 0 | 0 | 0 | 0 | 0 | 0 | 0 | 0 | 0 | 0 | 0 | 0 | 0 | 0 | 0 | 0 | 0 |  |  | C3 | 0 | 0 | 0 | 0 | 0 | C3 | 0 | 0 | 0 | 0 | 0 | C3 | [5 empty] | C3 | [5 empty] | 0 | [6 empty] | 0 | [6 empty] | 0 | [6 empty] | 0 | [6 empty] | 0 | [6 empty] | 0
|  |  | 0 | 0 | C4 | 0 | 0 | 0 | 0 | 0 | 0 | 0 | 0 | 0 | 0 | 0 | 0 | 0 | 0 | 0 | 0 | 0 | 0 | 0 | 0 | 0 | 0 | 0 | 0 | 0 | 0 | 0 | 0 | 0 | 0 | 0 | 0 | 0 | 0 | 0 | 0 |  |  | C4 | 0 | 0 | 0 | 0 | 0 | C4 | 0 | 0 | 0 | 0 | 0 | C4 | [5 empty] | C4 | [5 empty] | 0 | [6 empty] | 0 | [6 empty] | 0 | [6 empty] | 0 | [6 empty] | 0 | [6 empty] | 0
|  |  | 0 | 0 |  | 0 | 0 | 0 | 0 | 0 |  | 0 | 0 | 0 | 0 | 0 |  | 0 | 0 | 0 | 0 | 0 |  | 0 | 0 | 0 | 0 | 0 |  | 0 | 0 | 0 | 0 | 0 |  | 0 | 0 | 0 | 0 | 0 | [22 empty] | 0 | 0 | 0 | 0 | 0 | 0 |  | 0 | 0 | 0 | 0 | 0 | 0 |  | 0 | 0 | 0 | 0 | 0 | 0 |  | 0 | 0 | 0 | 0 | 0 | 0 |  | 0 | 0 | 0 | 0 | 0 | 0 |  | 0 | 0 | 0 | 0 | 0 | 0
| [Please insert new asset category as required] |  | 0 | 0 | C1 | 0 | 0 | 0 | 0 | 0 | 0 | 0 | 0 | 0 | 0 | 0 | 0 | 0 | 0 | 0 | 0 | 0 | 0 | 0 | 0 | 0 | 0 | 0 | 0 | 0 | 0 | 0 | 0 | 0 | 0 | 0 | 0 | 0 | 0 | 0 | 0 |  |  | C1 | 0 | 0 | 0 | 0 | 0 | C1 | 0 | 0 | 0 | 0 | 0 | C1 | [5 empty] | C1 | [5 empty] | 0 | [6 empty] | 0 | [6 empty] | 0 | [6 empty] | 0 | [6 empty] | 0 | [6 empty] | 0
|  |  | 0 | 0 | C2 | 0 | 0 | 0 | 0 | 0 | 0 | 0 | 0 | 0 | 0 | 0 | 0 | 0 | 0 | 0 | 0 | 0 | 0 | 0 | 0 | 0 | 0 | 0 | 0 | 0 | 0 | 0 | 0 | 0 | 0 | 0 | 0 | 0 | 0 | 0 | 0 |  |  | C2 | 0 | 0 | 0 | 0 | 0 | C2 | 0 | 0 | 0 | 0 | 0 | C2 | [5 empty] | C2 | [5 empty] | 0 | [6 empty] | 0 | [6 empty] | 0 | [6 empty] | 0 | [6 empty] | 0 | [6 empty] | 0
|  |  | 0 | 0 | C3 | 0 | 0 | 0 | 0 | 0 | 0 | 0 | 0 | 0 | 0 | 0 | 0 | 0 | 0 | 0 | 0 | 0 | 0 | 0 | 0 | 0 | 0 | 0 | 0 | 0 | 0 | 0 | 0 | 0 | 0 | 0 | 0 | 0 | 0 | 0 | 0 |  |  | C3 | 0 | 0 | 0 | 0 | 0 | C3 | 0 | 0 | 0 | 0 | 0 | C3 | [5 empty] | C3 | [5 empty] | 0 | [6 empty] | 0 | [6 empty] | 0 | [6 empty] | 0 | [6 empty] | 0 | [6 empty] | 0
|  |  | 0 | 0 | C4 | 0 | 0 | 0 | 0 | 0 | 0 | 0 | 0 | 0 | 0 | 0 | 0 | 0 | 0 | 0 | 0 | 0 | 0 | 0 | 0 | 0 | 0 | 0 | 0 | 0 | 0 | 0 | 0 | 0 | 0 | 0 | 0 | 0 | 0 | 0 | 0 |  |  | C4 | 0 | 0 | 0 | 0 | 0 | C4 | 0 | 0 | 0 | 0 | 0 | C4 | [5 empty] | C4 | [5 empty] | 0 | [6 empty] | 0 | [6 empty] | 0 | [6 empty] | 0 | [6 empty] | 0 | [6 empty] | 0
|  |  | 0 | 0 |  | 0 | 0 | 0 | 0 | 0 |  | 0 | 0 | 0 | 0 | 0 |  | 0 | 0 | 0 | 0 | 0 |  | 0 | 0 | 0 | 0 | 0 |  | 0 | 0 | 0 | 0 | 0 |  | 0 | 0 | 0 | 0 | 0 | [22 empty] | 0 | 0 | 0 | 0 | 0 | 0 |  | 0 | 0 | 0 | 0 | 0 | 0 |  | 0 | 0 | 0 | 0 | 0 | 0 |  | 0 | 0 | 0 | 0 | 0 | 0 |  | 0 | 0 | 0 | 0 | 0 | 0 |  | 0 | 0 | 0 | 0 | 0 | 0
| [Please insert new asset category as required] |  | 0 | 0 | C1 | 0 | 0 | 0 | 0 | 0 | 0 | 0 | 0 | 0 | 0 | 0 | 0 | 0 | 0 | 0 | 0 | 0 | 0 | 0 | 0 | 0 | 0 | 0 | 0 | 0 | 0 | 0 | 0 | 0 | 0 | 0 | 0 | 0 | 0 | 0 | 0 |  |  | C1 | 0 | 0 | 0 | 0 | 0 | C1 | 0 | 0 | 0 | 0 | 0 | C1 | [5 empty] | C1 | [5 empty] | 0 | [6 empty] | 0 | [6 empty] | 0 | [6 empty] | 0 | [6 empty] | 0 | [6 empty] | 0
|  |  | 0 | 0 | C2 | 0 | 0 | 0 | 0 | 0 | 0 | 0 | 0 | 0 | 0 | 0 | 0 | 0 | 0 | 0 | 0 | 0 | 0 | 0 | 0 | 0 | 0 | 0 | 0 | 0 | 0 | 0 | 0 | 0 | 0 | 0 | 0 | 0 | 0 | 0 | 0 |  |  | C2 | 0 | 0 | 0 | 0 | 0 | C2 | 0 | 0 | 0 | 0 | 0 | C2 | [5 empty] | C2 | [5 empty] | 0 | [6 empty] | 0 | [6 empty] | 0 | [6 empty] | 0 | [6 empty] | 0 | [6 empty] | 0
|  |  | 0 | 0 | C3 | 0 | 0 | 0 | 0 | 0 | 0 | 0 | 0 | 0 | 0 | 0 | 0 | 0 | 0 | 0 | 0 | 0 | 0 | 0 | 0 | 0 | 0 | 0 | 0 | 0 | 0 | 0 | 0 | 0 | 0 | 0 | 0 | 0 | 0 | 0 | 0 |  |  | C3 | 0 | 0 | 0 | 0 | 0 | C3 | 0 | 0 | 0 | 0 | 0 | C3 | [5 empty] | C3 | [5 empty] | 0 | [6 empty] | 0 | [6 empty] | 0 | [6 empty] | 0 | [6 empty] | 0 | [6 empty] | 0
|  |  | 0 | 0 | C4 | 0 | 0 | 0 | 0 | 0 | 0 | 0 | 0 | 0 | 0 | 0 | 0 | 0 | 0 | 0 | 0 | 0 | 0 | 0 | 0 | 0 | 0 | 0 | 0 | 0 | 0 | 0 | 0 | 0 | 0 | 0 | 0 | 0 | 0 | 0 | 0 |  |  | C4 | 0 | 0 | 0 | 0 | 0 | C4 | 0 | 0 | 0 | 0 | 0 | C4 | [5 empty] | C4 | [5 empty] | 0 | [6 empty] | 0 | [6 empty] | 0 | [6 empty] | 0 | [6 empty] | 0 | [6 empty] | 0
|  |  | 0 | 0 |  | 0 | 0 | 0 | 0 | 0 |  | 0 | 0 | 0 | 0 | 0 |  | 0 | 0 | 0 | 0 | 0 |  | 0 | 0 | 0 | 0 | 0 |  | 0 | 0 | 0 | 0 | 0 |  | 0 | 0 | 0 | 0 | 0 | [22 empty] | 0 | 0 | 0 | 0 | 0 | 0 |  | 0 | 0 | 0 | 0 | 0 | 0 |  | 0 | 0 | 0 | 0 | 0 | 0 |  | 0 | 0 | 0 | 0 | 0 | 0 |  | 0 | 0 | 0 | 0 | 0 | 0 |  | 0 | 0 | 0 | 0 | 0 | 0
| [Please insert new asset category as required] |  | 0 | 0 | C1 | 0 | 0 | 0 | 0 | 0 | 0 | 0 | 0 | 0 | 0 | 0 | 0 | 0 | 0 | 0 | 0 | 0 | 0 | 0 | 0 | 0 | 0 | 0 | 0 | 0 | 0 | 0 | 0 | 0 | 0 | 0 | 0 | 0 | 0 | 0 | 0 |  |  | C1 | 0 | 0 | 0 | 0 | 0 | C1 | 0 | 0 | 0 | 0 | 0 | C1 | [5 empty] | C1 | [5 empty] | 0 | [6 empty] | 0 | [6 empty] | 0 | [6 empty] | 0 | [6 empty] | 0 | [6 empty] | 0
|  |  | 0 | 0 | C2 | 0 | 0 | 0 | 0 | 0 | 0 | 0 | 0 | 0 | 0 | 0 | 0 | 0 | 0 | 0 | 0 | 0 | 0 | 0 | 0 | 0 | 0 | 0 | 0 | 0 | 0 | 0 | 0 | 0 | 0 | 0 | 0 | 0 | 0 | 0 | 0 |  |  | C2 | 0 | 0 | 0 | 0 | 0 | C2 | 0 | 0 | 0 | 0 | 0 | C2 | [5 empty] | C2 | [5 empty] | 0 | [6 empty] | 0 | [6 empty] | 0 | [6 empty] | 0 | [6 empty] | 0 | [6 empty] | 0
|  |  | 0 | 0 | C3 | 0 | 0 | 0 | 0 | 0 | 0 | 0 | 0 | 0 | 0 | 0 | 0 | 0 | 0 | 0 | 0 | 0 | 0 | 0 | 0 | 0 | 0 | 0 | 0 | 0 | 0 | 0 | 0 | 0 | 0 | 0 | 0 | 0 | 0 | 0 | 0 |  |  | C3 | 0 | 0 | 0 | 0 | 0 | C3 | 0 | 0 | 0 | 0 | 0 | C3 | [5 empty] | C3 | [5 empty] | 0 | [6 empty] | 0 | [6 empty] | 0 | [6 empty] | 0 | [6 empty] | 0 | [6 empty] | 0
|  |  | 0 | 0 | C4 | 0 | 0 | 0 | 0 | 0 | 0 | 0 | 0 | 0 | 0 | 0 | 0 | 0 | 0 | 0 | 0 | 0 | 0 | 0 | 0 | 0 | 0 | 0 | 0 | 0 | 0 | 0 | 0 | 0 | 0 | 0 | 0 | 0 | 0 | 0 | 0 |  |  | C4 | 0 | 0 | 0 | 0 | 0 | C4 | 0 | 0 | 0 | 0 | 0 | C4 | [5 empty] | C4 | [5 empty] | 0 | [6 empty] | 0 | [6 empty] | 0 | [6 empty] | 0 | [6 empty] | 0 | [6 empty] | 0
|  |  | 0 | 0 |  | 0 | 0 | 0 | 0 | 0 |  | 0 | 0 | 0 | 0 | 0 |  | 0 | 0 | 0 | 0 | 0 |  | 0 | 0 | 0 | 0 | 0 |  | 0 | 0 | 0 | 0 | 0 |  | 0 | 0 | 0 | 0 | 0 | [22 empty] | 0 | 0 | 0 | 0 | 0 | 0 |  | 0 | 0 | 0 | 0 | 0 | 0 |  | 0 | 0 | 0 | 0 | 0 | 0 |  | 0 | 0 | 0 | 0 | 0 | 0 |  | 0 | 0 | 0 | 0 | 0 | 0 |  | 0 | 0 | 0 | 0 | 0 | 0
[63 empty] | 559418.2257 | 205186.6078 | 1044018.7967 | 430708.6111 | 1028381.09 | 3267713.3313 |  | 559418.2257 | 205186.6078 | 1044018.7967 | 430708.6111 | 1028381.09 | 3267713.3313 |  | 504030.6723 | 212989.732 | 1126750.2239 | 459127.883 | 1148920.9482 | 3451819.4595 |  | 577723.2807 | 209687.9594 | 1056074.441 | 340057.8469 | 834672.2518 | 3018215.7797 |  | 458689.248 | 171352.2302 | 253866.3069 | 1768338.8457 | 2126965.5592 | 4779212.19 |  | 635559.3812 | 167366.6585 | 174520.1322 | 1348024.5273 | 1373256.8308 | 3698727.53
| HV Network | [73 empty] | 0 | [6 empty] | 0 | [6 empty] | 0 | [6 empty] | 0 | [6 empty] | 0
| HV Switchgear (GM) - Primary |  | 1729 | 1725 | C1 | 1035 | 192 | 332 | 36 | 134 | 1729 | 1035 | 192 | 332 | 36 | 134 | 1729 | 90 | 0 | 0 | 0 | -94 | -4 | 975 | 206 | 187 | 199 | 162 | 1729 | 90 | 0 | 0 | 0 | -94 | -4 | 873 | 201 | 127 | 196 | 332 | 1729 |  |  | C1 | 0.001482 | 0.0022066 | 0.0039014 | 0.0063184 | 0.01482 | C1 | 67587.807 | 67587.807 | 67587.807 | 67587.807 | 67587.807 | C1 | 100.1667 | 149.1376 | 263.6887 | 427.0472 | 1001.6842 | C1 | 103672.549 | 28634.4129 | 87544.6639 | 15373.6976 | 134225.6856 | 369451.009 |  | 103672.549 | 28634.4129 | 87544.6639 | 15373.6976 | 134225.6856 | 369451.009 |  | 97662.5461 | 30722.3388 | 49309.7956 | 84982.3837 | 162272.8438 | 424949.9082 |  | 106677.5504 | 30722.3388 | 49309.7956 | 84982.3837 | 68114.527 | 339806.5956 |  | 87445.5413 | 29976.651 | 33488.4708 | 83701.2423 | 332559.1615 | 567171.0669 |  | 96460.5456 | 29976.651 | 33488.4708 | 83701.2423 | 238400.8447 | 482027.7543
|  |  | 1666 | 1629 | C2 | 1038 | 116 | 299 | 50 | 163 | 1666 | 1038 | 116 | 299 | 50 | 163 | 1666 | 206 | 0 | 0 | -115 | -109 | -18 | 920 | 219 | 162 | 170 | 195 | 1666 | 333 | 0 | 0 | -119 | -251 | -37 | 754 | 324 | 73 | 162 | 353 | 1666 |  |  | C2 | 0.001482 | 0.0022066 | 0.0039014 | 0.0063184 | 0.01482 | C2 | 96554.01 | 96554.01 | 96554.01 | 96554.01 | 96554.01 | C2 | 143.0953 | 213.0537 | 376.6982 | 610.0674 | 1430.9775 | C2 | 148532.9273 | 24714.2254 | 112632.7647 | 30503.3682 | 233249.3258 | 549632.6114 |  | 148532.9273 | 24714.2254 | 112632.7647 | 30503.3682 | 233249.3258 | 549632.6114 |  | 131647.6812 | 46658.7531 | 61025.11 | 103711.4518 | 279040.6045 | 622083.6006 |  | 161125.3142 | 46658.7531 | 61025.11 | 33553.705 | 123064.0615 | 425426.9438 |  | 107893.8605 | 69029.3882 | 27498.9693 | 98830.9129 | 505135.043 | 808388.1739 |  | 155544.5973 | 69029.3882 | 27498.9693 | 26232.8966 | 145959.7008 | 424265.5522
|  |  | 794 | 789 | C3 | 441 | 74 | 207 | 43 | 29 | 794 | 441 | 74 | 207 | 43 | 29 | 794 | 85 | 0 | -1 | -52 | -35 | -3 | 390 | 101 | 165 | 80 | 58 | 794 | 148 | 0 | -1 | -60 | -92 | -5 | 306 | 177 | 31 | 150 | 130 | 794 |  |  | C3 | 0.001482 | 0.0022066 | 0.0039014 | 0.0063184 | 0.01482 | C3 | 144831.015 | 144831.015 | 144831.015 | 144831.015 | 144831.015 | C3 | 214.643 | 319.5805 | 565.0473 | 915.101 | 2146.4662 | C3 | 94657.5447 | 23648.9571 | 116964.7941 | 39349.3449 | 62247.5195 | 336868.1603 |  | 94657.5447 | 23648.9571 | 116964.7941 | 39349.3449 | 62247.5195 | 336868.1603 |  | 83710.7538 | 32277.6306 | 93232.8069 | 73208.0836 | 124495.0389 | 406924.3139 |  | 101955.4053 | 32277.6306 | 92667.7596 | 25622.8293 | 49368.7223 | 301892.3471 |  | 65680.7453 | 56565.7487 | 17516.4668 | 137265.1568 | 279040.6045 | 556068.722 |  | 97447.9032 | 56565.7487 | 16951.4194 | 82359.0941 | 81565.7152 | 334889.8805
|  |  | 65 | 78 | C4 | 26 | 4 | 32 | 0 | 3 | 65 | 26 | 4 | 32 | 0 | 3 | 65 | 25 | 0 | -15 | -4 | -2 | 4 | 26 | 0 | 23 | 13 | 3 | 65 | 26 | 0 | -3 | -4 | -6 | 13 | 22 | 4 | 3 | 21 | 15 | 65 |  |  | C4 | 0.001482 | 0.0022066 | 0.0039014 | 0.0063184 | 0.01482 | C4 | 241385.025 | 241385.025 | 241385.025 | 241385.025 | 241385.025 | C4 | 357.7383 | 532.6342 | 941.7455 | 1525.1684 | 3577.4436 | C4 | 9301.1949 | 2130.5367 | 30135.8568 | 0 | 10732.3309 | 52299.9193 |  | 9301.1949 | 2130.5367 | 30135.8568 | 0 | 10732.3309 | 52299.9193 |  | 9301.1949 | 0 | 21660.1471 | 19827.1893 | 10732.3309 | 61520.8622 |  | 18244.6515 | 0 | 7533.9642 | 13726.5157 | 3577.4436 | 43082.575 |  | 7870.2418 | 2130.5367 | 2825.2366 | 32028.5366 | 53661.6547 | 98516.2064 |  | 17171.4367 | 2130.5367 | 0 | 25927.8629 | 32196.9928 | 77426.8291
|  |  | 4254 | 4221 |  | 2540 | 386 | 870 | 129 | 329 |  | 2540 | 386 | 870 | 129 | 329 |  | 406 | 0 | -16 | -171 | -240 |  | 2311 | 526 | 537 | 462 | 418 |  | 597 | 0 | -4 | -183 | -443 |  | 1955 | 706 | 234 | 529 | 830 | [22 empty] | 356164.2159 | 79128.132 | 347278.0795 | 85226.4107 | 440454.8619 | 1308251.6999 |  | 356164.2159 | 79128.132 | 347278.0795 | 85226.4107 | 440454.8619 | 1308251.6999 |  | 322322.1761 | 109658.7225 | 225227.8596 | 281729.1085 | 576540.8182 | 1515478.6849 |  | 388002.9214 | 109658.7225 | 210536.6294 | 157885.4337 | 244124.7545 | 1110208.4615 |  | 268890.3889 | 157702.3245 | 81329.1435 | 351825.8485 | 1170396.4637 | 2030144.1691 |  | 366624.4827 | 157702.3245 | 77938.8596 | 218221.0959 | 498123.2535 | 1318610.0162
| HV Switchgear (GM) - Distribution |  | 3298 | 3148 | C1 | 1908 | 128 | 47 | 929 | 286 | 3298 | 1908 | 128 | 47 | 929 | 286 | 3298 | 46 | 0 | 0 | -100 | -30 | -84 | 1977 | 103 | 804 | 338 | 77 | 3299 | 81 | 0 | 0 | -100 | -131 | -150 | 1908 | 128 | 47 | 929 | 286 | 3298 |  |  | C1 | 0.0019095 | 0.0028431 | 0.0050268 | 0.008141 | 0.019096 | C1 | 8459.276 | 8459.276 | 8459.276 | 8459.276 | 8459.276 | C1 | 16.1532 | 24.0505 | 42.5234 | 68.8672 | 161.5352 | C1 | 30820.3876 | 3078.4586 | 1998.5994 | 63977.5854 | 46199.0627 | 146074.0937 |  | 30820.3876 | 3078.4586 | 1998.5994 | 63977.5854 | 46199.0627 | 146074.0937 |  | 31934.9613 | 2477.1972 | 34188.8068 | 23277.0978 | 12438.2092 | 104316.2723 |  | 32678.0105 | 2477.1972 | 34188.8068 | 16390.3825 | 7592.1537 | 93326.5506 |  | 30820.3876 | 3078.4586 | 1998.5994 | 63977.5854 | 46199.0627 | 146074.0937 |  | 32128.8003 | 3078.4586 | 1998.5994 | 57090.8701 | 25037.9536 | 119334.6819
|  |  | 24427 | 21463 | C2 | 12670 | 1938 | 1043 | 6322 | 2454 | 24427 | 12670 | 1938 | 1043 | 6322 | 2454 | 24427 | 711 | -100 | -795 | -754 | -420 | -1358 | 13614 | 1906 | 5517 | 2541 | 848 | 24426 | 1555 | -200 | -895 | -2000 | -1424 | -2964 | 12670 | 1938 | 1043 | 6322 | 2454 | 24427 |  |  | C2 | 0.0019095 | 0.0028431 | 0.0050268 | 0.008141 | 0.019096 | C2 | 12084.68 | 12084.68 | 12084.68 | 12084.68 | 12084.68 | C2 | 23.0761 | 34.3578 | 60.7477 | 98.3816 | 230.7645 | C2 | 292373.6977 | 66585.4111 | 63359.8533 | 621968.7756 | 566296.2031 | 1610583.9408 |  | 292373.6977 | 66585.4111 | 63359.8533 | 621968.7756 | 566296.2031 | 1610583.9408 |  | 314157.4996 | 65485.9616 | 335145.0727 | 249987.7663 | 195688.3375 | 1160464.6378 |  | 330564.5793 | 62050.1819 | 286850.6495 | 175808.0041 | 98767.2269 | 954040.6417 |  | 292373.6977 | 66585.4111 | 63359.8533 | 621968.7756 | 566296.2031 | 1610583.9408 |  | 328256.9731 | 59713.8516 | 8990.6599 | 425205.4806 | 237687.4854 | 1059854.4506
|  |  | 4185 | 3664 | C3 | 2361 | 356 | 270 | 810 | 388 | 4185 | 2361 | 356 | 270 | 810 | 388 | 4185 | 148 | 0 | -258 | -123 | -43 | -276 | 2557 | 260 | 868 | 413 | 87 | 4185 | 278 | 0 | -258 | -327 | -214 | -521 | 2361 | 356 | 270 | 810 | 388 | 4185 |  |  | C3 | 0.0019095 | 0.0028431 | 0.0050268 | 0.008141 | 0.019096 | C3 | 18127.02 | 18127.02 | 18127.02 | 18127.02 | 18127.02 | C3 | 34.6141 | 51.5367 | 91.1216 | 147.5725 | 346.1468 | C3 | 81723.8714 | 18347.0637 | 24602.8194 | 119533.7017 | 134304.9675 | 378512.4237 |  | 81723.8714 | 18347.0637 | 24602.8194 | 119533.7017 | 134304.9675 | 378512.4237 |  | 88508.2334 | 13399.5409 | 79093.5082 | 60947.4306 | 30114.7736 | 272063.4868 |  | 93631.119 | 13399.5409 | 55584.1475 | 42796.0167 | 15230.4602 | 220641.2843 |  | 81723.8714 | 18347.0637 | 24602.8194 | 119533.7017 | 134304.9675 | 378512.4237 |  | 91346.589 | 18347.0637 | 1093.4586 | 71277.5036 | 60229.5473 | 242294.1622
|  |  | 17 | 14 | C4 | 10 | 1 | 0 | 0 | 6 | 17 | 10 | 1 | 0 | 0 | 6 | 17 | 0 | 0 | 0 | 0 | 0 | 0 | 11 | 0 | 0 | 6 | 0 | 17 | 3 | 0 | 0 | 0 | -6 | -3 | 10 | 1 | 0 | 0 | 6 | 17 |  |  | C4 | 0.0019095 | 0.0028431 | 0.0050268 | 0.008141 | 0.019096 | C4 | 30211.7 | 30211.7 | 30211.7 | 30211.7 | 30211.7 | C4 | 57.6902 | 85.8945 | 151.8693 | 245.9541 | 576.9114 | C4 | 576.9015 | 85.8945 | 0 | 0 | 3461.4682 | 4124.2643 |  | 576.9015 | 85.8945 | 0 | 0 | 3461.4682 | 4124.2643 |  | 634.5917 | 0 | 0 | 1475.7247 | 0 | 2110.3164 |  | 634.5917 | 0 | 0 | 1475.7247 | 0 | 2110.3164 |  | 576.9015 | 85.8945 | 0 | 0 | 3461.4682 | 4124.2643 |  | 749.972 | 85.8945 | 0 | 0 | 0 | 835.8665
|  |  | 31927 | 28289 |  | 16949 | 2423 | 1360 | 8061 | 3134 |  | 16949 | 2423 | 1360 | 8061 | 3134 |  | 905 | -100 | -1053 | -977 | -493 |  | 18159 | 2269 | 7189 | 3298 | 1012 |  | 1917 | -200 | -1153 | -2427 | -1775 |  | 16949 | 2423 | 1360 | 8061 | 3134 | [22 empty] | 405494.8582 | 88096.828 | 89961.2721 | 805480.0627 | 750261.7015 | 2139294.7224 |  | 405494.8582 | 88096.828 | 89961.2721 | 805480.0627 | 750261.7015 | 2139294.7224 |  | 435235.2861 | 81362.6997 | 448427.3877 | 335688.0195 | 238241.3203 | 1538954.7132 |  | 457508.3005 | 77926.92 | 376623.6037 | 236470.128 | 121589.8408 | 1270118.793 |  | 405494.8582 | 88096.828 | 89961.2721 | 805480.0627 | 750261.7015 | 2139294.7224 |  | 452482.3343 | 81225.2685 | 12082.718 | 553573.8542 | 322954.9863 | 1422319.1613
| HV Transformer (GM) |  | 694 | 694 | C1 | 557 | 91 | 39 | 5 | 2 | 694 | 557 | 91 | 39 | 5 | 2 | 694 | 26 | 0 | -21 | -4 | -1 | 0 | 495 | 139 | 51 | 6 | 2 | 693 | 52 | 0 | -21 | -26 | -5 | 0 | 444 | 150 | 51 | 41 | 7 | 693 |  |  | C1 | 0.002223 | 0.0033099 | 0.0058521 | 0.0094776 | 0.022231 | C1 | 13005.454 | 13005.454 | 13005.454 | 13005.454 | 13005.454 | C1 | 28.9116 | 43.0463 | 76.1097 | 123.2606 | 289.1207 | C1 | 16103.7509 | 3917.2101 | 2968.2783 | 616.303 | 578.2415 | 24183.7838 |  | 16103.7509 | 3917.2101 | 2968.2783 | 616.303 | 578.2415 | 24183.7838 |  | 14311.2328 | 5983.4308 | 3881.5948 | 739.5636 | 578.2415 | 25494.0635 |  | 15062.9339 | 5983.4308 | 2283.291 | 246.5212 | 289.1207 | 23865.2977 |  | 12836.7422 | 6456.9398 | 3881.5948 | 5053.6843 | 2023.8452 | 30252.8062 |  | 14340.1444 | 6456.9398 | 2283.291 | 1848.9089 | 578.2415 | 25507.5256
|  |  | 13540 | 13540 | C2 | 12639 | 681 | 187 | 18 | 15 | 13540 | 12639 | 681 | 187 | 18 | 15 | 13540 | 226 | 0 | -191 | -26 | -9 | 0 | 11743 | 1421 | 318 | 44 | 15 | 13541 | 471 | 0 | -279 | -164 | -28 | 0 | 9638 | 3270 | 337 | 256 | 40 | 13541 |  |  | C2 | 0.002223 | 0.0033099 | 0.0058521 | 0.0094776 | 0.022231 | C2 | 18579.22 | 18579.22 | 18579.22 | 18579.22 | 18579.22 | C2 | 41.3023 | 61.4947 | 108.7281 | 176.0866 | 413.0296 | C2 | 522019.2541 | 41877.8664 | 20332.1631 | 3169.5581 | 6195.4445 | 593594.2862 |  | 522019.2541 | 41877.8664 | 20332.1631 | 3169.5581 | 6195.4445 | 593594.2862 |  | 485012.4298 | 87383.918 | 34575.55 | 7747.8087 | 6195.4445 | 620915.1511 |  | 494346.7404 | 87383.918 | 13808.4744 | 3169.5581 | 2478.1778 | 601186.8687 |  | 398071.1742 | 201087.5523 | 36641.3848 | 45078.1598 | 16521.1854 | 697399.4565 |  | 417524.5383 | 201087.5523 | 6306.2324 | 16199.9637 | 4956.3556 | 646074.6423
|  |  | 1177 | 1177 | C3 | 1056 | 93 | 23 | 5 | 0 | 1177 | 1056 | 93 | 23 | 5 | 0 | 1177 | 130 | -100 | -25 | -5 | 0 | 0 | 960 | 167 | 42 | 8 | 0 | 1177 | 259 | -197 | -41 | -19 | -2 | 0 | 795 | 297 | 52 | 29 | 4 | 1177 |  |  | C3 | 0.002223 | 0.0033099 | 0.0058521 | 0.0094776 | 0.022231 | C3 | 27868.83 | 27868.83 | 27868.83 | 27868.83 | 27868.83 | C3 | 61.9534 | 92.242 | 163.0922 | 264.1298 | 619.5445 | C3 | 65422.7786 | 8578.5057 | 3751.121 | 1320.6492 | 0 | 79073.0545 |  | 65422.7786 | 8578.5057 | 3751.121 | 1320.6492 | 0 | 79073.0545 |  | 59475.2533 | 15404.4134 | 6849.8731 | 2113.0387 | 0 | 83842.5785 |  | 67529.1938 | 6180.2138 | 2772.5677 | 792.3895 | 0 | 77274.3648 |  | 49252.9441 | 27395.873 | 8480.7953 | 7659.7654 | 2478.1778 | 95267.5556 |  | 65298.8718 | 9224.1996 | 1794.0144 | 2641.2984 | 1239.0889 | 80197.4732
|  |  | 0 | 0 | C4 | 0 | 0 | 0 | 0 | 0 | 0 | 0 | 0 | 0 | 0 | 0 | 0 | 0 | 0 | 0 | 0 | 0 | 0 | 0 | 0 | 0 | 0 | 0 | 0 | 0 | 0 | 0 | 0 | 0 | 0 | 0 | 0 | 0 | 0 | 0 | 0 |  |  | C4 | 0.002223 | 0.0033099 | 0.0058521 | 0.0094776 | 0.022231 | C4 | 46448.05 | 46448.05 | 46448.05 | 46448.05 | 46448.05 | C4 | 103.2556 | 153.7367 | 271.8204 | 440.2164 | 1032.5741 | C4 | 0 | 0 | 0 | 0 | 0 | 0 |  | 0 | 0 | 0 | 0 | 0 | 0 |  | 0 | 0 | 0 | 0 | 0 | 0 |  | 0 | 0 | 0 | 0 | 0 | 0 |  | 0 | 0 | 0 | 0 | 0 | 0 |  | 0 | 0 | 0 | 0 | 0 | 0
|  |  | 15411 | 15411 |  | 14252 | 865 | 249 | 28 | 17 |  | 14252 | 865 | 249 | 28 | 17 |  | 382 | -100 | -237 | -35 | -10 |  | 13198 | 1727 | 411 | 58 | 17 |  | 782 | -197 | -341 | -209 | -35 |  | 10877 | 3717 | 440 | 326 | 51 | [22 empty] | 603545.7835 | 54373.5822 | 27051.5624 | 5106.5103 | 6773.686 | 696851.1244 |  | 603545.7835 | 54373.5822 | 27051.5624 | 5106.5103 | 6773.686 | 696851.1244 |  | 558798.9159 | 108771.7622 | 45307.0179 | 10600.411 | 6773.686 | 730251.793 |  | 576938.8681 | 99547.5626 | 18864.3331 | 4208.4688 | 2767.2986 | 702326.5312 |  | 460160.8605 | 234940.365 | 49003.7748 | 57791.6096 | 21023.2084 | 822919.8183 |  | 497163.5545 | 216768.6917 | 10383.5378 | 20690.171 | 6773.686 | 751779.641
| HV UG Cable |  | 0 | 0 | C1 | 0 | 0 | 0 | 0 | 0 | 0 | 0 | 0 | 0 | 0 | 0 | 0 | 0 | 0 | 0 | 0 | 0 | 0 | 0 | 0 | 0 | 0 | 0 | 0 | 0 | 0 | 0 | 0 | 0 | 0 | 0 | 0 | 0 | 0 | 0 | 0 |  |  | C1 | 0 | 0 | 0 | 0 | 0 | C1 | 0 | 0 | 0 | 0 | 0 | C1 | [5 empty] | C1 | [5 empty] | 0 | [6 empty] | 0 | [6 empty] | 0 | [6 empty] | 0 | [6 empty] | 0 | [6 empty] | 0
|  |  | 0 | 0 | C2 | 0 | 0 | 0 | 0 | 0 | 0 | 0 | 0 | 0 | 0 | 0 | 0 | 0 | 0 | 0 | 0 | 0 | 0 | 0 | 0 | 0 | 0 | 0 | 0 | 0 | 0 | 0 | 0 | 0 | 0 | 0 | 0 | 0 | 0 | 0 | 0 |  |  | C2 | 0 | 0 | 0 | 0 | 0 | C2 | 0 | 0 | 0 | 0 | 0 | C2 | [5 empty] | C2 | [5 empty] | 0 | [6 empty] | 0 | [6 empty] | 0 | [6 empty] | 0 | [6 empty] | 0 | [6 empty] | 0
|  |  | 0 | 0 | C3 | 0 | 0 | 0 | 0 | 0 | 0 | 0 | 0 | 0 | 0 | 0 | 0 | 0 | 0 | 0 | 0 | 0 | 0 | 0 | 0 | 0 | 0 | 0 | 0 | 0 | 0 | 0 | 0 | 0 | 0 | 0 | 0 | 0 | 0 | 0 | 0 |  |  | C3 | 0 | 0 | 0 | 0 | 0 | C3 | 0 | 0 | 0 | 0 | 0 | C3 | [5 empty] | C3 | [5 empty] | 0 | [6 empty] | 0 | [6 empty] | 0 | [6 empty] | 0 | [6 empty] | 0 | [6 empty] | 0
|  |  | 0 | 0 | C4 | 0 | 0 | 0 | 0 | 0 | 0 | 0 | 0 | 0 | 0 | 0 | 0 | 0 | 0 | 0 | 0 | 0 | 0 | 0 | 0 | 0 | 0 | 0 | 0 | 0 | 0 | 0 | 0 | 0 | 0 | 0 | 0 | 0 | 0 | 0 | 0 |  |  | C4 | 0 | 0 | 0 | 0 | 0 | C4 | 0 | 0 | 0 | 0 | 0 | C4 | [5 empty] | C4 | [5 empty] | 0 | [6 empty] | 0 | [6 empty] | 0 | [6 empty] | 0 | [6 empty] | 0 | [6 empty] | 0
|  |  | 0 | 0 |  | 0 | 0 | 0 | 0 | 0 |  | 0 | 0 | 0 | 0 | 0 |  | 0 | 0 | 0 | 0 | 0 |  | 0 | 0 | 0 | 0 | 0 |  | 0 | 0 | 0 | 0 | 0 |  | 0 | 0 | 0 | 0 | 0 | [22 empty] | 0 | 0 | 0 | 0 | 0 | 0 |  | 0 | 0 | 0 | 0 | 0 | 0 |  | 0 | 0 | 0 | 0 | 0 | 0 |  | 0 | 0 | 0 | 0 | 0 | 0 |  | 0 | 0 | 0 | 0 | 0 | 0 |  | 0 | 0 | 0 | 0 | 0 | 0
| HV OHL Support - Poles |  | 48872 | 48872 | C1 | 33262 | 3730 | 7547 | 2769 | 1564 | 48872 | 33262 | 3730 | 7547 | 2769 | 1564 | 48872 | 1289 | 0 | -230 | -489 | -570 | 0 | 30294 | 5541 | 8083 | 2917 | 2037 | 48872 | 3770 | 0 | -554 | -1442 | -1774 | 0 | 26428 | 7329 | 2488 | 8043 | 4584 | 48872 |  |  | C1 | 0.0081226 | 0.012094 | 0.021383 | 0.03463 | 0.081228 | C1 | 2323.797 | 2323.797 | 2323.797 | 2323.797 | 2323.797 | C1 | 18.8753 | 28.1034 | 49.6893 | 80.4724 | 188.7566 | C1 | 627831.5465 | 104825.5703 | 375005.2035 | 222828.1917 | 295215.3459 | 1625705.8579 |  | 627831.5465 | 104825.5703 | 375005.2035 | 222828.1917 | 295215.3459 | 1625705.8579 |  | 571809.5385 | 155720.7734 | 401638.6723 | 234738.1131 | 384497.2248 | 1748404.3222 |  | 596139.8513 | 155720.7734 | 390210.1316 | 195387.089 | 276905.9543 | 1614363.7996 |  | 498837.4755 | 205969.599 | 123626.997 | 647239.8505 | 865260.3233 | 2340934.2454 |  | 569997.5059 | 205969.599 | 96099.1207 | 531198.5892 | 530406.0882 | 1933670.9031
|  |  | 42148 | 42148 | C2 | 29965 | 3754 | 5334 | 1720 | 1375 | 42148 | 29965 | 3754 | 5334 | 1720 | 1375 | 42148 | 968 | 0 | -72 | -411 | -485 | 0 | 27284 | 5087 | 6109 | 1935 | 1733 | 42148 | 2808 | 0 | -212 | -1211 | -1385 | 0 | 24009 | 6261 | 2611 | 5908 | 3359 | 42148 |  |  | C2 | 0.0081226 | 0.012094 | 0.021383 | 0.03463 | 0.081228 | C2 | 3319.71 | 3319.71 | 3319.71 | 3319.71 | 3319.71 | C2 | 26.9648 | 40.1477 | 70.9847 | 114.9606 | 269.6523 | C2 | 807999.3597 | 150714.3588 | 378632.523 | 197732.2859 | 370771.9224 | 1905850.4497 |  | 807999.3597 | 150714.3588 | 378632.523 | 197732.2859 | 370771.9224 | 1905850.4497 |  | 735706.8089 | 204231.2049 | 433645.6848 | 222448.8216 | 467307.4484 | 2063339.9686 |  | 761808.7072 | 204231.2049 | 428534.7846 | 175200.0022 | 336526.0794 | 1906300.7782 |  | 647397.1843 | 251364.5712 | 185341.1169 | 679187.4099 | 905762.0998 | 2669052.3821 |  | 723114.2609 | 251364.5712 | 170292.3552 | 539970.0854 | 532293.6544 | 2217034.9271
|  |  | 16232 | 16232 | C3 | 11306 | 1779 | 1979 | 592 | 576 | 16232 | 11306 | 1779 | 1979 | 592 | 576 | 16232 | 388 | -27 | -27 | -157 | -177 | 0 | 10223 | 2254 | 2368 | 682 | 705 | 16232 | 1213 | -150 | -80 | -462 | -521 | 0 | 9000 | 2486 | 1245 | 2234 | 1267 | 16232 |  |  | C3 | 0.0081226 | 0.012094 | 0.021383 | 0.03463 | 0.081228 | C3 | 4979.565 | 4979.565 | 4979.565 | 4979.565 | 4979.565 | C3 | 40.4472 | 60.2215 | 106.4771 | 172.4409 | 404.4785 | C3 | 457295.5495 | 107134.0614 | 210718.1561 | 102085.0406 | 232979.5934 | 1110212.401 |  | 457295.5495 | 107134.0614 | 210718.1561 | 102085.0406 | 232979.5934 | 1110212.401 |  | 413491.2792 | 135739.2773 | 252137.7431 | 117604.7259 | 285157.3149 | 1204130.3403 |  | 429184.7759 | 134113.2966 | 249262.8617 | 90531.4972 | 213564.6273 | 1116657.0586 |  | 364024.407 | 149710.667 | 132563.9739 | 385233.0756 | 512474.2098 | 1544006.3333 |  | 413086.8076 | 140677.4409 | 124045.8069 | 305565.3581 | 301740.9317 | 1285116.3452
|  |  | 7302 | 7302 | C4 | 5097 | 799 | 883 | 259 | 264 | 7302 | 5097 | 799 | 883 | 259 | 264 | 7302 | 175 | -12 | -12 | -71 | -80 | 0 | 4570 | 1084 | 1043 | 299 | 306 | 7302 | 518 | -36 | -36 | -210 | -236 | 0 | 4007 | 1144 | 600 | 984 | 567 | 7302 |  |  | C4 | 0.0081226 | 0.012094 | 0.021383 | 0.03463 | 0.081228 | C4 | 8299.275 | 8299.275 | 8299.275 | 8299.275 | 8299.275 | C4 | 67.4119 | 100.3692 | 177.4618 | 287.4016 | 674.1308 | C4 | 343598.5931 | 80194.9738 | 156698.7804 | 74437.0088 | 177970.5227 | 832899.8787 |  | 343598.5931 | 80194.9738 | 156698.7804 | 74437.0088 | 177970.5227 | 832899.8787 |  | 308072.5074 | 108800.1897 | 185092.6704 | 85933.0719 | 206284.015 | 894182.4544 |  | 319869.5947 | 107595.7596 | 182963.1286 | 65527.5599 | 152353.5536 | 828309.5963 |  | 270119.5924 | 114822.3405 | 106477.0875 | 282803.1531 | 382232.1454 | 1156454.3188 |  | 305038.9707 | 111209.05 | 100088.4622 | 222448.8216 | 223137.2842 | 961922.5887
|  |  | 114554 | 114554 |  | 79630 | 10062 | 15743 | 5340 | 3779 |  | 79630 | 10062 | 15743 | 5340 | 3779 |  | 2820 | -39 | -341 | -1128 | -1312 |  | 72371 | 13966 | 17603 | 5833 | 4781 |  | 8309 | -186 | -882 | -3325 | -3916 |  | 63444 | 17220 | 6944 | 17169 | 9777 | [22 empty] | 2236725.0488 | 442868.9642 | 1121054.6629 | 597082.527 | 1076937.3845 | 5474668.5873 |  | 2236725.0488 | 442868.9642 | 1121054.6629 | 597082.527 | 1076937.3845 | 5474668.5873 |  | 2029080.134 | 604491.4453 | 1272514.7706 | 660724.7325 | 1343246.003 | 5910057.0855 |  | 2107002.929 | 601661.0344 | 1250970.9066 | 526646.1482 | 979350.2145 | 5465631.2327 |  | 1780378.6592 | 721867.1776 | 548009.1752 | 1994463.4891 | 2665728.7784 | 7710447.2796 |  | 2011237.5451 | 709220.6611 | 490525.7449 | 1599182.8543 | 1587577.9586 | 6397744.7641
| [Please insert new asset category as required] |  | 0 | 0 | C1 | 0 | 0 | 0 | 0 | 0 | 0 | 0 | 0 | 0 | 0 | 0 | 0 | 0 | 0 | 0 | 0 | 0 | 0 | 0 | 0 | 0 | 0 | 0 | 0 | 0 | 0 | 0 | 0 | 0 | 0 | 0 | 0 | 0 | 0 | 0 | 0 |  |  | C1 | 0 | 0 | 0 | 0 | 0 | C1 | 0 | 0 | 0 | 0 | 0 | C1 | [5 empty] | C1 | [5 empty] | 0 | [6 empty] | 0 | [6 empty] | 0 | [6 empty] | 0 | [6 empty] | 0 | [6 empty] | 0
|  |  | 0 | 0 | C2 | 0 | 0 | 0 | 0 | 0 | 0 | 0 | 0 | 0 | 0 | 0 | 0 | 0 | 0 | 0 | 0 | 0 | 0 | 0 | 0 | 0 | 0 | 0 | 0 | 0 | 0 | 0 | 0 | 0 | 0 | 0 | 0 | 0 | 0 | 0 | 0 |  |  | C2 | 0 | 0 | 0 | 0 | 0 | C2 | 0 | 0 | 0 | 0 | 0 | C2 | [5 empty] | C2 | [5 empty] | 0 | [6 empty] | 0 | [6 empty] | 0 | [6 empty] | 0 | [6 empty] | 0 | [6 empty] | 0
|  |  | 0 | 0 | C3 | 0 | 0 | 0 | 0 | 0 | 0 | 0 | 0 | 0 | 0 | 0 | 0 | 0 | 0 | 0 | 0 | 0 | 0 | 0 | 0 | 0 | 0 | 0 | 0 | 0 | 0 | 0 | 0 | 0 | 0 | 0 | 0 | 0 | 0 | 0 | 0 |  |  | C3 | 0 | 0 | 0 | 0 | 0 | C3 | 0 | 0 | 0 | 0 | 0 | C3 | [5 empty] | C3 | [5 empty] | 0 | [6 empty] | 0 | [6 empty] | 0 | [6 empty] | 0 | [6 empty] | 0 | [6 empty] | 0
|  |  | 0 | 0 | C4 | 0 | 0 | 0 | 0 | 0 | 0 | 0 | 0 | 0 | 0 | 0 | 0 | 0 | 0 | 0 | 0 | 0 | 0 | 0 | 0 | 0 | 0 | 0 | 0 | 0 | 0 | 0 | 0 | 0 | 0 | 0 | 0 | 0 | 0 | 0 | 0 |  |  | C4 | 0 | 0 | 0 | 0 | 0 | C4 | 0 | 0 | 0 | 0 | 0 | C4 | [5 empty] | C4 | [5 empty] | 0 | [6 empty] | 0 | [6 empty] | 0 | [6 empty] | 0 | [6 empty] | 0 | [6 empty] | 0
|  |  | 0 | 0 |  | 0 | 0 | 0 | 0 | 0 |  | 0 | 0 | 0 | 0 | 0 |  | 0 | 0 | 0 | 0 | 0 |  | 0 | 0 | 0 | 0 | 0 |  | 0 | 0 | 0 | 0 | 0 |  | 0 | 0 | 0 | 0 | 0 | [22 empty] | 0 | 0 | 0 | 0 | 0 | 0 |  | 0 | 0 | 0 | 0 | 0 | 0 |  | 0 | 0 | 0 | 0 | 0 | 0 |  | 0 | 0 | 0 | 0 | 0 | 0 |  | 0 | 0 | 0 | 0 | 0 | 0 |  | 0 | 0 | 0 | 0 | 0 | 0
| [Please insert new asset category as required] |  | 0 | 0 | C1 | 0 | 0 | 0 | 0 | 0 | 0 | 0 | 0 | 0 | 0 | 0 | 0 | 0 | 0 | 0 | 0 | 0 | 0 | 0 | 0 | 0 | 0 | 0 | 0 | 0 | 0 | 0 | 0 | 0 | 0 | 0 | 0 | 0 | 0 | 0 | 0 |  |  | C1 | 0 | 0 | 0 | 0 | 0 | C1 | 0 | 0 | 0 | 0 | 0 | C1 | [5 empty] | C1 | [5 empty] | 0 | [6 empty] | 0 | [6 empty] | 0 | [6 empty] | 0 | [6 empty] | 0 | [6 empty] | 0
|  |  | 0 | 0 | C2 | 0 | 0 | 0 | 0 | 0 | 0 | 0 | 0 | 0 | 0 | 0 | 0 | 0 | 0 | 0 | 0 | 0 | 0 | 0 | 0 | 0 | 0 | 0 | 0 | 0 | 0 | 0 | 0 | 0 | 0 | 0 | 0 | 0 | 0 | 0 | 0 |  |  | C2 | 0 | 0 | 0 | 0 | 0 | C2 | 0 | 0 | 0 | 0 | 0 | C2 | [5 empty] | C2 | [5 empty] | 0 | [6 empty] | 0 | [6 empty] | 0 | [6 empty] | 0 | [6 empty] | 0 | [6 empty] | 0
|  |  | 0 | 0 | C3 | 0 | 0 | 0 | 0 | 0 | 0 | 0 | 0 | 0 | 0 | 0 | 0 | 0 | 0 | 0 | 0 | 0 | 0 | 0 | 0 | 0 | 0 | 0 | 0 | 0 | 0 | 0 | 0 | 0 | 0 | 0 | 0 | 0 | 0 | 0 | 0 |  |  | C3 | 0 | 0 | 0 | 0 | 0 | C3 | 0 | 0 | 0 | 0 | 0 | C3 | [5 empty] | C3 | [5 empty] | 0 | [6 empty] | 0 | [6 empty] | 0 | [6 empty] | 0 | [6 empty] | 0 | [6 empty] | 0
|  |  | 0 | 0 | C4 | 0 | 0 | 0 | 0 | 0 | 0 | 0 | 0 | 0 | 0 | 0 | 0 | 0 | 0 | 0 | 0 | 0 | 0 | 0 | 0 | 0 | 0 | 0 | 0 | 0 | 0 | 0 | 0 | 0 | 0 | 0 | 0 | 0 | 0 | 0 | 0 |  |  | C4 | 0 | 0 | 0 | 0 | 0 | C4 | 0 | 0 | 0 | 0 | 0 | C4 | [5 empty] | C4 | [5 empty] | 0 | [6 empty] | 0 | [6 empty] | 0 | [6 empty] | 0 | [6 empty] | 0 | [6 empty] | 0
|  |  | 0 | 0 |  | 0 | 0 | 0 | 0 | 0 |  | 0 | 0 | 0 | 0 | 0 |  | 0 | 0 | 0 | 0 | 0 |  | 0 | 0 | 0 | 0 | 0 |  | 0 | 0 | 0 | 0 | 0 |  | 0 | 0 | 0 | 0 | 0 | [22 empty] | 0 | 0 | 0 | 0 | 0 | 0 |  | 0 | 0 | 0 | 0 | 0 | 0 |  | 0 | 0 | 0 | 0 | 0 | 0 |  | 0 | 0 | 0 | 0 | 0 | 0 |  | 0 | 0 | 0 | 0 | 0 | 0 |  | 0 | 0 | 0 | 0 | 0 | 0
| [Please insert new asset category as required] |  | 0 | 0 | C1 | 0 | 0 | 0 | 0 | 0 | 0 | 0 | 0 | 0 | 0 | 0 | 0 | 0 | 0 | 0 | 0 | 0 | 0 | 0 | 0 | 0 | 0 | 0 | 0 | 0 | 0 | 0 | 0 | 0 | 0 | 0 | 0 | 0 | 0 | 0 | 0 |  |  | C1 | 0 | 0 | 0 | 0 | 0 | C1 | 0 | 0 | 0 | 0 | 0 | C1 | [5 empty] | C1 | [5 empty] | 0 | [6 empty] | 0 | [6 empty] | 0 | [6 empty] | 0 | [6 empty] | 0 | [6 empty] | 0
|  |  | 0 | 0 | C2 | 0 | 0 | 0 | 0 | 0 | 0 | 0 | 0 | 0 | 0 | 0 | 0 | 0 | 0 | 0 | 0 | 0 | 0 | 0 | 0 | 0 | 0 | 0 | 0 | 0 | 0 | 0 | 0 | 0 | 0 | 0 | 0 | 0 | 0 | 0 | 0 |  |  | C2 | 0 | 0 | 0 | 0 | 0 | C2 | 0 | 0 | 0 | 0 | 0 | C2 | [5 empty] | C2 | [5 empty] | 0 | [6 empty] | 0 | [6 empty] | 0 | [6 empty] | 0 | [6 empty] | 0 | [6 empty] | 0
|  |  | 0 | 0 | C3 | 0 | 0 | 0 | 0 | 0 | 0 | 0 | 0 | 0 | 0 | 0 | 0 | 0 | 0 | 0 | 0 | 0 | 0 | 0 | 0 | 0 | 0 | 0 | 0 | 0 | 0 | 0 | 0 | 0 | 0 | 0 | 0 | 0 | 0 | 0 | 0 |  |  | C3 | 0 | 0 | 0 | 0 | 0 | C3 | 0 | 0 | 0 | 0 | 0 | C3 | [5 empty] | C3 | [5 empty] | 0 | [6 empty] | 0 | [6 empty] | 0 | [6 empty] | 0 | [6 empty] | 0 | [6 empty] | 0
|  |  | 0 | 0 | C4 | 0 | 0 | 0 | 0 | 0 | 0 | 0 | 0 | 0 | 0 | 0 | 0 | 0 | 0 | 0 | 0 | 0 | 0 | 0 | 0 | 0 | 0 | 0 | 0 | 0 | 0 | 0 | 0 | 0 | 0 | 0 | 0 | 0 | 0 | 0 | 0 |  |  | C4 | 0 | 0 | 0 | 0 | 0 | C4 | 0 | 0 | 0 | 0 | 0 | C4 | [5 empty] | C4 | [5 empty] | 0 | [6 empty] | 0 | [6 empty] | 0 | [6 empty] | 0 | [6 empty] | 0 | [6 empty] | 0
|  |  | 0 | 0 |  | 0 | 0 | 0 | 0 | 0 |  | 0 | 0 | 0 | 0 | 0 |  | 0 | 0 | 0 | 0 | 0 |  | 0 | 0 | 0 | 0 | 0 |  | 0 | 0 | 0 | 0 | 0 |  | 0 | 0 | 0 | 0 | 0 | [22 empty] | 0 | 0 | 0 | 0 | 0 | 0 |  | 0 | 0 | 0 | 0 | 0 | 0 |  | 0 | 0 | 0 | 0 | 0 | 0 |  | 0 | 0 | 0 | 0 | 0 | 0 |  | 0 | 0 | 0 | 0 | 0 | 0 |  | 0 | 0 | 0 | 0 | 0 | 0
| [Please insert new asset category as required] |  | 0 | 0 | C1 | 0 | 0 | 0 | 0 | 0 | 0 | 0 | 0 | 0 | 0 | 0 | 0 | 0 | 0 | 0 | 0 | 0 | 0 | 0 | 0 | 0 | 0 | 0 | 0 | 0 | 0 | 0 | 0 | 0 | 0 | 0 | 0 | 0 | 0 | 0 | 0 |  |  | C1 | 0 | 0 | 0 | 0 | 0 | C1 | 0 | 0 | 0 | 0 | 0 | C1 | [5 empty] | C1 | [5 empty] | 0 | [6 empty] | 0 | [6 empty] | 0 | [6 empty] | 0 | [6 empty] | 0 | [6 empty] | 0
|  |  | 0 | 0 | C2 | 0 | 0 | 0 | 0 | 0 | 0 | 0 | 0 | 0 | 0 | 0 | 0 | 0 | 0 | 0 | 0 | 0 | 0 | 0 | 0 | 0 | 0 | 0 | 0 | 0 | 0 | 0 | 0 | 0 | 0 | 0 | 0 | 0 | 0 | 0 | 0 |  |  | C2 | 0 | 0 | 0 | 0 | 0 | C2 | 0 | 0 | 0 | 0 | 0 | C2 | [5 empty] | C2 | [5 empty] | 0 | [6 empty] | 0 | [6 empty] | 0 | [6 empty] | 0 | [6 empty] | 0 | [6 empty] | 0
|  |  | 0 | 0 | C3 | 0 | 0 | 0 | 0 | 0 | 0 | 0 | 0 | 0 | 0 | 0 | 0 | 0 | 0 | 0 | 0 | 0 | 0 | 0 | 0 | 0 | 0 | 0 | 0 | 0 | 0 | 0 | 0 | 0 | 0 | 0 | 0 | 0 | 0 | 0 | 0 |  |  | C3 | 0 | 0 | 0 | 0 | 0 | C3 | 0 | 0 | 0 | 0 | 0 | C3 | [5 empty] | C3 | [5 empty] | 0 | [6 empty] | 0 | [6 empty] | 0 | [6 empty] | 0 | [6 empty] | 0 | [6 empty] | 0
|  |  | 0 | 0 | C4 | 0 | 0 | 0 | 0 | 0 | 0 | 0 | 0 | 0 | 0 | 0 | 0 | 0 | 0 | 0 | 0 | 0 | 0 | 0 | 0 | 0 | 0 | 0 | 0 | 0 | 0 | 0 | 0 | 0 | 0 | 0 | 0 | 0 | 0 | 0 | 0 |  |  | C4 | 0 | 0 | 0 | 0 | 0 | C4 | 0 | 0 | 0 | 0 | 0 | C4 | [5 empty] | C4 | [5 empty] | 0 | [6 empty] | 0 | [6 empty] | 0 | [6 empty] | 0 | [6 empty] | 0 | [6 empty] | 0
|  |  | 0 | 0 |  | 0 | 0 | 0 | 0 | 0 |  | 0 | 0 | 0 | 0 | 0 |  | 0 | 0 | 0 | 0 | 0 |  | 0 | 0 | 0 | 0 | 0 |  | 0 | 0 | 0 | 0 | 0 |  | 0 | 0 | 0 | 0 | 0 | [22 empty] | 0 | 0 | 0 | 0 | 0 | 0 |  | 0 | 0 | 0 | 0 | 0 | 0 |  | 0 | 0 | 0 | 0 | 0 | 0 |  | 0 | 0 | 0 | 0 | 0 | 0 |  | 0 | 0 | 0 | 0 | 0 | 0 |  | 0 | 0 | 0 | 0 | 0 | 0
| [Please insert new asset category as required] |  | 0 | 0 | C1 | 0 | 0 | 0 | 0 | 0 | 0 | 0 | 0 | 0 | 0 | 0 | 0 | 0 | 0 | 0 | 0 | 0 | 0 | 0 | 0 | 0 | 0 | 0 | 0 | 0 | 0 | 0 | 0 | 0 | 0 | 0 | 0 | 0 | 0 | 0 | 0 |  |  | C1 | 0 | 0 | 0 | 0 | 0 | C1 | 0 | 0 | 0 | 0 | 0 | C1 | [5 empty] | C1 | [5 empty] | 0 | [6 empty] | 0 | [6 empty] | 0 | [6 empty] | 0 | [6 empty] | 0 | [6 empty] | 0
|  |  | 0 | 0 | C2 | 0 | 0 | 0 | 0 | 0 | 0 | 0 | 0 | 0 | 0 | 0 | 0 | 0 | 0 | 0 | 0 | 0 | 0 | 0 | 0 | 0 | 0 | 0 | 0 | 0 | 0 | 0 | 0 | 0 | 0 | 0 | 0 | 0 | 0 | 0 | 0 |  |  | C2 | 0 | 0 | 0 | 0 | 0 | C2 | 0 | 0 | 0 | 0 | 0 | C2 | [5 empty] | C2 | [5 empty] | 0 | [6 empty] | 0 | [6 empty] | 0 | [6 empty] | 0 | [6 empty] | 0 | [6 empty] | 0
|  |  | 0 | 0 | C3 | 0 | 0 | 0 | 0 | 0 | 0 | 0 | 0 | 0 | 0 | 0 | 0 | 0 | 0 | 0 | 0 | 0 | 0 | 0 | 0 | 0 | 0 | 0 | 0 | 0 | 0 | 0 | 0 | 0 | 0 | 0 | 0 | 0 | 0 | 0 | 0 |  |  | C3 | 0 | 0 | 0 | 0 | 0 | C3 | 0 | 0 | 0 | 0 | 0 | C3 | [5 empty] | C3 | [5 empty] | 0 | [6 empty] | 0 | [6 empty] | 0 | [6 empty] | 0 | [6 empty] | 0 | [6 empty] | 0
|  |  | 0 | 0 | C4 | 0 | 0 | 0 | 0 | 0 | 0 | 0 | 0 | 0 | 0 | 0 | 0 | 0 | 0 | 0 | 0 | 0 | 0 | 0 | 0 | 0 | 0 | 0 | 0 | 0 | 0 | 0 | 0 | 0 | 0 | 0 | 0 | 0 | 0 | 0 | 0 |  |  | C4 | 0 | 0 | 0 | 0 | 0 | C4 | 0 | 0 | 0 | 0 | 0 | C4 | [5 empty] | C4 | [5 empty] | 0 | [6 empty] | 0 | [6 empty] | 0 | [6 empty] | 0 | [6 empty] | 0 | [6 empty] | 0
|  |  | 0 | 0 |  | 0 | 0 | 0 | 0 | 0 |  | 0 | 0 | 0 | 0 | 0 |  | 0 | 0 | 0 | 0 | 0 |  | 0 | 0 | 0 | 0 | 0 |  | 0 | 0 | 0 | 0 | 0 |  | 0 | 0 | 0 | 0 | 0 | [22 empty] | 0 | 0 | 0 | 0 | 0 | 0 |  | 0 | 0 | 0 | 0 | 0 | 0 |  | 0 | 0 | 0 | 0 | 0 | 0 |  | 0 | 0 | 0 | 0 | 0 | 0 |  | 0 | 0 | 0 | 0 | 0 | 0 |  | 0 | 0 | 0 | 0 | 0 | 0
[63 empty] | 3601929.9063 | 664467.5063 | 1585345.577 | 1492895.5107 | 2274427.6339 | 9619066.1341 |  | 3601929.9063 | 664467.5063 | 1585345.577 | 1492895.5107 | 2274427.6339 | 9619066.1341 |  | 3345436.5121 | 904284.6297 | 1991477.0357 | 1288742.2715 | 2164801.8276 | 9694742.2766 |  | 3529453.019 | 888794.2395 | 1856995.4728 | 925210.1787 | 1347832.1084 | 8548285.0184 |  | 2914924.7667 | 1202606.6951 | 768303.3656 | 3209561.0099 | 4607410.1521 | 12702805.9894 |  | 3327507.9167 | 1164916.9458 | 590930.8603 | 2391667.9755 | 2415429.8843 | 9890453.5826
| EHV Network | [66 empty] | 0 | [6 empty] | 0 | [6 empty] | 0 | [6 empty] | 0 | [6 empty] | 0 | [6 empty] | 0
| EHV Switchgear (GM) |  | 459 | 462 | C1 | 391 | 50 | 4 | 1 | 13 | 459 | 391 | 50 | 4 | 1 | 13 | 459 | 0 | 0 | 0 | 0 | 0 | 0 | 383 | 52 | 8 | 3 | 13 | 459 | 6 | 0 | 0 | -1 | -2 | 3 | 353 | 54 | 32 | 6 | 14 | 459 |  |  | C1 | 0.0077227 | 0.011498 | 0.02033 | 0.032925 | 0.077229 | C1 | 44478.189 | 44478.189 | 44478.189 | 44478.189 | 44478.189 | C1 | 343.4938 | 511.4256 | 904.2469 | 1464.4389 | 3434.9962 | C1 | 134306.0604 | 25571.281 | 3616.9875 | 1464.4389 | 44654.9504 | 209613.7182 |  | 134306.0604 | 25571.281 | 3616.9875 | 1464.4389 | 44654.9504 | 209613.7182 |  | 131558.1103 | 26594.1322 | 7233.9751 | 4393.3167 | 44654.9504 | 214434.4847 |  | 131558.1103 | 26594.1322 | 7233.9751 | 4393.3167 | 44654.9504 | 214434.4847 |  | 121253.2975 | 27616.9835 | 28935.9004 | 8786.6334 | 48089.9466 | 234682.7614 |  | 123314.2601 | 27616.9835 | 28935.9004 | 7322.1945 | 41219.9542 | 228409.2926
|  |  | 624 | 618 | C2 | 469 | 70 | 18 | 15 | 52 | 624 | 469 | 70 | 18 | 15 | 52 | 624 | 6 | 0 | -5 | 0 | -3 | -2 | 458 | 64 | 28 | 17 | 57 | 624 | 40 | 0 | -10 | -4 | -32 | -6 | 438 | 37 | 62 | 19 | 68 | 624 |  |  | C2 | 0.0077227 | 0.011498 | 0.02033 | 0.032925 | 0.077229 | C2 | 63540.27 | 63540.27 | 63540.27 | 63540.27 | 63540.27 | C2 | 490.7054 | 730.608 | 1291.7813 | 2092.0556 | 4907.1374 | C2 | 230140.8197 | 51142.562 | 23252.0628 | 31380.8337 | 255171.145 | 591087.4231 |  | 230140.8197 | 51142.562 | 23252.0628 | 31380.8337 | 255171.145 | 591087.4231 |  | 224743.0606 | 46758.9138 | 36169.8755 | 35564.9449 | 279706.832 | 622943.6267 |  | 227687.2928 | 46758.9138 | 29710.9691 | 35564.9449 | 264985.4198 | 604707.5404 |  | 214928.9531 | 27032.497 | 80090.4385 | 39749.056 | 333685.3435 | 695486.2882 |  | 234557.168 | 27032.497 | 67172.6259 | 31380.8337 | 176656.9465 | 536800.0712
|  |  | 381 | 381 | C3 | 357 | 0 | 3 | 21 | 0 | 381 | 357 | 0 | 3 | 21 | 0 | 381 | 0 | 0 | 0 | 0 | 0 | 0 | 357 | 0 | 0 | 13 | 11 | 381 | 14 | 0 | 0 | 0 | -14 | 0 | 337 | 20 | 0 | 10 | 14 | 381 |  |  | C3 | 0.0077227 | 0.011498 | 0.02033 | 0.032925 | 0.077229 | C3 | 95310.405 | 95310.405 | 95310.405 | 95310.405 | 95310.405 | C3 | 736.0581 | 1095.912 | 1937.6719 | 3138.0834 | 7360.7061 | C3 | 262772.7269 | 0 | 5813.0157 | 65899.7508 | 0 | 334485.4934 |  | 262772.7269 | 0 | 5813.0157 | 65899.7508 | 0 | 334485.4934 |  | 262772.7269 | 0 | 0 | 40795.0838 | 80967.7672 | 384535.5779 |  | 262772.7269 | 0 | 0 | 40795.0838 | 80967.7672 | 384535.5779 |  | 248051.5657 | 21918.2408 | 0 | 31380.8337 | 103049.8855 | 404400.5258 |  | 258356.3786 | 21918.2408 | 0 | 31380.8337 | 0 | 311655.4531
|  |  | 0 | 0 | C4 | 0 | 0 | 0 | 0 | 0 | 0 | 0 | 0 | 0 | 0 | 0 | 0 | 0 | 0 | 0 | 0 | 0 | 0 | 0 | 0 | 0 | 0 | 0 | 0 | 0 | 0 | 0 | 0 | 0 | 0 | 0 | 0 | 0 | 0 | 0 | 0 |  |  | C4 | 0.0077227 | 0.011498 | 0.02033 | 0.032925 | 0.077229 | C4 | 158850.675 | 158850.675 | 158850.675 | 158850.675 | 158850.675 | C4 | 1226.7634 | 1826.5201 | 3229.4532 | 5230.139 | 12267.8435 | C4 | 0 | 0 | 0 | 0 | 0 | 0 |  | 0 | 0 | 0 | 0 | 0 | 0 |  | 0 | 0 | 0 | 0 | 0 | 0 |  | 0 | 0 | 0 | 0 | 0 | 0 |  | 0 | 0 | 0 | 0 | 0 | 0 |  | 0 | 0 | 0 | 0 | 0 | 0
|  |  | 1464 | 1461 |  | 1217 | 120 | 25 | 37 | 65 |  | 1217 | 120 | 25 | 37 | 65 |  | 6 | 0 | -5 | 0 | -3 |  | 1198 | 116 | 36 | 33 | 81 |  | 60 | 0 | -10 | -5 | -48 |  | 1128 | 111 | 94 | 35 | 96 | [22 empty] | 627219.607 | 76713.843 | 32682.0661 | 98745.0234 | 299826.0954 | 1135186.6348 |  | 627219.607 | 76713.843 | 32682.0661 | 98745.0234 | 299826.0954 | 1135186.6348 |  | 619073.8978 | 73353.046 | 43403.8506 | 80753.3454 | 405329.5496 | 1221913.6894 |  | 622018.13 | 73353.046 | 36944.9442 | 80753.3454 | 390608.1373 | 1203677.603 |  | 584233.8164 | 76567.7213 | 109026.3389 | 79916.5232 | 484825.1755 | 1334569.5753 |  | 616227.8067 | 76567.7213 | 96108.5263 | 70083.8619 | 217876.9007 | 1076864.8169
| EHV Transformer |  | 11 | 11 | C1 | 8 | 3 | 0 | 0 | 0 | 11 | 8 | 3 | 0 | 0 | 0 | 11 | 0 | 0 | 0 | 0 | 0 | 0 | 7 | 1 | 3 | 0 | 0 | 11 | 0 | 0 | 0 | 0 | 0 | 0 | 7 | 1 | 1 | 2 | 0 | 11 |  |  | C1 | 0.012939 | 0.019265 | 0.034062 | 0.055165 | 0.12939 | C1 | 100733.983 | 100733.983 | 100733.983 | 100733.983 | 100733.983 | C1 | 1303.4176 | 1940.65 | 3431.2452 | 5556.9436 | 13034.3985 | C1 | 10427.3409 | 5821.95 | 0 | 0 | 0 | 16249.2909 |  | 10427.3409 | 5821.95 | 0 | 0 | 0 | 16249.2909 |  | 9123.9233 | 1940.65 | 10293.7356 | 0 | 0 | 21358.309 |  | 9123.9233 | 1940.65 | 10293.7356 | 0 | 0 | 21358.309 |  | 9123.9233 | 1940.65 | 3431.2452 | 11113.8873 | 0 | 25609.7058 |  | 9123.9233 | 1940.65 | 3431.2452 | 11113.8873 | 0 | 25609.7058
|  |  | 601 | 601 | C2 | 380 | 133 | 42 | 32 | 14 | 601 | 380 | 133 | 42 | 32 | 14 | 601 | 11 | -1 | -2 | -5 | -3 | 0 | 303 | 174 | 54 | 44 | 31 | 606 | 38 | -3 | -2 | -9 | -24 | 0 | 227 | 176 | 89 | 56 | 58 | 606 |  |  | C2 | 0.012939 | 0.019265 | 0.034062 | 0.055165 | 0.12939 | C2 | 143905.69 | 143905.69 | 143905.69 | 143905.69 | 143905.69 | C2 | 1862.0252 | 2772.3571 | 4901.7789 | 7938.4909 | 18620.5692 | C2 | 707569.564 | 368723.498 | 205874.713 | 254031.7095 | 260687.969 | 1796887.4535 |  | 707569.564 | 368723.498 | 205874.713 | 254031.7095 | 260687.969 | 1796887.4535 |  | 564193.6261 | 482390.1402 | 264696.0596 | 349293.6006 | 577237.6457 | 2237811.0721 |  | 584675.9029 | 479617.7831 | 254892.5018 | 309601.146 | 521375.938 | 2150163.2718 |  | 422679.7132 | 487934.8544 | 436258.3204 | 444555.4917 | 1079993.0145 | 2871421.3943 |  | 493436.6696 | 479617.7831 | 426454.7626 | 373109.0734 | 633099.3533 | 2405717.642
|  |  | 50 | 50 | C3 | 39 | 7 | 3 | 0 | 1 | 50 | 39 | 7 | 3 | 0 | 1 | 50 | 0 | 0 | 0 | 0 | 0 | 0 | 37 | 6 | 4 | 2 | 1 | 50 | 1 | 0 | 0 | 0 | -1 | 0 | 33 | 8 | 3 | 5 | 1 | 50 |  |  | C3 | 0.012939 | 0.019265 | 0.034062 | 0.055165 | 0.12939 | C3 | 215858.535 | 215858.535 | 215858.535 | 215858.535 | 215858.535 | C3 | 2793.0378 | 4158.5357 | 7352.6683 | 11907.7364 | 27930.8538 | C3 | 108928.4724 | 29109.7498 | 22058.005 | 0 | 27930.8538 | 188027.081 |  | 108928.4724 | 29109.7498 | 22058.005 | 0 | 27930.8538 | 188027.081 |  | 103342.3969 | 24951.2141 | 29410.6733 | 23815.4728 | 27930.8538 | 209450.6109 |  | 103342.3969 | 24951.2141 | 29410.6733 | 23815.4728 | 27930.8538 | 209450.6109 |  | 92170.2458 | 33268.2855 | 22058.005 | 59538.6819 | 27930.8538 | 234966.0721 |  | 94963.2836 | 33268.2855 | 22058.005 | 59538.6819 | 0 | 209828.256
|  |  | 0 | 0 | C4 | 0 | 0 | 0 | 0 | 0 | 0 | 0 | 0 | 0 | 0 | 0 | 0 | 0 | 0 | 0 | 0 | 0 | 0 | 0 | 0 | 0 | 0 | 0 | 0 | 0 | 0 | 0 | 0 | 0 | 0 | 0 | 0 | 0 | 0 | 0 | 0 |  |  | C4 | 0.012939 | 0.019265 | 0.034062 | 0.055165 | 0.12939 | C4 | 359764.225 | 359764.225 | 359764.225 | 359764.225 | 359764.225 | C4 | 4655.0629 | 6930.8928 | 12254.4472 | 19846.2273 | 46551.423 | C4 | 0 | 0 | 0 | 0 | 0 | 0 |  | 0 | 0 | 0 | 0 | 0 | 0 |  | 0 | 0 | 0 | 0 | 0 | 0 |  | 0 | 0 | 0 | 0 | 0 | 0 |  | 0 | 0 | 0 | 0 | 0 | 0 |  | 0 | 0 | 0 | 0 | 0 | 0
|  |  | 662 | 662 |  | 427 | 143 | 45 | 32 | 15 |  | 427 | 143 | 45 | 32 | 15 |  | 11 | -1 | -2 | -5 | -3 |  | 347 | 181 | 61 | 46 | 32 |  | 39 | -3 | -2 | -9 | -25 |  | 267 | 185 | 93 | 63 | 59 | [22 empty] | 826925.3773 | 403655.1978 | 227932.718 | 254031.7095 | 288618.8228 | 2001163.8254 |  | 826925.3773 | 403655.1978 | 227932.718 | 254031.7095 | 288618.8228 | 2001163.8254 |  | 676659.9462 | 509282.0043 | 304400.4685 | 373109.0734 | 605168.4995 | 2468619.9919 |  | 697142.2231 | 506509.6472 | 294596.9107 | 333416.6188 | 549306.7919 | 2380972.1916 |  | 523973.8824 | 523143.79 | 461747.5706 | 515208.0609 | 1107923.8683 | 3131997.1722 |  | 597523.8766 | 514826.7186 | 451944.0128 | 443761.6426 | 633099.3533 | 2641155.6039
| EHV UG Cable (Gas) |  | 0 | 0 | C1 | 0 | 0 | 0 | 0 | 0 | 0 | 0 | 0 | 0 | 0 | 0 | 0 | 0 | 0 | 0 | 0 | 0 | 0 | 0 | 0 | 0 | 0 | 0 | 0 | 0 | 0 | 0 | 0 | 0 | 0 | 0 | 0 | 0 | 0 | 0 | 0 |  |  | C1 | 1.2835 | 1.9111 | 3.3789 | 5.4722 | 12.8357 | C1 | 238.973 | 238.973 | 238.973 | 238.973 | 238.973 | C1 | 306.7329 | 456.6926 | 807.474 | 1307.714 | 3067.3814 | C1 | 0 | 0 | 0 | 0 | 0 | 0 |  | 0 | 0 | 0 | 0 | 0 | 0 |  | 0 | 0 | 0 | 0 | 0 | 0 |  | 0 | 0 | 0 | 0 | 0 | 0 |  | 0 | 0 | 0 | 0 | 0 | 0 |  | 0 | 0 | 0 | 0 | 0 | 0
|  |  | 125.897 | 116.897 | C2 | 25.214 | 4.451 | 83.412 | 4.06 | 8.76 | 125.897 | 25.214 | 4.451 | 83.412 | 4.06 | 8.76 | 125.897 | 0 | 0 | 0 | -2.9 | -2.1 | -5 | 24.692 | 2.83 | 83.599 | 6.016 | 8.76 | 125.897 | 0 | 0 | 0 | -4.8 | -4.2 | -9 | 23.868 | 0.874 | 20.882 | 75.131 | 10.716 | 131.471 |  |  | C2 | 1.2835 | 1.9111 | 3.3789 | 5.4722 | 12.8357 | C2 | 341.39 | 341.39 | 341.39 | 341.39 | 341.39 | C2 | 438.1899 | 652.418 | 1153.5343 | 1868.1629 | 4381.9734 | C2 | 11048.5194 | 2903.9127 | 96218.601 | 7584.7413 | 38386.0872 | 156141.8616 |  | 11048.5194 | 2903.9127 | 96218.601 | 7584.7413 | 38386.0872 | 156141.8616 |  | 10819.7843 | 1846.3431 | 96434.3119 | 11238.8679 | 38386.0872 | 158725.3944 |  | 10819.7843 | 1846.3431 | 96434.3119 | 5821.1955 | 29183.943 | 144105.5778 |  | 10458.7158 | 570.2134 | 24088.1027 | 140356.9457 | 46957.2273 | 222431.2049 |  | 10458.7158 | 570.2134 | 24088.1027 | 131389.7638 | 28552.9389 | 195059.7346
|  |  | 0.359 | 0.359 | C3 | 0.359 | 0 | 0 | 0 | 0 | 0.359 | 0.359 | 0 | 0 | 0 | 0 | 0.359 | 0 | 0 | 0 | 0 | 0 | 0 | 0.359 | 0 | 0 | 0 | 0 | 0.359 | 0 | 0 | 0 | 0 | 0 | 0 | 0.359 | 0 | 0 | 0 | 0 | 0.359 |  |  | C3 | 1.2835 | 1.9111 | 3.3789 | 5.4722 | 12.8357 | C3 | 512.085 | 512.085 | 512.085 | 512.085 | 512.085 | C3 | 657.2848 | 978.6271 | 1730.3014 | 2802.2443 | 6572.9601 | C3 | 235.9652 | 0 | 0 | 0 | 0 | 235.9652 |  | 235.9652 | 0 | 0 | 0 | 0 | 235.9652 |  | 235.9652 | 0 | 0 | 0 | 0 | 235.9652 |  | 235.9652 | 0 | 0 | 0 | 0 | 235.9652 |  | 235.9652 | 0 | 0 | 0 | 0 | 235.9652 |  | 235.9652 | 0 | 0 | 0 | 0 | 235.9652
|  |  | 0 | 0 | C4 | 0 | 0 | 0 | 0 | 0 | 0 | 0 | 0 | 0 | 0 | 0 | 0 | 0 | 0 | 0 | 0 | 0 | 0 | 0 | 0 | 0 | 0 | 0 | 0 | 0 | 0 | 0 | 0 | 0 | 0 | 0 | 0 | 0 | 0 | 0 | 0 |  |  | C4 | 1.2835 | 1.9111 | 3.3789 | 5.4722 | 12.8357 | C4 | 853.475 | 853.475 | 853.475 | 853.475 | 853.475 | C4 | 1095.4747 | 1631.0451 | 2883.8357 | 4670.4072 | 10954.9336 | C4 | 0 | 0 | 0 | 0 | 0 | 0 |  | 0 | 0 | 0 | 0 | 0 | 0 |  | 0 | 0 | 0 | 0 | 0 | 0 |  | 0 | 0 | 0 | 0 | 0 | 0 |  | 0 | 0 | 0 | 0 | 0 | 0 |  | 0 | 0 | 0 | 0 | 0 | 0
|  |  | 126.256 | 117.256 |  | 25.573 | 4.451 | 83.412 | 4.06 | 8.76 |  | 25.573 | 4.451 | 83.412 | 4.06 | 8.76 |  | 0 | 0 | 0 | -2.9 | -2.1 |  | 25.051 | 2.83 | 83.599 | 6.016 | 8.76 |  | 0 | 0 | 0 | -4.8 | -4.2 |  | 24.227 | 0.874 | 20.882 | 75.131 | 10.716 | [22 empty] | 11284.4846 | 2903.9127 | 96218.601 | 7584.7413 | 38386.0872 | 156377.8269 |  | 11284.4846 | 2903.9127 | 96218.601 | 7584.7413 | 38386.0872 | 156377.8269 |  | 11055.7495 | 1846.3431 | 96434.3119 | 11238.8679 | 38386.0872 | 158961.3596 |  | 11055.7495 | 1846.3431 | 96434.3119 | 5821.1955 | 29183.943 | 144341.5431 |  | 10694.6811 | 570.2134 | 24088.1027 | 140356.9457 | 46957.2273 | 222667.1701 |  | 10694.6811 | 570.2134 | 24088.1027 | 131389.7638 | 28552.9389 | 195295.6999
| EHV UG Cable (Oil) |  | 79.013 | 65.813 | C1 | 37.905 | 11.469 | 13.21 | 2.45 | 13.979 | 79.013 | 37.905 | 11.469 | 13.21 | 2.45 | 13.979 | 79.013 | 0 | 0 | 0 | 0 | -6.6 | -6.6 | 37.492 | 9.313 | 15.754 | 0.395 | 16.059 | 79.013 | 0 | 0 | 0 | 0 | -13.2 | -13.2 | 37.459 | 0.48 | 17.193 | 7.452 | 16.429 | 79.013 |  |  | C1 | 0.59691 | 0.88874 | 1.5714 | 2.5449 | 5.9692 | C1 | 5206.558 | 5206.558 | 5206.558 | 5206.558 | 5206.558 | C1 | 3107.8644 | 4627.2791 | 8181.4492 | 13249.9571 | 31079.1744 | C1 | 117803.6017 | 53070.264 | 108076.9437 | 32462.395 | 434455.7792 | 745868.9836 |  | 117803.6017 | 53070.264 | 108076.9437 | 32462.395 | 434455.7792 | 745868.9836 |  | 116520.0537 | 43093.8502 | 128890.5504 | 5233.7331 | 499100.462 | 792838.6494 |  | 116520.0537 | 43093.8502 | 128890.5504 | 5233.7331 | 293977.9108 | 587716.0983 |  | 116417.4942 | 2221.094 | 140663.6558 | 98738.6806 | 510599.7565 | 868640.6811 |  | 116417.4942 | 2221.094 | 140663.6558 | 98738.6806 | 100354.6542 | 458395.5787
|  |  | 148.772 | 135.972 | C2 | 83.326 | 24.52 | 27.653 | 2.85 | 10.423 | 148.772 | 83.326 | 24.52 | 27.653 | 2.85 | 10.423 | 148.772 | 0 | 0 | 0 | -1 | -5.4 | -6.4 | 77.613 | 19.324 | 37.783 | 1.099 | 12.953 | 148.772 | 0 | 0 | 0 | -2.2 | -10.6 | -12.8 | 76.554 | 6.817 | 30.401 | 21.727 | 13.273 | 148.772 |  |  | C2 | 0.59691 | 0.88874 | 1.5714 | 2.5449 | 5.9692 | C2 | 7437.94 | 7437.94 | 7437.94 | 7437.94 | 7437.94 | C2 | 4439.8063 | 6610.3987 | 11687.7845 | 18928.5102 | 44398.8206 | C2 | 369951.3037 | 162086.9764 | 323202.3061 | 53946.2541 | 462768.9071 | 1371955.7473 |  | 369951.3037 | 162086.9764 | 323202.3061 | 53946.2541 | 462768.9071 | 1371955.7473 |  | 344586.6901 | 127739.3447 | 441599.5635 | 20802.4327 | 575097.9232 | 1509825.9542 |  | 344586.6901 | 127739.3447 | 441599.5635 | 1873.9225 | 335344.292 | 1251143.8128 |  | 339884.9351 | 45063.088 | 355320.338 | 411259.7411 | 589305.5458 | 1740833.648 |  | 339884.9351 | 45063.088 | 355320.338 | 369617.0186 | 118678.0475 | 1228563.4272
|  |  | 77.719 | 66.719 | C3 | 47.297 | 10.829 | 14.136 | 3.12 | 2.337 | 77.719 | 47.297 | 10.829 | 14.136 | 3.12 | 2.337 | 77.719 | 0 | 0 | -3.8 | -0.7 | -2.5 | -7 | 45.076 | 6.304 | 20.793 | 0.751 | 4.795 | 77.719 | 0 | 0 | -4.6 | -1.6 | -4.8 | -11 | 39.674 | 7.623 | 8.513 | 16.452 | 5.457 | 77.719 |  |  | C3 | 0.59691 | 0.88874 | 1.5714 | 2.5449 | 5.9692 | C3 | 11156.91 | 11156.91 | 11156.91 | 11156.91 | 11156.91 | C3 | 6659.7095 | 9915.5981 | 17531.6768 | 28392.7653 | 66598.2309 | C3 | 314984.2812 | 107376.0115 | 247827.7835 | 88585.4277 | 155640.0656 | 914413.5695 |  | 314984.2812 | 107376.0115 | 247827.7835 | 88585.4277 | 155640.0656 | 914413.5695 |  | 300193.0664 | 62507.9302 | 364536.1561 | 21322.9667 | 319338.5171 | 1067898.6366 |  | 300193.0664 | 62507.9302 | 297915.7842 | 1448.031 | 152842.9399 | 814907.7517 |  | 264217.3156 | 75586.6041 | 149247.1648 | 467117.7747 | 363426.546 | 1319595.405 |  | 264217.3156 | 75586.6041 | 68601.4514 | 421689.3502 | 43755.0377 | 873849.7589
|  |  | 0 | 0 | C4 | 0 | 0 | 0 | 0 | 0 | 0 | 0 | 0 | 0 | 0 | 0 | 0 | 0 | 0 | 0 | 0 | 0 | 0 | 0 | 0 | 0 | 0 | 0 | 0 | 0 | 0 | 0 | 0 | 0 | 0 | 0 | 0 | 0 | 0 | 0 | 0 |  |  | C4 | 0.59691 | 0.88874 | 1.5714 | 2.5449 | 5.9692 | C4 | 18594.85 | 18594.85 | 18594.85 | 18594.85 | 18594.85 | C4 | 11099.5159 | 16525.9968 | 29219.4614 | 47321.2755 | 110997.0515 | C4 | 0 | 0 | 0 | 0 | 0 | 0 |  | 0 | 0 | 0 | 0 | 0 | 0 |  | 0 | 0 | 0 | 0 | 0 | 0 |  | 0 | 0 | 0 | 0 | 0 | 0 |  | 0 | 0 | 0 | 0 | 0 | 0 |  | 0 | 0 | 0 | 0 | 0 | 0
|  |  | 305.504 | 268.504 |  | 168.528 | 46.818 | 54.999 | 8.42 | 26.739 |  | 168.528 | 46.818 | 54.999 | 8.42 | 26.739 |  | 0 | 0 | -3.8 | -1.7 | -14.5 |  | 160.181 | 34.941 | 74.33 | 2.245 | 33.807 |  | 0 | 0 | -4.6 | -3.8 | -28.6 |  | 153.687 | 14.92 | 56.107 | 45.631 | 35.159 | [22 empty] | 802739.1867 | 322533.2518 | 679107.0333 | 174994.0768 | 1052864.7519 | 3032238.3004 |  | 802739.1867 | 322533.2518 | 679107.0333 | 174994.0768 | 1052864.7519 | 3032238.3004 |  | 761299.8102 | 233341.1251 | 935026.2701 | 47359.1325 | 1393536.9023 | 3370563.2402 |  | 761299.8102 | 233341.1251 | 868405.8982 | 8555.6866 | 782165.1427 | 2653767.6627 |  | 720519.7449 | 122870.786 | 645231.1586 | 977116.1963 | 1463331.8483 | 3929069.7341 |  | 720519.7449 | 122870.786 | 564585.4452 | 890045.0494 | 262787.7393 | 2560808.7649
| EHV UG Cable (Non Pressurised) |  | 0 | 0 | C1 | 0 | 0 | 0 | 0 | 0 | 0 | 0 | 0 | 0 | 0 | 0 | 0 | 0 | 0 | 0 | 0 | 0 | 0 | 0 | 0 | 0 | 0 | 0 | 0 | 0 | 0 | 0 | 0 | 0 | 0 | 0 | 0 | 0 | 0 | 0 | 0 |  |  | C1 | 0.018753 | 0.027922 | 0.049368 | 0.079952 | 0.18754 | C1 | 22702.512 | 22702.512 | 22702.512 | 22702.512 | 22702.512 | C1 | 425.7469 | 633.8918 | 1120.7783 | 1815.1141 | 4257.542 | C1 | 0 | 0 | 0 | 0 | 0 | 0 |  | 0 | 0 | 0 | 0 | 0 | 0 |  | 0 | 0 | 0 | 0 | 0 | 0 |  | 0 | 0 | 0 | 0 | 0 | 0 |  | 0 | 0 | 0 | 0 | 0 | 0 |  | 0 | 0 | 0 | 0 | 0 | 0
|  |  | 984.776 | 1018.576 | C2 | 832.051 | 147.686 | 4.589 | 0 | 0.45 | 984.776 | 832.051 | 147.686 | 4.589 | 0 | 0.45 | 984.776 | 18.1 | 0 | -1.7 | -1 | -0.4 | 15 | 826.4 | 7.65 | 149.271 | 1.005 | 0.45 | 984.776 | 41.2 | 0 | -5.6 | -1.1 | -0.7 | 33.8 | 806.812 | 26.187 | 146.769 | 3.887 | 1.121 | 984.776 |  |  | C2 | 0.018753 | 0.027922 | 0.049368 | 0.079952 | 0.18754 | C2 | 32432.16 | 32432.16 | 32432.16 | 32432.16 | 32432.16 | C2 | 608.2099 | 905.5598 | 1601.1118 | 2593.0202 | 6082.2029 | C2 | 506061.6676 | 133738.5009 | 7347.5022 | 0 | 2736.9913 | 649884.6619 |  | 506061.6676 | 133738.5009 | 7347.5022 | 0 | 2736.9913 | 649884.6619 |  | 502624.6734 | 6927.5323 | 238999.5631 | 2605.9853 | 2736.9913 | 753894.7454 |  | 513633.2728 | 6927.5323 | 236277.673 | 12.9651 | 304.1101 | 757155.5534 |  | 490711.0576 | 23713.8938 | 234993.5813 | 10079.0695 | 6818.1494 | 766315.7517 |  | 515769.3061 | 23713.8938 | 226027.3551 | 7226.7473 | 2560.6074 | 775297.9097
|  |  | 124.103 | 138.403 | C3 | 117.553 | 6.519 | 0.031 | 0 | 0 | 124.103 | 117.553 | 6.519 | 0.031 | 0 | 0 | 124.103 | 12 | 0 | -2 | 0 | 0 | 10 | 117.553 | 0 | 6.519 | 0.031 | 0 | 124.103 | 17 | 0 | -2.7 | 0 | 0 | 14.3 | 115.304 | 2.249 | 6.519 | 0 | 0.031 | 124.103 |  |  | C3 | 0.018753 | 0.027922 | 0.049368 | 0.079952 | 0.18754 | C3 | 48648.24 | 48648.24 | 48648.24 | 48648.24 | 48648.24 | C3 | 912.3149 | 1358.3397 | 2401.6677 | 3889.5303 | 9123.3043 | C3 | 107245.3501 | 8855.0163 | 74.4517 | 0 | 0 | 116174.8181 |  | 107245.3501 | 8855.0163 | 74.4517 | 0 | 0 | 116174.8181 |  | 107245.3501 | 0 | 15656.472 | 120.5754 | 0 | 123022.3975 |  | 118193.1286 | 0 | 10853.1365 | 120.5754 | 0 | 129166.8405 |  | 105193.554 | 3054.9059 | 15656.472 | 0 | 282.8224 | 124187.7543 |  | 120702.9068 | 3054.9059 | 9171.9691 | 0 | 282.8224 | 133212.6042
|  |  | 1.021 | 1.021 | C4 | 1.021 | 0 | 0 | 0 | 0 | 1.021 | 1.021 | 0 | 0 | 0 | 0 | 1.021 | 0 | 0 | 0 | 0 | 0 | 0 | 1.021 | 0 | 0 | 0 | 0 | 1.021 | 0 | 0 | 0 | 0 | 0 | 0 | 1.021 | 0 | 0 | 0 | 0 | 1.021 |  |  | C4 | 0.018753 | 0.027922 | 0.049368 | 0.079952 | 0.18754 | C4 | 81080.4 | 81080.4 | 81080.4 | 81080.4 | 81080.4 | C4 | 1520.5248 | 2263.8994 | 4002.7796 | 6482.5505 | 15205.5072 | C4 | 1552.4558 | 0 | 0 | 0 | 0 | 1552.4558 |  | 1552.4558 | 0 | 0 | 0 | 0 | 1552.4558 |  | 1552.4558 | 0 | 0 | 0 | 0 | 1552.4558 |  | 1552.4558 | 0 | 0 | 0 | 0 | 1552.4558 |  | 1552.4558 | 0 | 0 | 0 | 0 | 1552.4558 |  | 1552.4558 | 0 | 0 | 0 | 0 | 1552.4558
|  |  | 1109.9 | 1158 |  | 950.625 | 154.205 | 4.62 | 0 | 0.45 |  | 950.625 | 154.205 | 4.62 | 0 | 0.45 |  | 30.1 | 0 | -3.7 | -1 | -0.4 |  | 944.974 | 7.65 | 155.79 | 1.036 | 0.45 |  | 58.2 | 0 | -8.3 | -1.1 | -0.7 |  | 923.137 | 28.436 | 153.288 | 3.887 | 1.152 | [22 empty] | 614859.4735 | 142593.5171 | 7421.9539 | 0 | 2736.9913 | 767611.9358 |  | 614859.4735 | 142593.5171 | 7421.9539 | 0 | 2736.9913 | 767611.9358 |  | 611422.4793 | 6927.5323 | 254656.0351 | 2726.5607 | 2736.9913 | 878469.5987 |  | 633378.8572 | 6927.5323 | 247130.8095 | 133.5405 | 304.1101 | 887874.8497 |  | 597457.0674 | 26768.7997 | 250650.0533 | 10079.0695 | 7100.9718 | 892055.9618 |  | 638024.6687 | 26768.7997 | 235199.3242 | 7226.7473 | 2843.4298 | 910062.9697
| EHV OHL Support - Towers |  | 67 | 67 | C1 | 0 | 20 | 38 | 0 | 9 | 67 | 0 | 20 | 38 | 0 | 9 | 67 | 0 | 0 | 0 | 0 | 0 | 0 | 0 | 0 | 58 | 0 | 9 | 67 | 0 | 0 | 0 | 0 | 0 | 0 | 0 | 0 | 57 | 1 | 9 | 67 |  |  | C1 | 0.015533 | 0.023127 | 0.04089 | 0.066222 | 0.15533 | C1 | 7236.516 | 7236.516 | 7236.516 | 7236.516 | 7236.516 | C1 | 112.403 | 167.356 | 295.9007 | 479.2147 | 1124.0488 | C1 | 0 | 3347.1207 | 11244.2249 | 0 | 10116.4391 | 24707.7847 |  | 0 | 3347.1207 | 11244.2249 | 0 | 10116.4391 | 24707.7847 |  | 0 | 0 | 17162.238 | 0 | 10116.4391 | 27278.6771 |  | 0 | 0 | 17162.238 | 0 | 10116.4391 | 27278.6771 |  | 0 | 0 | 16866.3373 | 479.2147 | 10116.4391 | 27461.9912 |  | 0 | 0 | 16866.3373 | 479.2147 | 10116.4391 | 27461.9912
|  |  | 87 | 87 | C2 | 1 | 8 | 69 | 7 | 2 | 87 | 1 | 8 | 69 | 7 | 2 | 87 | 0 | 0 | 0 | 0 | 0 | 0 | 0 | 1 | 77 | 0 | 9 | 87 | 0 | 0 | 0 | 0 | 0 | 0 | 0 | 0 | 72 | 6 | 9 | 87 |  |  | C2 | 0.015533 | 0.023127 | 0.04089 | 0.066222 | 0.15533 | C2 | 10337.88 | 10337.88 | 10337.88 | 10337.88 | 10337.88 | C2 | 160.5757 | 239.0801 | 422.7152 | 684.5925 | 1605.784 | C2 | 160.5757 | 1912.6404 | 29167.3503 | 4792.1473 | 3211.568 | 39244.2817 |  | 160.5757 | 1912.6404 | 29167.3503 | 4792.1473 | 3211.568 | 39244.2817 |  | 0 | 239.0801 | 32549.072 | 0 | 14452.0559 | 47240.208 |  | 0 | 239.0801 | 32549.072 | 0 | 14452.0559 | 47240.208 |  | 0 | 0 | 30435.4959 | 4107.5549 | 14452.0559 | 48995.1067 |  | 0 | 0 | 30435.4959 | 4107.5549 | 14452.0559 | 48995.1067
|  |  | 24 | 24 | C3 | 8 | 4 | 12 | 0 | 0 | 24 | 8 | 4 | 12 | 0 | 0 | 24 | 0 | 0 | 0 | 0 | 0 | 0 | 8 | 0 | 16 | 0 | 0 | 24 | 0 | 0 | 0 | 0 | 0 | 0 | 7 | 0 | 12 | 5 | 0 | 24 |  |  | C3 | 0.015533 | 0.023127 | 0.04089 | 0.066222 | 0.15533 | C3 | 15506.82 | 15506.82 | 15506.82 | 15506.82 | 15506.82 | C3 | 240.8635 | 358.6201 | 634.0728 | 1026.8887 | 2408.676 | C3 | 1926.9079 | 1434.4803 | 7608.874 | 0 | 0 | 10970.2622 |  | 1926.9079 | 1434.4803 | 7608.874 | 0 | 0 | 10970.2622 |  | 1926.9079 | 0 | 10145.1653 | 0 | 0 | 12072.0732 |  | 1926.9079 | 0 | 10145.1653 | 0 | 0 | 12072.0732 |  | 1686.0444 | 0 | 7608.874 | 5134.4436 | 0 | 14429.362 |  | 1686.0444 | 0 | 7608.874 | 5134.4436 | 0 | 14429.362
|  |  | 0 | 0 | C4 | 0 | 0 | 0 | 0 | 0 | 0 | 0 | 0 | 0 | 0 | 0 | 0 | 0 | 0 | 0 | 0 | 0 | 0 | 0 | 0 | 0 | 0 | 0 | 0 | 0 | 0 | 0 | 0 | 0 | 0 | 0 | 0 | 0 | 0 | 0 | 0 |  |  | C4 | 0.015533 | 0.023127 | 0.04089 | 0.066222 | 0.15533 | C4 | 25844.7 | 25844.7 | 25844.7 | 25844.7 | 25844.7 | C4 | 401.4392 | 597.7001 | 1056.7881 | 1711.4812 | 4014.46 | C4 | 0 | 0 | 0 | 0 | 0 | 0 |  | 0 | 0 | 0 | 0 | 0 | 0 |  | 0 | 0 | 0 | 0 | 0 | 0 |  | 0 | 0 | 0 | 0 | 0 | 0 |  | 0 | 0 | 0 | 0 | 0 | 0 |  | 0 | 0 | 0 | 0 | 0 | 0
|  |  | 178 | 178 |  | 9 | 32 | 119 | 7 | 11 |  | 9 | 32 | 119 | 7 | 11 |  | 0 | 0 | 0 | 0 | 0 |  | 8 | 1 | 151 | 0 | 18 |  | 0 | 0 | 0 | 0 | 0 |  | 7 | 0 | 141 | 12 | 18 | [22 empty] | 2087.4836 | 6694.2415 | 48020.4491 | 4792.1473 | 13328.0071 | 74922.3286 |  | 2087.4836 | 6694.2415 | 48020.4491 | 4792.1473 | 13328.0071 | 74922.3286 |  | 1926.9079 | 239.0801 | 59856.4753 | 0 | 24568.495 | 86590.9583 |  | 1926.9079 | 239.0801 | 59856.4753 | 0 | 24568.495 | 86590.9583 |  | 1686.0444 | 0 | 54910.7072 | 9721.2132 | 24568.495 | 90886.4598 |  | 1686.0444 | 0 | 54910.7072 | 9721.2132 | 24568.495 | 90886.4598
| EHV OHL Support - Poles |  | 16178 | 16183 | C1 | 9239 | 2710 | 2494 | 1372 | 363 | 16178 | 9239 | 2710 | 2494 | 1372 | 363 | 16178 | 196 | -12 | -47 | -84 | -49 | 4 | 8003 | 3002 | 3063 | 1007 | 1103 | 16178 | 1371 | -9 | -69 | -483 | -805 | 5 | 7064 | 2489 | 1810 | 2910 | 1905 | 16178 |  |  | C1 | 0.0081226 | 0.012094 | 0.021383 | 0.03463 | 0.081228 | C1 | 2383.514 | 2383.514 | 2383.514 | 2383.514 | 2383.514 | C1 | 19.3604 | 28.8256 | 50.9662 | 82.5404 | 193.6073 | C1 | 178870.7229 | 78117.298 | 127109.7644 | 113245.4631 | 70279.4455 | 567622.6938 |  | 178870.7229 | 78117.298 | 127109.7644 | 113245.4631 | 70279.4455 | 567622.6938 |  | 154941.2702 | 86534.3648 | 156109.5462 | 83118.208 | 213548.8384 | 694252.2276 |  | 158735.9083 | 86188.458 | 153714.1336 | 76184.8123 | 204062.0813 | 678885.3935 |  | 136761.8559 | 71746.8468 | 92248.8667 | 240192.6367 | 368821.8832 | 909772.0893 |  | 163304.9624 | 71487.4166 | 88732.1972 | 200325.6114 | 212968.0166 | 736818.2042
|  |  | 8981 | 9030 | C2 | 4468 | 1747 | 1508 | 872 | 386 | 8981 | 4468 | 1747 | 1508 | 872 | 386 | 8981 | 603 | -20 | -118 | -287 | -148 | 30 | 4087 | 1514 | 1999 | 472 | 909 | 8981 | 1559 | -23 | -81 | -678 | -728 | 49 | 3912 | 600 | 1444 | 1709 | 1316 | 8981 |  |  | C2 | 0.0081226 | 0.012094 | 0.021383 | 0.03463 | 0.081228 | C2 | 3405.02 | 3405.02 | 3405.02 | 3405.02 | 3405.02 | C2 | 27.6577 | 41.1794 | 72.8089 | 117.9149 | 276.5818 | C2 | 123574.6587 | 71940.3899 | 109795.8097 | 102821.7866 | 106760.5901 | 514893.235 |  | 123574.6587 | 71940.3899 | 109795.8097 | 102821.7866 | 106760.5901 | 514893.235 |  | 113037.0703 | 62345.5926 | 145544.9759 | 55655.8294 | 251412.8923 | 627996.3605 |  | 129714.6708 | 61522.0049 | 136953.5266 | 21814.2552 | 210478.78 | 560483.2375 |  | 108196.9706 | 24707.6325 | 105136.0406 | 201516.5519 | 363981.701 | 803538.8966 |  | 151315.3441 | 23760.5066 | 99238.5203 | 121570.2545 | 162630.1217 | 558514.7473
|  |  | 1988 | 2208 | C3 | 961 | 219 | 187 | 184 | 437 | 1988 | 961 | 219 | 187 | 184 | 437 | 1988 | 724 | -20 | -25 | -83 | -376 | 220 | 843 | 290 | 199 | 117 | 539 | 1988 | 815 | -11 | -14 | -81 | -489 | 220 | 747 | 246 | 160 | 196 | 639 | 1988 |  |  | C3 | 0.0081226 | 0.012094 | 0.021383 | 0.03463 | 0.081228 | C3 | 5107.53 | 5107.53 | 5107.53 | 5107.53 | 5107.53 | C3 | 41.4866 | 61.7691 | 109.2133 | 176.8723 | 414.8728 | C3 | 39868.5923 | 13527.4288 | 20422.8943 | 32544.5104 | 181299.3959 | 287662.8218 |  | 39868.5923 | 13527.4288 | 20422.8943 | 32544.5104 | 181299.3959 | 287662.8218 |  | 34973.1772 | 17913.0335 | 21733.4544 | 20694.0637 | 223616.4174 | 318930.1462 |  | 65009.4528 | 16677.6519 | 19003.1209 | 6013.6595 | 67624.2598 | 174328.145 |  | 30990.4667 | 15195.194 | 17474.1342 | 34666.9785 | 265103.6933 | 363430.4666 |  | 64802.02 | 14515.7341 | 15945.1474 | 20340.319 | 62230.9139 | 177834.1344
|  |  | 1102 | 1147 | C4 | 585 | 165 | 95 | 102 | 155 | 1102 | 585 | 165 | 95 | 102 | 155 | 1102 | 166 | -6 | -13 | -8 | -100 | 39 | 525 | 171 | 145 | 37 | 224 | 1102 | 303 | -12 | -10 | -56 | -180 | 45 | 489 | 106 | 123 | 124 | 260 | 1102 |  |  | C4 | 0.0081226 | 0.012094 | 0.021383 | 0.03463 | 0.081228 | C4 | 8512.55 | 8512.55 | 8512.55 | 8512.55 | 8512.55 | C4 | 69.1443 | 102.9485 | 182.0222 | 294.7872 | 691.4546 | C4 | 40449.4043 | 16986.4973 | 17292.1119 | 30068.2977 | 107175.4629 | 211971.7741 |  | 40449.4043 | 16986.4973 | 17292.1119 | 30068.2977 | 107175.4629 | 211971.7741 |  | 36300.7474 | 17604.1881 | 26393.2235 | 10907.1276 | 154885.8302 | 246091.1169 |  | 47778.698 | 16986.4973 | 24026.9345 | 8548.8297 | 85740.3703 | 183081.3299 |  | 33811.5533 | 10912.5377 | 22388.7344 | 36553.6168 | 179778.1958 | 283444.638 |  | 54762.2704 | 9677.1561 | 20568.5121 | 20045.5318 | 55316.3679 | 160369.8383
|  |  | 28249 | 28568 |  | 15253 | 4841 | 4284 | 2530 | 1341 |  | 15253 | 4841 | 4284 | 2530 | 1341 |  | 1689 | -58 | -203 | -462 | -673 |  | 13458 | 4977 | 5406 | 1633 | 2775 |  | 4048 | -55 | -174 | -1298 | -2202 |  | 12212 | 3441 | 3537 | 4939 | 4120 | [22 empty] | 382763.3781 | 180571.614 | 274620.5804 | 278680.0577 | 465514.8944 | 1582150.5247 |  | 382763.3781 | 180571.614 | 274620.5804 | 278680.0577 | 465514.8944 | 1582150.5247 |  | 339252.2651 | 184397.1791 | 349781.2 | 170375.2287 | 843463.9783 | 1887269.8512 |  | 401238.73 | 181374.6121 | 333697.7157 | 112561.5567 | 567905.4914 | 1596778.1059 |  | 309760.8465 | 122562.2109 | 237247.7759 | 512929.7839 | 1177685.4734 | 2360186.0905 |  | 434184.5969 | 119440.8133 | 224484.3771 | 362281.7168 | 493145.4202 | 1633536.9242
| EHV OHL Fittings |  | 9 | 9 | C1 | 2 | 0 | 3 | 0 | 4 | 9 | 2 | 0 | 3 | 0 | 4 | 9 | 4 | 0 | 0 | 0 | -4 | 0 | 2 | 0 | 2 | 1 | 4 | 9 | 4 | 0 | 0 | 0 | -4 | 0 | 2 | 0 | 0 | 3 | 4 | 9 |  |  | C1 | 0.002736 | 0.0040737 | 0.0072026 | 0.011665 | 0.027361 | C1 | 1631.112 | 1631.112 | 1631.112 | 1631.112 | 1631.112 | C1 | 4.4628 | 6.6446 | 11.7483 | 19.0265 | 44.6287 | C1 | 8.9256 | 0 | 35.2449 | 0 | 178.5148 | 222.6852 |  | 8.9256 | 0 | 35.2449 | 0 | 178.5148 | 222.6852 |  | 8.9256 | 0 | 23.4966 | 19.0265 | 178.5148 | 229.9635 |  | 26.7768 | 0 | 23.4966 | 19.0265 | 0 | 69.2999 |  | 8.9256 | 0 | 0 | 57.0795 | 178.5148 | 244.5199 |  | 26.7768 | 0 | 0 | 57.0795 | 0 | 83.8563
|  |  | 316 | 316 | C2 | 138 | 3 | 56 | 22 | 97 | 316 | 138 | 3 | 56 | 22 | 97 | 316 | 106 | 0 | -2 | -27 | -77 | 0 | 138 | 3 | 32 | 27 | 116 | 316 | 128 | 0 | 0 | -32 | -96 | 0 | 138 | 3 | 1 | 53 | 121 | 316 |  |  | C2 | 0.002736 | 0.0040737 | 0.0072026 | 0.011665 | 0.027361 | C2 | 2330.16 | 2330.16 | 2330.16 | 2330.16 | 2330.16 | C2 | 6.3754 | 9.4923 | 16.7833 | 27.1807 | 63.7553 | C2 | 879.8078 | 28.477 | 939.8638 | 597.9761 | 6184.2615 | 8630.386 |  | 879.8078 | 28.477 | 939.8638 | 597.9761 | 6184.2615 | 8630.386 |  | 879.8078 | 28.477 | 537.065 | 733.8797 | 7395.6117 | 9574.8411 |  | 1555.6021 | 28.477 | 503.4984 | 0 | 2486.4556 | 4574.0332 |  | 879.8078 | 28.477 | 16.7833 | 1440.5787 | 7714.388 | 10080.0347 |  | 1695.8613 | 28.477 | 16.7833 | 570.7953 | 1593.8818 | 3905.7987
|  |  | 31 | 31 | C3 | 9 | 1 | 5 | 2 | 14 | 31 | 9 | 1 | 5 | 2 | 14 | 31 | 12 | 0 | 0 | -4 | -8 | 0 | 9 | 1 | 0 | 5 | 16 | 31 | 14 | 0 | 0 | -2 | -12 | 0 | 9 | 1 | 0 | 4 | 17 | 31 |  |  | C3 | 0.002736 | 0.0040737 | 0.0072026 | 0.011665 | 0.027361 | C3 | 3495.24 | 3495.24 | 3495.24 | 3495.24 | 3495.24 | C3 | 9.5631 | 14.2385 | 25.1749 | 40.7711 | 95.6329 | C3 | 86.0682 | 14.2385 | 125.8746 | 81.5422 | 1338.8607 | 1646.5842 |  | 86.0682 | 14.2385 | 125.8746 | 81.5422 | 1338.8607 | 1646.5842 |  | 86.0682 | 14.2385 | 0 | 203.8555 | 1530.1266 | 1834.2887 |  | 200.8257 | 14.2385 | 0 | 40.7711 | 765.0633 | 1020.8985 |  | 86.0682 | 14.2385 | 0 | 163.0844 | 1625.7595 | 1889.1505 |  | 219.9519 | 14.2385 | 0 | 81.5422 | 478.1645 | 793.8972
|  |  | 0 | 0 | C4 | 0 | 0 | 0 | 0 | 0 | 0 | 0 | 0 | 0 | 0 | 0 | 0 | 0 | 0 | 0 | 0 | 0 | 0 | 0 | 0 | 0 | 0 | 0 | 0 | 0 | 0 | 0 | 0 | 0 | 0 | 0 | 0 | 0 | 0 | 0 | 0 |  |  | C4 | 0.002736 | 0.0040737 | 0.0072026 | 0.011665 | 0.027361 | C4 | 5825.4 | 5825.4 | 5825.4 | 5825.4 | 5825.4 | C4 | 15.9385 | 23.7308 | 41.9582 | 67.9518 | 159.3882 | C4 | 0 | 0 | 0 | 0 | 0 | 0 |  | 0 | 0 | 0 | 0 | 0 | 0 |  | 0 | 0 | 0 | 0 | 0 | 0 |  | 0 | 0 | 0 | 0 | 0 | 0 |  | 0 | 0 | 0 | 0 | 0 | 0 |  | 0 | 0 | 0 | 0 | 0 | 0
|  |  | 356 | 356 |  | 149 | 4 | 64 | 24 | 115 |  | 149 | 4 | 64 | 24 | 115 |  | 122 | 0 | -2 | -31 | -89 |  | 149 | 4 | 34 | 33 | 136 |  | 146 | 0 | 0 | -34 | -112 |  | 149 | 4 | 1 | 60 | 142 | [22 empty] | 974.8015 | 42.7154 | 1100.9833 | 679.5182 | 7701.637 | 10499.6554 |  | 974.8015 | 42.7154 | 1100.9833 | 679.5182 | 7701.637 | 10499.6554 |  | 974.8015 | 42.7154 | 560.5616 | 956.7617 | 9104.253 | 11639.0932 |  | 1783.2046 | 42.7154 | 526.995 | 59.7976 | 3251.5189 | 5664.2316 |  | 974.8015 | 42.7154 | 16.7833 | 1660.7426 | 9518.6623 | 12213.7051 |  | 1942.59 | 42.7154 | 16.7833 | 709.417 | 2072.0464 | 4783.5522
| EHV OHL (Tower Line) Conductor |  | 12.5 | 12.5 | C1 | 0.9 | 5.4 | 5.4 | 0.8 | 0 | 12.5 | 0.9 | 5.4 | 5.4 | 0.8 | 0 | 12.5 | 2.7 | -2.2 | 0 | -0.5 | 0 | 0 | 0.9 | 5.4 | 5.4 | 0.8 | 0 | 12.5 | 2.7 | 0 | -2.2 | -0.5 | 0 | 4.4409e-16 | 0.9 | 1.5 | 3.9 | 6.2 | 0 | 12.5 |  |  | C1 | 0.00228 | 0.0033947 | 0.0060022 | 0.0097206 | 0.022801 | C1 | 16937.949 | 16937.949 | 16937.949 | 16937.949 | 16937.949 | C1 | 38.6191 | 57.4998 | 101.6648 | 164.6474 | 386.1979 | C1 | 34.7572 | 310.4988 | 548.99 | 131.7179 | 0 | 1025.964 |  | 34.7572 | 310.4988 | 548.99 | 131.7179 | 0 | 1025.964 |  | 34.7572 | 310.4988 | 548.99 | 131.7179 | 0 | 1025.964 |  | 139.0289 | 183.9993 | 548.99 | 49.3942 | 0 | 921.4124 |  | 34.7572 | 86.2497 | 396.4928 | 1020.814 | 0 | 1538.3137 |  | 139.0289 | 86.2497 | 172.8302 | 938.4903 | 0 | 1336.5991
|  |  | 23 | 23 | C2 | 10.5 | 11.7 | 0.5 | 0.3 | 0 | 23 | 10.5 | 11.7 | 0.5 | 0.3 | 0 | 23 | 0 | 0 | 0 | 0 | 0 | 0 | 3.6 | 18.3 | 0.7 | 0.3 | 0 | 22.9 | 2.4 | 0 | -2.2 | -0.2 | 0 | -2e-05 | 3.3 | 12.3 | 6.6 | 0.8 | 0 | 23 |  |  | C2 | 0.00228 | 0.0033947 | 0.0060022 | 0.0097206 | 0.022801 | C2 | 24197.07 | 24197.07 | 24197.07 | 24197.07 | 24197.07 | C2 | 55.1702 | 82.1425 | 145.2355 | 235.2106 | 551.7113 | C2 | 579.287 | 961.0677 | 72.6177 | 70.5632 | 0 | 1683.5356 |  | 579.287 | 961.0677 | 72.6177 | 70.5632 | 0 | 1683.5356 |  | 198.6127 | 1503.2085 | 101.6648 | 70.5632 | 0 | 1874.0492 |  | 198.6127 | 1503.2085 | 101.6648 | 70.5632 | 0 | 1874.0492 |  | 182.0616 | 1010.3532 | 958.554 | 188.1685 | 0 | 2339.1374 |  | 314.469 | 1010.3532 | 639.036 | 141.1264 | 0 | 2104.9846
|  |  | 9.7 | 9.7 | C3 | 3.7 | 5.1 | 0.9 | 0 | 0 | 9.7 | 3.7 | 5.1 | 0.9 | 0 | 0 | 9.7 | 0 | 0 | 0 | 0 | 0 | 0 | 3.1 | 5.7 | 0.9 | 0 | 0 | 9.7 | 0 | 0 | 0 | 0 | 0 | 0 | 3.1 | 2.4 | 3.3 | 0.9 | 0 | 9.7 |  |  | C3 | 0.00228 | 0.0033947 | 0.0060022 | 0.0097206 | 0.022801 | C3 | 36295.605 | 36295.605 | 36295.605 | 36295.605 | 36295.605 | C3 | 82.7553 | 123.2138 | 217.8532 | 352.8159 | 827.567 | C3 | 306.1946 | 628.3904 | 196.0679 | 0 | 0 | 1130.6529 |  | 306.1946 | 628.3904 | 196.0679 | 0 | 0 | 1130.6529 |  | 256.5414 | 702.3187 | 196.0679 | 0 | 0 | 1154.928 |  | 256.5414 | 702.3187 | 196.0679 | 0 | 0 | 1154.928 |  | 256.5414 | 295.7131 | 718.9155 | 317.5343 | 0 | 1588.7044 |  | 256.5414 | 295.7131 | 718.9155 | 317.5343 | 0 | 1588.7044
|  |  | 0 | 0 | C4 | 0 | 0 | 0 | 0 | 0 | 0 | 0 | 0 | 0 | 0 | 0 | 0 | 0 | 0 | 0 | 0 | 0 | 0 | 0 | 0 | 0 | 0 | 0 | 0 | 0 | 0 | 0 | 0 | 0 | 0 | 0 | 0 | 0 | 0 | 0 | 0 |  |  | C4 | 0.00228 | 0.0033947 | 0.0060022 | 0.0097206 | 0.022801 | C4 | 60492.675 | 60492.675 | 60492.675 | 60492.675 | 60492.675 | C4 | 137.9255 | 205.3563 | 363.0887 | 588.0265 | 1379.2783 | C4 | 0 | 0 | 0 | 0 | 0 | 0 |  | 0 | 0 | 0 | 0 | 0 | 0 |  | 0 | 0 | 0 | 0 | 0 | 0 |  | 0 | 0 | 0 | 0 | 0 | 0 |  | 0 | 0 | 0 | 0 | 0 | 0 |  | 0 | 0 | 0 | 0 | 0 | 0
|  |  | 45.2 | 45.2 |  | 15.1 | 22.2 | 6.8 | 1.1 | 0 |  | 15.1 | 22.2 | 6.8 | 1.1 | 0 |  | 2.7 | -2.2 | 0 | -0.5 | 0 |  | 7.6 | 29.4 | 7 | 1.1 | 0 |  | 5.1 | 0 | -4.4 | -0.7 | 0 |  | 7.3 | 16.2 | 13.8 | 7.9 | 0 | [22 empty] | 920.2388 | 1899.9569 | 817.6756 | 202.2811 | 0 | 3840.1525 |  | 920.2388 | 1899.9569 | 817.6756 | 202.2811 | 0 | 3840.1525 |  | 489.9113 | 2516.026 | 846.7227 | 202.2811 | 0 | 4054.9411 |  | 594.183 | 2389.5265 | 846.7227 | 119.9574 | 0 | 3950.3896 |  | 473.3602 | 1392.316 | 2073.9624 | 1526.5168 | 0 | 5466.1555 |  | 710.0393 | 1392.316 | 1530.7818 | 1397.151 | 0 | 5030.2881
| [Please insert new asset category as required] |  | 0 | 0 | C1 | 0 | 0 | 0 | 0 | 0 | 0 | 0 | 0 | 0 | 0 | 0 | 0 | 0 | 0 | 0 | 0 | 0 | 0 | 0 | 0 | 0 | 0 | 0 | 0 | 0 | 0 | 0 | 0 | 0 | 0 | 0 | 0 | 0 | 0 | 0 | 0 |  |  | C1 | 0 | 0 | 0 | 0 | 0 | C1 | 0 | 0 | 0 | 0 | 0 | C1 | [5 empty] | C1 | [5 empty] | 0 | [6 empty] | 0 | [6 empty] | 0 | [6 empty] | 0 | [6 empty] | 0 | [6 empty] | 0
|  |  | 0 | 0 | C2 | 0 | 0 | 0 | 0 | 0 | 0 | 0 | 0 | 0 | 0 | 0 | 0 | 0 | 0 | 0 | 0 | 0 | 0 | 0 | 0 | 0 | 0 | 0 | 0 | 0 | 0 | 0 | 0 | 0 | 0 | 0 | 0 | 0 | 0 | 0 | 0 |  |  | C2 | 0 | 0 | 0 | 0 | 0 | C2 | 0 | 0 | 0 | 0 | 0 | C2 | [5 empty] | C2 | [5 empty] | 0 | [6 empty] | 0 | [6 empty] | 0 | [6 empty] | 0 | [6 empty] | 0 | [6 empty] | 0
|  |  | 0 | 0 | C3 | 0 | 0 | 0 | 0 | 0 | 0 | 0 | 0 | 0 | 0 | 0 | 0 | 0 | 0 | 0 | 0 | 0 | 0 | 0 | 0 | 0 | 0 | 0 | 0 | 0 | 0 | 0 | 0 | 0 | 0 | 0 | 0 | 0 | 0 | 0 | 0 |  |  | C3 | 0 | 0 | 0 | 0 | 0 | C3 | 0 | 0 | 0 | 0 | 0 | C3 | [5 empty] | C3 | [5 empty] | 0 | [6 empty] | 0 | [6 empty] | 0 | [6 empty] | 0 | [6 empty] | 0 | [6 empty] | 0
|  |  | 0 | 0 | C4 | 0 | 0 | 0 | 0 | 0 | 0 | 0 | 0 | 0 | 0 | 0 | 0 | 0 | 0 | 0 | 0 | 0 | 0 | 0 | 0 | 0 | 0 | 0 | 0 | 0 | 0 | 0 | 0 | 0 | 0 | 0 | 0 | 0 | 0 | 0 | 0 |  |  | C4 | 0 | 0 | 0 | 0 | 0 | C4 | 0 | 0 | 0 | 0 | 0 | C4 | [5 empty] | C4 | [5 empty] | 0 | [6 empty] | 0 | [6 empty] | 0 | [6 empty] | 0 | [6 empty] | 0 | [6 empty] | 0
|  |  | 0 | 0 |  | 0 | 0 | 0 | 0 | 0 |  | 0 | 0 | 0 | 0 | 0 |  | 0 | 0 | 0 | 0 | 0 |  | 0 | 0 | 0 | 0 | 0 |  | 0 | 0 | 0 | 0 | 0 |  | 0 | 0 | 0 | 0 | 0 | [22 empty] | 0 | 0 | 0 | 0 | 0 | 0 |  | 0 | 0 | 0 | 0 | 0 | 0 |  | 0 | 0 | 0 | 0 | 0 | 0 |  | 0 | 0 | 0 | 0 | 0 | 0 |  | 0 | 0 | 0 | 0 | 0 | 0 |  | 0 | 0 | 0 | 0 | 0 | 0
| [Please insert new asset category as required] |  | 0 | 0 | C1 | 0 | 0 | 0 | 0 | 0 | 0 | 0 | 0 | 0 | 0 | 0 | 0 | 0 | 0 | 0 | 0 | 0 | 0 | 0 | 0 | 0 | 0 | 0 | 0 | 0 | 0 | 0 | 0 | 0 | 0 | 0 | 0 | 0 | 0 | 0 | 0 |  |  | C1 | 0 | 0 | 0 | 0 | 0 | C1 | 0 | 0 | 0 | 0 | 0 | C1 | [5 empty] | C1 | [5 empty] | 0 | [6 empty] | 0 | [6 empty] | 0 | [6 empty] | 0 | [6 empty] | 0 | [6 empty] | 0
|  |  | 0 | 0 | C2 | 0 | 0 | 0 | 0 | 0 | 0 | 0 | 0 | 0 | 0 | 0 | 0 | 0 | 0 | 0 | 0 | 0 | 0 | 0 | 0 | 0 | 0 | 0 | 0 | 0 | 0 | 0 | 0 | 0 | 0 | 0 | 0 | 0 | 0 | 0 | 0 |  |  | C2 | 0 | 0 | 0 | 0 | 0 | C2 | 0 | 0 | 0 | 0 | 0 | C2 | [5 empty] | C2 | [5 empty] | 0 | [6 empty] | 0 | [6 empty] | 0 | [6 empty] | 0 | [6 empty] | 0 | [6 empty] | 0
|  |  | 0 | 0 | C3 | 0 | 0 | 0 | 0 | 0 | 0 | 0 | 0 | 0 | 0 | 0 | 0 | 0 | 0 | 0 | 0 | 0 | 0 | 0 | 0 | 0 | 0 | 0 | 0 | 0 | 0 | 0 | 0 | 0 | 0 | 0 | 0 | 0 | 0 | 0 | 0 |  |  | C3 | 0 | 0 | 0 | 0 | 0 | C3 | 0 | 0 | 0 | 0 | 0 | C3 | [5 empty] | C3 | [5 empty] | 0 | [6 empty] | 0 | [6 empty] | 0 | [6 empty] | 0 | [6 empty] | 0 | [6 empty] | 0
|  |  | 0 | 0 | C4 | 0 | 0 | 0 | 0 | 0 | 0 | 0 | 0 | 0 | 0 | 0 | 0 | 0 | 0 | 0 | 0 | 0 | 0 | 0 | 0 | 0 | 0 | 0 | 0 | 0 | 0 | 0 | 0 | 0 | 0 | 0 | 0 | 0 | 0 | 0 | 0 |  |  | C4 | 0 | 0 | 0 | 0 | 0 | C4 | 0 | 0 | 0 | 0 | 0 | C4 | [5 empty] | C4 | [5 empty] | 0 | [6 empty] | 0 | [6 empty] | 0 | [6 empty] | 0 | [6 empty] | 0 | [6 empty] | 0
|  |  | 0 | 0 |  | 0 | 0 | 0 | 0 | 0 |  | 0 | 0 | 0 | 0 | 0 |  | 0 | 0 | 0 | 0 | 0 |  | 0 | 0 | 0 | 0 | 0 |  | 0 | 0 | 0 | 0 | 0 |  | 0 | 0 | 0 | 0 | 0 | [22 empty] | 0 | 0 | 0 | 0 | 0 | 0 |  | 0 | 0 | 0 | 0 | 0 | 0 |  | 0 | 0 | 0 | 0 | 0 | 0 |  | 0 | 0 | 0 | 0 | 0 | 0 |  | 0 | 0 | 0 | 0 | 0 | 0 |  | 0 | 0 | 0 | 0 | 0 | 0
| [Please insert new asset category as required] |  | 0 | 0 | C1 | 0 | 0 | 0 | 0 | 0 | 0 | 0 | 0 | 0 | 0 | 0 | 0 | 0 | 0 | 0 | 0 | 0 | 0 | 0 | 0 | 0 | 0 | 0 | 0 | 0 | 0 | 0 | 0 | 0 | 0 | 0 | 0 | 0 | 0 | 0 | 0 |  |  | C1 | 0 | 0 | 0 | 0 | 0 | C1 | 0 | 0 | 0 | 0 | 0 | C1 | [5 empty] | C1 | [5 empty] | 0 | [6 empty] | 0 | [6 empty] | 0 | [6 empty] | 0 | [6 empty] | 0 | [6 empty] | 0
|  |  | 0 | 0 | C2 | 0 | 0 | 0 | 0 | 0 | 0 | 0 | 0 | 0 | 0 | 0 | 0 | 0 | 0 | 0 | 0 | 0 | 0 | 0 | 0 | 0 | 0 | 0 | 0 | 0 | 0 | 0 | 0 | 0 | 0 | 0 | 0 | 0 | 0 | 0 | 0 |  |  | C2 | 0 | 0 | 0 | 0 | 0 | C2 | 0 | 0 | 0 | 0 | 0 | C2 | [5 empty] | C2 | [5 empty] | 0 | [6 empty] | 0 | [6 empty] | 0 | [6 empty] | 0 | [6 empty] | 0 | [6 empty] | 0
|  |  | 0 | 0 | C3 | 0 | 0 | 0 | 0 | 0 | 0 | 0 | 0 | 0 | 0 | 0 | 0 | 0 | 0 | 0 | 0 | 0 | 0 | 0 | 0 | 0 | 0 | 0 | 0 | 0 | 0 | 0 | 0 | 0 | 0 | 0 | 0 | 0 | 0 | 0 | 0 |  |  | C3 | 0 | 0 | 0 | 0 | 0 | C3 | 0 | 0 | 0 | 0 | 0 | C3 | [5 empty] | C3 | [5 empty] | 0 | [6 empty] | 0 | [6 empty] | 0 | [6 empty] | 0 | [6 empty] | 0 | [6 empty] | 0
|  |  | 0 | 0 | C4 | 0 | 0 | 0 | 0 | 0 | 0 | 0 | 0 | 0 | 0 | 0 | 0 | 0 | 0 | 0 | 0 | 0 | 0 | 0 | 0 | 0 | 0 | 0 | 0 | 0 | 0 | 0 | 0 | 0 | 0 | 0 | 0 | 0 | 0 | 0 | 0 |  |  | C4 | 0 | 0 | 0 | 0 | 0 | C4 | 0 | 0 | 0 | 0 | 0 | C4 | [5 empty] | C4 | [5 empty] | 0 | [6 empty] | 0 | [6 empty] | 0 | [6 empty] | 0 | [6 empty] | 0 | [6 empty] | 0
|  |  | 0 | 0 |  | 0 | 0 | 0 | 0 | 0 |  | 0 | 0 | 0 | 0 | 0 |  | 0 | 0 | 0 | 0 | 0 |  | 0 | 0 | 0 | 0 | 0 |  | 0 | 0 | 0 | 0 | 0 |  | 0 | 0 | 0 | 0 | 0 | [22 empty] | 0 | 0 | 0 | 0 | 0 | 0 |  | 0 | 0 | 0 | 0 | 0 | 0 |  | 0 | 0 | 0 | 0 | 0 | 0 |  | 0 | 0 | 0 | 0 | 0 | 0 |  | 0 | 0 | 0 | 0 | 0 | 0 |  | 0 | 0 | 0 | 0 | 0 | 0
| [Please insert new asset category as required] |  | 0 | 0 | C1 | 0 | 0 | 0 | 0 | 0 | 0 | 0 | 0 | 0 | 0 | 0 | 0 | 0 | 0 | 0 | 0 | 0 | 0 | 0 | 0 | 0 | 0 | 0 | 0 | 0 | 0 | 0 | 0 | 0 | 0 | 0 | 0 | 0 | 0 | 0 | 0 |  |  | C1 | 0 | 0 | 0 | 0 | 0 | C1 | 0 | 0 | 0 | 0 | 0 | C1 | [5 empty] | C1 | [5 empty] | 0 | [6 empty] | 0 | [6 empty] | 0 | [6 empty] | 0 | [6 empty] | 0 | [6 empty] | 0
|  |  | 0 | 0 | C2 | 0 | 0 | 0 | 0 | 0 | 0 | 0 | 0 | 0 | 0 | 0 | 0 | 0 | 0 | 0 | 0 | 0 | 0 | 0 | 0 | 0 | 0 | 0 | 0 | 0 | 0 | 0 | 0 | 0 | 0 | 0 | 0 | 0 | 0 | 0 | 0 |  |  | C2 | 0 | 0 | 0 | 0 | 0 | C2 | 0 | 0 | 0 | 0 | 0 | C2 | [5 empty] | C2 | [5 empty] | 0 | [6 empty] | 0 | [6 empty] | 0 | [6 empty] | 0 | [6 empty] | 0 | [6 empty] | 0
|  |  | 0 | 0 | C3 | 0 | 0 | 0 | 0 | 0 | 0 | 0 | 0 | 0 | 0 | 0 | 0 | 0 | 0 | 0 | 0 | 0 | 0 | 0 | 0 | 0 | 0 | 0 | 0 | 0 | 0 | 0 | 0 | 0 | 0 | 0 | 0 | 0 | 0 | 0 | 0 |  |  | C3 | 0 | 0 | 0 | 0 | 0 | C3 | 0 | 0 | 0 | 0 | 0 | C3 | [5 empty] | C3 | [5 empty] | 0 | [6 empty] | 0 | [6 empty] | 0 | [6 empty] | 0 | [6 empty] | 0 | [6 empty] | 0
|  |  | 0 | 0 | C4 | 0 | 0 | 0 | 0 | 0 | 0 | 0 | 0 | 0 | 0 | 0 | 0 | 0 | 0 | 0 | 0 | 0 | 0 | 0 | 0 | 0 | 0 | 0 | 0 | 0 | 0 | 0 | 0 | 0 | 0 | 0 | 0 | 0 | 0 | 0 | 0 |  |  | C4 | 0 | 0 | 0 | 0 | 0 | C4 | 0 | 0 | 0 | 0 | 0 | C4 | [5 empty] | C4 | [5 empty] | 0 | [6 empty] | 0 | [6 empty] | 0 | [6 empty] | 0 | [6 empty] | 0 | [6 empty] | 0
|  |  | 0 | 0 |  | 0 | 0 | 0 | 0 | 0 |  | 0 | 0 | 0 | 0 | 0 |  | 0 | 0 | 0 | 0 | 0 |  | 0 | 0 | 0 | 0 | 0 |  | 0 | 0 | 0 | 0 | 0 |  | 0 | 0 | 0 | 0 | 0 | [22 empty] | 0 | 0 | 0 | 0 | 0 | 0 |  | 0 | 0 | 0 | 0 | 0 | 0 |  | 0 | 0 | 0 | 0 | 0 | 0 |  | 0 | 0 | 0 | 0 | 0 | 0 |  | 0 | 0 | 0 | 0 | 0 | 0 |  | 0 | 0 | 0 | 0 | 0 | 0
[63 empty] | 3269774.0312 | 1137608.2502 | 1367922.0605 | 819709.5554 | 2168977.2871 | 8763991.1845 |  | 3269774.0312 | 1137608.2502 | 1367922.0605 | 819709.5554 | 2168977.2871 | 8763991.1845 |  | 3022155.7689 | 1011945.0514 | 2044965.8958 | 686721.2514 | 3322294.7562 | 10088082.7237 |  | 3130437.7955 | 1006023.6277 | 1938440.7833 | 541421.6986 | 2347293.6304 | 8963617.5355 |  | 2749774.2448 | 873918.5528 | 1784992.4529 | 2248515.052 | 4321911.7219 | 11979112.0244 |  | 3021514.0485 | 862480.0838 | 1652868.0605 | 1916616.563 | 1664946.3237 | 9118425.0795
| 132kV Network | [66 empty] | 0 | [6 empty] | 0 | [6 empty] | 0 | [6 empty] | 0 | [6 empty] | 0 | [6 empty] | 0
| 132kV CBs |  | 87 | 88 | C1 | 58 | 15 | 3 | 0 | 11 | 87 | 58 | 15 | 3 | 0 | 11 | 87 | 0 | 0 | 0 | 0 | 0 | 0 | 53 | 15 | 6 | 2 | 11 | 87 | 14 | 0 | 0 | -2 | -11 | 1 | 53 | 6 | 9 | 6 | 13 | 87 |  |  | C1 | 0.012284 | 0.018289 | 0.032337 | 0.05237 | 0.12284 | C1 | 134316.679 | 134316.679 | 134316.679 | 134316.679 | 134316.679 | C1 | 1649.905 | 2456.5328 | 4343.3729 | 7034.1455 | 16499.3315 | C1 | 95694.491 | 36847.9923 | 13030.1186 | 0 | 181492.6469 | 327065.2487 |  | 95694.491 | 36847.9923 | 13030.1186 | 0 | 181492.6469 | 327065.2487 |  | 87444.9659 | 36847.9923 | 26060.2371 | 14068.291 | 181492.6469 | 345914.1333 |  | 87444.9659 | 36847.9923 | 26060.2371 | 14068.291 | 181492.6469 | 345914.1333 |  | 87444.9659 | 14739.1969 | 39090.3557 | 42204.8731 | 214491.31 | 397970.7016 |  | 110543.6362 | 14739.1969 | 39090.3557 | 28136.5821 | 32998.6631 | 225508.434
|  |  | 80 | 80 | C2 | 61 | 19 | 0 | 0 | 0 | 80 | 61 | 19 | 0 | 0 | 0 | 80 | 0 | 0 | 0 | 0 | 0 | 0 | 61 | 3 | 16 | 0 | 0 | 80 | 0 | 0 | 0 | 0 | 0 | 0 | 61 | 0 | 19 | 0 | 0 | 80 |  |  | C2 | 0.012284 | 0.018289 | 0.032337 | 0.05237 | 0.12284 | C2 | 191880.97 | 191880.97 | 191880.97 | 191880.97 | 191880.97 | C2 | 2357.0072 | 3509.3326 | 6204.8184 | 10048.7793 | 23570.4736 | C2 | 143777.4373 | 66677.3194 | 0 | 0 | 0 | 210454.7566 |  | 143777.4373 | 66677.3194 | 0 | 0 | 0 | 210454.7566 |  | 143777.4373 | 10527.9978 | 99277.0938 | 0 | 0 | 253582.5289 |  | 143777.4373 | 10527.9978 | 99277.0938 | 0 | 0 | 253582.5289 |  | 143777.4373 | 0 | 117891.5489 | 0 | 0 | 261668.9862 |  | 143777.4373 | 0 | 117891.5489 | 0 | 0 | 261668.9862
|  |  | 1 | 1 | C3 | 1 | 0 | 0 | 0 | 0 | 1 | 1 | 0 | 0 | 0 | 0 | 1 | 0 | 0 | 0 | 0 | 0 | 0 | 1 | 0 | 0 | 0 | 0 | 1 | 0 | 0 | 0 | 0 | 0 | 0 | 1 | 0 | 0 | 0 | 0 | 1 |  |  | C3 | 0.012284 | 0.018289 | 0.032337 | 0.05237 | 0.12284 | C3 | 287821.455 | 287821.455 | 287821.455 | 287821.455 | 287821.455 | C3 | 3535.5108 | 5263.9989 | 9307.2275 | 15073.169 | 35355.7104 | C3 | 3535.5108 | 0 | 0 | 0 | 0 | 3535.5108 |  | 3535.5108 | 0 | 0 | 0 | 0 | 3535.5108 |  | 3535.5108 | 0 | 0 | 0 | 0 | 3535.5108 |  | 3535.5108 | 0 | 0 | 0 | 0 | 3535.5108 |  | 3535.5108 | 0 | 0 | 0 | 0 | 3535.5108 |  | 3535.5108 | 0 | 0 | 0 | 0 | 3535.5108
|  |  | 32 | 32 | C4 | 32 | 0 | 0 | 0 | 0 | 32 | 32 | 0 | 0 | 0 | 0 | 32 | 0 | 0 | 0 | 0 | 0 | 0 | 32 | 0 | 0 | 0 | 0 | 32 | 0 | 0 | 0 | 0 | 0 | 0 | 32 | 0 | 0 | 0 | 0 | 32 |  |  | C4 | 0.012284 | 0.018289 | 0.032337 | 0.05237 | 0.12284 | C4 | 479702.425 | 479702.425 | 479702.425 | 479702.425 | 479702.425 | C4 | 5892.5179 | 8773.3315 | 15512.0459 | 25121.9483 | 58926.1841 | C4 | 188560.5734 | 0 | 0 | 0 | 0 | 188560.5734 |  | 188560.5734 | 0 | 0 | 0 | 0 | 188560.5734 |  | 188560.5734 | 0 | 0 | 0 | 0 | 188560.5734 |  | 188560.5734 | 0 | 0 | 0 | 0 | 188560.5734 |  | 188560.5734 | 0 | 0 | 0 | 0 | 188560.5734 |  | 188560.5734 | 0 | 0 | 0 | 0 | 188560.5734
|  |  | 200 | 201 |  | 152 | 34 | 3 | 0 | 11 |  | 152 | 34 | 3 | 0 | 11 |  | 0 | 0 | 0 | 0 | 0 |  | 147 | 18 | 22 | 2 | 11 |  | 14 | 0 | 0 | -2 | -11 |  | 147 | 6 | 28 | 6 | 13 | [22 empty] | 431568.0125 | 103525.3116 | 13030.1186 | 0 | 181492.6469 | 729616.0896 |  | 431568.0125 | 103525.3116 | 13030.1186 | 0 | 181492.6469 | 729616.0896 |  | 423318.4874 | 47375.9901 | 125337.3309 | 14068.291 | 181492.6469 | 791592.7463 |  | 423318.4874 | 47375.9901 | 125337.3309 | 14068.291 | 181492.6469 | 791592.7463 |  | 423318.4874 | 14739.1969 | 156981.9046 | 42204.8731 | 214491.31 | 851735.772 |  | 446417.1576 | 14739.1969 | 156981.9046 | 28136.5821 | 32998.6631 | 679273.5043
| 132kV Transformer |  | 24 | 24 | C1 | 23 | 0 | 1 | 0 | 0 | 24 | 23 | 0 | 1 | 0 | 0 | 24 | 0 | 0 | 0 | 0 | 0 | 0 | 21 | 2 | 1 | 0 | 0 | 24 | 0 | 0 | 0 | 0 | 0 | 0 | 17 | 6 | 0 | 1 | 0 | 24 |  |  | C1 | 0.012939 | 0.019265 | 0.034062 | 0.055165 | 0.12939 | C1 | 326905.313 | 326905.313 | 326905.313 | 326905.313 | 326905.313 | C1 | 4229.8947 | 6297.8627 | 11135.1925 | 18033.5806 | 42299.6687 | C1 | 97287.5789 | 0 | 11135.1925 | 0 | 0 | 108422.7714 |  | 97287.5789 | 0 | 11135.1925 | 0 | 0 | 108422.7714 |  | 88827.7894 | 12595.7254 | 11135.1925 | 0 | 0 | 112558.7073 |  | 88827.7894 | 12595.7254 | 11135.1925 | 0 | 0 | 112558.7073 |  | 71908.2105 | 37787.1761 | 0 | 18033.5806 | 0 | 127728.9672 |  | 71908.2105 | 37787.1761 | 0 | 18033.5806 | 0 | 127728.9672
|  |  | 96 | 96 | C2 | 55 | 20 | 7 | 10 | 4 | 96 | 55 | 20 | 7 | 10 | 4 | 96 | 3 | 0 | 0 | 0 | -3 | 0 | 47 | 23 | 8 | 8 | 10 | 96 | 8 | 0 | -1 | -1 | -6 | 0 | 35 | 26 | 10 | 11 | 14 | 96 |  |  | C2 | 0.012939 | 0.019265 | 0.034062 | 0.055165 | 0.12939 | C2 | 467007.59 | 467007.59 | 467007.59 | 467007.59 | 467007.59 | C2 | 6042.7068 | 8996.9467 | 15907.4179 | 25762.258 | 60428.0981 | C2 | 332348.8721 | 179938.9337 | 111351.925 | 257622.58 | 241712.3924 | 1122974.7032 |  | 332348.8721 | 179938.9337 | 111351.925 | 257622.58 | 241712.3924 | 1122974.7032 |  | 284007.2179 | 206929.7738 | 127259.3428 | 206098.064 | 604280.9811 | 1428575.3797 |  | 302135.3382 | 206929.7738 | 127259.3428 | 206098.064 | 422996.6868 | 1265419.2056 |  | 211494.7368 | 233920.6138 | 159074.1785 | 283384.838 | 845993.3735 | 1733867.7407 |  | 259836.3909 | 233920.6138 | 143166.7607 | 257622.58 | 483424.7849 | 1377971.1303
|  |  | 18 | 18 | C3 | 15 | 1 | 1 | 1 | 0 | 18 | 15 | 1 | 1 | 1 | 0 | 18 | 0 | 0 | 0 | 0 | 0 | 0 | 14 | 2 | 0 | 2 | 0 | 18 | 0 | 0 | 0 | 0 | 0 | 0 | 12 | 3 | 1 | 1 | 1 | 18 |  |  | C3 | 0.012939 | 0.019265 | 0.034062 | 0.055165 | 0.12939 | C3 | 700511.385 | 700511.385 | 700511.385 | 700511.385 | 700511.385 | C3 | 9064.0601 | 13495.42 | 23861.1268 | 38643.387 | 90642.1472 | C3 | 135960.9022 | 13495.42 | 23861.1268 | 38643.387 | 0 | 211960.836 |  | 135960.9022 | 13495.42 | 23861.1268 | 38643.387 | 0 | 211960.836 |  | 126896.8421 | 26990.8401 | 0 | 77286.774 | 0 | 231174.4561 |  | 126896.8421 | 26990.8401 | 0 | 77286.774 | 0 | 231174.4561 |  | 108768.7218 | 40486.2601 | 23861.1268 | 38643.387 | 90642.1472 | 302401.6428 |  | 108768.7218 | 40486.2601 | 23861.1268 | 38643.387 | 90642.1472 | 302401.6428
|  |  | 0 | 0 | C4 | 0 | 0 | 0 | 0 | 0 | 0 | 0 | 0 | 0 | 0 | 0 | 0 | 0 | 0 | 0 | 0 | 0 | 0 | 0 | 0 | 0 | 0 | 0 | 0 | 0 | 0 | 0 | 0 | 0 | 0 | 0 | 0 | 0 | 0 | 0 | 0 |  |  | C4 | 0.012939 | 0.019265 | 0.034062 | 0.055165 | 0.12939 | C4 | 1167518.975 | 1167518.975 | 1167518.975 | 1167518.975 | 1167518.975 | C4 | 15106.7669 | 22492.3667 | 39768.5446 | 64405.645 | 151070.2453 | C4 | 0 | 0 | 0 | 0 | 0 | 0 |  | 0 | 0 | 0 | 0 | 0 | 0 |  | 0 | 0 | 0 | 0 | 0 | 0 |  | 0 | 0 | 0 | 0 | 0 | 0 |  | 0 | 0 | 0 | 0 | 0 | 0 |  | 0 | 0 | 0 | 0 | 0 | 0
|  |  | 138 | 138 |  | 93 | 21 | 9 | 11 | 4 |  | 93 | 21 | 9 | 11 | 4 |  | 3 | 0 | 0 | 0 | -3 |  | 82 | 27 | 9 | 10 | 10 |  | 8 | 0 | -1 | -1 | -6 |  | 64 | 35 | 11 | 13 | 15 | [22 empty] | 565597.3532 | 193434.3537 | 146348.2442 | 296265.967 | 241712.3924 | 1443358.3106 |  | 565597.3532 | 193434.3537 | 146348.2442 | 296265.967 | 241712.3924 | 1443358.3106 |  | 499731.8494 | 246516.3392 | 138394.5353 | 283384.838 | 604280.9811 | 1772308.5431 |  | 517859.9697 | 246516.3392 | 138394.5353 | 283384.838 | 422996.6868 | 1609152.369 |  | 392171.669 | 312194.05 | 182935.3053 | 340061.8057 | 936635.5207 | 2163998.3507 |  | 440513.3232 | 312194.05 | 167027.8874 | 314299.5476 | 574066.932 | 1808101.7403
| 132kV UG Cable (Gas) |  | 0 | 0 | C1 | 0 | 0 | 0 | 0 | 0 | 0 | 0 | 0 | 0 | 0 | 0 | 0 | 0 | 0 | 0 | 0 | 0 | 0 | 0 | 0 | 0 | 0 | 0 | 0 | 0 | 0 | 0 | 0 | 0 | 0 | 0 | 0 | 0 | 0 | 0 | 0 |  |  | C1 | 1.2835 | 1.9111 | 3.3789 | 5.4722 | 12.8357 | C1 | 590.94 | 590.94 | 590.94 | 590.94 | 590.94 | C1 | 758.4988 | 1129.324 | 1996.7473 | 3233.7566 | 7585.1178 | C1 | 0 | 0 | 0 | 0 | 0 | 0 |  | 0 | 0 | 0 | 0 | 0 | 0 |  | 0 | 0 | 0 | 0 | 0 | 0 |  | 0 | 0 | 0 | 0 | 0 | 0 |  | 0 | 0 | 0 | 0 | 0 | 0 |  | 0 | 0 | 0 | 0 | 0 | 0
|  |  | 2.8 | 2.8 | C2 | 0.03 | 0.153 | 2.617 | 0 | 0 | 2.8 | 0.03 | 0.153 | 2.617 | 0 | 0 | 2.8 | 0 | 0 | 0 | 0 | 0 | 0 | 0.03 | 0.153 | 2.617 | 0 | 0 | 2.8 | 0 | 0 | 0 | 0 | 0 | 0 | 0.03 | 0 | 1.343 | 1.427 | 0 | 2.8 |  |  | C2 | 1.2835 | 1.9111 | 3.3789 | 5.4722 | 12.8357 | C2 | 844.2 | 844.2 | 844.2 | 844.2 | 844.2 | C2 | 1083.5698 | 1613.32 | 2852.4961 | 4619.6523 | 10835.8826 | C2 | 32.5071 | 246.838 | 7464.9822 | 0 | 0 | 7744.3273 |  | 32.5071 | 246.838 | 7464.9822 | 0 | 0 | 7744.3273 |  | 32.5071 | 246.838 | 7464.9822 | 0 | 0 | 7744.3273 |  | 32.5071 | 246.838 | 7464.9822 | 0 | 0 | 7744.3273 |  | 32.5071 | 0 | 3830.9022 | 6592.2439 | 0 | 10455.6532 |  | 32.5071 | 0 | 3830.9022 | 6592.2439 | 0 | 10455.6532
|  |  | 0 | 0 | C3 | 0 | 0 | 0 | 0 | 0 | 0 | 0 | 0 | 0 | 0 | 0 | 0 | 0 | 0 | 0 | 0 | 0 | 0 | 0 | 0 | 0 | 0 | 0 | 0 | 0 | 0 | 0 | 0 | 0 | 0 | 0 | 0 | 0 | 0 | 0 | 0 |  |  | C3 | 1.2835 | 1.9111 | 3.3789 | 5.4722 | 12.8357 | C3 | 1266.3 | 1266.3 | 1266.3 | 1266.3 | 1266.3 | C3 | 1625.3547 | 2419.98 | 4278.7441 | 6929.4785 | 16253.8239 | C3 | 0 | 0 | 0 | 0 | 0 | 0 |  | 0 | 0 | 0 | 0 | 0 | 0 |  | 0 | 0 | 0 | 0 | 0 | 0 |  | 0 | 0 | 0 | 0 | 0 | 0 |  | 0 | 0 | 0 | 0 | 0 | 0 |  | 0 | 0 | 0 | 0 | 0 | 0
|  |  | 0 | 0 | C4 | 0 | 0 | 0 | 0 | 0 | 0 | 0 | 0 | 0 | 0 | 0 | 0 | 0 | 0 | 0 | 0 | 0 | 0 | 0 | 0 | 0 | 0 | 0 | 0 | 0 | 0 | 0 | 0 | 0 | 0 | 0 | 0 | 0 | 0 | 0 | 0 |  |  | C4 | 1.2835 | 1.9111 | 3.3789 | 5.4722 | 12.8357 | C4 | 2110.5 | 2110.5 | 2110.5 | 2110.5 | 2110.5 | C4 | 2708.9245 | 4033.3 | 7131.2402 | 11549.1308 | 27089.7066 | C4 | 0 | 0 | 0 | 0 | 0 | 0 |  | 0 | 0 | 0 | 0 | 0 | 0 |  | 0 | 0 | 0 | 0 | 0 | 0 |  | 0 | 0 | 0 | 0 | 0 | 0 |  | 0 | 0 | 0 | 0 | 0 | 0 |  | 0 | 0 | 0 | 0 | 0 | 0
|  |  | 2.8 | 2.8 |  | 0.03 | 0.153 | 2.617 | 0 | 0 |  | 0.03 | 0.153 | 2.617 | 0 | 0 |  | 0 | 0 | 0 | 0 | 0 |  | 0.03 | 0.153 | 2.617 | 0 | 0 |  | 0 | 0 | 0 | 0 | 0 |  | 0.03 | 0 | 1.343 | 1.427 | 0 | [22 empty] | 32.5071 | 246.838 | 7464.9822 | 0 | 0 | 7744.3273 |  | 32.5071 | 246.838 | 7464.9822 | 0 | 0 | 7744.3273 |  | 32.5071 | 246.838 | 7464.9822 | 0 | 0 | 7744.3273 |  | 32.5071 | 246.838 | 7464.9822 | 0 | 0 | 7744.3273 |  | 32.5071 | 0 | 3830.9022 | 6592.2439 | 0 | 10455.6532 |  | 32.5071 | 0 | 3830.9022 | 6592.2439 | 0 | 10455.6532
| 132kV UG Cable (Oil) |  | 61.1472 | 48.9472 | C1 | 7.4602 | 7.174 | 16.588 | 6.78 | 23.145 | 61.1472 | 7.4602 | 7.174 | 16.588 | 6.78 | 23.145 | 61.1472 | 0 | 0 | 0 | -0.1 | -6 | -6.1 | 5.5342 | 5.834 | 19.71 | 0.144 | 29.925 | 61.1472 | 0 | 0 | 0 | -0.2 | -12 | -12.2 | 5.5312 | 2.331 | 13.734 | 9.506 | 30.045 | 61.1472 |  |  | C1 | 0.59691 | 0.88874 | 1.5714 | 2.5449 | 5.9692 | C1 | 6073.991 | 6073.991 | 6073.991 | 6073.991 | 6073.991 | C1 | 3625.6469 | 5398.202 | 9544.5107 | 15457.452 | 36257.0869 | C1 | 27047.924 | 38726.7008 | 158324.344 | 104801.5246 | 839170.2756 | 1168070.7691 |  | 27047.924 | 38726.7008 | 158324.344 | 104801.5246 | 839170.2756 | 1168070.7691 |  | 20064.9282 | 31493.1102 | 188122.3065 | 2225.8731 | 1084993.3246 | 1326899.5426 |  | 20064.9282 | 31493.1102 | 188122.3065 | 680.1279 | 867450.8034 | 1107811.2761 |  | 20054.0512 | 12583.2088 | 131084.3104 | 146938.5388 | 1089344.175 | 1400004.2842 |  | 20054.0512 | 12583.2088 | 131084.3104 | 143847.0484 | 654259.1326 | 961827.7513
|  |  | 57.025 | 39.125 | C2 | 6.893 | 4.669 | 8.724 | 0.781 | 35.958 | 57.025 | 6.893 | 4.669 | 8.724 | 0.781 | 35.958 | 57.025 | 0 | 0 | -6 | 0 | -4.4 | -10.4 | 6.893 | 2.431 | 10.962 | 0 | 36.739 | 57.025 | 0 | 0 | -4.6 | -4.5 | -8.8 | -17.9 | 6.893 | 1.405 | 4.934 | 7.054 | 36.739 | 57.025 |  |  | C2 | 0.59691 | 0.88874 | 1.5714 | 2.5449 | 5.9692 | C2 | 8677.13 | 8677.13 | 8677.13 | 8677.13 | 8677.13 | C2 | 5179.4955 | 7711.7171 | 13635.0153 | 22082.0743 | 51795.8384 | C2 | 35702.2626 | 36006.0071 | 118951.8737 | 17246.1 | 1862474.7567 | 2070381.0001 |  | 35702.2626 | 36006.0071 | 118951.8737 | 17246.1 | 1862474.7567 | 2070381.0001 |  | 35702.2626 | 18747.1842 | 149467.038 | 0 | 1902927.3065 | 2106843.7913 |  | 35702.2626 | 18747.1842 | 67656.9461 | 0 | 1675025.6176 | 1797132.0104 |  | 35702.2626 | 10834.9625 | 67275.1656 | 155766.9521 | 1902927.3065 | 2172506.6493 |  | 35702.2626 | 10834.9625 | 4554.0951 | 56397.6178 | 1447123.9287 | 1554612.8666
|  |  | 27.807 | 15.007 | C3 | 5.229 | 2.243 | 9.963 | 1.309 | 9.063 | 27.807 | 5.229 | 2.243 | 9.963 | 1.309 | 9.063 | 27.807 | 0 | 0 | -4.3 | 0 | -2.1 | -6.4 | 5.229 | 1.479 | 10.727 | 0 | 10.372 | 27.807 | 0 | 0 | -3 | -5.6 | -4.2 | -12.8 | 5.229 | 1.184 | 3.017 | 8.005 | 10.372 | 27.807 |  |  | C3 | 0.59691 | 0.88874 | 1.5714 | 2.5449 | 5.9692 | C3 | 13015.695 | 13015.695 | 13015.695 | 13015.695 | 13015.695 | C3 | 7769.2433 | 11567.5756 | 20452.523 | 33123.1114 | 77693.7576 | C3 | 40625.3731 | 25946.0721 | 203768.4866 | 43358.1529 | 704138.5249 | 1017836.6096 |  | 40625.3731 | 25946.0721 | 203768.4866 | 43358.1529 | 704138.5249 | 1017836.6096 |  | 40625.3731 | 17108.4443 | 219394.2142 | 0 | 805839.6536 | 1082967.6852 |  | 40625.3731 | 17108.4443 | 131448.3653 | 0 | 642682.7627 | 831864.9454 |  | 40625.3731 | 13696.0095 | 61705.2619 | 265150.5071 | 805839.6536 | 1187016.8052 |  | 40625.3731 | 13696.0095 | 347.6929 | 79661.083 | 479525.8718 | 613856.0303
|  |  | 0 | 0 | C4 | 0 | 0 | 0 | 0 | 0 | 0 | 0 | 0 | 0 | 0 | 0 | 0 | 0 | 0 | 0 | 0 | 0 | 0 | 0 | 0 | 0 | 0 | 0 | 0 | 0 | 0 | 0 | 0 | 0 | 0 | 0 | 0 | 0 | 0 | 0 | 0 |  |  | C4 | 0.59691 | 0.88874 | 1.5714 | 2.5449 | 5.9692 | C4 | 21692.825 | 21692.825 | 21692.825 | 21692.825 | 21692.825 | C4 | 12948.7388 | 19279.2927 | 34087.5383 | 55205.1857 | 129489.596 | C4 | 0 | 0 | 0 | 0 | 0 | 0 |  | 0 | 0 | 0 | 0 | 0 | 0 |  | 0 | 0 | 0 | 0 | 0 | 0 |  | 0 | 0 | 0 | 0 | 0 | 0 |  | 0 | 0 | 0 | 0 | 0 | 0 |  | 0 | 0 | 0 | 0 | 0 | 0
|  |  | 145.9792 | 103.0792 |  | 19.5822 | 14.086 | 35.275 | 8.87 | 68.166 |  | 19.5822 | 14.086 | 35.275 | 8.87 | 68.166 |  | 0 | 0 | -10.3 | -0.1 | -12.5 |  | 17.6562 | 9.744 | 41.399 | 0.144 | 77.036 |  | 0 | 0 | -7.6 | -10.3 | -25 |  | 17.6532 | 4.92 | 21.685 | 24.565 | 77.156 | [22 empty] | 103375.5596 | 100678.78 | 481044.7043 | 165405.7775 | 3405783.5572 | 4256288.3788 |  | 103375.5596 | 100678.78 | 481044.7043 | 165405.7775 | 3405783.5572 | 4256288.3788 |  | 96392.5638 | 67348.7388 | 556983.5587 | 2225.8731 | 3793760.2847 | 4516711.0191 |  | 96392.5638 | 67348.7388 | 387227.6179 | 680.1279 | 3185159.1836 | 3736808.232 |  | 96381.6868 | 37114.1808 | 260064.7379 | 567855.998 | 3798111.1351 | 4759527.7386 |  | 96381.6868 | 37114.1808 | 135986.0984 | 279905.7492 | 2580908.933 | 3130296.6482
| 132kV UG Cable (Non Pressurised) |  | 0 | 0 | C1 | 0 | 0 | 0 | 0 | 0 | 0 | 0 | 0 | 0 | 0 | 0 | 0 | 0 | 0 | 0 | 0 | 0 | 0 | 0 | 0 | 0 | 0 | 0 | 0 | 0 | 0 | 0 | 0 | 0 | 0 | 0 | 0 | 0 | 0 | 0 | 0 |  |  | C1 | 0.018753 | 0.027922 | 0.049368 | 0.079952 | 0.18754 | C1 | 73519.761 | 73519.761 | 73519.761 | 73519.761 | 73519.761 | C1 | 1378.7379 | 2052.7938 | 3629.5257 | 5878.0613 | 13787.6139 | C1 | 0 | 0 | 0 | 0 | 0 | 0 |  | 0 | 0 | 0 | 0 | 0 | 0 |  | 0 | 0 | 0 | 0 | 0 | 0 |  | 0 | 0 | 0 | 0 | 0 | 0 |  | 0 | 0 | 0 | 0 | 0 | 0 |  | 0 | 0 | 0 | 0 | 0 | 0
|  |  | 57.252 | 54.152 | C2 | 54.18 | 3.072 | 0 | 0 | 0 | 57.252 | 54.18 | 3.072 | 0 | 0 | 0 | 57.252 | -0.1 | 0 | 0 | 0 | 0 | -0.1 | 54.18 | 0 | 3.072 | 0 | 0 | 57.252 | -3.1 | 0 | 0 | 0 | 0 | -3.1 | 54.18 | 0 | 3.072 | 0 | 0 | 57.252 |  |  | C2 | 0.018753 | 0.027922 | 0.049368 | 0.079952 | 0.18754 | C2 | 105028.23 | 105028.23 | 105028.23 | 105028.23 | 105028.23 | C2 | 1969.6255 | 2932.5626 | 5185.0367 | 8397.2305 | 19696.5913 | C2 | 106714.312 | 9008.8324 | 0 | 0 | 0 | 115723.1444 |  | 106714.312 | 9008.8324 | 0 | 0 | 0 | 115723.1444 |  | 106714.312 | 0 | 15928.4328 | 0 | 0 | 122642.7448 |  | 106517.3494 | 0 | 15928.4328 | 0 | 0 | 122445.7823 |  | 106714.312 | 0 | 15928.4328 | 0 | 0 | 122642.7448 |  | 100608.4728 | 0 | 15928.4328 | 0 | 0 | 116536.9056
|  |  | 1.948 | 47.948 | C3 | 0.893 | 1.055 | 0 | 0 | 0 | 1.948 | 0.893 | 1.055 | 0 | 0 | 0 | 1.948 | 23 | 0 | 0 | 0 | 0 | 23 | 0.893 | 0 | 1.055 | 0 | 0 | 1.948 | 46 | 0 | 0 | 0 | 0 | 46 | 0.893 | 0 | 1.055 | 0 | 0 | 1.948 |  |  | C3 | 0.018753 | 0.027922 | 0.049368 | 0.079952 | 0.18754 | C3 | 157542.345 | 157542.345 | 157542.345 | 157542.345 | 157542.345 | C3 | 2954.4383 | 4398.8439 | 7777.5551 | 12595.8457 | 29544.887 | C3 | 2638.3134 | 4640.7804 | 0 | 0 | 0 | 7279.0938 |  | 2638.3134 | 4640.7804 | 0 | 0 | 0 | 7279.0938 |  | 2638.3134 | 0 | 8205.3206 | 0 | 0 | 10843.634 |  | 70590.3947 | 0 | 8205.3206 | 0 | 0 | 78795.7153 |  | 2638.3134 | 0 | 8205.3206 | 0 | 0 | 10843.634 |  | 138542.476 | 0 | 8205.3206 | 0 | 0 | 146747.7966
|  |  | 0 | 0 | C4 | 0 | 0 | 0 | 0 | 0 | 0 | 0 | 0 | 0 | 0 | 0 | 0 | 0 | 0 | 0 | 0 | 0 | 0 | 0 | 0 | 0 | 0 | 0 | 0 | 0 | 0 | 0 | 0 | 0 | 0 | 0 | 0 | 0 | 0 | 0 | 0 |  |  | C4 | 0.018753 | 0.027922 | 0.049368 | 0.079952 | 0.18754 | C4 | 262570.575 | 262570.575 | 262570.575 | 262570.575 | 262570.575 | C4 | 4924.0639 | 7331.4066 | 12962.5918 | 20993.0762 | 49241.4783 | C4 | 0 | 0 | 0 | 0 | 0 | 0 |  | 0 | 0 | 0 | 0 | 0 | 0 |  | 0 | 0 | 0 | 0 | 0 | 0 |  | 0 | 0 | 0 | 0 | 0 | 0 |  | 0 | 0 | 0 | 0 | 0 | 0 |  | 0 | 0 | 0 | 0 | 0 | 0
|  |  | 59.2 | 102.1 |  | 55.073 | 4.127 | 0 | 0 | 0 |  | 55.073 | 4.127 | 0 | 0 | 0 |  | 22.9 | 0 | 0 | 0 | 0 |  | 55.073 | 0 | 4.127 | 0 | 0 |  | 42.9 | 0 | 0 | 0 | 0 |  | 55.073 | 0 | 4.127 | 0 | 0 | [22 empty] | 109352.6254 | 13649.6127 | 0 | 0 | 0 | 123002.2381 |  | 109352.6254 | 13649.6127 | 0 | 0 | 0 | 123002.2381 |  | 109352.6254 | 0 | 24133.7535 | 0 | 0 | 133486.3789 |  | 177107.7441 | 0 | 24133.7535 | 0 | 0 | 201241.4976 |  | 109352.6254 | 0 | 24133.7535 | 0 | 0 | 133486.3789 |  | 239150.9488 | 0 | 24133.7535 | 0 | 0 | 263284.7023
| 132kV OHL Support - Tower |  | 82 | 82 | C1 | 10 | 49 | 23 | 0 | 0 | 82 | 10 | 49 | 23 | 0 | 0 | 82 | 0 | 0 | 0 | 0 | 0 | 0 | 8 | 3 | 71 | 0 | 0 | 82 | 0 | 0 | 0 | 0 | 0 | 0 | 8 | 0 | 74 | 0 | 0 | 82 |  |  | C1 | 0.015533 | 0.023127 | 0.04089 | 0.066222 | 0.15533 | C1 | 13324.815 | 13324.815 | 13324.815 | 13324.815 | 13324.815 | C1 | 206.971 | 308.1577 | 544.8508 | 882.3925 | 2069.7449 | C1 | 2069.7096 | 15099.728 | 12531.5682 | 0 | 0 | 29701.0059 |  | 2069.7096 | 15099.728 | 12531.5682 | 0 | 0 | 29701.0059 |  | 1655.7677 | 924.4731 | 38684.4063 | 0 | 0 | 41264.6472 |  | 1655.7677 | 924.4731 | 38684.4063 | 0 | 0 | 41264.6472 |  | 1655.7677 | 0 | 40318.9587 | 0 | 0 | 41974.7264 |  | 1655.7677 | 0 | 40318.9587 | 0 | 0 | 41974.7264
|  |  | 1742 | 1742 | C2 | 391 | 454 | 894 | 2 | 1 | 1742 | 391 | 454 | 894 | 2 | 1 | 1742 | 0 | 0 | 0 | 0 | 0 | 0 | 267 | 169 | 1303 | 0 | 3 | 1742 | 0 | 0 | 0 | 0 | 0 | 0 | 237 | 39 | 1431 | 32 | 3 | 1742 |  |  | C2 | 0.015533 | 0.023127 | 0.04089 | 0.066222 | 0.15533 | C2 | 19035.45 | 19035.45 | 19035.45 | 19035.45 | 19035.45 | C2 | 295.6728 | 440.2253 | 778.3583 | 1260.5608 | 2956.7784 | C2 | 115608.0659 | 199862.2896 | 695852.299 | 2521.1215 | 2956.7784 | 1016800.5544 |  | 115608.0659 | 199862.2896 | 695852.299 | 2521.1215 | 2956.7784 | 1016800.5544 |  | 78944.6384 | 74398.077 | 1014200.8339 | 0 | 8870.3353 | 1176413.8846 |  | 78944.6384 | 74398.077 | 1014200.8339 | 0 | 8870.3353 | 1176413.8846 |  | 70074.4543 | 17168.787 | 1113830.6933 | 40337.9443 | 8870.3353 | 1250282.2142 |  | 70074.4543 | 17168.787 | 1113830.6933 | 40337.9443 | 8870.3353 | 1250282.2142
|  |  | 286 | 286 | C3 | 86 | 47 | 150 | 3 | 0 | 286 | 86 | 47 | 150 | 3 | 0 | 286 | 0 | 0 | 0 | 0 | 0 | 0 | 78 | 14 | 191 | 0 | 3 | 286 | 0 | 0 | 0 | 0 | 0 | 0 | 74 | 4 | 181 | 24 | 3 | 286 |  |  | C3 | 0.015533 | 0.023127 | 0.04089 | 0.066222 | 0.15533 | C3 | 28553.175 | 28553.175 | 28553.175 | 28553.175 | 28553.175 | C3 | 443.5092 | 660.338 | 1167.5374 | 1890.8411 | 4435.1677 | C3 | 38141.7916 | 31035.8842 | 175130.6122 | 5672.5234 | 0 | 249980.8113 |  | 38141.7916 | 31035.8842 | 175130.6122 | 5672.5234 | 0 | 249980.8113 |  | 34593.7179 | 9244.7315 | 222999.6461 | 0 | 13305.503 | 280143.5986 |  | 34593.7179 | 9244.7315 | 222999.6461 | 0 | 13305.503 | 280143.5986 |  | 32819.6811 | 2641.3518 | 211324.272 | 45380.1874 | 13305.503 | 305470.9953 |  | 32819.6811 | 2641.3518 | 211324.272 | 45380.1874 | 13305.503 | 305470.9953
|  |  | 0 | 0 | C4 | 0 | 0 | 0 | 0 | 0 | 0 | 0 | 0 | 0 | 0 | 0 | 0 | 0 | 0 | 0 | 0 | 0 | 0 | 0 | 0 | 0 | 0 | 0 | 0 | 0 | 0 | 0 | 0 | 0 | 0 | 0 | 0 | 0 | 0 | 0 | 0 |  |  | C4 | 0.015533 | 0.023127 | 0.04089 | 0.066222 | 0.15533 | C4 | 47588.625 | 47588.625 | 47588.625 | 47588.625 | 47588.625 | C4 | 739.182 | 1100.5633 | 1945.8957 | 3151.4019 | 7391.9461 | C4 | 0 | 0 | 0 | 0 | 0 | 0 |  | 0 | 0 | 0 | 0 | 0 | 0 |  | 0 | 0 | 0 | 0 | 0 | 0 |  | 0 | 0 | 0 | 0 | 0 | 0 |  | 0 | 0 | 0 | 0 | 0 | 0 |  | 0 | 0 | 0 | 0 | 0 | 0
|  |  | 2110 | 2110 |  | 487 | 550 | 1067 | 5 | 1 |  | 487 | 550 | 1067 | 5 | 1 |  | 0 | 0 | 0 | 0 | 0 |  | 353 | 186 | 1565 | 0 | 6 |  | 0 | 0 | 0 | 0 | 0 |  | 319 | 43 | 1686 | 56 | 6 | [22 empty] | 155819.5671 | 245997.9018 | 883514.4794 | 8193.6449 | 2956.7784 | 1296482.3716 |  | 155819.5671 | 245997.9018 | 883514.4794 | 8193.6449 | 2956.7784 | 1296482.3716 |  | 115194.124 | 84567.2816 | 1275884.8864 | 0 | 22175.8384 | 1497822.1303 |  | 115194.124 | 84567.2816 | 1275884.8864 | 0 | 22175.8384 | 1497822.1303 |  | 104549.9031 | 19810.1388 | 1365473.924 | 85718.1317 | 22175.8384 | 1597727.936 |  | 104549.9031 | 19810.1388 | 1365473.924 | 85718.1317 | 22175.8384 | 1597727.936
| 132kV OHL Fittings |  | 1152 | 1152 | C1 | 631 | 194 | 269 | 15 | 43 | 1152 | 631 | 194 | 269 | 15 | 43 | 1152 | 80 | -22 | -39 | -15 | -4 | 0 | 625 | 192 | 39 | 245 | 51 | 1152 | 461 | -6 | -193 | -198 | -64 | 0 | 716 | 24 | 193 | 198 | 112 | 1243 |  | 0 | C1 | 0.002736 | 0.0040737 | 0.0072026 | 0.011665 | 0.027361 | C1 | 2329.649 | 2329.649 | 2329.649 | 2329.649 | 2329.649 | C1 | 6.374 | 9.4902 | 16.7796 | 27.1748 | 63.7413 | C1 | 4022.0069 | 1841.1061 | 4513.7126 | 407.6215 | 2740.8755 | 13525.3227 |  | 4022.0069 | 1841.1061 | 4513.7126 | 407.6215 | 2740.8755 | 13525.3227 |  | 3983.7628 | 1822.1256 | 654.4044 | 6657.8184 | 3250.8059 | 16368.9171 |  | 4493.6844 | 1613.3404 | 0 | 6250.1968 | 2995.8407 | 15353.0623 |  | 4563.7987 | 227.7657 | 3238.4629 | 5380.6042 | 7139.0247 | 20549.6562 |  | 7502.2221 | 170.8243 | 0 | 0 | 3059.582 | 10732.6284
|  |  | 2377 | 2377 | C2 | 894 | 785 | 545 | 55 | 98 | 2377 | 894 | 785 | 545 | 55 | 98 | 2377 | 374 | -94 | 0 | -211 | -69 | 0 | 882 | 761 | 55 | 538 | 141 | 2377 | 464 | -20 | -124 | -229 | -91 | 0 | 816 | 191 | 647 | 468 | 255 | 2377 |  |  | C2 | 0.002736 | 0.0040737 | 0.0072026 | 0.011665 | 0.027361 | C2 | 3328.07 | 3328.07 | 3328.07 | 3328.07 | 3328.07 | C2 | 9.1057 | 13.5575 | 23.9709 | 38.8211 | 91.059 | C2 | 8140.5347 | 10642.6235 | 13064.1177 | 2135.1604 | 8923.7808 | 42906.2171 |  | 8140.5347 | 10642.6235 | 13064.1177 | 2135.1604 | 8923.7808 | 42906.2171 |  | 8031.2658 | 10317.2439 | 1318.3972 | 20885.7509 | 12839.3173 | 53391.9751 |  | 11436.8139 | 9042.8406 | 1318.3972 | 12694.4992 | 6556.2471 | 41048.7979 |  | 7430.2867 | 2589.4791 | 15509.1452 | 18168.274 | 23220.0419 | 66917.227 |  | 11655.3517 | 2318.3294 | 12536.7588 | 9278.2425 | 14933.674 | 50722.3565
|  |  | 691 | 691 | C3 | 316 | 274 | 75 | 7 | 19 | 691 | 316 | 274 | 75 | 7 | 19 | 691 | 24 | -2 | 0 | -10 | -12 | 0 | 312 | 278 | 0 | 75 | 26 | 691 | 29 | 0 | -4 | -13 | -12 | 0 | 286 | 50 | 254 | 73 | 28 | 691 |  |  | C3 | 0.002736 | 0.0040737 | 0.0072026 | 0.011665 | 0.027361 | C3 | 4992.105 | 4992.105 | 4992.105 | 4992.105 | 4992.105 | C3 | 13.6586 | 20.3362 | 35.9563 | 58.2316 | 136.5885 | C3 | 4316.1224 | 5572.1252 | 2696.7215 | 407.6215 | 2595.1812 | 15587.7718 |  | 4316.1224 | 5572.1252 | 2696.7215 | 407.6215 | 2595.1812 | 15587.7718 |  | 4261.488 | 5653.47 | 0 | 4367.3736 | 3551.3005 | 17833.6321 |  | 4589.2947 | 5612.7976 | 0 | 3785.0571 | 1912.2387 | 15899.3882 |  | 3906.364 | 1016.8112 | 9132.897 | 4250.9103 | 3824.4775 | 22131.4599 |  | 4302.4638 | 1016.8112 | 8989.0718 | 3493.8989 | 2185.4157 | 19987.6614
|  |  | 0 | 0 | C4 | 0 | 0 | 0 | 0 | 0 | 0 | 0 | 0 | 0 | 0 | 0 | 0 | 0 | 0 | 0 | 0 | 0 | 0 | 0 | 0 | 0 | 0 | 0 | 0 | 0 | 0 | 0 | 0 | 0 | 0 | 0 | 0 | 0 | 0 | 0 | 0 |  |  | C4 | 0.002736 | 0.0040737 | 0.0072026 | 0.011665 | 0.027361 | C4 | 8320.175 | 8320.175 | 8320.175 | 8320.175 | 8320.175 | C4 | 22.7644 | 33.8937 | 59.9271 | 97.0527 | 227.6475 | C4 | 0 | 0 | 0 | 0 | 0 | 0 |  | 0 | 0 | 0 | 0 | 0 | 0 |  | 0 | 0 | 0 | 0 | 0 | 0 |  | 0 | 0 | 0 | 0 | 0 | 0 |  | 0 | 0 | 0 | 0 | 0 | 0 |  | 0 | 0 | 0 | 0 | 0 | 0
|  |  | 4220 | 4220 |  | 1841 | 1253 | 889 | 77 | 160 |  | 1841 | 1253 | 889 | 77 | 160 |  | 478 | -118 | -39 | -236 | -85 |  | 1819 | 1231 | 94 | 858 | 218 |  | 954 | -26 | -321 | -440 | -167 |  | 1818 | 265 | 1094 | 739 | 395 | [22 empty] | 16478.664 | 18055.8547 | 20274.5519 | 2950.4035 | 14259.8375 | 72019.3116 |  | 16478.664 | 18055.8547 | 20274.5519 | 2950.4035 | 14259.8375 | 72019.3116 |  | 16276.5165 | 17792.8395 | 1972.8016 | 31910.9429 | 19641.4237 | 87594.5243 |  | 20519.793 | 16268.9785 | 1318.3972 | 22729.7531 | 11464.3266 | 72301.2484 |  | 15900.4493 | 3834.0559 | 27880.5052 | 27799.7885 | 34183.5441 | 109598.3431 |  | 23460.0376 | 3505.9649 | 21525.8307 | 12772.1414 | 20178.6717 | 81442.6462
| 132kV OHL (Tower Line) Conductor |  | 230.1 | 230.1 | C1 | 73.8 | 131.3 | 25 | 0 | 0 | 230.1 | 73.8 | 131.3 | 25 | 0 | 0 | 230.1 | 7.3 | -0.4 | -6.9 | 0 | 0 | 0 | 59.4 | 83.3 | 87.3 | 0 | 0 | 230 | 43.6 | 0 | -43.6 | 0 | 0 | 0 | 58.5 | 56 | 115.4 | 0 | 0 | 229.9 |  |  | C1 | 0.00228 | 0.0033947 | 0.0060022 | 0.0097206 | 0.022801 | C1 | 18326.238 | 18326.238 | 18326.238 | 18326.238 | 18326.238 | C1 | 41.7845 | 62.2126 | 109.9976 | 178.1425 | 417.852 | C1 | 3083.6949 | 8168.5203 | 2749.94 | 0 | 0 | 14002.1551 |  | 3083.6949 | 8168.5203 | 2749.94 | 0 | 0 | 14002.1551 |  | 2481.9983 | 5182.3133 | 9602.7904 | 0 | 0 | 17267.102 |  | 2787.025 | 5157.4283 | 8843.807 | 0 | 0 | 16788.2603 |  | 2444.3923 | 3483.9081 | 12693.723 | 0 | 0 | 18622.0233 |  | 4266.1958 | 3483.9081 | 7897.8276 | 0 | 0 | 15647.9315
|  |  | 505.8 | 505.8 | C2 | 170.7 | 321.8 | 13.3 | 0 | 0 | 505.8 | 170.7 | 321.8 | 13.3 | 0 | 0 | 505.8 | 31 | -31 | 0 | 0 | 0 | 0 | 140.1 | 226.5 | 139.2 | 0 | 0 | 505.8 | 48.4 | 0 | -48.4 | 0 | 0 | 0 | 97.1 | 134.5 | 274.3 | 0 | 0 | 505.9 |  |  | C2 | 0.00228 | 0.0033947 | 0.0060022 | 0.0097206 | 0.022801 | C2 | 26180.34 | 26180.34 | 26180.34 | 26180.34 | 26180.34 | C2 | 59.6921 | 88.8752 | 157.1394 | 254.4892 | 596.9314 | C2 | 10189.4447 | 28600.0416 | 2089.9544 | 0 | 0 | 40879.4407 |  | 10189.4447 | 28600.0416 | 2089.9544 | 0 | 0 | 40879.4407 |  | 8362.8659 | 20130.2343 | 21873.8083 | 0 | 0 | 50366.9086 |  | 10213.3216 | 17375.1029 | 21873.8083 | 0 | 0 | 49462.2328 |  | 5796.1048 | 11953.7153 | 43103.345 | 0 | 0 | 60853.1651 |  | 8685.2033 | 11953.7153 | 35497.7967 | 0 | 0 | 56136.7153
|  |  | 319.8 | 319.8 | C3 | 99.1 | 204.3 | 16.4 | 0 | 0 | 319.8 | 99.1 | 204.3 | 16.4 | 0 | 0 | 319.8 | 18.5 | -18.5 | 0 | 0 | 0 | 0 | 69.7 | 179 | 71.1 | 0 | 0 | 319.8 | 55 | 0 | -55 | 0 | 0 | 0 | 54 | 77.9 | 188 | 0 | 0 | 319.9 |  |  | C3 | 0.00228 | 0.0033947 | 0.0060022 | 0.0097206 | 0.022801 | C3 | 39270.51 | 39270.51 | 39270.51 | 39270.51 | 39270.51 | C3 | 89.5382 | 133.3128 | 235.7091 | 381.7338 | 895.3971 | C3 | 8873.2335 | 27235.8071 | 3865.6299 | 0 | 0 | 39974.6706 |  | 8873.2335 | 27235.8071 | 3865.6299 | 0 | 0 | 39974.6706 |  | 6240.8111 | 23862.993 | 16758.9199 | 0 | 0 | 46862.724 |  | 7897.2674 | 21396.706 | 16758.9199 | 0 | 0 | 46052.8934 |  | 4835.0617 | 10385.0679 | 44313.3186 | 0 | 0 | 59533.4481 |  | 9759.6615 | 10385.0679 | 31349.3158 | 0 | 0 | 51494.0452
|  |  | 0 | 0 | C4 | 0 | 0 | 0 | 0 | 0 | 0 | 0 | 0 | 0 | 0 | 0 | 0 | 0 | 0 | 0 | 0 | 0 | 0 | 0 | 0 | 0 | 0 | 0 | 0 | 0 | 0 | 0 | 0 | 0 | 0 | 0 | 0 | 0 | 0 | 0 | 0 |  |  | C4 | 0.00228 | 0.0033947 | 0.0060022 | 0.0097206 | 0.022801 | C4 | 65450.85 | 65450.85 | 65450.85 | 65450.85 | 65450.85 | C4 | 149.2303 | 222.188 | 392.8486 | 636.2231 | 1492.3284 | C4 | 0 | 0 | 0 | 0 | 0 | 0 |  | 0 | 0 | 0 | 0 | 0 | 0 |  | 0 | 0 | 0 | 0 | 0 | 0 |  | 0 | 0 | 0 | 0 | 0 | 0 |  | 0 | 0 | 0 | 0 | 0 | 0 |  | 0 | 0 | 0 | 0 | 0 | 0
|  |  | 1055.7 | 1055.7 |  | 343.6 | 657.4 | 54.7 | 0 | 0 |  | 343.6 | 657.4 | 54.7 | 0 | 0 |  | 56.8 | -49.9 | -6.9 | 0 | 0 |  | 269.2 | 488.8 | 297.6 | 0 | 0 |  | 147 | 0 | -147 | 0 | 0 |  | 209.6 | 268.4 | 577.7 | 0 | 0 | [22 empty] | 22146.3731 | 64004.369 | 8705.5243 | 0 | 0 | 94856.2664 |  | 22146.3731 | 64004.369 | 8705.5243 | 0 | 0 | 94856.2664 |  | 17085.6753 | 49175.5407 | 48235.5187 | 0 | 0 | 114496.7346 |  | 20897.614 | 43929.2372 | 47476.5352 | 0 | 0 | 112303.3865 |  | 13075.5587 | 25822.6913 | 100110.3865 | 0 | 0 | 139008.6365 |  | 22711.0606 | 25822.6913 | 74744.9401 | 0 | 0 | 123278.692
| [Please insert new asset category as required] |  | 0 | 0 | C1 | 0 | 0 | 0 | 0 | 0 | 0 | 0 | 0 | 0 | 0 | 0 | 0 | 0 | 0 | 0 | 0 | 0 | 0 | 0 | 0 | 0 | 0 | 0 | 0 | 0 | 0 | 0 | 0 | 0 | 0 | 0 | 0 | 0 | 0 | 0 | 0 |  |  | C1 | 0 | 0 | 0 | 0 | 0 | C1 | 0 | 0 | 0 | 0 | 0 | C1 | [5 empty] | C1 | [5 empty] | 0 | [6 empty] | 0 | [6 empty] | 0 | [6 empty] | 0 | [6 empty] | 0 | [6 empty] | 0
|  |  | 0 | 0 | C2 | 0 | 0 | 0 | 0 | 0 | 0 | 0 | 0 | 0 | 0 | 0 | 0 | 0 | 0 | 0 | 0 | 0 | 0 | 0 | 0 | 0 | 0 | 0 | 0 | 0 | 0 | 0 | 0 | 0 | 0 | 0 | 0 | 0 | 0 | 0 | 0 |  |  | C2 | 0 | 0 | 0 | 0 | 0 | C2 | 0 | 0 | 0 | 0 | 0 | C2 | [5 empty] | C2 | [5 empty] | 0 | [6 empty] | 0 | [6 empty] | 0 | [6 empty] | 0 | [6 empty] | 0 | [6 empty] | 0
|  |  | 0 | 0 | C3 | 0 | 0 | 0 | 0 | 0 | 0 | 0 | 0 | 0 | 0 | 0 | 0 | 0 | 0 | 0 | 0 | 0 | 0 | 0 | 0 | 0 | 0 | 0 | 0 | 0 | 0 | 0 | 0 | 0 | 0 | 0 | 0 | 0 | 0 | 0 | 0 |  |  | C3 | 0 | 0 | 0 | 0 | 0 | C3 | 0 | 0 | 0 | 0 | 0 | C3 | [5 empty] | C3 | [5 empty] | 0 | [6 empty] | 0 | [6 empty] | 0 | [6 empty] | 0 | [6 empty] | 0 | [6 empty] | 0
|  |  | 0 | 0 | C4 | 0 | 0 | 0 | 0 | 0 | 0 | 0 | 0 | 0 | 0 | 0 | 0 | 0 | 0 | 0 | 0 | 0 | 0 | 0 | 0 | 0 | 0 | 0 | 0 | 0 | 0 | 0 | 0 | 0 | 0 | 0 | 0 | 0 | 0 | 0 | 0 |  |  | C4 | 0 | 0 | 0 | 0 | 0 | C4 | 0 | 0 | 0 | 0 | 0 | C4 | [5 empty] | C4 | [5 empty] | 0 | [6 empty] | 0 | [6 empty] | 0 | [6 empty] | 0 | [6 empty] | 0 | [6 empty] | 0
|  |  | 0 | 0 |  | 0 | 0 | 0 | 0 | 0 |  | 0 | 0 | 0 | 0 | 0 |  | 0 | 0 | 0 | 0 | 0 |  | 0 | 0 | 0 | 0 | 0 |  | 0 | 0 | 0 | 0 | 0 |  | 0 | 0 | 0 | 0 | 0 | [22 empty] | 0 | 0 | 0 | 0 | 0 | 0 |  | 0 | 0 | 0 | 0 | 0 | 0 |  | 0 | 0 | 0 | 0 | 0 | 0 |  | 0 | 0 | 0 | 0 | 0 | 0 |  | 0 | 0 | 0 | 0 | 0 | 0 |  | 0 | 0 | 0 | 0 | 0 | 0
| [Please insert new asset category as required] |  | 0 | 0 | C1 | 0 | 0 | 0 | 0 | 0 | 0 | 0 | 0 | 0 | 0 | 0 | 0 | 0 | 0 | 0 | 0 | 0 | 0 | 0 | 0 | 0 | 0 | 0 | 0 | 0 | 0 | 0 | 0 | 0 | 0 | 0 | 0 | 0 | 0 | 0 | 0 |  |  | C1 | 0 | 0 | 0 | 0 | 0 | C1 | 0 | 0 | 0 | 0 | 0 | C1 | [5 empty] | C1 | [5 empty] | 0 | [6 empty] | 0 | [6 empty] | 0 | [6 empty] | 0 | [6 empty] | 0 | [6 empty] | 0
|  |  | 0 | 0 | C2 | 0 | 0 | 0 | 0 | 0 | 0 | 0 | 0 | 0 | 0 | 0 | 0 | 0 | 0 | 0 | 0 | 0 | 0 | 0 | 0 | 0 | 0 | 0 | 0 | 0 | 0 | 0 | 0 | 0 | 0 | 0 | 0 | 0 | 0 | 0 | 0 |  |  | C2 | 0 | 0 | 0 | 0 | 0 | C2 | 0 | 0 | 0 | 0 | 0 | C2 | [5 empty] | C2 | [5 empty] | 0 | [6 empty] | 0 | [6 empty] | 0 | [6 empty] | 0 | [6 empty] | 0 | [6 empty] | 0
|  |  | 0 | 0 | C3 | 0 | 0 | 0 | 0 | 0 | 0 | 0 | 0 | 0 | 0 | 0 | 0 | 0 | 0 | 0 | 0 | 0 | 0 | 0 | 0 | 0 | 0 | 0 | 0 | 0 | 0 | 0 | 0 | 0 | 0 | 0 | 0 | 0 | 0 | 0 | 0 |  |  | C3 | 0 | 0 | 0 | 0 | 0 | C3 | 0 | 0 | 0 | 0 | 0 | C3 | [5 empty] | C3 | [5 empty] | 0 | [6 empty] | 0 | [6 empty] | 0 | [6 empty] | 0 | [6 empty] | 0 | [6 empty] | 0
|  |  | 0 | 0 | C4 | 0 | 0 | 0 | 0 | 0 | 0 | 0 | 0 | 0 | 0 | 0 | 0 | 0 | 0 | 0 | 0 | 0 | 0 | 0 | 0 | 0 | 0 | 0 | 0 | 0 | 0 | 0 | 0 | 0 | 0 | 0 | 0 | 0 | 0 | 0 | 0 |  |  | C4 | 0 | 0 | 0 | 0 | 0 | C4 | 0 | 0 | 0 | 0 | 0 | C4 | [5 empty] | C4 | [5 empty] | 0 | [6 empty] | 0 | [6 empty] | 0 | [6 empty] | 0 | [6 empty] | 0 | [6 empty] | 0
|  |  | 0 | 0 |  | 0 | 0 | 0 | 0 | 0 |  | 0 | 0 | 0 | 0 | 0 |  | 0 | 0 | 0 | 0 | 0 |  | 0 | 0 | 0 | 0 | 0 |  | 0 | 0 | 0 | 0 | 0 |  | 0 | 0 | 0 | 0 | 0 | [22 empty] | 0 | 0 | 0 | 0 | 0 | 0 |  | 0 | 0 | 0 | 0 | 0 | 0 |  | 0 | 0 | 0 | 0 | 0 | 0 |  | 0 | 0 | 0 | 0 | 0 | 0 |  | 0 | 0 | 0 | 0 | 0 | 0 |  | 0 | 0 | 0 | 0 | 0 | 0
| [Please insert new asset category as required] |  | 0 | 0 | C1 | 0 | 0 | 0 | 0 | 0 | 0 | 0 | 0 | 0 | 0 | 0 | 0 | 0 | 0 | 0 | 0 | 0 | 0 | 0 | 0 | 0 | 0 | 0 | 0 | 0 | 0 | 0 | 0 | 0 | 0 | 0 | 0 | 0 | 0 | 0 | 0 |  |  | C1 | 0 | 0 | 0 | 0 | 0 | C1 | 0 | 0 | 0 | 0 | 0 | C1 | [5 empty] | C1 | [5 empty] | 0 | [6 empty] | 0 | [6 empty] | 0 | [6 empty] | 0 | [6 empty] | 0 | [6 empty] | 0
|  |  | 0 | 0 | C2 | 0 | 0 | 0 | 0 | 0 | 0 | 0 | 0 | 0 | 0 | 0 | 0 | 0 | 0 | 0 | 0 | 0 | 0 | 0 | 0 | 0 | 0 | 0 | 0 | 0 | 0 | 0 | 0 | 0 | 0 | 0 | 0 | 0 | 0 | 0 | 0 |  |  | C2 | 0 | 0 | 0 | 0 | 0 | C2 | 0 | 0 | 0 | 0 | 0 | C2 | [5 empty] | C2 | [5 empty] | 0 | [6 empty] | 0 | [6 empty] | 0 | [6 empty] | 0 | [6 empty] | 0 | [6 empty] | 0
|  |  | 0 | 0 | C3 | 0 | 0 | 0 | 0 | 0 | 0 | 0 | 0 | 0 | 0 | 0 | 0 | 0 | 0 | 0 | 0 | 0 | 0 | 0 | 0 | 0 | 0 | 0 | 0 | 0 | 0 | 0 | 0 | 0 | 0 | 0 | 0 | 0 | 0 | 0 | 0 |  |  | C3 | 0 | 0 | 0 | 0 | 0 | C3 | 0 | 0 | 0 | 0 | 0 | C3 | [5 empty] | C3 | [5 empty] | 0 | [6 empty] | 0 | [6 empty] | 0 | [6 empty] | 0 | [6 empty] | 0 | [6 empty] | 0
|  |  | 0 | 0 | C4 | 0 | 0 | 0 | 0 | 0 | 0 | 0 | 0 | 0 | 0 | 0 | 0 | 0 | 0 | 0 | 0 | 0 | 0 | 0 | 0 | 0 | 0 | 0 | 0 | 0 | 0 | 0 | 0 | 0 | 0 | 0 | 0 | 0 | 0 | 0 | 0 |  |  | C4 | 0 | 0 | 0 | 0 | 0 | C4 | 0 | 0 | 0 | 0 | 0 | C4 | [5 empty] | C4 | [5 empty] | 0 | [6 empty] | 0 | [6 empty] | 0 | [6 empty] | 0 | [6 empty] | 0 | [6 empty] | 0
|  |  | 0 | 0 |  | 0 | 0 | 0 | 0 | 0 |  | 0 | 0 | 0 | 0 | 0 |  | 0 | 0 | 0 | 0 | 0 |  | 0 | 0 | 0 | 0 | 0 |  | 0 | 0 | 0 | 0 | 0 |  | 0 | 0 | 0 | 0 | 0 | [22 empty] | 0 | 0 | 0 | 0 | 0 | 0 |  | 0 | 0 | 0 | 0 | 0 | 0 |  | 0 | 0 | 0 | 0 | 0 | 0 |  | 0 | 0 | 0 | 0 | 0 | 0 |  | 0 | 0 | 0 | 0 | 0 | 0 |  | 0 | 0 | 0 | 0 | 0 | 0
| [Please insert new asset category as required] |  | 0 | 0 | C1 | 0 | 0 | 0 | 0 | 0 | 0 | 0 | 0 | 0 | 0 | 0 | 0 | 0 | 0 | 0 | 0 | 0 | 0 | 0 | 0 | 0 | 0 | 0 | 0 | 0 | 0 | 0 | 0 | 0 | 0 | 0 | 0 | 0 | 0 | 0 | 0 |  |  | C1 | 0 | 0 | 0 | 0 | 0 | C1 | 0 | 0 | 0 | 0 | 0 | C1 | [5 empty] | C1 | [5 empty] | 0 | [6 empty] | 0 | [6 empty] | 0 | [6 empty] | 0 | [6 empty] | 0 | [6 empty] | 0
|  |  | 0 | 0 | C2 | 0 | 0 | 0 | 0 | 0 | 0 | 0 | 0 | 0 | 0 | 0 | 0 | 0 | 0 | 0 | 0 | 0 | 0 | 0 | 0 | 0 | 0 | 0 | 0 | 0 | 0 | 0 | 0 | 0 | 0 | 0 | 0 | 0 | 0 | 0 | 0 |  |  | C2 | 0 | 0 | 0 | 0 | 0 | C2 | 0 | 0 | 0 | 0 | 0 | C2 | [5 empty] | C2 | [5 empty] | 0 | [6 empty] | 0 | [6 empty] | 0 | [6 empty] | 0 | [6 empty] | 0 | [6 empty] | 0
|  |  | 0 | 0 | C3 | 0 | 0 | 0 | 0 | 0 | 0 | 0 | 0 | 0 | 0 | 0 | 0 | 0 | 0 | 0 | 0 | 0 | 0 | 0 | 0 | 0 | 0 | 0 | 0 | 0 | 0 | 0 | 0 | 0 | 0 | 0 | 0 | 0 | 0 | 0 | 0 |  |  | C3 | 0 | 0 | 0 | 0 | 0 | C3 | 0 | 0 | 0 | 0 | 0 | C3 | [5 empty] | C3 | [5 empty] | 0 | [6 empty] | 0 | [6 empty] | 0 | [6 empty] | 0 | [6 empty] | 0 | [6 empty] | 0
|  |  | 0 | 0 | C4 | 0 | 0 | 0 | 0 | 0 | 0 | 0 | 0 | 0 | 0 | 0 | 0 | 0 | 0 | 0 | 0 | 0 | 0 | 0 | 0 | 0 | 0 | 0 | 0 | 0 | 0 | 0 | 0 | 0 | 0 | 0 | 0 | 0 | 0 | 0 | 0 |  |  | C4 | 0 | 0 | 0 | 0 | 0 | C4 | 0 | 0 | 0 | 0 | 0 | C4 | [5 empty] | C4 | [5 empty] | 0 | [6 empty] | 0 | [6 empty] | 0 | [6 empty] | 0 | [6 empty] | 0 | [6 empty] | 0
|  |  | 0 | 0 |  | 0 | 0 | 0 | 0 | 0 |  | 0 | 0 | 0 | 0 | 0 |  | 0 | 0 | 0 | 0 | 0 |  | 0 | 0 | 0 | 0 | 0 |  | 0 | 0 | 0 | 0 | 0 |  | 0 | 0 | 0 | 0 | 0 | [22 empty] | 0 | 0 | 0 | 0 | 0 | 0 |  | 0 | 0 | 0 | 0 | 0 | 0 |  | 0 | 0 | 0 | 0 | 0 | 0 |  | 0 | 0 | 0 | 0 | 0 | 0 |  | 0 | 0 | 0 | 0 | 0 | 0 |  | 0 | 0 | 0 | 0 | 0 | 0
[63 empty] | 1404370.662 | 739593.0216 | 1560382.6049 | 472815.793 | 3846205.2125 | 8023367.294 |  | 1404370.662 | 739593.0216 | 1560382.6049 | 472815.793 | 3846205.2125 | 8023367.294 |  | 1277384.3489 | 513023.5678 | 2178407.3674 | 331589.945 | 4621351.1747 | 8921756.4039 |  | 1371322.8031 | 506253.4034 | 2007238.0387 | 320863.0101 | 3823288.6822 | 8028965.9375 |  | 1154782.8869 | 413514.3138 | 2121411.4191 | 1070232.8409 | 5005597.3482 | 9765538.8089 |  | 1373216.6247 | 413186.2228 | 1949705.2409 | 727424.3958 | 3230329.0382 | 7693861.5224
| Other | [66 empty] | 0 | [6 empty] | 0 | [6 empty] | 0 | [6 empty] | 0 | [6 empty] | 0 | [6 empty] | 0
| Submarine Cables |  | 0 | 0 | C1 | 0 | 0 | 0 | 0 | 0 | 0 | 0 | 0 | 0 | 0 | 0 | 0 | 0 | 0 | 0 | 0 | 0 | 0 | 0 | 0 | 0 | 0 | 0 | 0 | 0 | 0 | 0 | 0 | 0 | 0 | 0 | 0 | 0 | 0 | 0 | 0 |  |  | C1 | 0 | 0 | 0 | 0 | 0 | C1 | 0 | 0 | 0 | 0 | 0 | C1 | [5 empty] | C1 | [5 empty] | 0 | [6 empty] | 0 | [6 empty] | 0 | [6 empty] | 0 | [6 empty] | 0 | [6 empty] | 0
|  |  | 0 | 0 | C2 | 0 | 0 | 0 | 0 | 0 | 0 | 0 | 0 | 0 | 0 | 0 | 0 | 0 | 0 | 0 | 0 | 0 | 0 | 0 | 0 | 0 | 0 | 0 | 0 | 0 | 0 | 0 | 0 | 0 | 0 | 0 | 0 | 0 | 0 | 0 | 0 |  |  | C2 | 0 | 0 | 0 | 0 | 0 | C2 | 0 | 0 | 0 | 0 | 0 | C2 | [5 empty] | C2 | [5 empty] | 0 | [6 empty] | 0 | [6 empty] | 0 | [6 empty] | 0 | [6 empty] | 0 | [6 empty] | 0
|  |  | 0 | 0 | C3 | 0 | 0 | 0 | 0 | 0 | 0 | 0 | 0 | 0 | 0 | 0 | 0 | 0 | 0 | 0 | 0 | 0 | 0 | 0 | 0 | 0 | 0 | 0 | 0 | 0 | 0 | 0 | 0 | 0 | 0 | 0 | 0 | 0 | 0 | 0 | 0 |  |  | C3 | 0 | 0 | 0 | 0 | 0 | C3 | 0 | 0 | 0 | 0 | 0 | C3 | [5 empty] | C3 | [5 empty] | 0 | [6 empty] | 0 | [6 empty] | 0 | [6 empty] | 0 | [6 empty] | 0 | [6 empty] | 0
|  |  | 0 | 0 | C4 | 0 | 0 | 0 | 0 | 0 | 0 | 0 | 0 | 0 | 0 | 0 | 0 | 0 | 0 | 0 | 0 | 0 | 0 | 0 | 0 | 0 | 0 | 0 | 0 | 0 | 0 | 0 | 0 | 0 | 0 | 0 | 0 | 0 | 0 | 0 | 0 |  |  | C4 | 0 | 0 | 0 | 0 | 0 | C4 | 0 | 0 | 0 | 0 | 0 | C4 | [5 empty] | C4 | [5 empty] | 0 | [6 empty] | 0 | [6 empty] | 0 | [6 empty] | 0 | [6 empty] | 0 | [6 empty] | 0
|  |  | 0 | 0 |  | 0 | 0 | 0 | 0 | 0 |  | 0 | 0 | 0 | 0 | 0 |  | 0 | 0 | 0 | 0 | 0 |  | 0 | 0 | 0 | 0 | 0 |  | 0 | 0 | 0 | 0 | 0 |  | 0 | 0 | 0 | 0 | 0 | [22 empty] | 0 | 0 | 0 | 0 | 0 | 0 |  | 0 | 0 | 0 | 0 | 0 | 0 |  | 0 | 0 | 0 | 0 | 0 | 0 |  | 0 | 0 | 0 | 0 | 0 | 0 |  | 0 | 0 | 0 | 0 | 0 | 0 |  | 0 | 0 | 0 | 0 | 0 | 0
| [Please insert new asset category as required] |  | 0 | 0 | C1 | 0 | 0 | 0 | 0 | 0 | 0 | 0 | 0 | 0 | 0 | 0 | 0 | 0 | 0 | 0 | 0 | 0 | 0 | 0 | 0 | 0 | 0 | 0 | 0 | 0 | 0 | 0 | 0 | 0 | 0 | 0 | 0 | 0 | 0 | 0 | 0 |  |  | C1 | 0 | 0 | 0 | 0 | 0 | C1 | 0 | 0 | 0 | 0 | 0 | C1 | [5 empty] | C1 | [5 empty] | 0 | [6 empty] | 0 | [6 empty] | 0 | [6 empty] | 0 | [6 empty] | 0 | [6 empty] | 0
|  |  | 0 | 0 | C2 | 0 | 0 | 0 | 0 | 0 | 0 | 0 | 0 | 0 | 0 | 0 | 0 | 0 | 0 | 0 | 0 | 0 | 0 | 0 | 0 | 0 | 0 | 0 | 0 | 0 | 0 | 0 | 0 | 0 | 0 | 0 | 0 | 0 | 0 | 0 | 0 |  |  | C2 | 0 | 0 | 0 | 0 | 0 | C2 | 0 | 0 | 0 | 0 | 0 | C2 | [5 empty] | C2 | [5 empty] | 0 | [6 empty] | 0 | [6 empty] | 0 | [6 empty] | 0 | [6 empty] | 0 | [6 empty] | 0
|  |  | 0 | 0 | C3 | 0 | 0 | 0 | 0 | 0 | 0 | 0 | 0 | 0 | 0 | 0 | 0 | 0 | 0 | 0 | 0 | 0 | 0 | 0 | 0 | 0 | 0 | 0 | 0 | 0 | 0 | 0 | 0 | 0 | 0 | 0 | 0 | 0 | 0 | 0 | 0 |  |  | C3 | 0 | 0 | 0 | 0 | 0 | C3 | 0 | 0 | 0 | 0 | 0 | C3 | [5 empty] | C3 | [5 empty] | 0 | [6 empty] | 0 | [6 empty] | 0 | [6 empty] | 0 | [6 empty] | 0 | [6 empty] | 0
|  |  | 0 | 0 | C4 | 0 | 0 | 0 | 0 | 0 | 0 | 0 | 0 | 0 | 0 | 0 | 0 | 0 | 0 | 0 | 0 | 0 | 0 | 0 | 0 | 0 | 0 | 0 | 0 | 0 | 0 | 0 | 0 | 0 | 0 | 0 | 0 | 0 | 0 | 0 | 0 |  |  | C4 | 0 | 0 | 0 | 0 | 0 | C4 | 0 | 0 | 0 | 0 | 0 | C4 | [5 empty] | C4 | [5 empty] | 0 | [6 empty] | 0 | [6 empty] | 0 | [6 empty] | 0 | [6 empty] | 0 | [6 empty] | 0
|  |  | 0 | 0 |  | 0 | 0 | 0 | 0 | 0 |  | 0 | 0 | 0 | 0 | 0 |  | 0 | 0 | 0 | 0 | 0 |  | 0 | 0 | 0 | 0 | 0 |  | 0 | 0 | 0 | 0 | 0 |  | 0 | 0 | 0 | 0 | 0 | [22 empty] | 0 | 0 | 0 | 0 | 0 | 0 |  | 0 | 0 | 0 | 0 | 0 | 0 |  | 0 | 0 | 0 | 0 | 0 | 0 |  | 0 | 0 | 0 | 0 | 0 | 0 |  | 0 | 0 | 0 | 0 | 0 | 0 |  | 0 | 0 | 0 | 0 | 0 | 0
| [Please insert new asset category as required] |  | 0 | 0 | C1 | 0 | 0 | 0 | 0 | 0 | 0 | 0 | 0 | 0 | 0 | 0 | 0 | 0 | 0 | 0 | 0 | 0 | 0 | 0 | 0 | 0 | 0 | 0 | 0 | 0 | 0 | 0 | 0 | 0 | 0 | 0 | 0 | 0 | 0 | 0 | 0 |  |  | C1 | 0 | 0 | 0 | 0 | 0 | C1 | 0 | 0 | 0 | 0 | 0 | C1 | [5 empty] | C1 | [5 empty] | 0 | [6 empty] | 0 | [6 empty] | 0 | [6 empty] | 0 | [6 empty] | 0 | [6 empty] | 0
|  |  | 0 | 0 | C2 | 0 | 0 | 0 | 0 | 0 | 0 | 0 | 0 | 0 | 0 | 0 | 0 | 0 | 0 | 0 | 0 | 0 | 0 | 0 | 0 | 0 | 0 | 0 | 0 | 0 | 0 | 0 | 0 | 0 | 0 | 0 | 0 | 0 | 0 | 0 | 0 |  |  | C2 | 0 | 0 | 0 | 0 | 0 | C2 | 0 | 0 | 0 | 0 | 0 | C2 | [5 empty] | C2 | [5 empty] | 0 | [6 empty] | 0 | [6 empty] | 0 | [6 empty] | 0 | [6 empty] | 0 | [6 empty] | 0
|  |  | 0 | 0 | C3 | 0 | 0 | 0 | 0 | 0 | 0 | 0 | 0 | 0 | 0 | 0 | 0 | 0 | 0 | 0 | 0 | 0 | 0 | 0 | 0 | 0 | 0 | 0 | 0 | 0 | 0 | 0 | 0 | 0 | 0 | 0 | 0 | 0 | 0 | 0 | 0 |  |  | C3 | 0 | 0 | 0 | 0 | 0 | C3 | 0 | 0 | 0 | 0 | 0 | C3 | [5 empty] | C3 | [5 empty] | 0 | [6 empty] | 0 | [6 empty] | 0 | [6 empty] | 0 | [6 empty] | 0 | [6 empty] | 0
|  |  | 0 | 0 | C4 | 0 | 0 | 0 | 0 | 0 | 0 | 0 | 0 | 0 | 0 | 0 | 0 | 0 | 0 | 0 | 0 | 0 | 0 | 0 | 0 | 0 | 0 | 0 | 0 | 0 | 0 | 0 | 0 | 0 | 0 | 0 | 0 | 0 | 0 | 0 | 0 |  |  | C4 | 0 | 0 | 0 | 0 | 0 | C4 | 0 | 0 | 0 | 0 | 0 | C4 | [5 empty] | C4 | [5 empty] | 0 | [6 empty] | 0 | [6 empty] | 0 | [6 empty] | 0 | [6 empty] | 0 | [6 empty] | 0
|  |  | 0 | 0 |  | 0 | 0 | 0 | 0 | 0 |  | 0 | 0 | 0 | 0 | 0 |  | 0 | 0 | 0 | 0 | 0 |  | 0 | 0 | 0 | 0 | 0 |  | 0 | 0 | 0 | 0 | 0 |  | 0 | 0 | 0 | 0 | 0 | [22 empty] | 0 | 0 | 0 | 0 | 0 | 0 |  | 0 | 0 | 0 | 0 | 0 | 0 |  | 0 | 0 | 0 | 0 | 0 | 0 |  | 0 | 0 | 0 | 0 | 0 | 0 |  | 0 | 0 | 0 | 0 | 0 | 0 |  | 0 | 0 | 0 | 0 | 0 | 0
| [Please insert new asset category as required] |  | 0 | 0 | C1 | 0 | 0 | 0 | 0 | 0 | 0 | 0 | 0 | 0 | 0 | 0 | 0 | 0 | 0 | 0 | 0 | 0 | 0 | 0 | 0 | 0 | 0 | 0 | 0 | 0 | 0 | 0 | 0 | 0 | 0 | 0 | 0 | 0 | 0 | 0 | 0 |  |  | C1 | 0 | 0 | 0 | 0 | 0 | C1 | 0 | 0 | 0 | 0 | 0 | C1 | [5 empty] | C1 | [5 empty] | 0 | [6 empty] | 0 | [6 empty] | 0 | [6 empty] | 0 | [6 empty] | 0 | [6 empty] | 0
|  |  | 0 | 0 | C2 | 0 | 0 | 0 | 0 | 0 | 0 | 0 | 0 | 0 | 0 | 0 | 0 | 0 | 0 | 0 | 0 | 0 | 0 | 0 | 0 | 0 | 0 | 0 | 0 | 0 | 0 | 0 | 0 | 0 | 0 | 0 | 0 | 0 | 0 | 0 | 0 |  |  | C2 | 0 | 0 | 0 | 0 | 0 | C2 | 0 | 0 | 0 | 0 | 0 | C2 | [5 empty] | C2 | [5 empty] | 0 | [6 empty] | 0 | [6 empty] | 0 | [6 empty] | 0 | [6 empty] | 0 | [6 empty] | 0
|  |  | 0 | 0 | C3 | 0 | 0 | 0 | 0 | 0 | 0 | 0 | 0 | 0 | 0 | 0 | 0 | 0 | 0 | 0 | 0 | 0 | 0 | 0 | 0 | 0 | 0 | 0 | 0 | 0 | 0 | 0 | 0 | 0 | 0 | 0 | 0 | 0 | 0 | 0 | 0 |  |  | C3 | 0 | 0 | 0 | 0 | 0 | C3 | 0 | 0 | 0 | 0 | 0 | C3 | [5 empty] | C3 | [5 empty] | 0 | [6 empty] | 0 | [6 empty] | 0 | [6 empty] | 0 | [6 empty] | 0 | [6 empty] | 0
|  |  | 0 | 0 | C4 | 0 | 0 | 0 | 0 | 0 | 0 | 0 | 0 | 0 | 0 | 0 | 0 | 0 | 0 | 0 | 0 | 0 | 0 | 0 | 0 | 0 | 0 | 0 | 0 | 0 | 0 | 0 | 0 | 0 | 0 | 0 | 0 | 0 | 0 | 0 | 0 |  |  | C4 | 0 | 0 | 0 | 0 | 0 | C4 | 0 | 0 | 0 | 0 | 0 | C4 | [5 empty] | C4 | [5 empty] | 0 | [6 empty] | 0 | [6 empty] | 0 | [6 empty] | 0 | [6 empty] | 0 | [6 empty] | 0
|  |  | 0 | 0 |  | 0 | 0 | 0 | 0 | 0 |  | 0 | 0 | 0 | 0 | 0 |  | 0 | 0 | 0 | 0 | 0 |  | 0 | 0 | 0 | 0 | 0 |  | 0 | 0 | 0 | 0 | 0 |  | 0 | 0 | 0 | 0 | 0 | [22 empty] | 0 | 0 | 0 | 0 | 0 | 0 |  | 0 | 0 | 0 | 0 | 0 | 0 |  | 0 | 0 | 0 | 0 | 0 | 0 |  | 0 | 0 | 0 | 0 | 0 | 0 |  | 0 | 0 | 0 | 0 | 0 | 0 |  | 0 | 0 | 0 | 0 | 0 | 0
| [Please insert new asset category as required] |  | 0 | 0 | C1 | 0 | 0 | 0 | 0 | 0 | 0 | 0 | 0 | 0 | 0 | 0 | 0 | 0 | 0 | 0 | 0 | 0 | 0 | 0 | 0 | 0 | 0 | 0 | 0 | 0 | 0 | 0 | 0 | 0 | 0 | 0 | 0 | 0 | 0 | 0 | 0 |  |  | C1 | 0 | 0 | 0 | 0 | 0 | C1 | 0 | 0 | 0 | 0 | 0 | C1 | [5 empty] | C1 | [5 empty] | 0 | [6 empty] | 0 | [6 empty] | 0 | [6 empty] | 0 | [6 empty] | 0 | [6 empty] | 0
|  |  | 0 | 0 | C2 | 0 | 0 | 0 | 0 | 0 | 0 | 0 | 0 | 0 | 0 | 0 | 0 | 0 | 0 | 0 | 0 | 0 | 0 | 0 | 0 | 0 | 0 | 0 | 0 | 0 | 0 | 0 | 0 | 0 | 0 | 0 | 0 | 0 | 0 | 0 | 0 |  |  | C2 | 0 | 0 | 0 | 0 | 0 | C2 | 0 | 0 | 0 | 0 | 0 | C2 | [5 empty] | C2 | [5 empty] | 0 | [6 empty] | 0 | [6 empty] | 0 | [6 empty] | 0 | [6 empty] | 0 | [6 empty] | 0
|  |  | 0 | 0 | C3 | 0 | 0 | 0 | 0 | 0 | 0 | 0 | 0 | 0 | 0 | 0 | 0 | 0 | 0 | 0 | 0 | 0 | 0 | 0 | 0 | 0 | 0 | 0 | 0 | 0 | 0 | 0 | 0 | 0 | 0 | 0 | 0 | 0 | 0 | 0 | 0 |  |  | C3 | 0 | 0 | 0 | 0 | 0 | C3 | 0 | 0 | 0 | 0 | 0 | C3 | [5 empty] | C3 | [5 empty] | 0 | [6 empty] | 0 | [6 empty] | 0 | [6 empty] | 0 | [6 empty] | 0 | [6 empty] | 0
|  |  | 0 | 0 | C4 | 0 | 0 | 0 | 0 | 0 | 0 | 0 | 0 | 0 | 0 | 0 | 0 | 0 | 0 | 0 | 0 | 0 | 0 | 0 | 0 | 0 | 0 | 0 | 0 | 0 | 0 | 0 | 0 | 0 | 0 | 0 | 0 | 0 | 0 | 0 | 0 |  |  | C4 | 0 | 0 | 0 | 0 | 0 | C4 | 0 | 0 | 0 | 0 | 0 | C4 | [5 empty] | C4 | [5 empty] | 0 | [6 empty] | 0 | [6 empty] | 0 | [6 empty] | 0 | [6 empty] | 0 | [6 empty] | 0
|  |  | 0 | 0 |  | 0 | 0 | 0 | 0 | 0 |  | 0 | 0 | 0 | 0 | 0 |  | 0 | 0 | 0 | 0 | 0 |  | 0 | 0 | 0 | 0 | 0 |  | 0 | 0 | 0 | 0 | 0 |  | 0 | 0 | 0 | 0 | 0 | [22 empty] | 0 | 0 | 0 | 0 | 0 | 0 |  | 0 | 0 | 0 | 0 | 0 | 0 |  | 0 | 0 | 0 | 0 | 0 | 0 |  | 0 | 0 | 0 | 0 | 0 | 0 |  | 0 | 0 | 0 | 0 | 0 | 0 |  | 0 | 0 | 0 | 0 | 0 | 0
| [Please insert new asset category as required] |  | 0 | 0 | C1 | 0 | 0 | 0 | 0 | 0 | 0 | 0 | 0 | 0 | 0 | 0 | 0 | 0 | 0 | 0 | 0 | 0 | 0 | 0 | 0 | 0 | 0 | 0 | 0 | 0 | 0 | 0 | 0 | 0 | 0 | 0 | 0 | 0 | 0 | 0 | 0 |  |  | C1 | 0 | 0 | 0 | 0 | 0 | C1 | 0 | 0 | 0 | 0 | 0 | C1 | [5 empty] | C1 | [5 empty] | 0 | [6 empty] | 0 | [6 empty] | 0 | [6 empty] | 0 | [6 empty] | 0 | [6 empty] | 0
|  |  | 0 | 0 | C2 | 0 | 0 | 0 | 0 | 0 | 0 | 0 | 0 | 0 | 0 | 0 | 0 | 0 | 0 | 0 | 0 | 0 | 0 | 0 | 0 | 0 | 0 | 0 | 0 | 0 | 0 | 0 | 0 | 0 | 0 | 0 | 0 | 0 | 0 | 0 | 0 |  |  | C2 | 0 | 0 | 0 | 0 | 0 | C2 | 0 | 0 | 0 | 0 | 0 | C2 | [5 empty] | C2 | [5 empty] | 0 | [6 empty] | 0 | [6 empty] | 0 | [6 empty] | 0 | [6 empty] | 0 | [6 empty] | 0
|  |  | 0 | 0 | C3 | 0 | 0 | 0 | 0 | 0 | 0 | 0 | 0 | 0 | 0 | 0 | 0 | 0 | 0 | 0 | 0 | 0 | 0 | 0 | 0 | 0 | 0 | 0 | 0 | 0 | 0 | 0 | 0 | 0 | 0 | 0 | 0 | 0 | 0 | 0 | 0 |  |  | C3 | 0 | 0 | 0 | 0 | 0 | C3 | 0 | 0 | 0 | 0 | 0 | C3 | [5 empty] | C3 | [5 empty] | 0 | [6 empty] | 0 | [6 empty] | 0 | [6 empty] | 0 | [6 empty] | 0 | [6 empty] | 0
|  |  | 0 | 0 | C4 | 0 | 0 | 0 | 0 | 0 | 0 | 0 | 0 | 0 | 0 | 0 | 0 | 0 | 0 | 0 | 0 | 0 | 0 | 0 | 0 | 0 | 0 | 0 | 0 | 0 | 0 | 0 | 0 | 0 | 0 | 0 | 0 | 0 | 0 | 0 | 0 |  |  | C4 | 0 | 0 | 0 | 0 | 0 | C4 | 0 | 0 | 0 | 0 | 0 | C4 | [5 empty] | C4 | [5 empty] | 0 | [6 empty] | 0 | [6 empty] | 0 | [6 empty] | 0 | [6 empty] | 0 | [6 empty] | 0
|  |  | 0 | 0 |  | 0 | 0 | 0 | 0 | 0 |  | 0 | 0 | 0 | 0 | 0 |  | 0 | 0 | 0 | 0 | 0 |  | 0 | 0 | 0 | 0 | 0 |  | 0 | 0 | 0 | 0 | 0 |  | 0 | 0 | 0 | 0 | 0 | [22 empty] | 0 | 0 | 0 | 0 | 0 | 0 |  | 0 | 0 | 0 | 0 | 0 | 0 |  | 0 | 0 | 0 | 0 | 0 | 0 |  | 0 | 0 | 0 | 0 | 0 | 0 |  | 0 | 0 | 0 | 0 | 0 | 0 |  | 0 | 0 | 0 | 0 | 0 | 0
[63 empty] | 0 | 0 | 0 | 0 | 0 | 0 |  | 0 | 0 | 0 | 0 | 0 | 0 |  | 0 | 0 | 0 | 0 | 0 | 0 |  | 0 | 0 | 0 | 0 | 0 | 0 |  | 0 | 0 | 0 | 0 | 0 | 0 |  | 0 | 0 | 0 | 0 | 0 | 0
| TOTAL |  | 253613.5392 | 249261.6391 |  | 155385.1112 | 26350.44 | 39406.423 | 19884.45 | 12587.115 |  | 155385.1112 | 26350.44 | 39406.423 | 19884.45 | 12587.115 |  | 9413.5 | -521.1 | -2715.7 | -4062.2 | -4062.5 |  | 144029.7652 | 30662.518 | 49299.462 | 16068.541 | 13558.053 |  | 23126.2 | -727 | -3929.9 | -11351.7 | -11469.5 |  | 128113.7072 | 32411.75 | 19846.932 | 47186.541 | 26156.183 |  |  |  |  | 0 | 0 | 0 | 0 | 0 |  | 0 | 0 | 0 | 0 | 0 | [7 empty] | 8835492.8253 | 2746855.3859 | 5557669.039 | 3216129.4702 | 9317991.2235 | 29674137.9439 |  | 8835492.8253 | 2746855.3859 | 5557669.039 | 3216129.4702 | 9317991.2235 | 29674137.9439 |  | 8149007.3022 | 2642242.9809 | 7341600.5228 | 2766181.351 | 11257368.7068 | 32156400.8637 |  | 8608936.8983 | 2610759.23 | 6858748.7357 | 2127552.7343 | 8353086.6728 | 28559084.2711 |  | 7278171.1464 | 2661391.792 | 4928573.5445 | 8296647.7484 | 16061884.7814 | 39226669.0127 |  | 8357797.9711 | 2607949.911 | 4368024.2939 | 6383733.4616 | 8683962.077 | 30401467.7146
Health Index Definitions
|  |  | HI1 | New or as new | [57 empty] | LV Network | 559418.2257 | 205186.6078 | 1044018.7967 | 430708.6111 | 1028381.09 | 3267713.3313 | LV Network | 559418.2257 | 205186.6078 | 1044018.7967 | 430708.6111 | 1028381.09 | 3267713.3313 | LV Network | 504030.6723 | 212989.732 | 1126750.2239 | 459127.883 | 1148920.9482 | 3451819.4595 | LV Network | 577723.2807 | 209687.9594 | 1056074.441 | 340057.8469 | 834672.2518 | 3018215.7797 | LV Network | 458689.248 | 171352.2302 | 253866.3069 | 1768338.8457 | 2126965.5592 | 4779212.19 | LV Network | 635559.3812 | 167366.6585 | 174520.1322 | 1348024.5273 | 1373256.8308 | 3698727.53
|  |  | HI2 | Good or seviceable condition | [57 empty] | HV Network | 3601929.9063 | 664467.5063 | 1585345.577 | 1492895.5107 | 2274427.6339 | 9619066.1341 | HV Network | 3601929.9063 | 664467.5063 | 1585345.577 | 1492895.5107 | 2274427.6339 | 9619066.1341 | HV Network | 3345436.5121 | 904284.6297 | 1991477.0357 | 1288742.2715 | 2164801.8276 | 9694742.2766 | HV Network | 3529453.019 | 888794.2395 | 1856995.4728 | 925210.1787 | 1347832.1084 | 8548285.0184 | HV Network | 2914924.7667 | 1202606.6951 | 768303.3656 | 3209561.0099 | 4607410.1521 | 12702805.9894 | HV Network | 3327507.9167 | 1164916.9458 | 590930.8603 | 2391667.9755 | 2415429.8843 | 9890453.5826
|  |  | HI3 | Deterioration requires assessment and monitoring | [57 empty] | EHV Network | 3269774.0312 | 1137608.2502 | 1367922.0605 | 819709.5554 | 2168977.2871 | 8763991.1845 | EHV Network | 3269774.0312 | 1137608.2502 | 1367922.0605 | 819709.5554 | 2168977.2871 | 8763991.1845 | EHV Network | 3022155.7689 | 1011945.0514 | 2044965.8958 | 686721.2514 | 3322294.7562 | 10088082.7237 | EHV Network | 3130437.7955 | 1006023.6277 | 1938440.7833 | 541421.6986 | 2347293.6304 | 8963617.5355 | EHV Network | 2749774.2448 | 873918.5528 | 1784992.4529 | 2248515.052 | 4321911.7219 | 11979112.0244 | EHV Network | 3021514.0485 | 862480.0838 | 1652868.0605 | 1916616.563 | 1664946.3237 | 9118425.0795
|  |  | HI4 | Material deterioration, intervention requires consideration | [57 empty] | 132kV Network | 1404370.662 | 739593.0216 | 1560382.6049 | 472815.793 | 3846205.2125 | 8023367.294 | 132kV Network | 1404370.662 | 739593.0216 | 1560382.6049 | 472815.793 | 3846205.2125 | 8023367.294 | 132kV Network | 1277384.3489 | 513023.5678 | 2178407.3674 | 331589.945 | 4621351.1747 | 8921756.4039 | 132kV Network | 1371322.8031 | 506253.4034 | 2007238.0387 | 320863.0101 | 3823288.6822 | 8028965.9375 | 132kV Network | 1154782.8869 | 413514.3138 | 2121411.4191 | 1070232.8409 | 5005597.3482 | 9765538.8089 | 132kV Network | 1373216.6247 | 413186.2228 | 1949705.2409 | 727424.3958 | 3230329.0382 | 7693861.5224
|  |  | HI5 | End of serviceable life, intervention required | [57 empty] | Other | 0 | 0 | 0 | 0 | 0 | 0 | Other | 0 | 0 | 0 | 0 | 0 | 0 | Other | 0 | 0 | 0 | 0 | 0 | 0 | Other | 0 | 0 | 0 | 0 | 0 | 0 | Other | 0 | 0 | 0 | 0 | 0 | 0 | Other | 0 | 0 | 0 | 0 | 0 | 0
[62 empty] | Total | 8835492.8253 | 2746855.3859 | 5557669.039 | 3216129.4702 | 9317991.2235 | 29674137.9439 | Total | 8835492.8253 | 2746855.3859 | 5557669.039 | 3216129.4702 | 9317991.2235 | 29674137.9439 | Total | 8149007.3022 | 2642242.9809 | 7341600.5228 | 2766181.351 | 11257368.7068 | 32156400.8637 | Total | 8608936.8983 | 2610759.23 | 6858748.7357 | 2127552.7343 | 8353086.6728 | 28559084.2711 | Total | 7278171.1464 | 2661391.792 | 4928573.5445 | 8296647.7484 | 16061884.7814 | 39226669.0127 | Total | 8357797.9711 | 2607949.911 | 4368024.2939 | 6383733.4616 | 8683962.077 | 30401467.7146
Criticality Index Definitions
|  |  | C1 | Low criticality
|  |  | C2 | Average criticality
|  |  | C3 | High criticality
|  |  | C4 | Very high criticality

## NPgY - Refurb
HI4: Secondary deliverables RIIO-ED1 - refurbishment | [50 empty] | Criticality weightings C1 to C4 | Criticality Rating Boundaries
NPgY | [49 empty] | C1 | 0.7 | Below 75% of average
[50 empty] | C2 | 1 | 75%-125%
[50 empty] | C3 | 1.5 | 125%-200%
[50 empty] | C4 | 2.5 | Over 200% of average
Price base (2012/13)
| ASSET CATEGORIES |  | ASSET REGISTER |  |  | End of DPCR5 (31 March 2015) with investment | [5 empty] | End of DPCR5 (31 March 2015) without investment | [5 empty] | Mid-Period Review (31 March 2019) planned investment | [5 empty] | Mid-Period Review (31 March 2019) without investment | [5 empty] | End of RIIO-ED1 (31 March 2023) planned investment | [5 empty] | End of RIIO-ED1 (31 March 2023) without investment | [8 empty] | Probability of failure | [5 empty] | Criticality/consequence of failure | [5 empty] | Probability of failure x Consequence of failure
Is it your current intention to have a health index for this asset category in the RIIO-ED1 control period.
|  |  | as at 31st March 2015 | as at 31st March 2023 |  | HI 1 | HI 2 | HI 3 | HI 4 | HI 5 |  | HI 1 | HI 2 | HI 3 | HI 4 | HI 5 |  | HI 1 | HI 2 | HI 3 | HI 4 | HI 5 |  | HI 1 | HI 2 | HI 3 | HI 4 | HI 5 |  | HI 1 | HI 2 | HI 3 | HI 4 | HI 5 |  | HI 1 | HI 2 | HI 3 | HI 4 | HI 5 |  |  |  |  | HI 1 | HI 2 | HI 3 | HI 4 | HI 5 |  | HI 1 | HI 2 | HI 3 | HI 4 | HI 5 |  | HI 1 | HI 2 | HI 3 | HI 4 | HI 5 |  | End of DPCR5 (without investment) | [6 empty] | Position at Beginning of RIIO-ED1 | [6 empty] | Mid Period (Without Investment) | [6 empty] | Mid Period (With Investment) | [6 empty] | End of RIIO-ED1 (Without Investment) | [6 empty] | End of RIIO-ED1 (With Investment)
| LV Network | [61 empty] | 1 | 2 | 3 | 4 | 5 | Total |  | 1 | 2 | 3 | 4 | 5 | Total |  | 1 | 2 | 3 | 4 | 5 | Total |  | 1 | 2 | 3 | 4 | 5 | Total |  | 1 | 2 | 3 | 4 | 5 | Total |  | 1 | 2 | 3 | 4 | 5 | Total
| LV Switchgear and Other |  | 0 | 0 | C1 | 0 | 0 | 0 | 0 | 0 | 0 | 0 | 0 | 0 | 0 | 0 | 0 | 0 | 0 | 0 | 0 | 0 | 0 | 0 | 0 | 0 | 0 | 0 | 0 | 0 | 0 | 0 | 0 | 0 | 0 | 0 | 0 | 0 | 0 | 0 | 0 | Yes |  | C1 | 0 | 0 | 0 | 0 | 0 | C1 | 0 | 0 | 0 | 0 | 0 | C1 | [5 empty] | C1 | [5 empty] | 0 | [6 empty] | 0 | [6 empty] | 0 | [6 empty] | 0 | [6 empty] | 0 | [6 empty] | 0
|  |  | 0 | 0 | C2 | 0 | 0 | 0 | 0 | 0 | 0 | 0 | 0 | 0 | 0 | 0 | 0 | 0 | 0 | 0 | 0 | 0 | 0 | 0 | 0 | 0 | 0 | 0 | 0 | 0 | 0 | 0 | 0 | 0 | 0 | 0 | 0 | 0 | 0 | 0 | 0 | No |  | C2 | 0 | 0 | 0 | 0 | 0 | C2 | 0 | 0 | 0 | 0 | 0 | C2 | [5 empty] | C2 | [5 empty] | 0 | [6 empty] | 0 | [6 empty] | 0 | [6 empty] | 0 | [6 empty] | 0 | [6 empty] | 0
|  |  | 0 | 0 | C3 | 0 | 0 | 0 | 0 | 0 | 0 | 0 | 0 | 0 | 0 | 0 | 0 | 0 | 0 | 0 | 0 | 0 | 0 | 0 | 0 | 0 | 0 | 0 | 0 | 0 | 0 | 0 | 0 | 0 | 0 | 0 | 0 | 0 | 0 | 0 | 0 |  |  | C3 | 0 | 0 | 0 | 0 | 0 | C3 | 0 | 0 | 0 | 0 | 0 | C3 | [5 empty] | C3 | [5 empty] | 0 | [6 empty] | 0 | [6 empty] | 0 | [6 empty] | 0 | [6 empty] | 0 | [6 empty] | 0
|  |  | 0 | 0 | C4 | 0 | 0 | 0 | 0 | 0 | 0 | 0 | 0 | 0 | 0 | 0 | 0 | 0 | 0 | 0 | 0 | 0 | 0 | 0 | 0 | 0 | 0 | 0 | 0 | 0 | 0 | 0 | 0 | 0 | 0 | 0 | 0 | 0 | 0 | 0 | 0 |  |  | C4 | 0 | 0 | 0 | 0 | 0 | C4 | 0 | 0 | 0 | 0 | 0 | C4 | [5 empty] | C4 | [5 empty] | 0 | [6 empty] | 0 | [6 empty] | 0 | [6 empty] | 0 | [6 empty] | 0 | [6 empty] | 0
|  |  | 0 | 0 |  | 0 | 0 | 0 | 0 | 0 |  | 0 | 0 | 0 | 0 | 0 |  | 0 | 0 | 0 | 0 | 0 |  | 0 | 0 | 0 | 0 | 0 |  | 0 | 0 | 0 | 0 | 0 |  | 0 | 0 | 0 | 0 | 0 | [22 empty] | 0 | 0 | 0 | 0 | 0 | 0 |  | 0 | 0 | 0 | 0 | 0 | 0 |  | 0 | 0 | 0 | 0 | 0 | 0 |  | 0 | 0 | 0 | 0 | 0 | 0 |  | 0 | 0 | 0 | 0 | 0 | 0 |  | 0 | 0 | 0 | 0 | 0 | 0
| LV UGB |  | 0 | 0 | C1 | 0 | 0 | 0 | 0 | 0 | 0 | 0 | 0 | 0 | 0 | 0 | 0 | 0 | 0 | 0 | 0 | 0 | 0 | 0 | 0 | 0 | 0 | 0 | 0 | 0 | 0 | 0 | 0 | 0 | 0 | 0 | 0 | 0 | 0 | 0 | 0 |  |  | C1 | 0 | 0 | 0 | 0 | 0 | C1 | 0 | 0 | 0 | 0 | 0 | C1 | [5 empty] | C1 | [5 empty] | 0 | [6 empty] | 0 | [6 empty] | 0 | [6 empty] | 0 | [6 empty] | 0 | [6 empty] | 0
|  |  | 0 | 0 | C2 | 0 | 0 | 0 | 0 | 0 | 0 | 0 | 0 | 0 | 0 | 0 | 0 | 0 | 0 | 0 | 0 | 0 | 0 | 0 | 0 | 0 | 0 | 0 | 0 | 0 | 0 | 0 | 0 | 0 | 0 | 0 | 0 | 0 | 0 | 0 | 0 |  |  | C2 | 0 | 0 | 0 | 0 | 0 | C2 | 0 | 0 | 0 | 0 | 0 | C2 | [5 empty] | C2 | [5 empty] | 0 | [6 empty] | 0 | [6 empty] | 0 | [6 empty] | 0 | [6 empty] | 0 | [6 empty] | 0
|  |  | 0 | 0 | C3 | 0 | 0 | 0 | 0 | 0 | 0 | 0 | 0 | 0 | 0 | 0 | 0 | 0 | 0 | 0 | 0 | 0 | 0 | 0 | 0 | 0 | 0 | 0 | 0 | 0 | 0 | 0 | 0 | 0 | 0 | 0 | 0 | 0 | 0 | 0 | 0 |  |  | C3 | 0 | 0 | 0 | 0 | 0 | C3 | 0 | 0 | 0 | 0 | 0 | C3 | [5 empty] | C3 | [5 empty] | 0 | [6 empty] | 0 | [6 empty] | 0 | [6 empty] | 0 | [6 empty] | 0 | [6 empty] | 0
|  |  | 0 | 0 | C4 | 0 | 0 | 0 | 0 | 0 | 0 | 0 | 0 | 0 | 0 | 0 | 0 | 0 | 0 | 0 | 0 | 0 | 0 | 0 | 0 | 0 | 0 | 0 | 0 | 0 | 0 | 0 | 0 | 0 | 0 | 0 | 0 | 0 | 0 | 0 | 0 |  |  | C4 | 0 | 0 | 0 | 0 | 0 | C4 | 0 | 0 | 0 | 0 | 0 | C4 | [5 empty] | C4 | [5 empty] | 0 | [6 empty] | 0 | [6 empty] | 0 | [6 empty] | 0 | [6 empty] | 0 | [6 empty] | 0
|  |  | 0 | 0 |  | 0 | 0 | 0 | 0 | 0 |  | 0 | 0 | 0 | 0 | 0 |  | 0 | 0 | 0 | 0 | 0 |  | 0 | 0 | 0 | 0 | 0 |  | 0 | 0 | 0 | 0 | 0 |  | 0 | 0 | 0 | 0 | 0 | [22 empty] | 0 | 0 | 0 | 0 | 0 | 0 |  | 0 | 0 | 0 | 0 | 0 | 0 |  | 0 | 0 | 0 | 0 | 0 | 0 |  | 0 | 0 | 0 | 0 | 0 | 0 |  | 0 | 0 | 0 | 0 | 0 | 0 |  | 0 | 0 | 0 | 0 | 0 | 0
| LV OHL Support |  | 18863 | 18863 | C1 | 9126 | 1541 | 5826 | 1255 | 1115 | 18863 | 9126 | 1541 | 5826 | 1255 | 1115 | 18863 | 0 | 0 | 0 | 0 | 0 | 0 | 8491 | 1652 | 6151 | 1305 | 1264 | 18863 | 0 | 0 | 0 | 0 | 0 | 0 | 7925 | 1379 | 1108 | 5996 | 2455 | 18863 |  |  | C1 | 0.0081226 | 0.012094 | 0.021383 | 0.03463 | 0.081228 | C1 | 2261.665 | 2261.665 | 2261.665 | 2261.665 | 2261.665 | C1 | 18.3707 | 27.352 | 48.3608 | 78.3208 | 183.7098 | C1 | 167650.684 | 42149.3742 | 281749.7341 | 98292.6393 | 204836.4019 | 794678.8334 |  | 167650.684 | 42149.3742 | 281749.7341 | 98292.6393 | 204836.4019 | 794678.8334 |  | 155985.312 | 45185.4421 | 297466.9781 | 102208.6807 | 232209.1587 | 833055.5716 |  | 155985.312 | 45185.4421 | 297466.9781 | 102208.6807 | 232209.1587 | 833055.5716 |  | 145587.5159 | 37718.3563 | 53583.7119 | 469611.6853 | 451007.5037 | 1157508.7731 |  | 145587.5159 | 37718.3563 | 53583.7119 | 469611.6853 | 451007.5037 | 1157508.7731
|  |  | 14567 | 14567 | C2 | 6240 | 1457 | 4520 | 1220 | 1130 | 14567 | 6240 | 1457 | 4520 | 1220 | 1130 | 14567 | 0 | 0 | 0 | 0 | 0 | 0 | 5759 | 1353 | 4905 | 1281 | 1269 | 14567 | 0 | 0 | 0 | 0 | 0 | 0 | 5339 | 1031 | 1091 | 4661 | 2445 | 14567 |  |  | C2 | 0.0081226 | 0.012094 | 0.021383 | 0.03463 | 0.081228 | C2 | 3230.95 | 3230.95 | 3230.95 | 3230.95 | 3230.95 | C2 | 26.2438 | 39.0742 | 69.0868 | 111.8869 | 262.4425 | C2 | 163761.3519 | 56931.1562 | 312272.2765 | 136502.0147 | 296560.0693 | 966026.8686 |  | 163761.3519 | 56931.1562 | 312272.2765 | 136502.0147 | 296560.0693 | 966026.8686 |  | 151138.081 | 52867.4361 | 338870.6894 | 143327.1154 | 333039.5823 | 1019242.9042 |  | 151138.081 | 52867.4361 | 338870.6894 | 143327.1154 | 333039.5823 | 1019242.9042 |  | 140115.6823 | 40285.5333 | 75373.6844 | 521504.8283 | 641672.0084 | 1418951.7368 |  | 140115.6823 | 40285.5333 | 75373.6844 | 521504.8283 | 641672.0084 | 1418951.7368
|  |  | 12349 | 12349 | C3 | 4917 | 1572 | 3714 | 1014 | 1132 | 12349 | 4917 | 1572 | 3714 | 1014 | 1132 | 12349 | 0 | 0 | 0 | 0 | 0 | 0 | 4247 | 1696 | 4049 | 1106 | 1251 | 12349 | 0 | 0 | 0 | 0 | 0 | 0 | 3716 | 1391 | 1032 | 3961 | 2249 | 12349 |  |  | C3 | 0.0081226 | 0.012094 | 0.021383 | 0.03463 | 0.081228 | C3 | 4846.425 | 4846.425 | 4846.425 | 4846.425 | 4846.425 | C3 | 39.3657 | 58.6113 | 103.6302 | 167.8303 | 393.6638 | C3 | 193561.194 | 92137.0394 | 384882.4895 | 170179.9708 | 445627.4316 | 1286388.1253 |  | 193561.194 | 92137.0394 | 384882.4895 | 170179.9708 | 445627.4316 | 1286388.1253 |  | 167186.1686 | 99404.8466 | 419598.5999 | 185620.3626 | 492473.4249 | 1364283.4025 |  | 167186.1686 | 99404.8466 | 419598.5999 | 185620.3626 | 492473.4249 | 1364283.4025 |  | 146282.9768 | 81528.3854 | 106946.346 | 664776.0003 | 885349.9061 | 1884883.6146 |  | 146282.9768 | 81528.3854 | 106946.346 | 664776.0003 | 885349.9061 | 1884883.6146
|  |  | 1261 | 1261 | C4 | 525 | 143 | 377 | 92 | 124 | 1261 | 525 | 143 | 377 | 92 | 124 | 1261 | 0 | 0 | 0 | 0 | 0 | 0 | 453 | 159 | 410 | 100 | 139 | 1261 | 0 | 0 | 0 | 0 | 0 | 0 | 407 | 121 | 104 | 402 | 227 | 1261 |  |  | C4 | 0.0081226 | 0.012094 | 0.021383 | 0.03463 | 0.081228 | C4 | 8077.375 | 8077.375 | 8077.375 | 8077.375 | 8077.375 | C4 | 65.6095 | 97.6856 | 172.717 | 279.7172 | 656.1063 | C4 | 34444.9959 | 13969.038 | 65114.2966 | 25733.9864 | 81357.1872 | 220619.504 |  | 34444.9959 | 13969.038 | 65114.2966 | 25733.9864 | 81357.1872 | 220619.504 |  | 29721.1107 | 15532.0073 | 70813.9565 | 27971.7243 | 91198.7824 | 235237.5812 |  | 29721.1107 | 15532.0073 | 70813.9565 | 27971.7243 | 91198.7824 | 235237.5812 |  | 26703.073 | 11819.9552 | 17962.5646 | 112446.3318 | 148936.141 | 317868.0656 |  | 26703.073 | 11819.9552 | 17962.5646 | 112446.3318 | 148936.141 | 317868.0656
|  |  | 47040 | 47040 |  | 20808 | 4713 | 14437 | 3581 | 3501 |  | 20808 | 4713 | 14437 | 3581 | 3501 |  | 0 | 0 | 0 | 0 | 0 |  | 18950 | 4860 | 15515 | 3792 | 3923 |  | 0 | 0 | 0 | 0 | 0 |  | 17387 | 3922 | 3335 | 15020 | 7376 | [22 empty] | 559418.2257 | 205186.6078 | 1044018.7967 | 430708.6111 | 1028381.09 | 3267713.3313 |  | 559418.2257 | 205186.6078 | 1044018.7967 | 430708.6111 | 1028381.09 | 3267713.3313 |  | 504030.6723 | 212989.732 | 1126750.2239 | 459127.883 | 1148920.9482 | 3451819.4595 |  | 504030.6723 | 212989.732 | 1126750.2239 | 459127.883 | 1148920.9482 | 3451819.4595 |  | 458689.248 | 171352.2302 | 253866.3069 | 1768338.8457 | 2126965.5592 | 4779212.19 |  | 458689.248 | 171352.2302 | 253866.3069 | 1768338.8457 | 2126965.5592 | 4779212.19
| [Please insert new asset category as required] |  | 0 | 0 | C1 | 0 | 0 | 0 | 0 | 0 | 0 | 0 | 0 | 0 | 0 | 0 | 0 | 0 | 0 | 0 | 0 | 0 | 0 | 0 | 0 | 0 | 0 | 0 | 0 | 0 | 0 | 0 | 0 | 0 | 0 | 0 | 0 | 0 | 0 | 0 | 0 |  |  | C1 | 0 | 0 | 0 | 0 | 0 | C1 | 0 | 0 | 0 | 0 | 0 | C1 | [5 empty] | C1 | [5 empty] | 0 | [6 empty] | 0 | [6 empty] | 0 | [6 empty] | 0 | [6 empty] | 0 | [6 empty] | 0
|  |  | 0 | 0 | C2 | 0 | 0 | 0 | 0 | 0 | 0 | 0 | 0 | 0 | 0 | 0 | 0 | 0 | 0 | 0 | 0 | 0 | 0 | 0 | 0 | 0 | 0 | 0 | 0 | 0 | 0 | 0 | 0 | 0 | 0 | 0 | 0 | 0 | 0 | 0 | 0 |  |  | C2 | 0 | 0 | 0 | 0 | 0 | C2 | 0 | 0 | 0 | 0 | 0 | C2 | [5 empty] | C2 | [5 empty] | 0 | [6 empty] | 0 | [6 empty] | 0 | [6 empty] | 0 | [6 empty] | 0 | [6 empty] | 0
|  |  | 0 | 0 | C3 | 0 | 0 | 0 | 0 | 0 | 0 | 0 | 0 | 0 | 0 | 0 | 0 | 0 | 0 | 0 | 0 | 0 | 0 | 0 | 0 | 0 | 0 | 0 | 0 | 0 | 0 | 0 | 0 | 0 | 0 | 0 | 0 | 0 | 0 | 0 | 0 |  |  | C3 | 0 | 0 | 0 | 0 | 0 | C3 | 0 | 0 | 0 | 0 | 0 | C3 | [5 empty] | C3 | [5 empty] | 0 | [6 empty] | 0 | [6 empty] | 0 | [6 empty] | 0 | [6 empty] | 0 | [6 empty] | 0
|  |  | 0 | 0 | C4 | 0 | 0 | 0 | 0 | 0 | 0 | 0 | 0 | 0 | 0 | 0 | 0 | 0 | 0 | 0 | 0 | 0 | 0 | 0 | 0 | 0 | 0 | 0 | 0 | 0 | 0 | 0 | 0 | 0 | 0 | 0 | 0 | 0 | 0 | 0 | 0 |  |  | C4 | 0 | 0 | 0 | 0 | 0 | C4 | 0 | 0 | 0 | 0 | 0 | C4 | [5 empty] | C4 | [5 empty] | 0 | [6 empty] | 0 | [6 empty] | 0 | [6 empty] | 0 | [6 empty] | 0 | [6 empty] | 0
|  |  | 0 | 0 |  | 0 | 0 | 0 | 0 | 0 |  | 0 | 0 | 0 | 0 | 0 |  | 0 | 0 | 0 | 0 | 0 |  | 0 | 0 | 0 | 0 | 0 |  | 0 | 0 | 0 | 0 | 0 |  | 0 | 0 | 0 | 0 | 0 | [22 empty] | 0 | 0 | 0 | 0 | 0 | 0 |  | 0 | 0 | 0 | 0 | 0 | 0 |  | 0 | 0 | 0 | 0 | 0 | 0 |  | 0 | 0 | 0 | 0 | 0 | 0 |  | 0 | 0 | 0 | 0 | 0 | 0 |  | 0 | 0 | 0 | 0 | 0 | 0
| [Please insert new asset category as required] |  | 0 | 0 | C1 | 0 | 0 | 0 | 0 | 0 | 0 | 0 | 0 | 0 | 0 | 0 | 0 | 0 | 0 | 0 | 0 | 0 | 0 | 0 | 0 | 0 | 0 | 0 | 0 | 0 | 0 | 0 | 0 | 0 | 0 | 0 | 0 | 0 | 0 | 0 | 0 |  |  | C1 | 0 | 0 | 0 | 0 | 0 | C1 | 0 | 0 | 0 | 0 | 0 | C1 | [5 empty] | C1 | [5 empty] | 0 | [6 empty] | 0 | [6 empty] | 0 | [6 empty] | 0 | [6 empty] | 0 | [6 empty] | 0
|  |  | 0 | 0 | C2 | 0 | 0 | 0 | 0 | 0 | 0 | 0 | 0 | 0 | 0 | 0 | 0 | 0 | 0 | 0 | 0 | 0 | 0 | 0 | 0 | 0 | 0 | 0 | 0 | 0 | 0 | 0 | 0 | 0 | 0 | 0 | 0 | 0 | 0 | 0 | 0 |  |  | C2 | 0 | 0 | 0 | 0 | 0 | C2 | 0 | 0 | 0 | 0 | 0 | C2 | [5 empty] | C2 | [5 empty] | 0 | [6 empty] | 0 | [6 empty] | 0 | [6 empty] | 0 | [6 empty] | 0 | [6 empty] | 0
|  |  | 0 | 0 | C3 | 0 | 0 | 0 | 0 | 0 | 0 | 0 | 0 | 0 | 0 | 0 | 0 | 0 | 0 | 0 | 0 | 0 | 0 | 0 | 0 | 0 | 0 | 0 | 0 | 0 | 0 | 0 | 0 | 0 | 0 | 0 | 0 | 0 | 0 | 0 | 0 |  |  | C3 | 0 | 0 | 0 | 0 | 0 | C3 | 0 | 0 | 0 | 0 | 0 | C3 | [5 empty] | C3 | [5 empty] | 0 | [6 empty] | 0 | [6 empty] | 0 | [6 empty] | 0 | [6 empty] | 0 | [6 empty] | 0
|  |  | 0 | 0 | C4 | 0 | 0 | 0 | 0 | 0 | 0 | 0 | 0 | 0 | 0 | 0 | 0 | 0 | 0 | 0 | 0 | 0 | 0 | 0 | 0 | 0 | 0 | 0 | 0 | 0 | 0 | 0 | 0 | 0 | 0 | 0 | 0 | 0 | 0 | 0 | 0 |  |  | C4 | 0 | 0 | 0 | 0 | 0 | C4 | 0 | 0 | 0 | 0 | 0 | C4 | [5 empty] | C4 | [5 empty] | 0 | [6 empty] | 0 | [6 empty] | 0 | [6 empty] | 0 | [6 empty] | 0 | [6 empty] | 0
|  |  | 0 | 0 |  | 0 | 0 | 0 | 0 | 0 |  | 0 | 0 | 0 | 0 | 0 |  | 0 | 0 | 0 | 0 | 0 |  | 0 | 0 | 0 | 0 | 0 |  | 0 | 0 | 0 | 0 | 0 |  | 0 | 0 | 0 | 0 | 0 | [22 empty] | 0 | 0 | 0 | 0 | 0 | 0 |  | 0 | 0 | 0 | 0 | 0 | 0 |  | 0 | 0 | 0 | 0 | 0 | 0 |  | 0 | 0 | 0 | 0 | 0 | 0 |  | 0 | 0 | 0 | 0 | 0 | 0 |  | 0 | 0 | 0 | 0 | 0 | 0
| [Please insert new asset category as required] |  | 0 | 0 | C1 | 0 | 0 | 0 | 0 | 0 | 0 | 0 | 0 | 0 | 0 | 0 | 0 | 0 | 0 | 0 | 0 | 0 | 0 | 0 | 0 | 0 | 0 | 0 | 0 | 0 | 0 | 0 | 0 | 0 | 0 | 0 | 0 | 0 | 0 | 0 | 0 |  |  | C1 | 0 | 0 | 0 | 0 | 0 | C1 | 0 | 0 | 0 | 0 | 0 | C1 | [5 empty] | C1 | [5 empty] | 0 | [6 empty] | 0 | [6 empty] | 0 | [6 empty] | 0 | [6 empty] | 0 | [6 empty] | 0
|  |  | 0 | 0 | C2 | 0 | 0 | 0 | 0 | 0 | 0 | 0 | 0 | 0 | 0 | 0 | 0 | 0 | 0 | 0 | 0 | 0 | 0 | 0 | 0 | 0 | 0 | 0 | 0 | 0 | 0 | 0 | 0 | 0 | 0 | 0 | 0 | 0 | 0 | 0 | 0 |  |  | C2 | 0 | 0 | 0 | 0 | 0 | C2 | 0 | 0 | 0 | 0 | 0 | C2 | [5 empty] | C2 | [5 empty] | 0 | [6 empty] | 0 | [6 empty] | 0 | [6 empty] | 0 | [6 empty] | 0 | [6 empty] | 0
|  |  | 0 | 0 | C3 | 0 | 0 | 0 | 0 | 0 | 0 | 0 | 0 | 0 | 0 | 0 | 0 | 0 | 0 | 0 | 0 | 0 | 0 | 0 | 0 | 0 | 0 | 0 | 0 | 0 | 0 | 0 | 0 | 0 | 0 | 0 | 0 | 0 | 0 | 0 | 0 |  |  | C3 | 0 | 0 | 0 | 0 | 0 | C3 | 0 | 0 | 0 | 0 | 0 | C3 | [5 empty] | C3 | [5 empty] | 0 | [6 empty] | 0 | [6 empty] | 0 | [6 empty] | 0 | [6 empty] | 0 | [6 empty] | 0
|  |  | 0 | 0 | C4 | 0 | 0 | 0 | 0 | 0 | 0 | 0 | 0 | 0 | 0 | 0 | 0 | 0 | 0 | 0 | 0 | 0 | 0 | 0 | 0 | 0 | 0 | 0 | 0 | 0 | 0 | 0 | 0 | 0 | 0 | 0 | 0 | 0 | 0 | 0 | 0 |  |  | C4 | 0 | 0 | 0 | 0 | 0 | C4 | 0 | 0 | 0 | 0 | 0 | C4 | [5 empty] | C4 | [5 empty] | 0 | [6 empty] | 0 | [6 empty] | 0 | [6 empty] | 0 | [6 empty] | 0 | [6 empty] | 0
|  |  | 0 | 0 |  | 0 | 0 | 0 | 0 | 0 |  | 0 | 0 | 0 | 0 | 0 |  | 0 | 0 | 0 | 0 | 0 |  | 0 | 0 | 0 | 0 | 0 |  | 0 | 0 | 0 | 0 | 0 |  | 0 | 0 | 0 | 0 | 0 | [22 empty] | 0 | 0 | 0 | 0 | 0 | 0 |  | 0 | 0 | 0 | 0 | 0 | 0 |  | 0 | 0 | 0 | 0 | 0 | 0 |  | 0 | 0 | 0 | 0 | 0 | 0 |  | 0 | 0 | 0 | 0 | 0 | 0 |  | 0 | 0 | 0 | 0 | 0 | 0
| [Please insert new asset category as required] |  | 0 | 0 | C1 | 0 | 0 | 0 | 0 | 0 | 0 | 0 | 0 | 0 | 0 | 0 | 0 | 0 | 0 | 0 | 0 | 0 | 0 | 0 | 0 | 0 | 0 | 0 | 0 | 0 | 0 | 0 | 0 | 0 | 0 | 0 | 0 | 0 | 0 | 0 | 0 |  |  | C1 | 0 | 0 | 0 | 0 | 0 | C1 | 0 | 0 | 0 | 0 | 0 | C1 | [5 empty] | C1 | [5 empty] | 0 | [6 empty] | 0 | [6 empty] | 0 | [6 empty] | 0 | [6 empty] | 0 | [6 empty] | 0
|  |  | 0 | 0 | C2 | 0 | 0 | 0 | 0 | 0 | 0 | 0 | 0 | 0 | 0 | 0 | 0 | 0 | 0 | 0 | 0 | 0 | 0 | 0 | 0 | 0 | 0 | 0 | 0 | 0 | 0 | 0 | 0 | 0 | 0 | 0 | 0 | 0 | 0 | 0 | 0 |  |  | C2 | 0 | 0 | 0 | 0 | 0 | C2 | 0 | 0 | 0 | 0 | 0 | C2 | [5 empty] | C2 | [5 empty] | 0 | [6 empty] | 0 | [6 empty] | 0 | [6 empty] | 0 | [6 empty] | 0 | [6 empty] | 0
|  |  | 0 | 0 | C3 | 0 | 0 | 0 | 0 | 0 | 0 | 0 | 0 | 0 | 0 | 0 | 0 | 0 | 0 | 0 | 0 | 0 | 0 | 0 | 0 | 0 | 0 | 0 | 0 | 0 | 0 | 0 | 0 | 0 | 0 | 0 | 0 | 0 | 0 | 0 | 0 |  |  | C3 | 0 | 0 | 0 | 0 | 0 | C3 | 0 | 0 | 0 | 0 | 0 | C3 | [5 empty] | C3 | [5 empty] | 0 | [6 empty] | 0 | [6 empty] | 0 | [6 empty] | 0 | [6 empty] | 0 | [6 empty] | 0
|  |  | 0 | 0 | C4 | 0 | 0 | 0 | 0 | 0 | 0 | 0 | 0 | 0 | 0 | 0 | 0 | 0 | 0 | 0 | 0 | 0 | 0 | 0 | 0 | 0 | 0 | 0 | 0 | 0 | 0 | 0 | 0 | 0 | 0 | 0 | 0 | 0 | 0 | 0 | 0 |  |  | C4 | 0 | 0 | 0 | 0 | 0 | C4 | 0 | 0 | 0 | 0 | 0 | C4 | [5 empty] | C4 | [5 empty] | 0 | [6 empty] | 0 | [6 empty] | 0 | [6 empty] | 0 | [6 empty] | 0 | [6 empty] | 0
|  |  | 0 | 0 |  | 0 | 0 | 0 | 0 | 0 |  | 0 | 0 | 0 | 0 | 0 |  | 0 | 0 | 0 | 0 | 0 |  | 0 | 0 | 0 | 0 | 0 |  | 0 | 0 | 0 | 0 | 0 |  | 0 | 0 | 0 | 0 | 0 | [22 empty] | 0 | 0 | 0 | 0 | 0 | 0 |  | 0 | 0 | 0 | 0 | 0 | 0 |  | 0 | 0 | 0 | 0 | 0 | 0 |  | 0 | 0 | 0 | 0 | 0 | 0 |  | 0 | 0 | 0 | 0 | 0 | 0 |  | 0 | 0 | 0 | 0 | 0 | 0
| [Please insert new asset category as required] |  | 0 | 0 | C1 | 0 | 0 | 0 | 0 | 0 | 0 | 0 | 0 | 0 | 0 | 0 | 0 | 0 | 0 | 0 | 0 | 0 | 0 | 0 | 0 | 0 | 0 | 0 | 0 | 0 | 0 | 0 | 0 | 0 | 0 | 0 | 0 | 0 | 0 | 0 | 0 |  |  | C1 | 0 | 0 | 0 | 0 | 0 | C1 | 0 | 0 | 0 | 0 | 0 | C1 | [5 empty] | C1 | [5 empty] | 0 | [6 empty] | 0 | [6 empty] | 0 | [6 empty] | 0 | [6 empty] | 0 | [6 empty] | 0
|  |  | 0 | 0 | C2 | 0 | 0 | 0 | 0 | 0 | 0 | 0 | 0 | 0 | 0 | 0 | 0 | 0 | 0 | 0 | 0 | 0 | 0 | 0 | 0 | 0 | 0 | 0 | 0 | 0 | 0 | 0 | 0 | 0 | 0 | 0 | 0 | 0 | 0 | 0 | 0 |  |  | C2 | 0 | 0 | 0 | 0 | 0 | C2 | 0 | 0 | 0 | 0 | 0 | C2 | [5 empty] | C2 | [5 empty] | 0 | [6 empty] | 0 | [6 empty] | 0 | [6 empty] | 0 | [6 empty] | 0 | [6 empty] | 0
|  |  | 0 | 0 | C3 | 0 | 0 | 0 | 0 | 0 | 0 | 0 | 0 | 0 | 0 | 0 | 0 | 0 | 0 | 0 | 0 | 0 | 0 | 0 | 0 | 0 | 0 | 0 | 0 | 0 | 0 | 0 | 0 | 0 | 0 | 0 | 0 | 0 | 0 | 0 | 0 |  |  | C3 | 0 | 0 | 0 | 0 | 0 | C3 | 0 | 0 | 0 | 0 | 0 | C3 | [5 empty] | C3 | [5 empty] | 0 | [6 empty] | 0 | [6 empty] | 0 | [6 empty] | 0 | [6 empty] | 0 | [6 empty] | 0
|  |  | 0 | 0 | C4 | 0 | 0 | 0 | 0 | 0 | 0 | 0 | 0 | 0 | 0 | 0 | 0 | 0 | 0 | 0 | 0 | 0 | 0 | 0 | 0 | 0 | 0 | 0 | 0 | 0 | 0 | 0 | 0 | 0 | 0 | 0 | 0 | 0 | 0 | 0 | 0 |  |  | C4 | 0 | 0 | 0 | 0 | 0 | C4 | 0 | 0 | 0 | 0 | 0 | C4 | [5 empty] | C4 | [5 empty] | 0 | [6 empty] | 0 | [6 empty] | 0 | [6 empty] | 0 | [6 empty] | 0 | [6 empty] | 0
|  |  | 0 | 0 |  | 0 | 0 | 0 | 0 | 0 |  | 0 | 0 | 0 | 0 | 0 |  | 0 | 0 | 0 | 0 | 0 |  | 0 | 0 | 0 | 0 | 0 |  | 0 | 0 | 0 | 0 | 0 |  | 0 | 0 | 0 | 0 | 0 | [22 empty] | 0 | 0 | 0 | 0 | 0 | 0 |  | 0 | 0 | 0 | 0 | 0 | 0 |  | 0 | 0 | 0 | 0 | 0 | 0 |  | 0 | 0 | 0 | 0 | 0 | 0 |  | 0 | 0 | 0 | 0 | 0 | 0 |  | 0 | 0 | 0 | 0 | 0 | 0
[63 empty] | 559418.2257 | 205186.6078 | 1044018.7967 | 430708.6111 | 1028381.09 | 3267713.3313 |  | 559418.2257 | 205186.6078 | 1044018.7967 | 430708.6111 | 1028381.09 | 3267713.3313 |  | 504030.6723 | 212989.732 | 1126750.2239 | 459127.883 | 1148920.9482 | 3451819.4595 |  | 504030.6723 | 212989.732 | 1126750.2239 | 459127.883 | 1148920.9482 | 3451819.4595 |  | 458689.248 | 171352.2302 | 253866.3069 | 1768338.8457 | 2126965.5592 | 4779212.19 |  | 458689.248 | 171352.2302 | 253866.3069 | 1768338.8457 | 2126965.5592 | 4779212.19
| HV Network | [73 empty] | 0 | [6 empty] | 0 | [6 empty] | 0 | [6 empty] | 0 | [6 empty] | 0
| HV Switchgear (GM) - Primary |  | 1729 | 1729 | C1 | 1035 | 192 | 332 | 36 | 134 | 1729 | 1035 | 192 | 332 | 36 | 134 | 1729 | 55 | 0 | 0 | -55 | 0 | 0 | 975 | 206 | 187 | 199 | 162 | 1729 | 55 | 0 | 0 | 0 | -55 | 0 | 873 | 201 | 127 | 196 | 332 | 1729 |  |  | C1 | 0.001482 | 0.0022066 | 0.0039014 | 0.0063184 | 0.01482 | C1 | 67587.807 | 67587.807 | 67587.807 | 67587.807 | 67587.807 | C1 | 100.1667 | 149.1376 | 263.6887 | 427.0472 | 1001.6842 | C1 | 103672.549 | 28634.4129 | 87544.6639 | 15373.6976 | 134225.6856 | 369451.009 |  | 103672.549 | 28634.4129 | 87544.6639 | 15373.6976 | 134225.6856 | 369451.009 |  | 97662.5461 | 30722.3388 | 49309.7956 | 84982.3837 | 162272.8438 | 424949.9082 |  | 103171.7154 | 30722.3388 | 49309.7956 | 61494.7902 | 162272.8438 | 406971.484 |  | 87445.5413 | 29976.651 | 33488.4708 | 83701.2423 | 332559.1615 | 567171.0669 |  | 92954.7106 | 29976.651 | 33488.4708 | 83701.2423 | 277466.5293 | 517587.604
|  |  | 1666 | 1666 | C2 | 1038 | 116 | 299 | 50 | 163 | 1666 | 1038 | 116 | 299 | 50 | 163 | 1666 | 29 | 0 | 0 | -29 | 0 | 0 | 920 | 219 | 162 | 170 | 195 | 1666 | 29 | 0 | 0 | 0 | -29 | 0 | 754 | 324 | 73 | 162 | 353 | 1666 |  |  | C2 | 0.001482 | 0.0022066 | 0.0039014 | 0.0063184 | 0.01482 | C2 | 96554.01 | 96554.01 | 96554.01 | 96554.01 | 96554.01 | C2 | 143.0953 | 213.0537 | 376.6982 | 610.0674 | 1430.9775 | C2 | 148532.9273 | 24714.2254 | 112632.7647 | 30503.3682 | 233249.3258 | 549632.6114 |  | 148532.9273 | 24714.2254 | 112632.7647 | 30503.3682 | 233249.3258 | 549632.6114 |  | 131647.6812 | 46658.7531 | 61025.11 | 103711.4518 | 279040.6045 | 622083.6006 |  | 135797.4451 | 46658.7531 | 61025.11 | 86019.4983 | 279040.6045 | 608541.4109 |  | 107893.8605 | 69029.3882 | 27498.9693 | 98830.9129 | 505135.043 | 808388.1739 |  | 112043.6244 | 69029.3882 | 27498.9693 | 98830.9129 | 463636.6967 | 771039.5914
|  |  | 794 | 794 | C3 | 441 | 74 | 207 | 43 | 29 | 794 | 441 | 74 | 207 | 43 | 29 | 794 | 22 | 0 | 0 | -22 | 0 | 0 | 390 | 101 | 165 | 80 | 58 | 794 | 22 | 0 | 0 | 0 | -22 | 0 | 306 | 177 | 31 | 150 | 130 | 794 |  |  | C3 | 0.001482 | 0.0022066 | 0.0039014 | 0.0063184 | 0.01482 | C3 | 144831.015 | 144831.015 | 144831.015 | 144831.015 | 144831.015 | C3 | 214.643 | 319.5805 | 565.0473 | 915.101 | 2146.4662 | C3 | 94657.5447 | 23648.9571 | 116964.7941 | 39349.3449 | 62247.5195 | 336868.1603 |  | 94657.5447 | 23648.9571 | 116964.7941 | 39349.3449 | 62247.5195 | 336868.1603 |  | 83710.7538 | 32277.6306 | 93232.8069 | 73208.0836 | 124495.0389 | 406924.3139 |  | 88432.8989 | 32277.6306 | 93232.8069 | 53075.8606 | 124495.0389 | 391514.236 |  | 65680.7453 | 56565.7487 | 17516.4668 | 137265.1568 | 279040.6045 | 556068.722 |  | 70402.8904 | 56565.7487 | 17516.4668 | 137265.1568 | 231818.3483 | 513568.6109
|  |  | 65 | 65 | C4 | 26 | 4 | 32 | 0 | 3 | 65 | 26 | 4 | 32 | 0 | 3 | 65 | 9 | 0 | 0 | -9 | 0 | 0 | 26 | 0 | 23 | 13 | 3 | 65 | 9 | 0 | 0 | 0 | -9 | 0 | 22 | 4 | 3 | 21 | 15 | 65 |  |  | C4 | 0.001482 | 0.0022066 | 0.0039014 | 0.0063184 | 0.01482 | C4 | 241385.025 | 241385.025 | 241385.025 | 241385.025 | 241385.025 | C4 | 357.7383 | 532.6342 | 941.7455 | 1525.1684 | 3577.4436 | C4 | 9301.1949 | 2130.5367 | 30135.8568 | 0 | 10732.3309 | 52299.9193 |  | 9301.1949 | 2130.5367 | 30135.8568 | 0 | 10732.3309 | 52299.9193 |  | 9301.1949 | 0 | 21660.1471 | 19827.1893 | 10732.3309 | 61520.8622 |  | 12520.8392 | 0 | 21660.1471 | 6100.6736 | 10732.3309 | 51013.9909 |  | 7870.2418 | 2130.5367 | 2825.2366 | 32028.5366 | 53661.6547 | 98516.2064 |  | 11089.8862 | 2130.5367 | 2825.2366 | 32028.5366 | 21464.6619 | 69538.8579
|  |  | 4254 | 4254 |  | 2540 | 386 | 870 | 129 | 329 |  | 2540 | 386 | 870 | 129 | 329 |  | 115 | 0 | 0 | -115 | 0 |  | 2311 | 526 | 537 | 462 | 418 |  | 115 | 0 | 0 | 0 | -115 |  | 1955 | 706 | 234 | 529 | 830 | [22 empty] | 356164.2159 | 79128.132 | 347278.0795 | 85226.4107 | 440454.8619 | 1308251.6999 |  | 356164.2159 | 79128.132 | 347278.0795 | 85226.4107 | 440454.8619 | 1308251.6999 |  | 322322.1761 | 109658.7225 | 225227.8596 | 281729.1085 | 576540.8182 | 1515478.6849 |  | 339922.8987 | 109658.7225 | 225227.8596 | 206690.8228 | 576540.8182 | 1458041.1217 |  | 268890.3889 | 157702.3245 | 81329.1435 | 351825.8485 | 1170396.4637 | 2030144.1691 |  | 286491.1115 | 157702.3245 | 81329.1435 | 351825.8485 | 994386.2362 | 1871734.6642
| HV Switchgear (GM) - Distribution |  | 3298 | 3298 | C1 | 1908 | 128 | 47 | 929 | 286 | 3298 | 1908 | 128 | 47 | 929 | 286 | 3298 | 0 | 0 | 0 | 0 | 0 | 0 | 1977 | 103 | 804 | 338 | 77 | 3299 | 0 | 0 | 0 | 0 | 0 | 0 | 1908 | 128 | 47 | 929 | 286 | 3298 |  |  | C1 | 0.0019095 | 0.0028431 | 0.0050268 | 0.008141 | 0.019096 | C1 | 8459.276 | 8459.276 | 8459.276 | 8459.276 | 8459.276 | C1 | 16.1532 | 24.0505 | 42.5234 | 68.8672 | 161.5352 | C1 | 30820.3876 | 3078.4586 | 1998.5994 | 63977.5854 | 46199.0627 | 146074.0937 |  | 30820.3876 | 3078.4586 | 1998.5994 | 63977.5854 | 46199.0627 | 146074.0937 |  | 31934.9613 | 2477.1972 | 34188.8068 | 23277.0978 | 12438.2092 | 104316.2723 |  | 31934.9613 | 2477.1972 | 34188.8068 | 23277.0978 | 12438.2092 | 104316.2723 |  | 30820.3876 | 3078.4586 | 1998.5994 | 63977.5854 | 46199.0627 | 146074.0937 |  | 30820.3876 | 3078.4586 | 1998.5994 | 63977.5854 | 46199.0627 | 146074.0937
|  |  | 24427 | 24427 | C2 | 12670 | 1938 | 1043 | 6322 | 2454 | 24427 | 12670 | 1938 | 1043 | 6322 | 2454 | 24427 | 0 | 0 | 0 | 0 | 0 | 0 | 13614 | 1906 | 5517 | 2541 | 848 | 24426 | 0 | 0 | 0 | 0 | 0 | 0 | 12670 | 1938 | 1043 | 6322 | 2454 | 24427 |  |  | C2 | 0.0019095 | 0.0028431 | 0.0050268 | 0.008141 | 0.019096 | C2 | 12084.68 | 12084.68 | 12084.68 | 12084.68 | 12084.68 | C2 | 23.0761 | 34.3578 | 60.7477 | 98.3816 | 230.7645 | C2 | 292373.6977 | 66585.4111 | 63359.8533 | 621968.7756 | 566296.2031 | 1610583.9408 |  | 292373.6977 | 66585.4111 | 63359.8533 | 621968.7756 | 566296.2031 | 1610583.9408 |  | 314157.4996 | 65485.9616 | 335145.0727 | 249987.7663 | 195688.3375 | 1160464.6378 |  | 314157.4996 | 65485.9616 | 335145.0727 | 249987.7663 | 195688.3375 | 1160464.6378 |  | 292373.6977 | 66585.4111 | 63359.8533 | 621968.7756 | 566296.2031 | 1610583.9408 |  | 292373.6977 | 66585.4111 | 63359.8533 | 621968.7756 | 566296.2031 | 1610583.9408
|  |  | 4185 | 4185 | C3 | 2361 | 356 | 270 | 810 | 388 | 4185 | 2361 | 356 | 270 | 810 | 388 | 4185 | 0 | 0 | 0 | 0 | 0 | 0 | 2557 | 260 | 868 | 413 | 87 | 4185 | 0 | 0 | 0 | 0 | 0 | 0 | 2361 | 356 | 270 | 810 | 388 | 4185 |  |  | C3 | 0.0019095 | 0.0028431 | 0.0050268 | 0.008141 | 0.019096 | C3 | 18127.02 | 18127.02 | 18127.02 | 18127.02 | 18127.02 | C3 | 34.6141 | 51.5367 | 91.1216 | 147.5725 | 346.1468 | C3 | 81723.8714 | 18347.0637 | 24602.8194 | 119533.7017 | 134304.9675 | 378512.4237 |  | 81723.8714 | 18347.0637 | 24602.8194 | 119533.7017 | 134304.9675 | 378512.4237 |  | 88508.2334 | 13399.5409 | 79093.5082 | 60947.4306 | 30114.7736 | 272063.4868 |  | 88508.2334 | 13399.5409 | 79093.5082 | 60947.4306 | 30114.7736 | 272063.4868 |  | 81723.8714 | 18347.0637 | 24602.8194 | 119533.7017 | 134304.9675 | 378512.4237 |  | 81723.8714 | 18347.0637 | 24602.8194 | 119533.7017 | 134304.9675 | 378512.4237
|  |  | 17 | 17 | C4 | 10 | 1 | 0 | 0 | 6 | 17 | 10 | 1 | 0 | 0 | 6 | 17 | 0 | 0 | 0 | 0 | 0 | 0 | 11 | 0 | 0 | 6 | 0 | 17 | 0 | 0 | 0 | 0 | 0 | 0 | 10 | 1 | 0 | 0 | 6 | 17 |  |  | C4 | 0.0019095 | 0.0028431 | 0.0050268 | 0.008141 | 0.019096 | C4 | 30211.7 | 30211.7 | 30211.7 | 30211.7 | 30211.7 | C4 | 57.6902 | 85.8945 | 151.8693 | 245.9541 | 576.9114 | C4 | 576.9015 | 85.8945 | 0 | 0 | 3461.4682 | 4124.2643 |  | 576.9015 | 85.8945 | 0 | 0 | 3461.4682 | 4124.2643 |  | 634.5917 | 0 | 0 | 1475.7247 | 0 | 2110.3164 |  | 634.5917 | 0 | 0 | 1475.7247 | 0 | 2110.3164 |  | 576.9015 | 85.8945 | 0 | 0 | 3461.4682 | 4124.2643 |  | 576.9015 | 85.8945 | 0 | 0 | 3461.4682 | 4124.2643
|  |  | 31927 | 31927 |  | 16949 | 2423 | 1360 | 8061 | 3134 |  | 16949 | 2423 | 1360 | 8061 | 3134 |  | 0 | 0 | 0 | 0 | 0 |  | 18159 | 2269 | 7189 | 3298 | 1012 |  | 0 | 0 | 0 | 0 | 0 |  | 16949 | 2423 | 1360 | 8061 | 3134 | [22 empty] | 405494.8582 | 88096.828 | 89961.2721 | 805480.0627 | 750261.7015 | 2139294.7224 |  | 405494.8582 | 88096.828 | 89961.2721 | 805480.0627 | 750261.7015 | 2139294.7224 |  | 435235.2861 | 81362.6997 | 448427.3877 | 335688.0195 | 238241.3203 | 1538954.7132 |  | 435235.2861 | 81362.6997 | 448427.3877 | 335688.0195 | 238241.3203 | 1538954.7132 |  | 405494.8582 | 88096.828 | 89961.2721 | 805480.0627 | 750261.7015 | 2139294.7224 |  | 405494.8582 | 88096.828 | 89961.2721 | 805480.0627 | 750261.7015 | 2139294.7224
| HV Transformer (GM) |  | 694 | 694 | C1 | 557 | 91 | 39 | 5 | 2 | 694 | 557 | 91 | 39 | 5 | 2 | 694 | 0 | 0 | 0 | 0 | 0 | 0 | 495 | 139 | 51 | 6 | 2 | 693 | 0 | 0 | 0 | 0 | 0 | 0 | 444 | 150 | 51 | 41 | 7 | 693 |  |  | C1 | 0.002223 | 0.0033099 | 0.0058521 | 0.0094776 | 0.022231 | C1 | 13005.454 | 13005.454 | 13005.454 | 13005.454 | 13005.454 | C1 | 28.9116 | 43.0463 | 76.1097 | 123.2606 | 289.1207 | C1 | 16103.7509 | 3917.2101 | 2968.2783 | 616.303 | 578.2415 | 24183.7838 |  | 16103.7509 | 3917.2101 | 2968.2783 | 616.303 | 578.2415 | 24183.7838 |  | 14311.2328 | 5983.4308 | 3881.5948 | 739.5636 | 578.2415 | 25494.0635 |  | 14311.2328 | 5983.4308 | 3881.5948 | 739.5636 | 578.2415 | 25494.0635 |  | 12836.7422 | 6456.9398 | 3881.5948 | 5053.6843 | 2023.8452 | 30252.8062 |  | 12836.7422 | 6456.9398 | 3881.5948 | 5053.6843 | 2023.8452 | 30252.8062
|  |  | 13540 | 13540 | C2 | 12639 | 681 | 187 | 18 | 15 | 13540 | 12639 | 681 | 187 | 18 | 15 | 13540 | 0 | 0 | 0 | 0 | 0 | 0 | 11743 | 1421 | 318 | 44 | 15 | 13541 | 0 | 0 | 0 | 0 | 0 | 0 | 9638 | 3270 | 337 | 256 | 40 | 13541 |  |  | C2 | 0.002223 | 0.0033099 | 0.0058521 | 0.0094776 | 0.022231 | C2 | 18579.22 | 18579.22 | 18579.22 | 18579.22 | 18579.22 | C2 | 41.3023 | 61.4947 | 108.7281 | 176.0866 | 413.0296 | C2 | 522019.2541 | 41877.8664 | 20332.1631 | 3169.5581 | 6195.4445 | 593594.2862 |  | 522019.2541 | 41877.8664 | 20332.1631 | 3169.5581 | 6195.4445 | 593594.2862 |  | 485012.4298 | 87383.918 | 34575.55 | 7747.8087 | 6195.4445 | 620915.1511 |  | 485012.4298 | 87383.918 | 34575.55 | 7747.8087 | 6195.4445 | 620915.1511 |  | 398071.1742 | 201087.5523 | 36641.3848 | 45078.1598 | 16521.1854 | 697399.4565 |  | 398071.1742 | 201087.5523 | 36641.3848 | 45078.1598 | 16521.1854 | 697399.4565
|  |  | 1177 | 1177 | C3 | 1056 | 93 | 23 | 5 | 0 | 1177 | 1056 | 93 | 23 | 5 | 0 | 1177 | 0 | 0 | 0 | 0 | 0 | 0 | 960 | 167 | 42 | 8 | 0 | 1177 | 0 | 0 | 0 | 0 | 0 | 0 | 795 | 297 | 52 | 29 | 4 | 1177 |  |  | C3 | 0.002223 | 0.0033099 | 0.0058521 | 0.0094776 | 0.022231 | C3 | 27868.83 | 27868.83 | 27868.83 | 27868.83 | 27868.83 | C3 | 61.9534 | 92.242 | 163.0922 | 264.1298 | 619.5445 | C3 | 65422.7786 | 8578.5057 | 3751.121 | 1320.6492 | 0 | 79073.0545 |  | 65422.7786 | 8578.5057 | 3751.121 | 1320.6492 | 0 | 79073.0545 |  | 59475.2533 | 15404.4134 | 6849.8731 | 2113.0387 | 0 | 83842.5785 |  | 59475.2533 | 15404.4134 | 6849.8731 | 2113.0387 | 0 | 83842.5785 |  | 49252.9441 | 27395.873 | 8480.7953 | 7659.7654 | 2478.1778 | 95267.5556 |  | 49252.9441 | 27395.873 | 8480.7953 | 7659.7654 | 2478.1778 | 95267.5556
|  |  | 0 | 0 | C4 | 0 | 0 | 0 | 0 | 0 | 0 | 0 | 0 | 0 | 0 | 0 | 0 | 0 | 0 | 0 | 0 | 0 | 0 | 0 | 0 | 0 | 0 | 0 | 0 | 0 | 0 | 0 | 0 | 0 | 0 | 0 | 0 | 0 | 0 | 0 | 0 |  |  | C4 | 0.002223 | 0.0033099 | 0.0058521 | 0.0094776 | 0.022231 | C4 | 46448.05 | 46448.05 | 46448.05 | 46448.05 | 46448.05 | C4 | 103.2556 | 153.7367 | 271.8204 | 440.2164 | 1032.5741 | C4 | 0 | 0 | 0 | 0 | 0 | 0 |  | 0 | 0 | 0 | 0 | 0 | 0 |  | 0 | 0 | 0 | 0 | 0 | 0 |  | 0 | 0 | 0 | 0 | 0 | 0 |  | 0 | 0 | 0 | 0 | 0 | 0 |  | 0 | 0 | 0 | 0 | 0 | 0
|  |  | 15411 | 15411 |  | 14252 | 865 | 249 | 28 | 17 |  | 14252 | 865 | 249 | 28 | 17 |  | 0 | 0 | 0 | 0 | 0 |  | 13198 | 1727 | 411 | 58 | 17 |  | 0 | 0 | 0 | 0 | 0 |  | 10877 | 3717 | 440 | 326 | 51 | [22 empty] | 603545.7835 | 54373.5822 | 27051.5624 | 5106.5103 | 6773.686 | 696851.1244 |  | 603545.7835 | 54373.5822 | 27051.5624 | 5106.5103 | 6773.686 | 696851.1244 |  | 558798.9159 | 108771.7622 | 45307.0179 | 10600.411 | 6773.686 | 730251.793 |  | 558798.9159 | 108771.7622 | 45307.0179 | 10600.411 | 6773.686 | 730251.793 |  | 460160.8605 | 234940.365 | 49003.7748 | 57791.6096 | 21023.2084 | 822919.8183 |  | 460160.8605 | 234940.365 | 49003.7748 | 57791.6096 | 21023.2084 | 822919.8183
| HV UG Cable |  | 0 | 0 | C1 | 0 | 0 | 0 | 0 | 0 | 0 | 0 | 0 | 0 | 0 | 0 | 0 | 0 | 0 | 0 | 0 | 0 | 0 | 0 | 0 | 0 | 0 | 0 | 0 | 0 | 0 | 0 | 0 | 0 | 0 | 0 | 0 | 0 | 0 | 0 | 0 |  |  | C1 | 0 | 0 | 0 | 0 | 0 | C1 | 0 | 0 | 0 | 0 | 0 | C1 | [5 empty] | C1 | [5 empty] | 0 | [6 empty] | 0 | [6 empty] | 0 | [6 empty] | 0 | [6 empty] | 0 | [6 empty] | 0
|  |  | 0 | 0 | C2 | 0 | 0 | 0 | 0 | 0 | 0 | 0 | 0 | 0 | 0 | 0 | 0 | 0 | 0 | 0 | 0 | 0 | 0 | 0 | 0 | 0 | 0 | 0 | 0 | 0 | 0 | 0 | 0 | 0 | 0 | 0 | 0 | 0 | 0 | 0 | 0 |  |  | C2 | 0 | 0 | 0 | 0 | 0 | C2 | 0 | 0 | 0 | 0 | 0 | C2 | [5 empty] | C2 | [5 empty] | 0 | [6 empty] | 0 | [6 empty] | 0 | [6 empty] | 0 | [6 empty] | 0 | [6 empty] | 0
|  |  | 0 | 0 | C3 | 0 | 0 | 0 | 0 | 0 | 0 | 0 | 0 | 0 | 0 | 0 | 0 | 0 | 0 | 0 | 0 | 0 | 0 | 0 | 0 | 0 | 0 | 0 | 0 | 0 | 0 | 0 | 0 | 0 | 0 | 0 | 0 | 0 | 0 | 0 | 0 |  |  | C3 | 0 | 0 | 0 | 0 | 0 | C3 | 0 | 0 | 0 | 0 | 0 | C3 | [5 empty] | C3 | [5 empty] | 0 | [6 empty] | 0 | [6 empty] | 0 | [6 empty] | 0 | [6 empty] | 0 | [6 empty] | 0
|  |  | 0 | 0 | C4 | 0 | 0 | 0 | 0 | 0 | 0 | 0 | 0 | 0 | 0 | 0 | 0 | 0 | 0 | 0 | 0 | 0 | 0 | 0 | 0 | 0 | 0 | 0 | 0 | 0 | 0 | 0 | 0 | 0 | 0 | 0 | 0 | 0 | 0 | 0 | 0 |  |  | C4 | 0 | 0 | 0 | 0 | 0 | C4 | 0 | 0 | 0 | 0 | 0 | C4 | [5 empty] | C4 | [5 empty] | 0 | [6 empty] | 0 | [6 empty] | 0 | [6 empty] | 0 | [6 empty] | 0 | [6 empty] | 0
|  |  | 0 | 0 |  | 0 | 0 | 0 | 0 | 0 |  | 0 | 0 | 0 | 0 | 0 |  | 0 | 0 | 0 | 0 | 0 |  | 0 | 0 | 0 | 0 | 0 |  | 0 | 0 | 0 | 0 | 0 |  | 0 | 0 | 0 | 0 | 0 | [22 empty] | 0 | 0 | 0 | 0 | 0 | 0 |  | 0 | 0 | 0 | 0 | 0 | 0 |  | 0 | 0 | 0 | 0 | 0 | 0 |  | 0 | 0 | 0 | 0 | 0 | 0 |  | 0 | 0 | 0 | 0 | 0 | 0 |  | 0 | 0 | 0 | 0 | 0 | 0
| HV OHL Support - Poles |  | 48872 | 48872 | C1 | 33262 | 3730 | 7547 | 2769 | 1564 | 48872 | 33262 | 3730 | 7547 | 2769 | 1564 | 48872 | 0 | 0 | 0 | 0 | 0 | 0 | 30294 | 5541 | 8083 | 2917 | 2037 | 48872 | 0 | 0 | 0 | 0 | 0 | 0 | 26428 | 7329 | 2488 | 8043 | 4584 | 48872 |  |  | C1 | 0.0081226 | 0.012094 | 0.021383 | 0.03463 | 0.081228 | C1 | 2323.797 | 2323.797 | 2323.797 | 2323.797 | 2323.797 | C1 | 18.8753 | 28.1034 | 49.6893 | 80.4724 | 188.7566 | C1 | 627831.5465 | 104825.5703 | 375005.2035 | 222828.1917 | 295215.3459 | 1625705.8579 |  | 627831.5465 | 104825.5703 | 375005.2035 | 222828.1917 | 295215.3459 | 1625705.8579 |  | 571809.5385 | 155720.7734 | 401638.6723 | 234738.1131 | 384497.2248 | 1748404.3222 |  | 571809.5385 | 155720.7734 | 401638.6723 | 234738.1131 | 384497.2248 | 1748404.3222 |  | 498837.4755 | 205969.599 | 123626.997 | 647239.8505 | 865260.3233 | 2340934.2454 |  | 498837.4755 | 205969.599 | 123626.997 | 647239.8505 | 865260.3233 | 2340934.2454
|  |  | 42148 | 42148 | C2 | 29965 | 3754 | 5334 | 1720 | 1375 | 42148 | 29965 | 3754 | 5334 | 1720 | 1375 | 42148 | 0 | 0 | 0 | 0 | 0 | 0 | 27284 | 5087 | 6109 | 1935 | 1733 | 42148 | 0 | 0 | 0 | 0 | 0 | 0 | 24009 | 6261 | 2611 | 5908 | 3359 | 42148 |  |  | C2 | 0.0081226 | 0.012094 | 0.021383 | 0.03463 | 0.081228 | C2 | 3319.71 | 3319.71 | 3319.71 | 3319.71 | 3319.71 | C2 | 26.9648 | 40.1477 | 70.9847 | 114.9606 | 269.6523 | C2 | 807999.3597 | 150714.3588 | 378632.523 | 197732.2859 | 370771.9224 | 1905850.4497 |  | 807999.3597 | 150714.3588 | 378632.523 | 197732.2859 | 370771.9224 | 1905850.4497 |  | 735706.8089 | 204231.2049 | 433645.6848 | 222448.8216 | 467307.4484 | 2063339.9686 |  | 735706.8089 | 204231.2049 | 433645.6848 | 222448.8216 | 467307.4484 | 2063339.9686 |  | 647397.1843 | 251364.5712 | 185341.1169 | 679187.4099 | 905762.0998 | 2669052.3821 |  | 647397.1843 | 251364.5712 | 185341.1169 | 679187.4099 | 905762.0998 | 2669052.3821
|  |  | 16232 | 16232 | C3 | 11306 | 1779 | 1979 | 592 | 576 | 16232 | 11306 | 1779 | 1979 | 592 | 576 | 16232 | 0 | 0 | 0 | 0 | 0 | 0 | 10223 | 2254 | 2368 | 682 | 705 | 16232 | 0 | 0 | 0 | 0 | 0 | 0 | 9000 | 2486 | 1245 | 2234 | 1267 | 16232 |  |  | C3 | 0.0081226 | 0.012094 | 0.021383 | 0.03463 | 0.081228 | C3 | 4979.565 | 4979.565 | 4979.565 | 4979.565 | 4979.565 | C3 | 40.4472 | 60.2215 | 106.4771 | 172.4409 | 404.4785 | C3 | 457295.5495 | 107134.0614 | 210718.1561 | 102085.0406 | 232979.5934 | 1110212.401 |  | 457295.5495 | 107134.0614 | 210718.1561 | 102085.0406 | 232979.5934 | 1110212.401 |  | 413491.2792 | 135739.2773 | 252137.7431 | 117604.7259 | 285157.3149 | 1204130.3403 |  | 413491.2792 | 135739.2773 | 252137.7431 | 117604.7259 | 285157.3149 | 1204130.3403 |  | 364024.407 | 149710.667 | 132563.9739 | 385233.0756 | 512474.2098 | 1544006.3333 |  | 364024.407 | 149710.667 | 132563.9739 | 385233.0756 | 512474.2098 | 1544006.3333
|  |  | 7302 | 7302 | C4 | 5097 | 799 | 883 | 259 | 264 | 7302 | 5097 | 799 | 883 | 259 | 264 | 7302 | 0 | 0 | 0 | 0 | 0 | 0 | 4570 | 1084 | 1043 | 299 | 306 | 7302 | 0 | 0 | 0 | 0 | 0 | 0 | 4007 | 1144 | 600 | 984 | 567 | 7302 |  |  | C4 | 0.0081226 | 0.012094 | 0.021383 | 0.03463 | 0.081228 | C4 | 8299.275 | 8299.275 | 8299.275 | 8299.275 | 8299.275 | C4 | 67.4119 | 100.3692 | 177.4618 | 287.4016 | 674.1308 | C4 | 343598.5931 | 80194.9738 | 156698.7804 | 74437.0088 | 177970.5227 | 832899.8787 |  | 343598.5931 | 80194.9738 | 156698.7804 | 74437.0088 | 177970.5227 | 832899.8787 |  | 308072.5074 | 108800.1897 | 185092.6704 | 85933.0719 | 206284.015 | 894182.4544 |  | 308072.5074 | 108800.1897 | 185092.6704 | 85933.0719 | 206284.015 | 894182.4544 |  | 270119.5924 | 114822.3405 | 106477.0875 | 282803.1531 | 382232.1454 | 1156454.3188 |  | 270119.5924 | 114822.3405 | 106477.0875 | 282803.1531 | 382232.1454 | 1156454.3188
|  |  | 114554 | 114554 |  | 79630 | 10062 | 15743 | 5340 | 3779 |  | 79630 | 10062 | 15743 | 5340 | 3779 |  | 0 | 0 | 0 | 0 | 0 |  | 72371 | 13966 | 17603 | 5833 | 4781 |  | 0 | 0 | 0 | 0 | 0 |  | 63444 | 17220 | 6944 | 17169 | 9777 | [22 empty] | 2236725.0488 | 442868.9642 | 1121054.6629 | 597082.527 | 1076937.3845 | 5474668.5873 |  | 2236725.0488 | 442868.9642 | 1121054.6629 | 597082.527 | 1076937.3845 | 5474668.5873 |  | 2029080.134 | 604491.4453 | 1272514.7706 | 660724.7325 | 1343246.003 | 5910057.0855 |  | 2029080.134 | 604491.4453 | 1272514.7706 | 660724.7325 | 1343246.003 | 5910057.0855 |  | 1780378.6592 | 721867.1776 | 548009.1752 | 1994463.4891 | 2665728.7784 | 7710447.2796 |  | 1780378.6592 | 721867.1776 | 548009.1752 | 1994463.4891 | 2665728.7784 | 7710447.2796
| [Please insert new asset category as required] |  | 0 | 0 | C1 | 0 | 0 | 0 | 0 | 0 | 0 | 0 | 0 | 0 | 0 | 0 | 0 | 0 | 0 | 0 | 0 | 0 | 0 | 0 | 0 | 0 | 0 | 0 | 0 | 0 | 0 | 0 | 0 | 0 | 0 | 0 | 0 | 0 | 0 | 0 | 0 |  |  | C1 | 0 | 0 | 0 | 0 | 0 | C1 | 0 | 0 | 0 | 0 | 0 | C1 | [5 empty] | C1 | [5 empty] | 0 | [6 empty] | 0 | [6 empty] | 0 | [6 empty] | 0 | [6 empty] | 0 | [6 empty] | 0
|  |  | 0 | 0 | C2 | 0 | 0 | 0 | 0 | 0 | 0 | 0 | 0 | 0 | 0 | 0 | 0 | 0 | 0 | 0 | 0 | 0 | 0 | 0 | 0 | 0 | 0 | 0 | 0 | 0 | 0 | 0 | 0 | 0 | 0 | 0 | 0 | 0 | 0 | 0 | 0 |  |  | C2 | 0 | 0 | 0 | 0 | 0 | C2 | 0 | 0 | 0 | 0 | 0 | C2 | [5 empty] | C2 | [5 empty] | 0 | [6 empty] | 0 | [6 empty] | 0 | [6 empty] | 0 | [6 empty] | 0 | [6 empty] | 0
|  |  | 0 | 0 | C3 | 0 | 0 | 0 | 0 | 0 | 0 | 0 | 0 | 0 | 0 | 0 | 0 | 0 | 0 | 0 | 0 | 0 | 0 | 0 | 0 | 0 | 0 | 0 | 0 | 0 | 0 | 0 | 0 | 0 | 0 | 0 | 0 | 0 | 0 | 0 | 0 |  |  | C3 | 0 | 0 | 0 | 0 | 0 | C3 | 0 | 0 | 0 | 0 | 0 | C3 | [5 empty] | C3 | [5 empty] | 0 | [6 empty] | 0 | [6 empty] | 0 | [6 empty] | 0 | [6 empty] | 0 | [6 empty] | 0
|  |  | 0 | 0 | C4 | 0 | 0 | 0 | 0 | 0 | 0 | 0 | 0 | 0 | 0 | 0 | 0 | 0 | 0 | 0 | 0 | 0 | 0 | 0 | 0 | 0 | 0 | 0 | 0 | 0 | 0 | 0 | 0 | 0 | 0 | 0 | 0 | 0 | 0 | 0 | 0 |  |  | C4 | 0 | 0 | 0 | 0 | 0 | C4 | 0 | 0 | 0 | 0 | 0 | C4 | [5 empty] | C4 | [5 empty] | 0 | [6 empty] | 0 | [6 empty] | 0 | [6 empty] | 0 | [6 empty] | 0 | [6 empty] | 0
|  |  | 0 | 0 |  | 0 | 0 | 0 | 0 | 0 |  | 0 | 0 | 0 | 0 | 0 |  | 0 | 0 | 0 | 0 | 0 |  | 0 | 0 | 0 | 0 | 0 |  | 0 | 0 | 0 | 0 | 0 |  | 0 | 0 | 0 | 0 | 0 | [22 empty] | 0 | 0 | 0 | 0 | 0 | 0 |  | 0 | 0 | 0 | 0 | 0 | 0 |  | 0 | 0 | 0 | 0 | 0 | 0 |  | 0 | 0 | 0 | 0 | 0 | 0 |  | 0 | 0 | 0 | 0 | 0 | 0 |  | 0 | 0 | 0 | 0 | 0 | 0
| [Please insert new asset category as required] |  | 0 | 0 | C1 | 0 | 0 | 0 | 0 | 0 | 0 | 0 | 0 | 0 | 0 | 0 | 0 | 0 | 0 | 0 | 0 | 0 | 0 | 0 | 0 | 0 | 0 | 0 | 0 | 0 | 0 | 0 | 0 | 0 | 0 | 0 | 0 | 0 | 0 | 0 | 0 |  |  | C1 | 0 | 0 | 0 | 0 | 0 | C1 | 0 | 0 | 0 | 0 | 0 | C1 | [5 empty] | C1 | [5 empty] | 0 | [6 empty] | 0 | [6 empty] | 0 | [6 empty] | 0 | [6 empty] | 0 | [6 empty] | 0
|  |  | 0 | 0 | C2 | 0 | 0 | 0 | 0 | 0 | 0 | 0 | 0 | 0 | 0 | 0 | 0 | 0 | 0 | 0 | 0 | 0 | 0 | 0 | 0 | 0 | 0 | 0 | 0 | 0 | 0 | 0 | 0 | 0 | 0 | 0 | 0 | 0 | 0 | 0 | 0 |  |  | C2 | 0 | 0 | 0 | 0 | 0 | C2 | 0 | 0 | 0 | 0 | 0 | C2 | [5 empty] | C2 | [5 empty] | 0 | [6 empty] | 0 | [6 empty] | 0 | [6 empty] | 0 | [6 empty] | 0 | [6 empty] | 0
|  |  | 0 | 0 | C3 | 0 | 0 | 0 | 0 | 0 | 0 | 0 | 0 | 0 | 0 | 0 | 0 | 0 | 0 | 0 | 0 | 0 | 0 | 0 | 0 | 0 | 0 | 0 | 0 | 0 | 0 | 0 | 0 | 0 | 0 | 0 | 0 | 0 | 0 | 0 | 0 |  |  | C3 | 0 | 0 | 0 | 0 | 0 | C3 | 0 | 0 | 0 | 0 | 0 | C3 | [5 empty] | C3 | [5 empty] | 0 | [6 empty] | 0 | [6 empty] | 0 | [6 empty] | 0 | [6 empty] | 0 | [6 empty] | 0
|  |  | 0 | 0 | C4 | 0 | 0 | 0 | 0 | 0 | 0 | 0 | 0 | 0 | 0 | 0 | 0 | 0 | 0 | 0 | 0 | 0 | 0 | 0 | 0 | 0 | 0 | 0 | 0 | 0 | 0 | 0 | 0 | 0 | 0 | 0 | 0 | 0 | 0 | 0 | 0 |  |  | C4 | 0 | 0 | 0 | 0 | 0 | C4 | 0 | 0 | 0 | 0 | 0 | C4 | [5 empty] | C4 | [5 empty] | 0 | [6 empty] | 0 | [6 empty] | 0 | [6 empty] | 0 | [6 empty] | 0 | [6 empty] | 0
|  |  | 0 | 0 |  | 0 | 0 | 0 | 0 | 0 |  | 0 | 0 | 0 | 0 | 0 |  | 0 | 0 | 0 | 0 | 0 |  | 0 | 0 | 0 | 0 | 0 |  | 0 | 0 | 0 | 0 | 0 |  | 0 | 0 | 0 | 0 | 0 | [22 empty] | 0 | 0 | 0 | 0 | 0 | 0 |  | 0 | 0 | 0 | 0 | 0 | 0 |  | 0 | 0 | 0 | 0 | 0 | 0 |  | 0 | 0 | 0 | 0 | 0 | 0 |  | 0 | 0 | 0 | 0 | 0 | 0 |  | 0 | 0 | 0 | 0 | 0 | 0
| [Please insert new asset category as required] |  | 0 | 0 | C1 | 0 | 0 | 0 | 0 | 0 | 0 | 0 | 0 | 0 | 0 | 0 | 0 | 0 | 0 | 0 | 0 | 0 | 0 | 0 | 0 | 0 | 0 | 0 | 0 | 0 | 0 | 0 | 0 | 0 | 0 | 0 | 0 | 0 | 0 | 0 | 0 |  |  | C1 | 0 | 0 | 0 | 0 | 0 | C1 | 0 | 0 | 0 | 0 | 0 | C1 | [5 empty] | C1 | [5 empty] | 0 | [6 empty] | 0 | [6 empty] | 0 | [6 empty] | 0 | [6 empty] | 0 | [6 empty] | 0
|  |  | 0 | 0 | C2 | 0 | 0 | 0 | 0 | 0 | 0 | 0 | 0 | 0 | 0 | 0 | 0 | 0 | 0 | 0 | 0 | 0 | 0 | 0 | 0 | 0 | 0 | 0 | 0 | 0 | 0 | 0 | 0 | 0 | 0 | 0 | 0 | 0 | 0 | 0 | 0 |  |  | C2 | 0 | 0 | 0 | 0 | 0 | C2 | 0 | 0 | 0 | 0 | 0 | C2 | [5 empty] | C2 | [5 empty] | 0 | [6 empty] | 0 | [6 empty] | 0 | [6 empty] | 0 | [6 empty] | 0 | [6 empty] | 0
|  |  | 0 | 0 | C3 | 0 | 0 | 0 | 0 | 0 | 0 | 0 | 0 | 0 | 0 | 0 | 0 | 0 | 0 | 0 | 0 | 0 | 0 | 0 | 0 | 0 | 0 | 0 | 0 | 0 | 0 | 0 | 0 | 0 | 0 | 0 | 0 | 0 | 0 | 0 | 0 |  |  | C3 | 0 | 0 | 0 | 0 | 0 | C3 | 0 | 0 | 0 | 0 | 0 | C3 | [5 empty] | C3 | [5 empty] | 0 | [6 empty] | 0 | [6 empty] | 0 | [6 empty] | 0 | [6 empty] | 0 | [6 empty] | 0
|  |  | 0 | 0 | C4 | 0 | 0 | 0 | 0 | 0 | 0 | 0 | 0 | 0 | 0 | 0 | 0 | 0 | 0 | 0 | 0 | 0 | 0 | 0 | 0 | 0 | 0 | 0 | 0 | 0 | 0 | 0 | 0 | 0 | 0 | 0 | 0 | 0 | 0 | 0 | 0 |  |  | C4 | 0 | 0 | 0 | 0 | 0 | C4 | 0 | 0 | 0 | 0 | 0 | C4 | [5 empty] | C4 | [5 empty] | 0 | [6 empty] | 0 | [6 empty] | 0 | [6 empty] | 0 | [6 empty] | 0 | [6 empty] | 0
|  |  | 0 | 0 |  | 0 | 0 | 0 | 0 | 0 |  | 0 | 0 | 0 | 0 | 0 |  | 0 | 0 | 0 | 0 | 0 |  | 0 | 0 | 0 | 0 | 0 |  | 0 | 0 | 0 | 0 | 0 |  | 0 | 0 | 0 | 0 | 0 | [22 empty] | 0 | 0 | 0 | 0 | 0 | 0 |  | 0 | 0 | 0 | 0 | 0 | 0 |  | 0 | 0 | 0 | 0 | 0 | 0 |  | 0 | 0 | 0 | 0 | 0 | 0 |  | 0 | 0 | 0 | 0 | 0 | 0 |  | 0 | 0 | 0 | 0 | 0 | 0
| [Please insert new asset category as required] |  | 0 | 0 | C1 | 0 | 0 | 0 | 0 | 0 | 0 | 0 | 0 | 0 | 0 | 0 | 0 | 0 | 0 | 0 | 0 | 0 | 0 | 0 | 0 | 0 | 0 | 0 | 0 | 0 | 0 | 0 | 0 | 0 | 0 | 0 | 0 | 0 | 0 | 0 | 0 |  |  | C1 | 0 | 0 | 0 | 0 | 0 | C1 | 0 | 0 | 0 | 0 | 0 | C1 | [5 empty] | C1 | [5 empty] | 0 | [6 empty] | 0 | [6 empty] | 0 | [6 empty] | 0 | [6 empty] | 0 | [6 empty] | 0
|  |  | 0 | 0 | C2 | 0 | 0 | 0 | 0 | 0 | 0 | 0 | 0 | 0 | 0 | 0 | 0 | 0 | 0 | 0 | 0 | 0 | 0 | 0 | 0 | 0 | 0 | 0 | 0 | 0 | 0 | 0 | 0 | 0 | 0 | 0 | 0 | 0 | 0 | 0 | 0 |  |  | C2 | 0 | 0 | 0 | 0 | 0 | C2 | 0 | 0 | 0 | 0 | 0 | C2 | [5 empty] | C2 | [5 empty] | 0 | [6 empty] | 0 | [6 empty] | 0 | [6 empty] | 0 | [6 empty] | 0 | [6 empty] | 0
|  |  | 0 | 0 | C3 | 0 | 0 | 0 | 0 | 0 | 0 | 0 | 0 | 0 | 0 | 0 | 0 | 0 | 0 | 0 | 0 | 0 | 0 | 0 | 0 | 0 | 0 | 0 | 0 | 0 | 0 | 0 | 0 | 0 | 0 | 0 | 0 | 0 | 0 | 0 | 0 |  |  | C3 | 0 | 0 | 0 | 0 | 0 | C3 | 0 | 0 | 0 | 0 | 0 | C3 | [5 empty] | C3 | [5 empty] | 0 | [6 empty] | 0 | [6 empty] | 0 | [6 empty] | 0 | [6 empty] | 0 | [6 empty] | 0
|  |  | 0 | 0 | C4 | 0 | 0 | 0 | 0 | 0 | 0 | 0 | 0 | 0 | 0 | 0 | 0 | 0 | 0 | 0 | 0 | 0 | 0 | 0 | 0 | 0 | 0 | 0 | 0 | 0 | 0 | 0 | 0 | 0 | 0 | 0 | 0 | 0 | 0 | 0 | 0 |  |  | C4 | 0 | 0 | 0 | 0 | 0 | C4 | 0 | 0 | 0 | 0 | 0 | C4 | [5 empty] | C4 | [5 empty] | 0 | [6 empty] | 0 | [6 empty] | 0 | [6 empty] | 0 | [6 empty] | 0 | [6 empty] | 0
|  |  | 0 | 0 |  | 0 | 0 | 0 | 0 | 0 |  | 0 | 0 | 0 | 0 | 0 |  | 0 | 0 | 0 | 0 | 0 |  | 0 | 0 | 0 | 0 | 0 |  | 0 | 0 | 0 | 0 | 0 |  | 0 | 0 | 0 | 0 | 0 | [22 empty] | 0 | 0 | 0 | 0 | 0 | 0 |  | 0 | 0 | 0 | 0 | 0 | 0 |  | 0 | 0 | 0 | 0 | 0 | 0 |  | 0 | 0 | 0 | 0 | 0 | 0 |  | 0 | 0 | 0 | 0 | 0 | 0 |  | 0 | 0 | 0 | 0 | 0 | 0
| [Please insert new asset category as required] |  | 0 | 0 | C1 | 0 | 0 | 0 | 0 | 0 | 0 | 0 | 0 | 0 | 0 | 0 | 0 | 0 | 0 | 0 | 0 | 0 | 0 | 0 | 0 | 0 | 0 | 0 | 0 | 0 | 0 | 0 | 0 | 0 | 0 | 0 | 0 | 0 | 0 | 0 | 0 |  |  | C1 | 0 | 0 | 0 | 0 | 0 | C1 | 0 | 0 | 0 | 0 | 0 | C1 | [5 empty] | C1 | [5 empty] | 0 | [6 empty] | 0 | [6 empty] | 0 | [6 empty] | 0 | [6 empty] | 0 | [6 empty] | 0
|  |  | 0 | 0 | C2 | 0 | 0 | 0 | 0 | 0 | 0 | 0 | 0 | 0 | 0 | 0 | 0 | 0 | 0 | 0 | 0 | 0 | 0 | 0 | 0 | 0 | 0 | 0 | 0 | 0 | 0 | 0 | 0 | 0 | 0 | 0 | 0 | 0 | 0 | 0 | 0 |  |  | C2 | 0 | 0 | 0 | 0 | 0 | C2 | 0 | 0 | 0 | 0 | 0 | C2 | [5 empty] | C2 | [5 empty] | 0 | [6 empty] | 0 | [6 empty] | 0 | [6 empty] | 0 | [6 empty] | 0 | [6 empty] | 0
|  |  | 0 | 0 | C3 | 0 | 0 | 0 | 0 | 0 | 0 | 0 | 0 | 0 | 0 | 0 | 0 | 0 | 0 | 0 | 0 | 0 | 0 | 0 | 0 | 0 | 0 | 0 | 0 | 0 | 0 | 0 | 0 | 0 | 0 | 0 | 0 | 0 | 0 | 0 | 0 |  |  | C3 | 0 | 0 | 0 | 0 | 0 | C3 | 0 | 0 | 0 | 0 | 0 | C3 | [5 empty] | C3 | [5 empty] | 0 | [6 empty] | 0 | [6 empty] | 0 | [6 empty] | 0 | [6 empty] | 0 | [6 empty] | 0
|  |  | 0 | 0 | C4 | 0 | 0 | 0 | 0 | 0 | 0 | 0 | 0 | 0 | 0 | 0 | 0 | 0 | 0 | 0 | 0 | 0 | 0 | 0 | 0 | 0 | 0 | 0 | 0 | 0 | 0 | 0 | 0 | 0 | 0 | 0 | 0 | 0 | 0 | 0 | 0 |  |  | C4 | 0 | 0 | 0 | 0 | 0 | C4 | 0 | 0 | 0 | 0 | 0 | C4 | [5 empty] | C4 | [5 empty] | 0 | [6 empty] | 0 | [6 empty] | 0 | [6 empty] | 0 | [6 empty] | 0 | [6 empty] | 0
|  |  | 0 | 0 |  | 0 | 0 | 0 | 0 | 0 |  | 0 | 0 | 0 | 0 | 0 |  | 0 | 0 | 0 | 0 | 0 |  | 0 | 0 | 0 | 0 | 0 |  | 0 | 0 | 0 | 0 | 0 |  | 0 | 0 | 0 | 0 | 0 | [22 empty] | 0 | 0 | 0 | 0 | 0 | 0 |  | 0 | 0 | 0 | 0 | 0 | 0 |  | 0 | 0 | 0 | 0 | 0 | 0 |  | 0 | 0 | 0 | 0 | 0 | 0 |  | 0 | 0 | 0 | 0 | 0 | 0 |  | 0 | 0 | 0 | 0 | 0 | 0
[63 empty] | 3601929.9063 | 664467.5063 | 1585345.577 | 1492895.5107 | 2274427.6339 | 9619066.1341 |  | 3601929.9063 | 664467.5063 | 1585345.577 | 1492895.5107 | 2274427.6339 | 9619066.1341 |  | 3345436.5121 | 904284.6297 | 1991477.0357 | 1288742.2715 | 2164801.8276 | 9694742.2766 |  | 3363037.2347 | 904284.6297 | 1991477.0357 | 1213703.9858 | 2164801.8276 | 9637304.7135 |  | 2914924.7667 | 1202606.6951 | 768303.3656 | 3209561.0099 | 4607410.1521 | 12702805.9894 |  | 2932525.4893 | 1202606.6951 | 768303.3656 | 3209561.0099 | 4431399.9246 | 12544396.4845
| EHV Network | [66 empty] | 0 | [6 empty] | 0 | [6 empty] | 0 | [6 empty] | 0 | [6 empty] | 0 | [6 empty] | 0
| EHV Switchgear (GM) |  | 459 | 459 | C1 | 391 | 50 | 4 | 1 | 13 | 459 | 391 | 50 | 4 | 1 | 13 | 459 | 0 | 0 | 0 | 0 | 0 | 0 | 383 | 52 | 8 | 3 | 13 | 459 | 0 | 0 | 0 | 0 | 0 | 0 | 353 | 54 | 32 | 6 | 14 | 459 |  |  | C1 | 0.0077227 | 0.011498 | 0.02033 | 0.032925 | 0.077229 | C1 | 44478.189 | 44478.189 | 44478.189 | 44478.189 | 44478.189 | C1 | 343.4938 | 511.4256 | 904.2469 | 1464.4389 | 3434.9962 | C1 | 134306.0604 | 25571.281 | 3616.9875 | 1464.4389 | 44654.9504 | 209613.7182 |  | 134306.0604 | 25571.281 | 3616.9875 | 1464.4389 | 44654.9504 | 209613.7182 |  | 131558.1103 | 26594.1322 | 7233.9751 | 4393.3167 | 44654.9504 | 214434.4847 |  | 131558.1103 | 26594.1322 | 7233.9751 | 4393.3167 | 44654.9504 | 214434.4847 |  | 121253.2975 | 27616.9835 | 28935.9004 | 8786.6334 | 48089.9466 | 234682.7614 |  | 121253.2975 | 27616.9835 | 28935.9004 | 8786.6334 | 48089.9466 | 234682.7614
|  |  | 624 | 624 | C2 | 469 | 70 | 18 | 15 | 52 | 624 | 469 | 70 | 18 | 15 | 52 | 624 | 0 | 0 | 0 | 0 | 0 | 0 | 458 | 64 | 28 | 17 | 57 | 624 | 0 | 0 | 0 | 0 | 0 | 0 | 438 | 37 | 62 | 19 | 68 | 624 |  |  | C2 | 0.0077227 | 0.011498 | 0.02033 | 0.032925 | 0.077229 | C2 | 63540.27 | 63540.27 | 63540.27 | 63540.27 | 63540.27 | C2 | 490.7054 | 730.608 | 1291.7813 | 2092.0556 | 4907.1374 | C2 | 230140.8197 | 51142.562 | 23252.0628 | 31380.8337 | 255171.145 | 591087.4231 |  | 230140.8197 | 51142.562 | 23252.0628 | 31380.8337 | 255171.145 | 591087.4231 |  | 224743.0606 | 46758.9138 | 36169.8755 | 35564.9449 | 279706.832 | 622943.6267 |  | 224743.0606 | 46758.9138 | 36169.8755 | 35564.9449 | 279706.832 | 622943.6267 |  | 214928.9531 | 27032.497 | 80090.4385 | 39749.056 | 333685.3435 | 695486.2882 |  | 214928.9531 | 27032.497 | 80090.4385 | 39749.056 | 333685.3435 | 695486.2882
|  |  | 381 | 381 | C3 | 357 | 0 | 3 | 21 | 0 | 381 | 357 | 0 | 3 | 21 | 0 | 381 | 0 | 0 | 0 | 0 | 0 | 0 | 357 | 0 | 0 | 13 | 11 | 381 | 0 | 0 | 0 | 0 | 0 | 0 | 337 | 20 | 0 | 10 | 14 | 381 |  |  | C3 | 0.0077227 | 0.011498 | 0.02033 | 0.032925 | 0.077229 | C3 | 95310.405 | 95310.405 | 95310.405 | 95310.405 | 95310.405 | C3 | 736.0581 | 1095.912 | 1937.6719 | 3138.0834 | 7360.7061 | C3 | 262772.7269 | 0 | 5813.0157 | 65899.7508 | 0 | 334485.4934 |  | 262772.7269 | 0 | 5813.0157 | 65899.7508 | 0 | 334485.4934 |  | 262772.7269 | 0 | 0 | 40795.0838 | 80967.7672 | 384535.5779 |  | 262772.7269 | 0 | 0 | 40795.0838 | 80967.7672 | 384535.5779 |  | 248051.5657 | 21918.2408 | 0 | 31380.8337 | 103049.8855 | 404400.5258 |  | 248051.5657 | 21918.2408 | 0 | 31380.8337 | 103049.8855 | 404400.5258
|  |  | 0 | 0 | C4 | 0 | 0 | 0 | 0 | 0 | 0 | 0 | 0 | 0 | 0 | 0 | 0 | 0 | 0 | 0 | 0 | 0 | 0 | 0 | 0 | 0 | 0 | 0 | 0 | 0 | 0 | 0 | 0 | 0 | 0 | 0 | 0 | 0 | 0 | 0 | 0 |  |  | C4 | 0.0077227 | 0.011498 | 0.02033 | 0.032925 | 0.077229 | C4 | 158850.675 | 158850.675 | 158850.675 | 158850.675 | 158850.675 | C4 | 1226.7634 | 1826.5201 | 3229.4532 | 5230.139 | 12267.8435 | C4 | 0 | 0 | 0 | 0 | 0 | 0 |  | 0 | 0 | 0 | 0 | 0 | 0 |  | 0 | 0 | 0 | 0 | 0 | 0 |  | 0 | 0 | 0 | 0 | 0 | 0 |  | 0 | 0 | 0 | 0 | 0 | 0 |  | 0 | 0 | 0 | 0 | 0 | 0
|  |  | 1464 | 1464 |  | 1217 | 120 | 25 | 37 | 65 |  | 1217 | 120 | 25 | 37 | 65 |  | 0 | 0 | 0 | 0 | 0 |  | 1198 | 116 | 36 | 33 | 81 |  | 0 | 0 | 0 | 0 | 0 |  | 1128 | 111 | 94 | 35 | 96 | [22 empty] | 627219.607 | 76713.843 | 32682.0661 | 98745.0234 | 299826.0954 | 1135186.6348 |  | 627219.607 | 76713.843 | 32682.0661 | 98745.0234 | 299826.0954 | 1135186.6348 |  | 619073.8978 | 73353.046 | 43403.8506 | 80753.3454 | 405329.5496 | 1221913.6894 |  | 619073.8978 | 73353.046 | 43403.8506 | 80753.3454 | 405329.5496 | 1221913.6894 |  | 584233.8164 | 76567.7213 | 109026.3389 | 79916.5232 | 484825.1755 | 1334569.5753 |  | 584233.8164 | 76567.7213 | 109026.3389 | 79916.5232 | 484825.1755 | 1334569.5753
| EHV Transformer |  | 11 | 11 | C1 | 8 | 3 | 0 | 0 | 0 | 11 | 8 | 3 | 0 | 0 | 0 | 11 | 0 | 0 | 0 | 0 | 0 | 0 | 7 | 1 | 3 | 0 | 0 | 11 | 0 | 0 | 1 | -1 | 0 | 0 | 7 | 1 | 1 | 2 | 0 | 11 |  |  | C1 | 0.012939 | 0.019265 | 0.034062 | 0.055165 | 0.12939 | C1 | 100733.983 | 100733.983 | 100733.983 | 100733.983 | 100733.983 | C1 | 1303.4176 | 1940.65 | 3431.2452 | 5556.9436 | 13034.3985 | C1 | 10427.3409 | 5821.95 | 0 | 0 | 0 | 16249.2909 |  | 10427.3409 | 5821.95 | 0 | 0 | 0 | 16249.2909 |  | 9123.9233 | 1940.65 | 10293.7356 | 0 | 0 | 21358.309 |  | 9123.9233 | 1940.65 | 10293.7356 | 0 | 0 | 21358.309 |  | 9123.9233 | 1940.65 | 3431.2452 | 11113.8873 | 0 | 25609.7058 |  | 9123.9233 | 1940.65 | 6862.4904 | 5556.9436 | 0 | 23484.0074
|  |  | 601 | 601 | C2 | 380 | 133 | 42 | 32 | 14 | 601 | 380 | 133 | 42 | 32 | 14 | 601 | 0 | 1 | -1 | 0 | 0 | 0 | 303 | 174 | 54 | 44 | 31 | 606 | 0 | 3 | -1 | 12 | -14 | 0 | 227 | 176 | 89 | 56 | 58 | 606 |  |  | C2 | 0.012939 | 0.019265 | 0.034062 | 0.055165 | 0.12939 | C2 | 143905.69 | 143905.69 | 143905.69 | 143905.69 | 143905.69 | C2 | 1862.0252 | 2772.3571 | 4901.7789 | 7938.4909 | 18620.5692 | C2 | 707569.564 | 368723.498 | 205874.713 | 254031.7095 | 260687.969 | 1796887.4535 |  | 707569.564 | 368723.498 | 205874.713 | 254031.7095 | 260687.969 | 1796887.4535 |  | 564193.6261 | 482390.1402 | 264696.0596 | 349293.6006 | 577237.6457 | 2237811.0721 |  | 564193.6261 | 485162.4973 | 259794.2807 | 349293.6006 | 577237.6457 | 2235681.6503 |  | 422679.7132 | 487934.8544 | 436258.3204 | 444555.4917 | 1079993.0145 | 2871421.3943 |  | 422679.7132 | 496251.9258 | 431356.5415 | 539817.3827 | 819305.0455 | 2709410.6088
|  |  | 50 | 50 | C3 | 39 | 7 | 3 | 0 | 1 | 50 | 39 | 7 | 3 | 0 | 1 | 50 | 0 | 0 | 0 | 0 | 0 | 0 | 37 | 6 | 4 | 2 | 1 | 50 | 0 | 0 | 0 | 0 | 0 | 0 | 33 | 8 | 3 | 5 | 1 | 50 |  |  | C3 | 0.012939 | 0.019265 | 0.034062 | 0.055165 | 0.12939 | C3 | 215858.535 | 215858.535 | 215858.535 | 215858.535 | 215858.535 | C3 | 2793.0378 | 4158.5357 | 7352.6683 | 11907.7364 | 27930.8538 | C3 | 108928.4724 | 29109.7498 | 22058.005 | 0 | 27930.8538 | 188027.081 |  | 108928.4724 | 29109.7498 | 22058.005 | 0 | 27930.8538 | 188027.081 |  | 103342.3969 | 24951.2141 | 29410.6733 | 23815.4728 | 27930.8538 | 209450.6109 |  | 103342.3969 | 24951.2141 | 29410.6733 | 23815.4728 | 27930.8538 | 209450.6109 |  | 92170.2458 | 33268.2855 | 22058.005 | 59538.6819 | 27930.8538 | 234966.0721 |  | 92170.2458 | 33268.2855 | 22058.005 | 59538.6819 | 27930.8538 | 234966.0721
|  |  | 0 | 0 | C4 | 0 | 0 | 0 | 0 | 0 | 0 | 0 | 0 | 0 | 0 | 0 | 0 | 0 | 0 | 0 | 0 | 0 | 0 | 0 | 0 | 0 | 0 | 0 | 0 | 0 | 0 | 0 | 0 | 0 | 0 | 0 | 0 | 0 | 0 | 0 | 0 |  |  | C4 | 0.012939 | 0.019265 | 0.034062 | 0.055165 | 0.12939 | C4 | 359764.225 | 359764.225 | 359764.225 | 359764.225 | 359764.225 | C4 | 4655.0629 | 6930.8928 | 12254.4472 | 19846.2273 | 46551.423 | C4 | 0 | 0 | 0 | 0 | 0 | 0 |  | 0 | 0 | 0 | 0 | 0 | 0 |  | 0 | 0 | 0 | 0 | 0 | 0 |  | 0 | 0 | 0 | 0 | 0 | 0 |  | 0 | 0 | 0 | 0 | 0 | 0 |  | 0 | 0 | 0 | 0 | 0 | 0
|  |  | 662 | 662 |  | 427 | 143 | 45 | 32 | 15 |  | 427 | 143 | 45 | 32 | 15 |  | 0 | 1 | -1 | 0 | 0 |  | 347 | 181 | 61 | 46 | 32 |  | 0 | 3 | 0 | 11 | -14 |  | 267 | 185 | 93 | 63 | 59 | [22 empty] | 826925.3773 | 403655.1978 | 227932.718 | 254031.7095 | 288618.8228 | 2001163.8254 |  | 826925.3773 | 403655.1978 | 227932.718 | 254031.7095 | 288618.8228 | 2001163.8254 |  | 676659.9462 | 509282.0043 | 304400.4685 | 373109.0734 | 605168.4995 | 2468619.9919 |  | 676659.9462 | 512054.3614 | 299498.6896 | 373109.0734 | 605168.4995 | 2466490.5702 |  | 523973.8824 | 523143.79 | 461747.5706 | 515208.0609 | 1107923.8683 | 3131997.1722 |  | 523973.8824 | 531460.8613 | 460277.0369 | 604913.0083 | 847235.8993 | 2967860.6883
| EHV UG Cable (Gas) |  | 0 | 0 | C1 | 0 | 0 | 0 | 0 | 0 | 0 | 0 | 0 | 0 | 0 | 0 | 0 | 0 | 0 | 0 | 0 | 0 | 0 | 0 | 0 | 0 | 0 | 0 | 0 | 0 | 0 | 0 | 0 | 0 | 0 | 0 | 0 | 0 | 0 | 0 | 0 |  |  | C1 | 1.2835 | 1.9111 | 3.3789 | 5.4722 | 12.8357 | C1 | 238.973 | 238.973 | 238.973 | 238.973 | 238.973 | C1 | 306.7329 | 456.6926 | 807.474 | 1307.714 | 3067.3814 | C1 | 0 | 0 | 0 | 0 | 0 | 0 |  | 0 | 0 | 0 | 0 | 0 | 0 |  | 0 | 0 | 0 | 0 | 0 | 0 |  | 0 | 0 | 0 | 0 | 0 | 0 |  | 0 | 0 | 0 | 0 | 0 | 0 |  | 0 | 0 | 0 | 0 | 0 | 0
|  |  | 125.897 | 125.897 | C2 | 25.214 | 4.451 | 83.412 | 4.06 | 8.76 | 125.897 | 25.214 | 4.451 | 83.412 | 4.06 | 8.76 | 125.897 | 0 | 0 | 0 | 0 | 0 | 0 | 24.692 | 2.83 | 83.599 | 6.016 | 8.76 | 125.897 | 0 | 0 | 0 | 0 | 0 | 0 | 23.868 | 0.874 | 20.882 | 75.131 | 10.716 | 131.471 |  |  | C2 | 1.2835 | 1.9111 | 3.3789 | 5.4722 | 12.8357 | C2 | 341.39 | 341.39 | 341.39 | 341.39 | 341.39 | C2 | 438.1899 | 652.418 | 1153.5343 | 1868.1629 | 4381.9734 | C2 | 11048.5194 | 2903.9127 | 96218.601 | 7584.7413 | 38386.0872 | 156141.8616 |  | 11048.5194 | 2903.9127 | 96218.601 | 7584.7413 | 38386.0872 | 156141.8616 |  | 10819.7843 | 1846.3431 | 96434.3119 | 11238.8679 | 38386.0872 | 158725.3944 |  | 10819.7843 | 1846.3431 | 96434.3119 | 11238.8679 | 38386.0872 | 158725.3944 |  | 10458.7158 | 570.2134 | 24088.1027 | 140356.9457 | 46957.2273 | 222431.2049 |  | 10458.7158 | 570.2134 | 24088.1027 | 140356.9457 | 46957.2273 | 222431.2049
|  |  | 0.359 | 0.359 | C3 | 0.359 | 0 | 0 | 0 | 0 | 0.359 | 0.359 | 0 | 0 | 0 | 0 | 0.359 | 0 | 0 | 0 | 0 | 0 | 0 | 0.359 | 0 | 0 | 0 | 0 | 0.359 | 0 | 0 | 0 | 0 | 0 | 0 | 0.359 | 0 | 0 | 0 | 0 | 0.359 |  |  | C3 | 1.2835 | 1.9111 | 3.3789 | 5.4722 | 12.8357 | C3 | 512.085 | 512.085 | 512.085 | 512.085 | 512.085 | C3 | 657.2848 | 978.6271 | 1730.3014 | 2802.2443 | 6572.9601 | C3 | 235.9652 | 0 | 0 | 0 | 0 | 235.9652 |  | 235.9652 | 0 | 0 | 0 | 0 | 235.9652 |  | 235.9652 | 0 | 0 | 0 | 0 | 235.9652 |  | 235.9652 | 0 | 0 | 0 | 0 | 235.9652 |  | 235.9652 | 0 | 0 | 0 | 0 | 235.9652 |  | 235.9652 | 0 | 0 | 0 | 0 | 235.9652
|  |  | 0 | 0 | C4 | 0 | 0 | 0 | 0 | 0 | 0 | 0 | 0 | 0 | 0 | 0 | 0 | 0 | 0 | 0 | 0 | 0 | 0 | 0 | 0 | 0 | 0 | 0 | 0 | 0 | 0 | 0 | 0 | 0 | 0 | 0 | 0 | 0 | 0 | 0 | 0 |  |  | C4 | 1.2835 | 1.9111 | 3.3789 | 5.4722 | 12.8357 | C4 | 853.475 | 853.475 | 853.475 | 853.475 | 853.475 | C4 | 1095.4747 | 1631.0451 | 2883.8357 | 4670.4072 | 10954.9336 | C4 | 0 | 0 | 0 | 0 | 0 | 0 |  | 0 | 0 | 0 | 0 | 0 | 0 |  | 0 | 0 | 0 | 0 | 0 | 0 |  | 0 | 0 | 0 | 0 | 0 | 0 |  | 0 | 0 | 0 | 0 | 0 | 0 |  | 0 | 0 | 0 | 0 | 0 | 0
|  |  | 126.256 | 126.256 |  | 25.573 | 4.451 | 83.412 | 4.06 | 8.76 |  | 25.573 | 4.451 | 83.412 | 4.06 | 8.76 |  | 0 | 0 | 0 | 0 | 0 |  | 25.051 | 2.83 | 83.599 | 6.016 | 8.76 |  | 0 | 0 | 0 | 0 | 0 |  | 24.227 | 0.874 | 20.882 | 75.131 | 10.716 | [22 empty] | 11284.4846 | 2903.9127 | 96218.601 | 7584.7413 | 38386.0872 | 156377.8269 |  | 11284.4846 | 2903.9127 | 96218.601 | 7584.7413 | 38386.0872 | 156377.8269 |  | 11055.7495 | 1846.3431 | 96434.3119 | 11238.8679 | 38386.0872 | 158961.3596 |  | 11055.7495 | 1846.3431 | 96434.3119 | 11238.8679 | 38386.0872 | 158961.3596 |  | 10694.6811 | 570.2134 | 24088.1027 | 140356.9457 | 46957.2273 | 222667.1701 |  | 10694.6811 | 570.2134 | 24088.1027 | 140356.9457 | 46957.2273 | 222667.1701
| EHV UG Cable (Oil) |  | 79.013 | 79.013 | C1 | 37.905 | 11.469 | 13.21 | 2.45 | 13.979 | 79.013 | 37.905 | 11.469 | 13.21 | 2.45 | 13.979 | 79.013 | 0 | 0 | 0 | 0 | 0 | 0 | 37.492 | 9.313 | 15.754 | 0.395 | 16.059 | 79.013 | 0 | 0 | 0 | 0 | 0 | 0 | 37.459 | 0.48 | 17.193 | 7.452 | 16.429 | 79.013 |  |  | C1 | 0.59691 | 0.88874 | 1.5714 | 2.5449 | 5.9692 | C1 | 5206.558 | 5206.558 | 5206.558 | 5206.558 | 5206.558 | C1 | 3107.8644 | 4627.2791 | 8181.4492 | 13249.9571 | 31079.1744 | C1 | 117803.6017 | 53070.264 | 108076.9437 | 32462.395 | 434455.7792 | 745868.9836 |  | 117803.6017 | 53070.264 | 108076.9437 | 32462.395 | 434455.7792 | 745868.9836 |  | 116520.0537 | 43093.8502 | 128890.5504 | 5233.7331 | 499100.462 | 792838.6494 |  | 116520.0537 | 43093.8502 | 128890.5504 | 5233.7331 | 499100.462 | 792838.6494 |  | 116417.4942 | 2221.094 | 140663.6558 | 98738.6806 | 510599.7565 | 868640.6811 |  | 116417.4942 | 2221.094 | 140663.6558 | 98738.6806 | 510599.7565 | 868640.6811
|  |  | 148.772 | 148.772 | C2 | 83.326 | 24.52 | 27.653 | 2.85 | 10.423 | 148.772 | 83.326 | 24.52 | 27.653 | 2.85 | 10.423 | 148.772 | 0 | 0 | 0 | 0 | 0 | 0 | 77.613 | 19.324 | 37.783 | 1.099 | 12.953 | 148.772 | 0 | 0 | 0 | 0 | 0 | 0 | 76.554 | 6.817 | 30.401 | 21.727 | 13.273 | 148.772 |  |  | C2 | 0.59691 | 0.88874 | 1.5714 | 2.5449 | 5.9692 | C2 | 7437.94 | 7437.94 | 7437.94 | 7437.94 | 7437.94 | C2 | 4439.8063 | 6610.3987 | 11687.7845 | 18928.5102 | 44398.8206 | C2 | 369951.3037 | 162086.9764 | 323202.3061 | 53946.2541 | 462768.9071 | 1371955.7473 |  | 369951.3037 | 162086.9764 | 323202.3061 | 53946.2541 | 462768.9071 | 1371955.7473 |  | 344586.6901 | 127739.3447 | 441599.5635 | 20802.4327 | 575097.9232 | 1509825.9542 |  | 344586.6901 | 127739.3447 | 441599.5635 | 20802.4327 | 575097.9232 | 1509825.9542 |  | 339884.9351 | 45063.088 | 355320.338 | 411259.7411 | 589305.5458 | 1740833.648 |  | 339884.9351 | 45063.088 | 355320.338 | 411259.7411 | 589305.5458 | 1740833.648
|  |  | 77.719 | 77.719 | C3 | 47.297 | 10.829 | 14.136 | 3.12 | 2.337 | 77.719 | 47.297 | 10.829 | 14.136 | 3.12 | 2.337 | 77.719 | 0 | 0 | 0 | 0 | 0 | 0 | 45.076 | 6.304 | 20.793 | 0.751 | 4.795 | 77.719 | 0 | 0 | 0 | 0 | 0 | 0 | 39.674 | 7.623 | 8.513 | 16.452 | 5.457 | 77.719 |  |  | C3 | 0.59691 | 0.88874 | 1.5714 | 2.5449 | 5.9692 | C3 | 11156.91 | 11156.91 | 11156.91 | 11156.91 | 11156.91 | C3 | 6659.7095 | 9915.5981 | 17531.6768 | 28392.7653 | 66598.2309 | C3 | 314984.2812 | 107376.0115 | 247827.7835 | 88585.4277 | 155640.0656 | 914413.5695 |  | 314984.2812 | 107376.0115 | 247827.7835 | 88585.4277 | 155640.0656 | 914413.5695 |  | 300193.0664 | 62507.9302 | 364536.1561 | 21322.9667 | 319338.5171 | 1067898.6366 |  | 300193.0664 | 62507.9302 | 364536.1561 | 21322.9667 | 319338.5171 | 1067898.6366 |  | 264217.3156 | 75586.6041 | 149247.1648 | 467117.7747 | 363426.546 | 1319595.405 |  | 264217.3156 | 75586.6041 | 149247.1648 | 467117.7747 | 363426.546 | 1319595.405
|  |  | 0 | 0 | C4 | 0 | 0 | 0 | 0 | 0 | 0 | 0 | 0 | 0 | 0 | 0 | 0 | 0 | 0 | 0 | 0 | 0 | 0 | 0 | 0 | 0 | 0 | 0 | 0 | 0 | 0 | 0 | 0 | 0 | 0 | 0 | 0 | 0 | 0 | 0 | 0 |  |  | C4 | 0.59691 | 0.88874 | 1.5714 | 2.5449 | 5.9692 | C4 | 18594.85 | 18594.85 | 18594.85 | 18594.85 | 18594.85 | C4 | 11099.5159 | 16525.9968 | 29219.4614 | 47321.2755 | 110997.0515 | C4 | 0 | 0 | 0 | 0 | 0 | 0 |  | 0 | 0 | 0 | 0 | 0 | 0 |  | 0 | 0 | 0 | 0 | 0 | 0 |  | 0 | 0 | 0 | 0 | 0 | 0 |  | 0 | 0 | 0 | 0 | 0 | 0 |  | 0 | 0 | 0 | 0 | 0 | 0
|  |  | 305.504 | 305.504 |  | 168.528 | 46.818 | 54.999 | 8.42 | 26.739 |  | 168.528 | 46.818 | 54.999 | 8.42 | 26.739 |  | 0 | 0 | 0 | 0 | 0 |  | 160.181 | 34.941 | 74.33 | 2.245 | 33.807 |  | 0 | 0 | 0 | 0 | 0 |  | 153.687 | 14.92 | 56.107 | 45.631 | 35.159 | [22 empty] | 802739.1867 | 322533.2518 | 679107.0333 | 174994.0768 | 1052864.7519 | 3032238.3004 |  | 802739.1867 | 322533.2518 | 679107.0333 | 174994.0768 | 1052864.7519 | 3032238.3004 |  | 761299.8102 | 233341.1251 | 935026.2701 | 47359.1325 | 1393536.9023 | 3370563.2402 |  | 761299.8102 | 233341.1251 | 935026.2701 | 47359.1325 | 1393536.9023 | 3370563.2402 |  | 720519.7449 | 122870.786 | 645231.1586 | 977116.1963 | 1463331.8483 | 3929069.7341 |  | 720519.7449 | 122870.786 | 645231.1586 | 977116.1963 | 1463331.8483 | 3929069.7341
| EHV UG Cable (Non Pressurised) |  | 0 | 0 | C1 | 0 | 0 | 0 | 0 | 0 | 0 | 0 | 0 | 0 | 0 | 0 | 0 | 0 | 0 | 0 | 0 | 0 | 0 | 0 | 0 | 0 | 0 | 0 | 0 | 0 | 0 | 0 | 0 | 0 | 0 | 0 | 0 | 0 | 0 | 0 | 0 |  |  | C1 | 0.018753 | 0.027922 | 0.049368 | 0.079952 | 0.18754 | C1 | 22702.512 | 22702.512 | 22702.512 | 22702.512 | 22702.512 | C1 | 425.7469 | 633.8918 | 1120.7783 | 1815.1141 | 4257.542 | C1 | 0 | 0 | 0 | 0 | 0 | 0 |  | 0 | 0 | 0 | 0 | 0 | 0 |  | 0 | 0 | 0 | 0 | 0 | 0 |  | 0 | 0 | 0 | 0 | 0 | 0 |  | 0 | 0 | 0 | 0 | 0 | 0 |  | 0 | 0 | 0 | 0 | 0 | 0
|  |  | 984.776 | 984.776 | C2 | 832.051 | 147.686 | 4.589 | 0 | 0.45 | 984.776 | 832.051 | 147.686 | 4.589 | 0 | 0.45 | 984.776 | 0 | 0 | 0 | 0 | 0 | 0 | 826.4 | 7.65 | 149.271 | 1.005 | 0.45 | 984.776 | 0 | 0 | 0 | 0 | 0 | 0 | 806.812 | 26.187 | 146.769 | 3.887 | 1.121 | 984.776 |  |  | C2 | 0.018753 | 0.027922 | 0.049368 | 0.079952 | 0.18754 | C2 | 32432.16 | 32432.16 | 32432.16 | 32432.16 | 32432.16 | C2 | 608.2099 | 905.5598 | 1601.1118 | 2593.0202 | 6082.2029 | C2 | 506061.6676 | 133738.5009 | 7347.5022 | 0 | 2736.9913 | 649884.6619 |  | 506061.6676 | 133738.5009 | 7347.5022 | 0 | 2736.9913 | 649884.6619 |  | 502624.6734 | 6927.5323 | 238999.5631 | 2605.9853 | 2736.9913 | 753894.7454 |  | 502624.6734 | 6927.5323 | 238999.5631 | 2605.9853 | 2736.9913 | 753894.7454 |  | 490711.0576 | 23713.8938 | 234993.5813 | 10079.0695 | 6818.1494 | 766315.7517 |  | 490711.0576 | 23713.8938 | 234993.5813 | 10079.0695 | 6818.1494 | 766315.7517
|  |  | 124.103 | 124.103 | C3 | 117.553 | 6.519 | 0.031 | 0 | 0 | 124.103 | 117.553 | 6.519 | 0.031 | 0 | 0 | 124.103 | 0 | 0 | 0 | 0 | 0 | 0 | 117.553 | 0 | 6.519 | 0.031 | 0 | 124.103 | 0 | 0 | 0 | 0 | 0 | 0 | 115.304 | 2.249 | 6.519 | 0 | 0.031 | 124.103 |  |  | C3 | 0.018753 | 0.027922 | 0.049368 | 0.079952 | 0.18754 | C3 | 48648.24 | 48648.24 | 48648.24 | 48648.24 | 48648.24 | C3 | 912.3149 | 1358.3397 | 2401.6677 | 3889.5303 | 9123.3043 | C3 | 107245.3501 | 8855.0163 | 74.4517 | 0 | 0 | 116174.8181 |  | 107245.3501 | 8855.0163 | 74.4517 | 0 | 0 | 116174.8181 |  | 107245.3501 | 0 | 15656.472 | 120.5754 | 0 | 123022.3975 |  | 107245.3501 | 0 | 15656.472 | 120.5754 | 0 | 123022.3975 |  | 105193.554 | 3054.9059 | 15656.472 | 0 | 282.8224 | 124187.7543 |  | 105193.554 | 3054.9059 | 15656.472 | 0 | 282.8224 | 124187.7543
|  |  | 1.021 | 1.021 | C4 | 1.021 | 0 | 0 | 0 | 0 | 1.021 | 1.021 | 0 | 0 | 0 | 0 | 1.021 | 0 | 0 | 0 | 0 | 0 | 0 | 1.021 | 0 | 0 | 0 | 0 | 1.021 | 0 | 0 | 0 | 0 | 0 | 0 | 1.021 | 0 | 0 | 0 | 0 | 1.021 |  |  | C4 | 0.018753 | 0.027922 | 0.049368 | 0.079952 | 0.18754 | C4 | 81080.4 | 81080.4 | 81080.4 | 81080.4 | 81080.4 | C4 | 1520.5248 | 2263.8994 | 4002.7796 | 6482.5505 | 15205.5072 | C4 | 1552.4558 | 0 | 0 | 0 | 0 | 1552.4558 |  | 1552.4558 | 0 | 0 | 0 | 0 | 1552.4558 |  | 1552.4558 | 0 | 0 | 0 | 0 | 1552.4558 |  | 1552.4558 | 0 | 0 | 0 | 0 | 1552.4558 |  | 1552.4558 | 0 | 0 | 0 | 0 | 1552.4558 |  | 1552.4558 | 0 | 0 | 0 | 0 | 1552.4558
|  |  | 1109.9 | 1109.9 |  | 950.625 | 154.205 | 4.62 | 0 | 0.45 |  | 950.625 | 154.205 | 4.62 | 0 | 0.45 |  | 0 | 0 | 0 | 0 | 0 |  | 944.974 | 7.65 | 155.79 | 1.036 | 0.45 |  | 0 | 0 | 0 | 0 | 0 |  | 923.137 | 28.436 | 153.288 | 3.887 | 1.152 | [22 empty] | 614859.4735 | 142593.5171 | 7421.9539 | 0 | 2736.9913 | 767611.9358 |  | 614859.4735 | 142593.5171 | 7421.9539 | 0 | 2736.9913 | 767611.9358 |  | 611422.4793 | 6927.5323 | 254656.0351 | 2726.5607 | 2736.9913 | 878469.5987 |  | 611422.4793 | 6927.5323 | 254656.0351 | 2726.5607 | 2736.9913 | 878469.5987 |  | 597457.0674 | 26768.7997 | 250650.0533 | 10079.0695 | 7100.9718 | 892055.9618 |  | 597457.0674 | 26768.7997 | 250650.0533 | 10079.0695 | 7100.9718 | 892055.9618
| EHV OHL Support - Towers |  | 67 | 67 | C1 | 0 | 20 | 38 | 0 | 9 | 67 | 0 | 20 | 38 | 0 | 9 | 67 | 0 | 0 | 0 | 0 | 0 | 0 | 0 | 0 | 58 | 0 | 9 | 67 | 0 | 0 | 0 | 0 | 0 | 0 | 0 | 0 | 57 | 1 | 9 | 67 |  |  | C1 | 0.015533 | 0.023127 | 0.04089 | 0.066222 | 0.15533 | C1 | 7236.516 | 7236.516 | 7236.516 | 7236.516 | 7236.516 | C1 | 112.403 | 167.356 | 295.9007 | 479.2147 | 1124.0488 | C1 | 0 | 3347.1207 | 11244.2249 | 0 | 10116.4391 | 24707.7847 |  | 0 | 3347.1207 | 11244.2249 | 0 | 10116.4391 | 24707.7847 |  | 0 | 0 | 17162.238 | 0 | 10116.4391 | 27278.6771 |  | 0 | 0 | 17162.238 | 0 | 10116.4391 | 27278.6771 |  | 0 | 0 | 16866.3373 | 479.2147 | 10116.4391 | 27461.9912 |  | 0 | 0 | 16866.3373 | 479.2147 | 10116.4391 | 27461.9912
|  |  | 87 | 87 | C2 | 1 | 8 | 69 | 7 | 2 | 87 | 1 | 8 | 69 | 7 | 2 | 87 | 0 | 57 | -54 | 0 | -3 | 0 | 0 | 1 | 77 | 0 | 9 | 87 | 0 | 69 | -63 | -3 | -3 | 0 | 0 | 0 | 72 | 6 | 9 | 87 |  |  | C2 | 0.015533 | 0.023127 | 0.04089 | 0.066222 | 0.15533 | C2 | 10337.88 | 10337.88 | 10337.88 | 10337.88 | 10337.88 | C2 | 160.5757 | 239.0801 | 422.7152 | 684.5925 | 1605.784 | C2 | 160.5757 | 1912.6404 | 29167.3503 | 4792.1473 | 3211.568 | 39244.2817 |  | 160.5757 | 1912.6404 | 29167.3503 | 4792.1473 | 3211.568 | 39244.2817 |  | 0 | 239.0801 | 32549.072 | 0 | 14452.0559 | 47240.208 |  | 0 | 13866.6431 | 9722.4501 | 0 | 9634.7039 | 33223.7971 |  | 0 | 0 | 30435.4959 | 4107.5549 | 14452.0559 | 48995.1067 |  | 0 | 16496.5237 | 3804.437 | 2053.7774 | 9634.7039 | 31989.442
|  |  | 24 | 24 | C3 | 8 | 4 | 12 | 0 | 0 | 24 | 8 | 4 | 12 | 0 | 0 | 24 | 0 | 2 | -2 | 0 | 0 | 0 | 8 | 0 | 16 | 0 | 0 | 24 | 0 | 2 | -2 | 0 | 0 | 0 | 7 | 0 | 12 | 5 | 0 | 24 |  |  | C3 | 0.015533 | 0.023127 | 0.04089 | 0.066222 | 0.15533 | C3 | 15506.82 | 15506.82 | 15506.82 | 15506.82 | 15506.82 | C3 | 240.8635 | 358.6201 | 634.0728 | 1026.8887 | 2408.676 | C3 | 1926.9079 | 1434.4803 | 7608.874 | 0 | 0 | 10970.2622 |  | 1926.9079 | 1434.4803 | 7608.874 | 0 | 0 | 10970.2622 |  | 1926.9079 | 0 | 10145.1653 | 0 | 0 | 12072.0732 |  | 1926.9079 | 717.2402 | 8877.0196 | 0 | 0 | 11521.1677 |  | 1686.0444 | 0 | 7608.874 | 5134.4436 | 0 | 14429.362 |  | 1686.0444 | 717.2402 | 6340.7283 | 5134.4436 | 0 | 13878.4565
|  |  | 0 | 0 | C4 | 0 | 0 | 0 | 0 | 0 | 0 | 0 | 0 | 0 | 0 | 0 | 0 | 0 | 0 | 0 | 0 | 0 | 0 | 0 | 0 | 0 | 0 | 0 | 0 | 0 | 0 | 0 | 0 | 0 | 0 | 0 | 0 | 0 | 0 | 0 | 0 |  |  | C4 | 0.015533 | 0.023127 | 0.04089 | 0.066222 | 0.15533 | C4 | 25844.7 | 25844.7 | 25844.7 | 25844.7 | 25844.7 | C4 | 401.4392 | 597.7001 | 1056.7881 | 1711.4812 | 4014.46 | C4 | 0 | 0 | 0 | 0 | 0 | 0 |  | 0 | 0 | 0 | 0 | 0 | 0 |  | 0 | 0 | 0 | 0 | 0 | 0 |  | 0 | 0 | 0 | 0 | 0 | 0 |  | 0 | 0 | 0 | 0 | 0 | 0 |  | 0 | 0 | 0 | 0 | 0 | 0
|  |  | 178 | 178 |  | 9 | 32 | 119 | 7 | 11 |  | 9 | 32 | 119 | 7 | 11 |  | 0 | 59 | -56 | 0 | -3 |  | 8 | 1 | 151 | 0 | 18 |  | 0 | 71 | -65 | -3 | -3 |  | 7 | 0 | 141 | 12 | 18 | [22 empty] | 2087.4836 | 6694.2415 | 48020.4491 | 4792.1473 | 13328.0071 | 74922.3286 |  | 2087.4836 | 6694.2415 | 48020.4491 | 4792.1473 | 13328.0071 | 74922.3286 |  | 1926.9079 | 239.0801 | 59856.4753 | 0 | 24568.495 | 86590.9583 |  | 1926.9079 | 14583.8833 | 35761.7077 | 0 | 19751.143 | 72023.6419 |  | 1686.0444 | 0 | 54910.7072 | 9721.2132 | 24568.495 | 90886.4598 |  | 1686.0444 | 17213.7638 | 27011.5026 | 7667.4357 | 19751.143 | 73329.8897
| EHV OHL Support - Poles |  | 16178 | 16178 | C1 | 9239 | 2710 | 2494 | 1372 | 363 | 16178 | 9239 | 2710 | 2494 | 1372 | 363 | 16178 | 0 | 0 | 0 | 0 | 0 | 0 | 8003 | 3002 | 3063 | 1007 | 1103 | 16178 | 0 | 0 | 0 | 0 | 0 | 0 | 7064 | 2489 | 1810 | 2910 | 1905 | 16178 |  |  | C1 | 0.0081226 | 0.012094 | 0.021383 | 0.03463 | 0.081228 | C1 | 2383.514 | 2383.514 | 2383.514 | 2383.514 | 2383.514 | C1 | 19.3604 | 28.8256 | 50.9662 | 82.5404 | 193.6073 | C1 | 178870.7229 | 78117.298 | 127109.7644 | 113245.4631 | 70279.4455 | 567622.6938 |  | 178870.7229 | 78117.298 | 127109.7644 | 113245.4631 | 70279.4455 | 567622.6938 |  | 154941.2702 | 86534.3648 | 156109.5462 | 83118.208 | 213548.8384 | 694252.2276 |  | 154941.2702 | 86534.3648 | 156109.5462 | 83118.208 | 213548.8384 | 694252.2276 |  | 136761.8559 | 71746.8468 | 92248.8667 | 240192.6367 | 368821.8832 | 909772.0893 |  | 136761.8559 | 71746.8468 | 92248.8667 | 240192.6367 | 368821.8832 | 909772.0893
|  |  | 8981 | 8981 | C2 | 4468 | 1747 | 1508 | 872 | 386 | 8981 | 4468 | 1747 | 1508 | 872 | 386 | 8981 | 0 | 0 | 0 | 0 | 0 | 0 | 4087 | 1514 | 1999 | 472 | 909 | 8981 | 0 | 0 | 0 | 0 | 0 | 0 | 3912 | 600 | 1444 | 1709 | 1316 | 8981 |  |  | C2 | 0.0081226 | 0.012094 | 0.021383 | 0.03463 | 0.081228 | C2 | 3405.02 | 3405.02 | 3405.02 | 3405.02 | 3405.02 | C2 | 27.6577 | 41.1794 | 72.8089 | 117.9149 | 276.5818 | C2 | 123574.6587 | 71940.3899 | 109795.8097 | 102821.7866 | 106760.5901 | 514893.235 |  | 123574.6587 | 71940.3899 | 109795.8097 | 102821.7866 | 106760.5901 | 514893.235 |  | 113037.0703 | 62345.5926 | 145544.9759 | 55655.8294 | 251412.8923 | 627996.3605 |  | 113037.0703 | 62345.5926 | 145544.9759 | 55655.8294 | 251412.8923 | 627996.3605 |  | 108196.9706 | 24707.6325 | 105136.0406 | 201516.5519 | 363981.701 | 803538.8966 |  | 108196.9706 | 24707.6325 | 105136.0406 | 201516.5519 | 363981.701 | 803538.8966
|  |  | 1988 | 1988 | C3 | 961 | 219 | 187 | 184 | 437 | 1988 | 961 | 219 | 187 | 184 | 437 | 1988 | 0 | 0 | 0 | 0 | 0 | 0 | 843 | 290 | 199 | 117 | 539 | 1988 | 0 | 0 | 0 | 0 | 0 | 0 | 747 | 246 | 160 | 196 | 639 | 1988 |  |  | C3 | 0.0081226 | 0.012094 | 0.021383 | 0.03463 | 0.081228 | C3 | 5107.53 | 5107.53 | 5107.53 | 5107.53 | 5107.53 | C3 | 41.4866 | 61.7691 | 109.2133 | 176.8723 | 414.8728 | C3 | 39868.5923 | 13527.4288 | 20422.8943 | 32544.5104 | 181299.3959 | 287662.8218 |  | 39868.5923 | 13527.4288 | 20422.8943 | 32544.5104 | 181299.3959 | 287662.8218 |  | 34973.1772 | 17913.0335 | 21733.4544 | 20694.0637 | 223616.4174 | 318930.1462 |  | 34973.1772 | 17913.0335 | 21733.4544 | 20694.0637 | 223616.4174 | 318930.1462 |  | 30990.4667 | 15195.194 | 17474.1342 | 34666.9785 | 265103.6933 | 363430.4666 |  | 30990.4667 | 15195.194 | 17474.1342 | 34666.9785 | 265103.6933 | 363430.4666
|  |  | 1102 | 1102 | C4 | 585 | 165 | 95 | 102 | 155 | 1102 | 585 | 165 | 95 | 102 | 155 | 1102 | 0 | 0 | 0 | 0 | 0 | 0 | 525 | 171 | 145 | 37 | 224 | 1102 | 0 | 0 | 0 | 0 | 0 | 0 | 489 | 106 | 123 | 124 | 260 | 1102 |  |  | C4 | 0.0081226 | 0.012094 | 0.021383 | 0.03463 | 0.081228 | C4 | 8512.55 | 8512.55 | 8512.55 | 8512.55 | 8512.55 | C4 | 69.1443 | 102.9485 | 182.0222 | 294.7872 | 691.4546 | C4 | 40449.4043 | 16986.4973 | 17292.1119 | 30068.2977 | 107175.4629 | 211971.7741 |  | 40449.4043 | 16986.4973 | 17292.1119 | 30068.2977 | 107175.4629 | 211971.7741 |  | 36300.7474 | 17604.1881 | 26393.2235 | 10907.1276 | 154885.8302 | 246091.1169 |  | 36300.7474 | 17604.1881 | 26393.2235 | 10907.1276 | 154885.8302 | 246091.1169 |  | 33811.5533 | 10912.5377 | 22388.7344 | 36553.6168 | 179778.1958 | 283444.638 |  | 33811.5533 | 10912.5377 | 22388.7344 | 36553.6168 | 179778.1958 | 283444.638
|  |  | 28249 | 28249 |  | 15253 | 4841 | 4284 | 2530 | 1341 |  | 15253 | 4841 | 4284 | 2530 | 1341 |  | 0 | 0 | 0 | 0 | 0 |  | 13458 | 4977 | 5406 | 1633 | 2775 |  | 0 | 0 | 0 | 0 | 0 |  | 12212 | 3441 | 3537 | 4939 | 4120 | [22 empty] | 382763.3781 | 180571.614 | 274620.5804 | 278680.0577 | 465514.8944 | 1582150.5247 |  | 382763.3781 | 180571.614 | 274620.5804 | 278680.0577 | 465514.8944 | 1582150.5247 |  | 339252.2651 | 184397.1791 | 349781.2 | 170375.2287 | 843463.9783 | 1887269.8512 |  | 339252.2651 | 184397.1791 | 349781.2 | 170375.2287 | 843463.9783 | 1887269.8512 |  | 309760.8465 | 122562.2109 | 237247.7759 | 512929.7839 | 1177685.4734 | 2360186.0905 |  | 309760.8465 | 122562.2109 | 237247.7759 | 512929.7839 | 1177685.4734 | 2360186.0905
| EHV OHL Fittings |  | 9 | 9 | C1 | 2 | 0 | 3 | 0 | 4 | 9 | 2 | 0 | 3 | 0 | 4 | 9 | 0 | 0 | 0 | 0 | 0 | 0 | 2 | 0 | 2 | 1 | 4 | 9 | 0 | 0 | 0 | 0 | 0 | 0 | 2 | 0 | 0 | 3 | 4 | 9 |  |  | C1 | 0.002736 | 0.0040737 | 0.0072026 | 0.011665 | 0.027361 | C1 | 1631.112 | 1631.112 | 1631.112 | 1631.112 | 1631.112 | C1 | 4.4628 | 6.6446 | 11.7483 | 19.0265 | 44.6287 | C1 | 8.9256 | 0 | 35.2449 | 0 | 178.5148 | 222.6852 |  | 8.9256 | 0 | 35.2449 | 0 | 178.5148 | 222.6852 |  | 8.9256 | 0 | 23.4966 | 19.0265 | 178.5148 | 229.9635 |  | 8.9256 | 0 | 23.4966 | 19.0265 | 178.5148 | 229.9635 |  | 8.9256 | 0 | 0 | 57.0795 | 178.5148 | 244.5199 |  | 8.9256 | 0 | 0 | 57.0795 | 178.5148 | 244.5199
|  |  | 316 | 316 | C2 | 138 | 3 | 56 | 22 | 97 | 316 | 138 | 3 | 56 | 22 | 97 | 316 | 0 | 0 | 0 | 0 | 0 | 0 | 138 | 3 | 32 | 27 | 116 | 316 | 0 | 0 | 0 | 0 | 0 | 0 | 138 | 3 | 1 | 53 | 121 | 316 |  |  | C2 | 0.002736 | 0.0040737 | 0.0072026 | 0.011665 | 0.027361 | C2 | 2330.16 | 2330.16 | 2330.16 | 2330.16 | 2330.16 | C2 | 6.3754 | 9.4923 | 16.7833 | 27.1807 | 63.7553 | C2 | 879.8078 | 28.477 | 939.8638 | 597.9761 | 6184.2615 | 8630.386 |  | 879.8078 | 28.477 | 939.8638 | 597.9761 | 6184.2615 | 8630.386 |  | 879.8078 | 28.477 | 537.065 | 733.8797 | 7395.6117 | 9574.8411 |  | 879.8078 | 28.477 | 537.065 | 733.8797 | 7395.6117 | 9574.8411 |  | 879.8078 | 28.477 | 16.7833 | 1440.5787 | 7714.388 | 10080.0347 |  | 879.8078 | 28.477 | 16.7833 | 1440.5787 | 7714.388 | 10080.0347
|  |  | 31 | 31 | C3 | 9 | 1 | 5 | 2 | 14 | 31 | 9 | 1 | 5 | 2 | 14 | 31 | 0 | 0 | 0 | 0 | 0 | 0 | 9 | 1 | 0 | 5 | 16 | 31 | 0 | 0 | 0 | 0 | 0 | 0 | 9 | 1 | 0 | 4 | 17 | 31 |  |  | C3 | 0.002736 | 0.0040737 | 0.0072026 | 0.011665 | 0.027361 | C3 | 3495.24 | 3495.24 | 3495.24 | 3495.24 | 3495.24 | C3 | 9.5631 | 14.2385 | 25.1749 | 40.7711 | 95.6329 | C3 | 86.0682 | 14.2385 | 125.8746 | 81.5422 | 1338.8607 | 1646.5842 |  | 86.0682 | 14.2385 | 125.8746 | 81.5422 | 1338.8607 | 1646.5842 |  | 86.0682 | 14.2385 | 0 | 203.8555 | 1530.1266 | 1834.2887 |  | 86.0682 | 14.2385 | 0 | 203.8555 | 1530.1266 | 1834.2887 |  | 86.0682 | 14.2385 | 0 | 163.0844 | 1625.7595 | 1889.1505 |  | 86.0682 | 14.2385 | 0 | 163.0844 | 1625.7595 | 1889.1505
|  |  | 0 | 0 | C4 | 0 | 0 | 0 | 0 | 0 | 0 | 0 | 0 | 0 | 0 | 0 | 0 | 0 | 0 | 0 | 0 | 0 | 0 | 0 | 0 | 0 | 0 | 0 | 0 | 0 | 0 | 0 | 0 | 0 | 0 | 0 | 0 | 0 | 0 | 0 | 0 |  |  | C4 | 0.002736 | 0.0040737 | 0.0072026 | 0.011665 | 0.027361 | C4 | 5825.4 | 5825.4 | 5825.4 | 5825.4 | 5825.4 | C4 | 15.9385 | 23.7308 | 41.9582 | 67.9518 | 159.3882 | C4 | 0 | 0 | 0 | 0 | 0 | 0 |  | 0 | 0 | 0 | 0 | 0 | 0 |  | 0 | 0 | 0 | 0 | 0 | 0 |  | 0 | 0 | 0 | 0 | 0 | 0 |  | 0 | 0 | 0 | 0 | 0 | 0 |  | 0 | 0 | 0 | 0 | 0 | 0
|  |  | 356 | 356 |  | 149 | 4 | 64 | 24 | 115 |  | 149 | 4 | 64 | 24 | 115 |  | 0 | 0 | 0 | 0 | 0 |  | 149 | 4 | 34 | 33 | 136 |  | 0 | 0 | 0 | 0 | 0 |  | 149 | 4 | 1 | 60 | 142 | [22 empty] | 974.8015 | 42.7154 | 1100.9833 | 679.5182 | 7701.637 | 10499.6554 |  | 974.8015 | 42.7154 | 1100.9833 | 679.5182 | 7701.637 | 10499.6554 |  | 974.8015 | 42.7154 | 560.5616 | 956.7617 | 9104.253 | 11639.0932 |  | 974.8015 | 42.7154 | 560.5616 | 956.7617 | 9104.253 | 11639.0932 |  | 974.8015 | 42.7154 | 16.7833 | 1660.7426 | 9518.6623 | 12213.7051 |  | 974.8015 | 42.7154 | 16.7833 | 1660.7426 | 9518.6623 | 12213.7051
| EHV OHL (Tower Line) Conductor |  | 12.5 | 12.5 | C1 | 0.9 | 5.4 | 5.4 | 0.8 | 0 | 12.5 | 0.9 | 5.4 | 5.4 | 0.8 | 0 | 12.5 | 0 | 0 | 0 | 0 | 0 | 0 | 0.9 | 5.4 | 5.4 | 0.8 | 0 | 12.5 | 0 | 0 | 0 | 0 | 0 | 0 | 0.9 | 1.5 | 3.9 | 6.2 | 0 | 12.5 |  |  | C1 | 0.00228 | 0.0033947 | 0.0060022 | 0.0097206 | 0.022801 | C1 | 16937.949 | 16937.949 | 16937.949 | 16937.949 | 16937.949 | C1 | 38.6191 | 57.4998 | 101.6648 | 164.6474 | 386.1979 | C1 | 34.7572 | 310.4988 | 548.99 | 131.7179 | 0 | 1025.964 |  | 34.7572 | 310.4988 | 548.99 | 131.7179 | 0 | 1025.964 |  | 34.7572 | 310.4988 | 548.99 | 131.7179 | 0 | 1025.964 |  | 34.7572 | 310.4988 | 548.99 | 131.7179 | 0 | 1025.964 |  | 34.7572 | 86.2497 | 396.4928 | 1020.814 | 0 | 1538.3137 |  | 34.7572 | 86.2497 | 396.4928 | 1020.814 | 0 | 1538.3137
|  |  | 23 | 23 | C2 | 10.5 | 11.7 | 0.5 | 0.3 | 0 | 23 | 10.5 | 11.7 | 0.5 | 0.3 | 0 | 23 | 0 | 0 | 0 | 0 | 0 | 0 | 3.6 | 18.3 | 0.7 | 0.3 | 0 | 22.9 | 0 | 0 | 0 | 0 | 0 | 0 | 3.3 | 12.3 | 6.6 | 0.8 | 0 | 23 |  |  | C2 | 0.00228 | 0.0033947 | 0.0060022 | 0.0097206 | 0.022801 | C2 | 24197.07 | 24197.07 | 24197.07 | 24197.07 | 24197.07 | C2 | 55.1702 | 82.1425 | 145.2355 | 235.2106 | 551.7113 | C2 | 579.287 | 961.0677 | 72.6177 | 70.5632 | 0 | 1683.5356 |  | 579.287 | 961.0677 | 72.6177 | 70.5632 | 0 | 1683.5356 |  | 198.6127 | 1503.2085 | 101.6648 | 70.5632 | 0 | 1874.0492 |  | 198.6127 | 1503.2085 | 101.6648 | 70.5632 | 0 | 1874.0492 |  | 182.0616 | 1010.3532 | 958.554 | 188.1685 | 0 | 2339.1374 |  | 182.0616 | 1010.3532 | 958.554 | 188.1685 | 0 | 2339.1374
|  |  | 9.7 | 9.7 | C3 | 3.7 | 5.1 | 0.9 | 0 | 0 | 9.7 | 3.7 | 5.1 | 0.9 | 0 | 0 | 9.7 | 0 | 0 | 0 | 0 | 0 | 0 | 3.1 | 5.7 | 0.9 | 0 | 0 | 9.7 | 0 | 0 | 0 | 0 | 0 | 0 | 3.1 | 2.4 | 3.3 | 0.9 | 0 | 9.7 |  |  | C3 | 0.00228 | 0.0033947 | 0.0060022 | 0.0097206 | 0.022801 | C3 | 36295.605 | 36295.605 | 36295.605 | 36295.605 | 36295.605 | C3 | 82.7553 | 123.2138 | 217.8532 | 352.8159 | 827.567 | C3 | 306.1946 | 628.3904 | 196.0679 | 0 | 0 | 1130.6529 |  | 306.1946 | 628.3904 | 196.0679 | 0 | 0 | 1130.6529 |  | 256.5414 | 702.3187 | 196.0679 | 0 | 0 | 1154.928 |  | 256.5414 | 702.3187 | 196.0679 | 0 | 0 | 1154.928 |  | 256.5414 | 295.7131 | 718.9155 | 317.5343 | 0 | 1588.7044 |  | 256.5414 | 295.7131 | 718.9155 | 317.5343 | 0 | 1588.7044
|  |  | 0 | 0 | C4 | 0 | 0 | 0 | 0 | 0 | 0 | 0 | 0 | 0 | 0 | 0 | 0 | 0 | 0 | 0 | 0 | 0 | 0 | 0 | 0 | 0 | 0 | 0 | 0 | 0 | 0 | 0 | 0 | 0 | 0 | 0 | 0 | 0 | 0 | 0 | 0 |  |  | C4 | 0.00228 | 0.0033947 | 0.0060022 | 0.0097206 | 0.022801 | C4 | 60492.675 | 60492.675 | 60492.675 | 60492.675 | 60492.675 | C4 | 137.9255 | 205.3563 | 363.0887 | 588.0265 | 1379.2783 | C4 | 0 | 0 | 0 | 0 | 0 | 0 |  | 0 | 0 | 0 | 0 | 0 | 0 |  | 0 | 0 | 0 | 0 | 0 | 0 |  | 0 | 0 | 0 | 0 | 0 | 0 |  | 0 | 0 | 0 | 0 | 0 | 0 |  | 0 | 0 | 0 | 0 | 0 | 0
|  |  | 45.2 | 45.2 |  | 15.1 | 22.2 | 6.8 | 1.1 | 0 |  | 15.1 | 22.2 | 6.8 | 1.1 | 0 |  | 0 | 0 | 0 | 0 | 0 |  | 7.6 | 29.4 | 7 | 1.1 | 0 |  | 0 | 0 | 0 | 0 | 0 |  | 7.3 | 16.2 | 13.8 | 7.9 | 0 | [22 empty] | 920.2388 | 1899.9569 | 817.6756 | 202.2811 | 0 | 3840.1525 |  | 920.2388 | 1899.9569 | 817.6756 | 202.2811 | 0 | 3840.1525 |  | 489.9113 | 2516.026 | 846.7227 | 202.2811 | 0 | 4054.9411 |  | 489.9113 | 2516.026 | 846.7227 | 202.2811 | 0 | 4054.9411 |  | 473.3602 | 1392.316 | 2073.9624 | 1526.5168 | 0 | 5466.1555 |  | 473.3602 | 1392.316 | 2073.9624 | 1526.5168 | 0 | 5466.1555
| [Please insert new asset category as required] |  | 0 | 0 | C1 | 0 | 0 | 0 | 0 | 0 | 0 | 0 | 0 | 0 | 0 | 0 | 0 | 0 | 0 | 0 | 0 | 0 | 0 | 0 | 0 | 0 | 0 | 0 | 0 | 0 | 0 | 0 | 0 | 0 | 0 | 0 | 0 | 0 | 0 | 0 | 0 |  |  | C1 | 0 | 0 | 0 | 0 | 0 | C1 | 0 | 0 | 0 | 0 | 0 | C1 | [5 empty] | C1 | [5 empty] | 0 | [6 empty] | 0 | [6 empty] | 0 | [6 empty] | 0 | [6 empty] | 0 | [6 empty] | 0
|  |  | 0 | 0 | C2 | 0 | 0 | 0 | 0 | 0 | 0 | 0 | 0 | 0 | 0 | 0 | 0 | 0 | 0 | 0 | 0 | 0 | 0 | 0 | 0 | 0 | 0 | 0 | 0 | 0 | 0 | 0 | 0 | 0 | 0 | 0 | 0 | 0 | 0 | 0 | 0 |  |  | C2 | 0 | 0 | 0 | 0 | 0 | C2 | 0 | 0 | 0 | 0 | 0 | C2 | [5 empty] | C2 | [5 empty] | 0 | [6 empty] | 0 | [6 empty] | 0 | [6 empty] | 0 | [6 empty] | 0 | [6 empty] | 0
|  |  | 0 | 0 | C3 | 0 | 0 | 0 | 0 | 0 | 0 | 0 | 0 | 0 | 0 | 0 | 0 | 0 | 0 | 0 | 0 | 0 | 0 | 0 | 0 | 0 | 0 | 0 | 0 | 0 | 0 | 0 | 0 | 0 | 0 | 0 | 0 | 0 | 0 | 0 | 0 |  |  | C3 | 0 | 0 | 0 | 0 | 0 | C3 | 0 | 0 | 0 | 0 | 0 | C3 | [5 empty] | C3 | [5 empty] | 0 | [6 empty] | 0 | [6 empty] | 0 | [6 empty] | 0 | [6 empty] | 0 | [6 empty] | 0
|  |  | 0 | 0 | C4 | 0 | 0 | 0 | 0 | 0 | 0 | 0 | 0 | 0 | 0 | 0 | 0 | 0 | 0 | 0 | 0 | 0 | 0 | 0 | 0 | 0 | 0 | 0 | 0 | 0 | 0 | 0 | 0 | 0 | 0 | 0 | 0 | 0 | 0 | 0 | 0 |  |  | C4 | 0 | 0 | 0 | 0 | 0 | C4 | 0 | 0 | 0 | 0 | 0 | C4 | [5 empty] | C4 | [5 empty] | 0 | [6 empty] | 0 | [6 empty] | 0 | [6 empty] | 0 | [6 empty] | 0 | [6 empty] | 0
|  |  | 0 | 0 |  | 0 | 0 | 0 | 0 | 0 |  | 0 | 0 | 0 | 0 | 0 |  | 0 | 0 | 0 | 0 | 0 |  | 0 | 0 | 0 | 0 | 0 |  | 0 | 0 | 0 | 0 | 0 |  | 0 | 0 | 0 | 0 | 0 | [22 empty] | 0 | 0 | 0 | 0 | 0 | 0 |  | 0 | 0 | 0 | 0 | 0 | 0 |  | 0 | 0 | 0 | 0 | 0 | 0 |  | 0 | 0 | 0 | 0 | 0 | 0 |  | 0 | 0 | 0 | 0 | 0 | 0 |  | 0 | 0 | 0 | 0 | 0 | 0
| [Please insert new asset category as required] |  | 0 | 0 | C1 | 0 | 0 | 0 | 0 | 0 | 0 | 0 | 0 | 0 | 0 | 0 | 0 | 0 | 0 | 0 | 0 | 0 | 0 | 0 | 0 | 0 | 0 | 0 | 0 | 0 | 0 | 0 | 0 | 0 | 0 | 0 | 0 | 0 | 0 | 0 | 0 |  |  | C1 | 0 | 0 | 0 | 0 | 0 | C1 | 0 | 0 | 0 | 0 | 0 | C1 | [5 empty] | C1 | [5 empty] | 0 | [6 empty] | 0 | [6 empty] | 0 | [6 empty] | 0 | [6 empty] | 0 | [6 empty] | 0
|  |  | 0 | 0 | C2 | 0 | 0 | 0 | 0 | 0 | 0 | 0 | 0 | 0 | 0 | 0 | 0 | 0 | 0 | 0 | 0 | 0 | 0 | 0 | 0 | 0 | 0 | 0 | 0 | 0 | 0 | 0 | 0 | 0 | 0 | 0 | 0 | 0 | 0 | 0 | 0 |  |  | C2 | 0 | 0 | 0 | 0 | 0 | C2 | 0 | 0 | 0 | 0 | 0 | C2 | [5 empty] | C2 | [5 empty] | 0 | [6 empty] | 0 | [6 empty] | 0 | [6 empty] | 0 | [6 empty] | 0 | [6 empty] | 0
|  |  | 0 | 0 | C3 | 0 | 0 | 0 | 0 | 0 | 0 | 0 | 0 | 0 | 0 | 0 | 0 | 0 | 0 | 0 | 0 | 0 | 0 | 0 | 0 | 0 | 0 | 0 | 0 | 0 | 0 | 0 | 0 | 0 | 0 | 0 | 0 | 0 | 0 | 0 | 0 |  |  | C3 | 0 | 0 | 0 | 0 | 0 | C3 | 0 | 0 | 0 | 0 | 0 | C3 | [5 empty] | C3 | [5 empty] | 0 | [6 empty] | 0 | [6 empty] | 0 | [6 empty] | 0 | [6 empty] | 0 | [6 empty] | 0
|  |  | 0 | 0 | C4 | 0 | 0 | 0 | 0 | 0 | 0 | 0 | 0 | 0 | 0 | 0 | 0 | 0 | 0 | 0 | 0 | 0 | 0 | 0 | 0 | 0 | 0 | 0 | 0 | 0 | 0 | 0 | 0 | 0 | 0 | 0 | 0 | 0 | 0 | 0 | 0 |  |  | C4 | 0 | 0 | 0 | 0 | 0 | C4 | 0 | 0 | 0 | 0 | 0 | C4 | [5 empty] | C4 | [5 empty] | 0 | [6 empty] | 0 | [6 empty] | 0 | [6 empty] | 0 | [6 empty] | 0 | [6 empty] | 0
|  |  | 0 | 0 |  | 0 | 0 | 0 | 0 | 0 |  | 0 | 0 | 0 | 0 | 0 |  | 0 | 0 | 0 | 0 | 0 |  | 0 | 0 | 0 | 0 | 0 |  | 0 | 0 | 0 | 0 | 0 |  | 0 | 0 | 0 | 0 | 0 | [22 empty] | 0 | 0 | 0 | 0 | 0 | 0 |  | 0 | 0 | 0 | 0 | 0 | 0 |  | 0 | 0 | 0 | 0 | 0 | 0 |  | 0 | 0 | 0 | 0 | 0 | 0 |  | 0 | 0 | 0 | 0 | 0 | 0 |  | 0 | 0 | 0 | 0 | 0 | 0
| [Please insert new asset category as required] |  | 0 | 0 | C1 | 0 | 0 | 0 | 0 | 0 | 0 | 0 | 0 | 0 | 0 | 0 | 0 | 0 | 0 | 0 | 0 | 0 | 0 | 0 | 0 | 0 | 0 | 0 | 0 | 0 | 0 | 0 | 0 | 0 | 0 | 0 | 0 | 0 | 0 | 0 | 0 |  |  | C1 | 0 | 0 | 0 | 0 | 0 | C1 | 0 | 0 | 0 | 0 | 0 | C1 | [5 empty] | C1 | [5 empty] | 0 | [6 empty] | 0 | [6 empty] | 0 | [6 empty] | 0 | [6 empty] | 0 | [6 empty] | 0
|  |  | 0 | 0 | C2 | 0 | 0 | 0 | 0 | 0 | 0 | 0 | 0 | 0 | 0 | 0 | 0 | 0 | 0 | 0 | 0 | 0 | 0 | 0 | 0 | 0 | 0 | 0 | 0 | 0 | 0 | 0 | 0 | 0 | 0 | 0 | 0 | 0 | 0 | 0 | 0 |  |  | C2 | 0 | 0 | 0 | 0 | 0 | C2 | 0 | 0 | 0 | 0 | 0 | C2 | [5 empty] | C2 | [5 empty] | 0 | [6 empty] | 0 | [6 empty] | 0 | [6 empty] | 0 | [6 empty] | 0 | [6 empty] | 0
|  |  | 0 | 0 | C3 | 0 | 0 | 0 | 0 | 0 | 0 | 0 | 0 | 0 | 0 | 0 | 0 | 0 | 0 | 0 | 0 | 0 | 0 | 0 | 0 | 0 | 0 | 0 | 0 | 0 | 0 | 0 | 0 | 0 | 0 | 0 | 0 | 0 | 0 | 0 | 0 |  |  | C3 | 0 | 0 | 0 | 0 | 0 | C3 | 0 | 0 | 0 | 0 | 0 | C3 | [5 empty] | C3 | [5 empty] | 0 | [6 empty] | 0 | [6 empty] | 0 | [6 empty] | 0 | [6 empty] | 0 | [6 empty] | 0
|  |  | 0 | 0 | C4 | 0 | 0 | 0 | 0 | 0 | 0 | 0 | 0 | 0 | 0 | 0 | 0 | 0 | 0 | 0 | 0 | 0 | 0 | 0 | 0 | 0 | 0 | 0 | 0 | 0 | 0 | 0 | 0 | 0 | 0 | 0 | 0 | 0 | 0 | 0 | 0 |  |  | C4 | 0 | 0 | 0 | 0 | 0 | C4 | 0 | 0 | 0 | 0 | 0 | C4 | [5 empty] | C4 | [5 empty] | 0 | [6 empty] | 0 | [6 empty] | 0 | [6 empty] | 0 | [6 empty] | 0 | [6 empty] | 0
|  |  | 0 | 0 |  | 0 | 0 | 0 | 0 | 0 |  | 0 | 0 | 0 | 0 | 0 |  | 0 | 0 | 0 | 0 | 0 |  | 0 | 0 | 0 | 0 | 0 |  | 0 | 0 | 0 | 0 | 0 |  | 0 | 0 | 0 | 0 | 0 | [22 empty] | 0 | 0 | 0 | 0 | 0 | 0 |  | 0 | 0 | 0 | 0 | 0 | 0 |  | 0 | 0 | 0 | 0 | 0 | 0 |  | 0 | 0 | 0 | 0 | 0 | 0 |  | 0 | 0 | 0 | 0 | 0 | 0 |  | 0 | 0 | 0 | 0 | 0 | 0
| [Please insert new asset category as required] |  | 0 | 0 | C1 | 0 | 0 | 0 | 0 | 0 | 0 | 0 | 0 | 0 | 0 | 0 | 0 | 0 | 0 | 0 | 0 | 0 | 0 | 0 | 0 | 0 | 0 | 0 | 0 | 0 | 0 | 0 | 0 | 0 | 0 | 0 | 0 | 0 | 0 | 0 | 0 |  |  | C1 | 0 | 0 | 0 | 0 | 0 | C1 | 0 | 0 | 0 | 0 | 0 | C1 | [5 empty] | C1 | [5 empty] | 0 | [6 empty] | 0 | [6 empty] | 0 | [6 empty] | 0 | [6 empty] | 0 | [6 empty] | 0
|  |  | 0 | 0 | C2 | 0 | 0 | 0 | 0 | 0 | 0 | 0 | 0 | 0 | 0 | 0 | 0 | 0 | 0 | 0 | 0 | 0 | 0 | 0 | 0 | 0 | 0 | 0 | 0 | 0 | 0 | 0 | 0 | 0 | 0 | 0 | 0 | 0 | 0 | 0 | 0 |  |  | C2 | 0 | 0 | 0 | 0 | 0 | C2 | 0 | 0 | 0 | 0 | 0 | C2 | [5 empty] | C2 | [5 empty] | 0 | [6 empty] | 0 | [6 empty] | 0 | [6 empty] | 0 | [6 empty] | 0 | [6 empty] | 0
|  |  | 0 | 0 | C3 | 0 | 0 | 0 | 0 | 0 | 0 | 0 | 0 | 0 | 0 | 0 | 0 | 0 | 0 | 0 | 0 | 0 | 0 | 0 | 0 | 0 | 0 | 0 | 0 | 0 | 0 | 0 | 0 | 0 | 0 | 0 | 0 | 0 | 0 | 0 | 0 |  |  | C3 | 0 | 0 | 0 | 0 | 0 | C3 | 0 | 0 | 0 | 0 | 0 | C3 | [5 empty] | C3 | [5 empty] | 0 | [6 empty] | 0 | [6 empty] | 0 | [6 empty] | 0 | [6 empty] | 0 | [6 empty] | 0
|  |  | 0 | 0 | C4 | 0 | 0 | 0 | 0 | 0 | 0 | 0 | 0 | 0 | 0 | 0 | 0 | 0 | 0 | 0 | 0 | 0 | 0 | 0 | 0 | 0 | 0 | 0 | 0 | 0 | 0 | 0 | 0 | 0 | 0 | 0 | 0 | 0 | 0 | 0 | 0 |  |  | C4 | 0 | 0 | 0 | 0 | 0 | C4 | 0 | 0 | 0 | 0 | 0 | C4 | [5 empty] | C4 | [5 empty] | 0 | [6 empty] | 0 | [6 empty] | 0 | [6 empty] | 0 | [6 empty] | 0 | [6 empty] | 0
|  |  | 0 | 0 |  | 0 | 0 | 0 | 0 | 0 |  | 0 | 0 | 0 | 0 | 0 |  | 0 | 0 | 0 | 0 | 0 |  | 0 | 0 | 0 | 0 | 0 |  | 0 | 0 | 0 | 0 | 0 |  | 0 | 0 | 0 | 0 | 0 | [22 empty] | 0 | 0 | 0 | 0 | 0 | 0 |  | 0 | 0 | 0 | 0 | 0 | 0 |  | 0 | 0 | 0 | 0 | 0 | 0 |  | 0 | 0 | 0 | 0 | 0 | 0 |  | 0 | 0 | 0 | 0 | 0 | 0 |  | 0 | 0 | 0 | 0 | 0 | 0
[63 empty] | 3269774.0312 | 1137608.2502 | 1367922.0605 | 819709.5554 | 2168977.2871 | 8763991.1845 |  | 3269774.0312 | 1137608.2502 | 1367922.0605 | 819709.5554 | 2168977.2871 | 8763991.1845 |  | 3022155.7689 | 1011945.0514 | 2044965.8958 | 686721.2514 | 3322294.7562 | 10088082.7237 |  | 3022155.7689 | 1029062.2117 | 2015969.3493 | 686721.2514 | 3317477.4043 | 10071385.9855 |  | 2749774.2448 | 873918.5528 | 1784992.4529 | 2248515.052 | 4321911.7219 | 11979112.0244 |  | 2749774.2448 | 899449.388 | 1755622.7146 | 2336166.222 | 4056406.4009 | 11797418.9703
| 132kV Network | [66 empty] | 0 | [6 empty] | 0 | [6 empty] | 0 | [6 empty] | 0 | [6 empty] | 0 | [6 empty] | 0
| 132kV CBs |  | 87 | 87 | C1 | 58 | 15 | 3 | 0 | 11 | 87 | 58 | 15 | 3 | 0 | 11 | 87 | 0 | 0 | 0 | 0 | 0 | 0 | 53 | 15 | 6 | 2 | 11 | 87 | 0 | 0 | 0 | 0 | 0 | 0 | 53 | 6 | 9 | 6 | 13 | 87 |  |  | C1 | 0.012284 | 0.018289 | 0.032337 | 0.05237 | 0.12284 | C1 | 134316.679 | 134316.679 | 134316.679 | 134316.679 | 134316.679 | C1 | 1649.905 | 2456.5328 | 4343.3729 | 7034.1455 | 16499.3315 | C1 | 95694.491 | 36847.9923 | 13030.1186 | 0 | 181492.6469 | 327065.2487 |  | 95694.491 | 36847.9923 | 13030.1186 | 0 | 181492.6469 | 327065.2487 |  | 87444.9659 | 36847.9923 | 26060.2371 | 14068.291 | 181492.6469 | 345914.1333 |  | 87444.9659 | 36847.9923 | 26060.2371 | 14068.291 | 181492.6469 | 345914.1333 |  | 87444.9659 | 14739.1969 | 39090.3557 | 42204.8731 | 214491.31 | 397970.7016 |  | 87444.9659 | 14739.1969 | 39090.3557 | 42204.8731 | 214491.31 | 397970.7016
|  |  | 80 | 80 | C2 | 61 | 19 | 0 | 0 | 0 | 80 | 61 | 19 | 0 | 0 | 0 | 80 | 0 | 0 | 0 | 0 | 0 | 0 | 61 | 3 | 16 | 0 | 0 | 80 | 0 | 0 | 0 | 0 | 0 | 0 | 61 | 0 | 19 | 0 | 0 | 80 |  |  | C2 | 0.012284 | 0.018289 | 0.032337 | 0.05237 | 0.12284 | C2 | 191880.97 | 191880.97 | 191880.97 | 191880.97 | 191880.97 | C2 | 2357.0072 | 3509.3326 | 6204.8184 | 10048.7793 | 23570.4736 | C2 | 143777.4373 | 66677.3194 | 0 | 0 | 0 | 210454.7566 |  | 143777.4373 | 66677.3194 | 0 | 0 | 0 | 210454.7566 |  | 143777.4373 | 10527.9978 | 99277.0938 | 0 | 0 | 253582.5289 |  | 143777.4373 | 10527.9978 | 99277.0938 | 0 | 0 | 253582.5289 |  | 143777.4373 | 0 | 117891.5489 | 0 | 0 | 261668.9862 |  | 143777.4373 | 0 | 117891.5489 | 0 | 0 | 261668.9862
|  |  | 1 | 1 | C3 | 1 | 0 | 0 | 0 | 0 | 1 | 1 | 0 | 0 | 0 | 0 | 1 | 0 | 0 | 0 | 0 | 0 | 0 | 1 | 0 | 0 | 0 | 0 | 1 | 0 | 0 | 0 | 0 | 0 | 0 | 1 | 0 | 0 | 0 | 0 | 1 |  |  | C3 | 0.012284 | 0.018289 | 0.032337 | 0.05237 | 0.12284 | C3 | 287821.455 | 287821.455 | 287821.455 | 287821.455 | 287821.455 | C3 | 3535.5108 | 5263.9989 | 9307.2275 | 15073.169 | 35355.7104 | C3 | 3535.5108 | 0 | 0 | 0 | 0 | 3535.5108 |  | 3535.5108 | 0 | 0 | 0 | 0 | 3535.5108 |  | 3535.5108 | 0 | 0 | 0 | 0 | 3535.5108 |  | 3535.5108 | 0 | 0 | 0 | 0 | 3535.5108 |  | 3535.5108 | 0 | 0 | 0 | 0 | 3535.5108 |  | 3535.5108 | 0 | 0 | 0 | 0 | 3535.5108
|  |  | 32 | 32 | C4 | 32 | 0 | 0 | 0 | 0 | 32 | 32 | 0 | 0 | 0 | 0 | 32 | 0 | 0 | 0 | 0 | 0 | 0 | 32 | 0 | 0 | 0 | 0 | 32 | 0 | 0 | 0 | 0 | 0 | 0 | 32 | 0 | 0 | 0 | 0 | 32 |  |  | C4 | 0.012284 | 0.018289 | 0.032337 | 0.05237 | 0.12284 | C4 | 479702.425 | 479702.425 | 479702.425 | 479702.425 | 479702.425 | C4 | 5892.5179 | 8773.3315 | 15512.0459 | 25121.9483 | 58926.1841 | C4 | 188560.5734 | 0 | 0 | 0 | 0 | 188560.5734 |  | 188560.5734 | 0 | 0 | 0 | 0 | 188560.5734 |  | 188560.5734 | 0 | 0 | 0 | 0 | 188560.5734 |  | 188560.5734 | 0 | 0 | 0 | 0 | 188560.5734 |  | 188560.5734 | 0 | 0 | 0 | 0 | 188560.5734 |  | 188560.5734 | 0 | 0 | 0 | 0 | 188560.5734
|  |  | 200 | 200 |  | 152 | 34 | 3 | 0 | 11 |  | 152 | 34 | 3 | 0 | 11 |  | 0 | 0 | 0 | 0 | 0 |  | 147 | 18 | 22 | 2 | 11 |  | 0 | 0 | 0 | 0 | 0 |  | 147 | 6 | 28 | 6 | 13 | [22 empty] | 431568.0125 | 103525.3116 | 13030.1186 | 0 | 181492.6469 | 729616.0896 |  | 431568.0125 | 103525.3116 | 13030.1186 | 0 | 181492.6469 | 729616.0896 |  | 423318.4874 | 47375.9901 | 125337.3309 | 14068.291 | 181492.6469 | 791592.7463 |  | 423318.4874 | 47375.9901 | 125337.3309 | 14068.291 | 181492.6469 | 791592.7463 |  | 423318.4874 | 14739.1969 | 156981.9046 | 42204.8731 | 214491.31 | 851735.772 |  | 423318.4874 | 14739.1969 | 156981.9046 | 42204.8731 | 214491.31 | 851735.772
| 132kV Transformer |  | 24 | 24 | C1 | 23 | 0 | 1 | 0 | 0 | 24 | 23 | 0 | 1 | 0 | 0 | 24 | 0 | 0 | 0 | 0 | 0 | 0 | 21 | 2 | 1 | 0 | 0 | 24 | 0 | 0 | 0 | 0 | 0 | 0 | 17 | 6 | 0 | 1 | 0 | 24 |  |  | C1 | 0.012939 | 0.019265 | 0.034062 | 0.055165 | 0.12939 | C1 | 326905.313 | 326905.313 | 326905.313 | 326905.313 | 326905.313 | C1 | 4229.8947 | 6297.8627 | 11135.1925 | 18033.5806 | 42299.6687 | C1 | 97287.5789 | 0 | 11135.1925 | 0 | 0 | 108422.7714 |  | 97287.5789 | 0 | 11135.1925 | 0 | 0 | 108422.7714 |  | 88827.7894 | 12595.7254 | 11135.1925 | 0 | 0 | 112558.7073 |  | 88827.7894 | 12595.7254 | 11135.1925 | 0 | 0 | 112558.7073 |  | 71908.2105 | 37787.1761 | 0 | 18033.5806 | 0 | 127728.9672 |  | 71908.2105 | 37787.1761 | 0 | 18033.5806 | 0 | 127728.9672
|  |  | 96 | 96 | C2 | 55 | 20 | 7 | 10 | 4 | 96 | 55 | 20 | 7 | 10 | 4 | 96 | 0 | 0 | 0 | 0 | 0 | 0 | 47 | 23 | 8 | 8 | 10 | 96 | 0 | 1 | -1 | 0 | 0 | 0 | 35 | 26 | 10 | 11 | 14 | 96 |  |  | C2 | 0.012939 | 0.019265 | 0.034062 | 0.055165 | 0.12939 | C2 | 467007.59 | 467007.59 | 467007.59 | 467007.59 | 467007.59 | C2 | 6042.7068 | 8996.9467 | 15907.4179 | 25762.258 | 60428.0981 | C2 | 332348.8721 | 179938.9337 | 111351.925 | 257622.58 | 241712.3924 | 1122974.7032 |  | 332348.8721 | 179938.9337 | 111351.925 | 257622.58 | 241712.3924 | 1122974.7032 |  | 284007.2179 | 206929.7738 | 127259.3428 | 206098.064 | 604280.9811 | 1428575.3797 |  | 284007.2179 | 206929.7738 | 127259.3428 | 206098.064 | 604280.9811 | 1428575.3797 |  | 211494.7368 | 233920.6138 | 159074.1785 | 283384.838 | 845993.3735 | 1733867.7407 |  | 211494.7368 | 242917.5605 | 143166.7607 | 283384.838 | 845993.3735 | 1726957.2695
|  |  | 18 | 18 | C3 | 15 | 1 | 1 | 1 | 0 | 18 | 15 | 1 | 1 | 1 | 0 | 18 | 0 | 0 | 0 | 0 | 0 | 0 | 14 | 2 | 0 | 2 | 0 | 18 | 0 | 0 | 1 | -1 | 0 | 0 | 12 | 3 | 1 | 1 | 1 | 18 |  |  | C3 | 0.012939 | 0.019265 | 0.034062 | 0.055165 | 0.12939 | C3 | 700511.385 | 700511.385 | 700511.385 | 700511.385 | 700511.385 | C3 | 9064.0601 | 13495.42 | 23861.1268 | 38643.387 | 90642.1472 | C3 | 135960.9022 | 13495.42 | 23861.1268 | 38643.387 | 0 | 211960.836 |  | 135960.9022 | 13495.42 | 23861.1268 | 38643.387 | 0 | 211960.836 |  | 126896.8421 | 26990.8401 | 0 | 77286.774 | 0 | 231174.4561 |  | 126896.8421 | 26990.8401 | 0 | 77286.774 | 0 | 231174.4561 |  | 108768.7218 | 40486.2601 | 23861.1268 | 38643.387 | 90642.1472 | 302401.6428 |  | 108768.7218 | 40486.2601 | 47722.2536 | 0 | 90642.1472 | 287619.3826
|  |  | 0 | 0 | C4 | 0 | 0 | 0 | 0 | 0 | 0 | 0 | 0 | 0 | 0 | 0 | 0 | 0 | 0 | 0 | 0 | 0 | 0 | 0 | 0 | 0 | 0 | 0 | 0 | 0 | 0 | 0 | 0 | 0 | 0 | 0 | 0 | 0 | 0 | 0 | 0 |  |  | C4 | 0.012939 | 0.019265 | 0.034062 | 0.055165 | 0.12939 | C4 | 1167518.975 | 1167518.975 | 1167518.975 | 1167518.975 | 1167518.975 | C4 | 15106.7669 | 22492.3667 | 39768.5446 | 64405.645 | 151070.2453 | C4 | 0 | 0 | 0 | 0 | 0 | 0 |  | 0 | 0 | 0 | 0 | 0 | 0 |  | 0 | 0 | 0 | 0 | 0 | 0 |  | 0 | 0 | 0 | 0 | 0 | 0 |  | 0 | 0 | 0 | 0 | 0 | 0 |  | 0 | 0 | 0 | 0 | 0 | 0
|  |  | 138 | 138 |  | 93 | 21 | 9 | 11 | 4 |  | 93 | 21 | 9 | 11 | 4 |  | 0 | 0 | 0 | 0 | 0 |  | 82 | 27 | 9 | 10 | 10 |  | 0 | 1 | 0 | -1 | 0 |  | 64 | 35 | 11 | 13 | 15 | [22 empty] | 565597.3532 | 193434.3537 | 146348.2442 | 296265.967 | 241712.3924 | 1443358.3106 |  | 565597.3532 | 193434.3537 | 146348.2442 | 296265.967 | 241712.3924 | 1443358.3106 |  | 499731.8494 | 246516.3392 | 138394.5353 | 283384.838 | 604280.9811 | 1772308.5431 |  | 499731.8494 | 246516.3392 | 138394.5353 | 283384.838 | 604280.9811 | 1772308.5431 |  | 392171.669 | 312194.05 | 182935.3053 | 340061.8057 | 936635.5207 | 2163998.3507 |  | 392171.669 | 321190.9967 | 190889.0142 | 301418.4186 | 936635.5207 | 2142305.6193
| 132kV UG Cable (Gas) |  | 0 | 0 | C1 | 0 | 0 | 0 | 0 | 0 | 0 | 0 | 0 | 0 | 0 | 0 | 0 | 0 | 0 | 0 | 0 | 0 | 0 | 0 | 0 | 0 | 0 | 0 | 0 | 0 | 0 | 0 | 0 | 0 | 0 | 0 | 0 | 0 | 0 | 0 | 0 |  |  | C1 | 1.2835 | 1.9111 | 3.3789 | 5.4722 | 12.8357 | C1 | 590.94 | 590.94 | 590.94 | 590.94 | 590.94 | C1 | 758.4988 | 1129.324 | 1996.7473 | 3233.7566 | 7585.1178 | C1 | 0 | 0 | 0 | 0 | 0 | 0 |  | 0 | 0 | 0 | 0 | 0 | 0 |  | 0 | 0 | 0 | 0 | 0 | 0 |  | 0 | 0 | 0 | 0 | 0 | 0 |  | 0 | 0 | 0 | 0 | 0 | 0 |  | 0 | 0 | 0 | 0 | 0 | 0
|  |  | 2.8 | 2.8 | C2 | 0.03 | 0.153 | 2.617 | 0 | 0 | 2.8 | 0.03 | 0.153 | 2.617 | 0 | 0 | 2.8 | 0 | 0 | 0 | 0 | 0 | 0 | 0.03 | 0.153 | 2.617 | 0 | 0 | 2.8 | 0 | 0 | 0 | 0 | 0 | 0 | 0.03 | 0 | 1.343 | 1.427 | 0 | 2.8 |  |  | C2 | 1.2835 | 1.9111 | 3.3789 | 5.4722 | 12.8357 | C2 | 844.2 | 844.2 | 844.2 | 844.2 | 844.2 | C2 | 1083.5698 | 1613.32 | 2852.4961 | 4619.6523 | 10835.8826 | C2 | 32.5071 | 246.838 | 7464.9822 | 0 | 0 | 7744.3273 |  | 32.5071 | 246.838 | 7464.9822 | 0 | 0 | 7744.3273 |  | 32.5071 | 246.838 | 7464.9822 | 0 | 0 | 7744.3273 |  | 32.5071 | 246.838 | 7464.9822 | 0 | 0 | 7744.3273 |  | 32.5071 | 0 | 3830.9022 | 6592.2439 | 0 | 10455.6532 |  | 32.5071 | 0 | 3830.9022 | 6592.2439 | 0 | 10455.6532
|  |  | 0 | 0 | C3 | 0 | 0 | 0 | 0 | 0 | 0 | 0 | 0 | 0 | 0 | 0 | 0 | 0 | 0 | 0 | 0 | 0 | 0 | 0 | 0 | 0 | 0 | 0 | 0 | 0 | 0 | 0 | 0 | 0 | 0 | 0 | 0 | 0 | 0 | 0 | 0 |  |  | C3 | 1.2835 | 1.9111 | 3.3789 | 5.4722 | 12.8357 | C3 | 1266.3 | 1266.3 | 1266.3 | 1266.3 | 1266.3 | C3 | 1625.3547 | 2419.98 | 4278.7441 | 6929.4785 | 16253.8239 | C3 | 0 | 0 | 0 | 0 | 0 | 0 |  | 0 | 0 | 0 | 0 | 0 | 0 |  | 0 | 0 | 0 | 0 | 0 | 0 |  | 0 | 0 | 0 | 0 | 0 | 0 |  | 0 | 0 | 0 | 0 | 0 | 0 |  | 0 | 0 | 0 | 0 | 0 | 0
|  |  | 0 | 0 | C4 | 0 | 0 | 0 | 0 | 0 | 0 | 0 | 0 | 0 | 0 | 0 | 0 | 0 | 0 | 0 | 0 | 0 | 0 | 0 | 0 | 0 | 0 | 0 | 0 | 0 | 0 | 0 | 0 | 0 | 0 | 0 | 0 | 0 | 0 | 0 | 0 |  |  | C4 | 1.2835 | 1.9111 | 3.3789 | 5.4722 | 12.8357 | C4 | 2110.5 | 2110.5 | 2110.5 | 2110.5 | 2110.5 | C4 | 2708.9245 | 4033.3 | 7131.2402 | 11549.1308 | 27089.7066 | C4 | 0 | 0 | 0 | 0 | 0 | 0 |  | 0 | 0 | 0 | 0 | 0 | 0 |  | 0 | 0 | 0 | 0 | 0 | 0 |  | 0 | 0 | 0 | 0 | 0 | 0 |  | 0 | 0 | 0 | 0 | 0 | 0 |  | 0 | 0 | 0 | 0 | 0 | 0
|  |  | 2.8 | 2.8 |  | 0.03 | 0.153 | 2.617 | 0 | 0 |  | 0.03 | 0.153 | 2.617 | 0 | 0 |  | 0 | 0 | 0 | 0 | 0 |  | 0.03 | 0.153 | 2.617 | 0 | 0 |  | 0 | 0 | 0 | 0 | 0 |  | 0.03 | 0 | 1.343 | 1.427 | 0 | [22 empty] | 32.5071 | 246.838 | 7464.9822 | 0 | 0 | 7744.3273 |  | 32.5071 | 246.838 | 7464.9822 | 0 | 0 | 7744.3273 |  | 32.5071 | 246.838 | 7464.9822 | 0 | 0 | 7744.3273 |  | 32.5071 | 246.838 | 7464.9822 | 0 | 0 | 7744.3273 |  | 32.5071 | 0 | 3830.9022 | 6592.2439 | 0 | 10455.6532 |  | 32.5071 | 0 | 3830.9022 | 6592.2439 | 0 | 10455.6532
| 132kV UG Cable (Oil) |  | 61.1472 | 61.1472 | C1 | 7.4602 | 7.174 | 16.588 | 6.78 | 23.145 | 61.1472 | 7.4602 | 7.174 | 16.588 | 6.78 | 23.145 | 61.1472 | 0 | 0 | 0 | 0 | 0 | 0 | 5.5342 | 5.834 | 19.71 | 0.144 | 29.925 | 61.1472 | 0 | 0 | 0 | 0 | 0 | 0 | 5.5312 | 2.331 | 13.734 | 9.506 | 30.045 | 61.1472 |  |  | C1 | 0.59691 | 0.88874 | 1.5714 | 2.5449 | 5.9692 | C1 | 6073.991 | 6073.991 | 6073.991 | 6073.991 | 6073.991 | C1 | 3625.6469 | 5398.202 | 9544.5107 | 15457.452 | 36257.0869 | C1 | 27047.924 | 38726.7008 | 158324.344 | 104801.5246 | 839170.2756 | 1168070.7691 |  | 27047.924 | 38726.7008 | 158324.344 | 104801.5246 | 839170.2756 | 1168070.7691 |  | 20064.9282 | 31493.1102 | 188122.3065 | 2225.8731 | 1084993.3246 | 1326899.5426 |  | 20064.9282 | 31493.1102 | 188122.3065 | 2225.8731 | 1084993.3246 | 1326899.5426 |  | 20054.0512 | 12583.2088 | 131084.3104 | 146938.5388 | 1089344.175 | 1400004.2842 |  | 20054.0512 | 12583.2088 | 131084.3104 | 146938.5388 | 1089344.175 | 1400004.2842
|  |  | 57.025 | 57.025 | C2 | 6.893 | 4.669 | 8.724 | 0.781 | 35.958 | 57.025 | 6.893 | 4.669 | 8.724 | 0.781 | 35.958 | 57.025 | 0 | 0 | 0 | 0 | 0 | 0 | 6.893 | 2.431 | 10.962 | 0 | 36.739 | 57.025 | 0 | 0 | 0 | 0 | 0 | 0 | 6.893 | 1.405 | 4.934 | 7.054 | 36.739 | 57.025 |  |  | C2 | 0.59691 | 0.88874 | 1.5714 | 2.5449 | 5.9692 | C2 | 8677.13 | 8677.13 | 8677.13 | 8677.13 | 8677.13 | C2 | 5179.4955 | 7711.7171 | 13635.0153 | 22082.0743 | 51795.8384 | C2 | 35702.2626 | 36006.0071 | 118951.8737 | 17246.1 | 1862474.7567 | 2070381.0001 |  | 35702.2626 | 36006.0071 | 118951.8737 | 17246.1 | 1862474.7567 | 2070381.0001 |  | 35702.2626 | 18747.1842 | 149467.038 | 0 | 1902927.3065 | 2106843.7913 |  | 35702.2626 | 18747.1842 | 149467.038 | 0 | 1902927.3065 | 2106843.7913 |  | 35702.2626 | 10834.9625 | 67275.1656 | 155766.9521 | 1902927.3065 | 2172506.6493 |  | 35702.2626 | 10834.9625 | 67275.1656 | 155766.9521 | 1902927.3065 | 2172506.6493
|  |  | 27.807 | 27.807 | C3 | 5.229 | 2.243 | 9.963 | 1.309 | 9.063 | 27.807 | 5.229 | 2.243 | 9.963 | 1.309 | 9.063 | 27.807 | 0 | 0 | 0 | 0 | 0 | 0 | 5.229 | 1.479 | 10.727 | 0 | 10.372 | 27.807 | 0 | 0 | 0 | 0 | 0 | 0 | 5.229 | 1.184 | 3.017 | 8.005 | 10.372 | 27.807 |  |  | C3 | 0.59691 | 0.88874 | 1.5714 | 2.5449 | 5.9692 | C3 | 13015.695 | 13015.695 | 13015.695 | 13015.695 | 13015.695 | C3 | 7769.2433 | 11567.5756 | 20452.523 | 33123.1114 | 77693.7576 | C3 | 40625.3731 | 25946.0721 | 203768.4866 | 43358.1529 | 704138.5249 | 1017836.6096 |  | 40625.3731 | 25946.0721 | 203768.4866 | 43358.1529 | 704138.5249 | 1017836.6096 |  | 40625.3731 | 17108.4443 | 219394.2142 | 0 | 805839.6536 | 1082967.6852 |  | 40625.3731 | 17108.4443 | 219394.2142 | 0 | 805839.6536 | 1082967.6852 |  | 40625.3731 | 13696.0095 | 61705.2619 | 265150.5071 | 805839.6536 | 1187016.8052 |  | 40625.3731 | 13696.0095 | 61705.2619 | 265150.5071 | 805839.6536 | 1187016.8052
|  |  | 0 | 0 | C4 | 0 | 0 | 0 | 0 | 0 | 0 | 0 | 0 | 0 | 0 | 0 | 0 | 0 | 0 | 0 | 0 | 0 | 0 | 0 | 0 | 0 | 0 | 0 | 0 | 0 | 0 | 0 | 0 | 0 | 0 | 0 | 0 | 0 | 0 | 0 | 0 |  |  | C4 | 0.59691 | 0.88874 | 1.5714 | 2.5449 | 5.9692 | C4 | 21692.825 | 21692.825 | 21692.825 | 21692.825 | 21692.825 | C4 | 12948.7388 | 19279.2927 | 34087.5383 | 55205.1857 | 129489.596 | C4 | 0 | 0 | 0 | 0 | 0 | 0 |  | 0 | 0 | 0 | 0 | 0 | 0 |  | 0 | 0 | 0 | 0 | 0 | 0 |  | 0 | 0 | 0 | 0 | 0 | 0 |  | 0 | 0 | 0 | 0 | 0 | 0 |  | 0 | 0 | 0 | 0 | 0 | 0
|  |  | 145.9792 | 145.9792 |  | 19.5822 | 14.086 | 35.275 | 8.87 | 68.166 |  | 19.5822 | 14.086 | 35.275 | 8.87 | 68.166 |  | 0 | 0 | 0 | 0 | 0 |  | 17.6562 | 9.744 | 41.399 | 0.144 | 77.036 |  | 0 | 0 | 0 | 0 | 0 |  | 17.6532 | 4.92 | 21.685 | 24.565 | 77.156 | [22 empty] | 103375.5596 | 100678.78 | 481044.7043 | 165405.7775 | 3405783.5572 | 4256288.3788 |  | 103375.5596 | 100678.78 | 481044.7043 | 165405.7775 | 3405783.5572 | 4256288.3788 |  | 96392.5638 | 67348.7388 | 556983.5587 | 2225.8731 | 3793760.2847 | 4516711.0191 |  | 96392.5638 | 67348.7388 | 556983.5587 | 2225.8731 | 3793760.2847 | 4516711.0191 |  | 96381.6868 | 37114.1808 | 260064.7379 | 567855.998 | 3798111.1351 | 4759527.7386 |  | 96381.6868 | 37114.1808 | 260064.7379 | 567855.998 | 3798111.1351 | 4759527.7386
| 132kV UG Cable (Non Pressurised) |  | 0 | 0 | C1 | 0 | 0 | 0 | 0 | 0 | 0 | 0 | 0 | 0 | 0 | 0 | 0 | 0 | 0 | 0 | 0 | 0 | 0 | 0 | 0 | 0 | 0 | 0 | 0 | 0 | 0 | 0 | 0 | 0 | 0 | 0 | 0 | 0 | 0 | 0 | 0 |  |  | C1 | 0.018753 | 0.027922 | 0.049368 | 0.079952 | 0.18754 | C1 | 73519.761 | 73519.761 | 73519.761 | 73519.761 | 73519.761 | C1 | 1378.7379 | 2052.7938 | 3629.5257 | 5878.0613 | 13787.6139 | C1 | 0 | 0 | 0 | 0 | 0 | 0 |  | 0 | 0 | 0 | 0 | 0 | 0 |  | 0 | 0 | 0 | 0 | 0 | 0 |  | 0 | 0 | 0 | 0 | 0 | 0 |  | 0 | 0 | 0 | 0 | 0 | 0 |  | 0 | 0 | 0 | 0 | 0 | 0
|  |  | 57.252 | 57.252 | C2 | 54.18 | 3.072 | 0 | 0 | 0 | 57.252 | 54.18 | 3.072 | 0 | 0 | 0 | 57.252 | 0 | 0 | 0 | 0 | 0 | 0 | 54.18 | 0 | 3.072 | 0 | 0 | 57.252 | 0 | 0 | 0 | 0 | 0 | 0 | 54.18 | 0 | 3.072 | 0 | 0 | 57.252 |  |  | C2 | 0.018753 | 0.027922 | 0.049368 | 0.079952 | 0.18754 | C2 | 105028.23 | 105028.23 | 105028.23 | 105028.23 | 105028.23 | C2 | 1969.6255 | 2932.5626 | 5185.0367 | 8397.2305 | 19696.5913 | C2 | 106714.312 | 9008.8324 | 0 | 0 | 0 | 115723.1444 |  | 106714.312 | 9008.8324 | 0 | 0 | 0 | 115723.1444 |  | 106714.312 | 0 | 15928.4328 | 0 | 0 | 122642.7448 |  | 106714.312 | 0 | 15928.4328 | 0 | 0 | 122642.7448 |  | 106714.312 | 0 | 15928.4328 | 0 | 0 | 122642.7448 |  | 106714.312 | 0 | 15928.4328 | 0 | 0 | 122642.7448
|  |  | 1.948 | 1.948 | C3 | 0.893 | 1.055 | 0 | 0 | 0 | 1.948 | 0.893 | 1.055 | 0 | 0 | 0 | 1.948 | 0 | 0 | 0 | 0 | 0 | 0 | 0.893 | 0 | 1.055 | 0 | 0 | 1.948 | 0 | 0 | 0 | 0 | 0 | 0 | 0.893 | 0 | 1.055 | 0 | 0 | 1.948 |  |  | C3 | 0.018753 | 0.027922 | 0.049368 | 0.079952 | 0.18754 | C3 | 157542.345 | 157542.345 | 157542.345 | 157542.345 | 157542.345 | C3 | 2954.4383 | 4398.8439 | 7777.5551 | 12595.8457 | 29544.887 | C3 | 2638.3134 | 4640.7804 | 0 | 0 | 0 | 7279.0938 |  | 2638.3134 | 4640.7804 | 0 | 0 | 0 | 7279.0938 |  | 2638.3134 | 0 | 8205.3206 | 0 | 0 | 10843.634 |  | 2638.3134 | 0 | 8205.3206 | 0 | 0 | 10843.634 |  | 2638.3134 | 0 | 8205.3206 | 0 | 0 | 10843.634 |  | 2638.3134 | 0 | 8205.3206 | 0 | 0 | 10843.634
|  |  | 0 | 0 | C4 | 0 | 0 | 0 | 0 | 0 | 0 | 0 | 0 | 0 | 0 | 0 | 0 | 0 | 0 | 0 | 0 | 0 | 0 | 0 | 0 | 0 | 0 | 0 | 0 | 0 | 0 | 0 | 0 | 0 | 0 | 0 | 0 | 0 | 0 | 0 | 0 |  |  | C4 | 0.018753 | 0.027922 | 0.049368 | 0.079952 | 0.18754 | C4 | 262570.575 | 262570.575 | 262570.575 | 262570.575 | 262570.575 | C4 | 4924.0639 | 7331.4066 | 12962.5918 | 20993.0762 | 49241.4783 | C4 | 0 | 0 | 0 | 0 | 0 | 0 |  | 0 | 0 | 0 | 0 | 0 | 0 |  | 0 | 0 | 0 | 0 | 0 | 0 |  | 0 | 0 | 0 | 0 | 0 | 0 |  | 0 | 0 | 0 | 0 | 0 | 0 |  | 0 | 0 | 0 | 0 | 0 | 0
|  |  | 59.2 | 59.2 |  | 55.073 | 4.127 | 0 | 0 | 0 |  | 55.073 | 4.127 | 0 | 0 | 0 |  | 0 | 0 | 0 | 0 | 0 |  | 55.073 | 0 | 4.127 | 0 | 0 |  | 0 | 0 | 0 | 0 | 0 |  | 55.073 | 0 | 4.127 | 0 | 0 | [22 empty] | 109352.6254 | 13649.6127 | 0 | 0 | 0 | 123002.2381 |  | 109352.6254 | 13649.6127 | 0 | 0 | 0 | 123002.2381 |  | 109352.6254 | 0 | 24133.7535 | 0 | 0 | 133486.3789 |  | 109352.6254 | 0 | 24133.7535 | 0 | 0 | 133486.3789 |  | 109352.6254 | 0 | 24133.7535 | 0 | 0 | 133486.3789 |  | 109352.6254 | 0 | 24133.7535 | 0 | 0 | 133486.3789
| 132kV OHL Support - Tower |  | 82 | 82 | C1 | 10 | 49 | 23 | 0 | 0 | 82 | 10 | 49 | 23 | 0 | 0 | 82 | 0 | 0 | 0 | 0 | 0 | 0 | 8 | 3 | 71 | 0 | 0 | 82 | 0 | 0 | 0 | 0 | 0 | 0 | 8 | 0 | 74 | 0 | 0 | 82 |  |  | C1 | 0.015533 | 0.023127 | 0.04089 | 0.066222 | 0.15533 | C1 | 13324.815 | 13324.815 | 13324.815 | 13324.815 | 13324.815 | C1 | 206.971 | 308.1577 | 544.8508 | 882.3925 | 2069.7449 | C1 | 2069.7096 | 15099.728 | 12531.5682 | 0 | 0 | 29701.0059 |  | 2069.7096 | 15099.728 | 12531.5682 | 0 | 0 | 29701.0059 |  | 1655.7677 | 924.4731 | 38684.4063 | 0 | 0 | 41264.6472 |  | 1655.7677 | 924.4731 | 38684.4063 | 0 | 0 | 41264.6472 |  | 1655.7677 | 0 | 40318.9587 | 0 | 0 | 41974.7264 |  | 1655.7677 | 0 | 40318.9587 | 0 | 0 | 41974.7264
|  |  | 1742 | 1742 | C2 | 391 | 454 | 894 | 2 | 1 | 1742 | 391 | 454 | 894 | 2 | 1 | 1742 | 0 | 75 | -72 | 0 | -3 | 0 | 267 | 169 | 1303 | 0 | 3 | 1742 | 0 | 212 | -177 | -32 | -3 | 0 | 237 | 39 | 1431 | 32 | 3 | 1742 |  |  | C2 | 0.015533 | 0.023127 | 0.04089 | 0.066222 | 0.15533 | C2 | 19035.45 | 19035.45 | 19035.45 | 19035.45 | 19035.45 | C2 | 295.6728 | 440.2253 | 778.3583 | 1260.5608 | 2956.7784 | C2 | 115608.0659 | 199862.2896 | 695852.299 | 2521.1215 | 2956.7784 | 1016800.5544 |  | 115608.0659 | 199862.2896 | 695852.299 | 2521.1215 | 2956.7784 | 1016800.5544 |  | 78944.6384 | 74398.077 | 1014200.8339 | 0 | 8870.3353 | 1176413.8846 |  | 78944.6384 | 107414.975 | 958159.0381 | 0 | 0 | 1144518.6514 |  | 70074.4543 | 17168.787 | 1113830.6933 | 40337.9443 | 8870.3353 | 1250282.2142 |  | 70074.4543 | 110496.5522 | 976061.2784 | 0 | 0 | 1156632.2849
|  |  | 286 | 286 | C3 | 86 | 47 | 150 | 3 | 0 | 286 | 86 | 47 | 150 | 3 | 0 | 286 | 0 | 45 | -42 | 0 | -3 | 0 | 78 | 14 | 191 | 0 | 3 | 286 | 0 | 174 | -147 | -24 | -3 | 0 | 74 | 4 | 181 | 24 | 3 | 286 |  |  | C3 | 0.015533 | 0.023127 | 0.04089 | 0.066222 | 0.15533 | C3 | 28553.175 | 28553.175 | 28553.175 | 28553.175 | 28553.175 | C3 | 443.5092 | 660.338 | 1167.5374 | 1890.8411 | 4435.1677 | C3 | 38141.7916 | 31035.8842 | 175130.6122 | 5672.5234 | 0 | 249980.8113 |  | 38141.7916 | 31035.8842 | 175130.6122 | 5672.5234 | 0 | 249980.8113 |  | 34593.7179 | 9244.7315 | 222999.6461 | 0 | 13305.503 | 280143.5986 |  | 34593.7179 | 38959.9397 | 173963.0747 | 0 | 0 | 247516.7324 |  | 32819.6811 | 2641.3518 | 211324.272 | 45380.1874 | 13305.503 | 305470.9953 |  | 32819.6811 | 117540.1571 | 39696.2721 | 0 | 0 | 190056.1103
|  |  | 0 | 0 | C4 | 0 | 0 | 0 | 0 | 0 | 0 | 0 | 0 | 0 | 0 | 0 | 0 | 0 | 0 | 0 | 0 | 0 | 0 | 0 | 0 | 0 | 0 | 0 | 0 | 0 | 0 | 0 | 0 | 0 | 0 | 0 | 0 | 0 | 0 | 0 | 0 |  |  | C4 | 0.015533 | 0.023127 | 0.04089 | 0.066222 | 0.15533 | C4 | 47588.625 | 47588.625 | 47588.625 | 47588.625 | 47588.625 | C4 | 739.182 | 1100.5633 | 1945.8957 | 3151.4019 | 7391.9461 | C4 | 0 | 0 | 0 | 0 | 0 | 0 |  | 0 | 0 | 0 | 0 | 0 | 0 |  | 0 | 0 | 0 | 0 | 0 | 0 |  | 0 | 0 | 0 | 0 | 0 | 0 |  | 0 | 0 | 0 | 0 | 0 | 0 |  | 0 | 0 | 0 | 0 | 0 | 0
|  |  | 2110 | 2110 |  | 487 | 550 | 1067 | 5 | 1 |  | 487 | 550 | 1067 | 5 | 1 |  | 0 | 120 | -114 | 0 | -6 |  | 353 | 186 | 1565 | 0 | 6 |  | 0 | 386 | -324 | -56 | -6 |  | 319 | 43 | 1686 | 56 | 6 | [22 empty] | 155819.5671 | 245997.9018 | 883514.4794 | 8193.6449 | 2956.7784 | 1296482.3716 |  | 155819.5671 | 245997.9018 | 883514.4794 | 8193.6449 | 2956.7784 | 1296482.3716 |  | 115194.124 | 84567.2816 | 1275884.8864 | 0 | 22175.8384 | 1497822.1303 |  | 115194.124 | 147299.3879 | 1170806.5191 | 0 | 0 | 1433300.031 |  | 104549.9031 | 19810.1388 | 1365473.924 | 85718.1317 | 22175.8384 | 1597727.936 |  | 104549.9031 | 228036.7093 | 1056076.5092 | 0 | 0 | 1388663.1215
| 132kV OHL Fittings |  | 1152 | 1152 | C1 | 631 | 194 | 269 | 15 | 43 | 1152 | 631 | 194 | 269 | 15 | 43 | 1152 | 0 | 0 | 0 | 0 | 0 | 0 | 625 | 192 | 39 | 245 | 51 | 1152 | 0 | 0 | 0 | 0 | 0 | 0 | 716 | 24 | 193 | 198 | 112 | 1243 |  | 193 | C1 | 0.002736 | 0.0040737 | 0.0072026 | 0.011665 | 0.027361 | C1 | 2329.649 | 2329.649 | 2329.649 | 2329.649 | 2329.649 | C1 | 6.374 | 9.4902 | 16.7796 | 27.1748 | 63.7413 | C1 | 4022.0069 | 1841.1061 | 4513.7126 | 407.6215 | 2740.8755 | 13525.3227 |  | 4022.0069 | 1841.1061 | 4513.7126 | 407.6215 | 2740.8755 | 13525.3227 |  | 3983.7628 | 1822.1256 | 654.4044 | 6657.8184 | 3250.8059 | 16368.9171 |  | 3983.7628 | 1822.1256 | 654.4044 | 6657.8184 | 3250.8059 | 16368.9171 |  | 4563.7987 | 227.7657 | 3238.4629 | 5380.6042 | 7139.0247 | 20549.6562 |  | 4563.7987 | 227.7657 | 3238.4629 | 5380.6042 | 7139.0247 | 20549.6562
|  |  | 2377 | 2377 | C2 | 894 | 785 | 545 | 55 | 98 | 2377 | 894 | 785 | 545 | 55 | 98 | 2377 | 0 | 0 | 0 | 0 | 0 | 0 | 882 | 761 | 55 | 538 | 141 | 2377 | 0 | 0 | 0 | 0 | 0 | 0 | 816 | 191 | 647 | 468 | 255 | 2377 |  |  | C2 | 0.002736 | 0.0040737 | 0.0072026 | 0.011665 | 0.027361 | C2 | 3328.07 | 3328.07 | 3328.07 | 3328.07 | 3328.07 | C2 | 9.1057 | 13.5575 | 23.9709 | 38.8211 | 91.059 | C2 | 8140.5347 | 10642.6235 | 13064.1177 | 2135.1604 | 8923.7808 | 42906.2171 |  | 8140.5347 | 10642.6235 | 13064.1177 | 2135.1604 | 8923.7808 | 42906.2171 |  | 8031.2658 | 10317.2439 | 1318.3972 | 20885.7509 | 12839.3173 | 53391.9751 |  | 8031.2658 | 10317.2439 | 1318.3972 | 20885.7509 | 12839.3173 | 53391.9751 |  | 7430.2867 | 2589.4791 | 15509.1452 | 18168.274 | 23220.0419 | 66917.227 |  | 7430.2867 | 2589.4791 | 15509.1452 | 18168.274 | 23220.0419 | 66917.227
|  |  | 691 | 691 | C3 | 316 | 274 | 75 | 7 | 19 | 691 | 316 | 274 | 75 | 7 | 19 | 691 | 0 | 0 | 0 | 0 | 0 | 0 | 312 | 278 | 0 | 75 | 26 | 691 | 0 | 0 | 0 | 0 | 0 | 0 | 286 | 50 | 254 | 73 | 28 | 691 |  |  | C3 | 0.002736 | 0.0040737 | 0.0072026 | 0.011665 | 0.027361 | C3 | 4992.105 | 4992.105 | 4992.105 | 4992.105 | 4992.105 | C3 | 13.6586 | 20.3362 | 35.9563 | 58.2316 | 136.5885 | C3 | 4316.1224 | 5572.1252 | 2696.7215 | 407.6215 | 2595.1812 | 15587.7718 |  | 4316.1224 | 5572.1252 | 2696.7215 | 407.6215 | 2595.1812 | 15587.7718 |  | 4261.488 | 5653.47 | 0 | 4367.3736 | 3551.3005 | 17833.6321 |  | 4261.488 | 5653.47 | 0 | 4367.3736 | 3551.3005 | 17833.6321 |  | 3906.364 | 1016.8112 | 9132.897 | 4250.9103 | 3824.4775 | 22131.4599 |  | 3906.364 | 1016.8112 | 9132.897 | 4250.9103 | 3824.4775 | 22131.4599
|  |  | 0 | 0 | C4 | 0 | 0 | 0 | 0 | 0 | 0 | 0 | 0 | 0 | 0 | 0 | 0 | 0 | 0 | 0 | 0 | 0 | 0 | 0 | 0 | 0 | 0 | 0 | 0 | 0 | 0 | 0 | 0 | 0 | 0 | 0 | 0 | 0 | 0 | 0 | 0 |  |  | C4 | 0.002736 | 0.0040737 | 0.0072026 | 0.011665 | 0.027361 | C4 | 8320.175 | 8320.175 | 8320.175 | 8320.175 | 8320.175 | C4 | 22.7644 | 33.8937 | 59.9271 | 97.0527 | 227.6475 | C4 | 0 | 0 | 0 | 0 | 0 | 0 |  | 0 | 0 | 0 | 0 | 0 | 0 |  | 0 | 0 | 0 | 0 | 0 | 0 |  | 0 | 0 | 0 | 0 | 0 | 0 |  | 0 | 0 | 0 | 0 | 0 | 0 |  | 0 | 0 | 0 | 0 | 0 | 0
|  |  | 4220 | 4220 |  | 1841 | 1253 | 889 | 77 | 160 |  | 1841 | 1253 | 889 | 77 | 160 |  | 0 | 0 | 0 | 0 | 0 |  | 1819 | 1231 | 94 | 858 | 218 |  | 0 | 0 | 0 | 0 | 0 |  | 1818 | 265 | 1094 | 739 | 395 | [22 empty] | 16478.664 | 18055.8547 | 20274.5519 | 2950.4035 | 14259.8375 | 72019.3116 |  | 16478.664 | 18055.8547 | 20274.5519 | 2950.4035 | 14259.8375 | 72019.3116 |  | 16276.5165 | 17792.8395 | 1972.8016 | 31910.9429 | 19641.4237 | 87594.5243 |  | 16276.5165 | 17792.8395 | 1972.8016 | 31910.9429 | 19641.4237 | 87594.5243 |  | 15900.4493 | 3834.0559 | 27880.5052 | 27799.7885 | 34183.5441 | 109598.3431 |  | 15900.4493 | 3834.0559 | 27880.5052 | 27799.7885 | 34183.5441 | 109598.3431
| 132kV OHL (Tower Line) Conductor |  | 230.1 | 230.1 | C1 | 73.8 | 131.3 | 25 | 0 | 0 | 230.1 | 73.8 | 131.3 | 25 | 0 | 0 | 230.1 | 0 | 0 | 0 | 0 | 0 | 0 | 59.4 | 83.3 | 87.3 | 0 | 0 | 230 | 0 | 0 | 0 | 0 | 0 | 0 | 58.5 | 56 | 115.4 | 0 | 0 | 229.9 |  |  | C1 | 0.00228 | 0.0033947 | 0.0060022 | 0.0097206 | 0.022801 | C1 | 18326.238 | 18326.238 | 18326.238 | 18326.238 | 18326.238 | C1 | 41.7845 | 62.2126 | 109.9976 | 178.1425 | 417.852 | C1 | 3083.6949 | 8168.5203 | 2749.94 | 0 | 0 | 14002.1551 |  | 3083.6949 | 8168.5203 | 2749.94 | 0 | 0 | 14002.1551 |  | 2481.9983 | 5182.3133 | 9602.7904 | 0 | 0 | 17267.102 |  | 2481.9983 | 5182.3133 | 9602.7904 | 0 | 0 | 17267.102 |  | 2444.3923 | 3483.9081 | 12693.723 | 0 | 0 | 18622.0233 |  | 2444.3923 | 3483.9081 | 12693.723 | 0 | 0 | 18622.0233
|  |  | 505.8 | 505.8 | C2 | 170.7 | 321.8 | 13.3 | 0 | 0 | 505.8 | 170.7 | 321.8 | 13.3 | 0 | 0 | 505.8 | 0 | 0 | 0 | 0 | 0 | 0 | 140.1 | 226.5 | 139.2 | 0 | 0 | 505.8 | 0 | 0 | 0 | 0 | 0 | 0 | 97.1 | 134.5 | 274.3 | 0 | 0 | 505.9 |  |  | C2 | 0.00228 | 0.0033947 | 0.0060022 | 0.0097206 | 0.022801 | C2 | 26180.34 | 26180.34 | 26180.34 | 26180.34 | 26180.34 | C2 | 59.6921 | 88.8752 | 157.1394 | 254.4892 | 596.9314 | C2 | 10189.4447 | 28600.0416 | 2089.9544 | 0 | 0 | 40879.4407 |  | 10189.4447 | 28600.0416 | 2089.9544 | 0 | 0 | 40879.4407 |  | 8362.8659 | 20130.2343 | 21873.8083 | 0 | 0 | 50366.9086 |  | 8362.8659 | 20130.2343 | 21873.8083 | 0 | 0 | 50366.9086 |  | 5796.1048 | 11953.7153 | 43103.345 | 0 | 0 | 60853.1651 |  | 5796.1048 | 11953.7153 | 43103.345 | 0 | 0 | 60853.1651
|  |  | 319.8 | 319.8 | C3 | 99.1 | 204.3 | 16.4 | 0 | 0 | 319.8 | 99.1 | 204.3 | 16.4 | 0 | 0 | 319.8 | 0 | 0 | 0 | 0 | 0 | 0 | 69.7 | 179 | 71.1 | 0 | 0 | 319.8 | 0 | 0 | 0 | 0 | 0 | 0 | 54 | 77.9 | 188 | 0 | 0 | 319.9 |  |  | C3 | 0.00228 | 0.0033947 | 0.0060022 | 0.0097206 | 0.022801 | C3 | 39270.51 | 39270.51 | 39270.51 | 39270.51 | 39270.51 | C3 | 89.5382 | 133.3128 | 235.7091 | 381.7338 | 895.3971 | C3 | 8873.2335 | 27235.8071 | 3865.6299 | 0 | 0 | 39974.6706 |  | 8873.2335 | 27235.8071 | 3865.6299 | 0 | 0 | 39974.6706 |  | 6240.8111 | 23862.993 | 16758.9199 | 0 | 0 | 46862.724 |  | 6240.8111 | 23862.993 | 16758.9199 | 0 | 0 | 46862.724 |  | 4835.0617 | 10385.0679 | 44313.3186 | 0 | 0 | 59533.4481 |  | 4835.0617 | 10385.0679 | 44313.3186 | 0 | 0 | 59533.4481
|  |  | 0 | 0 | C4 | 0 | 0 | 0 | 0 | 0 | 0 | 0 | 0 | 0 | 0 | 0 | 0 | 0 | 0 | 0 | 0 | 0 | 0 | 0 | 0 | 0 | 0 | 0 | 0 | 0 | 0 | 0 | 0 | 0 | 0 | 0 | 0 | 0 | 0 | 0 | 0 |  |  | C4 | 0.00228 | 0.0033947 | 0.0060022 | 0.0097206 | 0.022801 | C4 | 65450.85 | 65450.85 | 65450.85 | 65450.85 | 65450.85 | C4 | 149.2303 | 222.188 | 392.8486 | 636.2231 | 1492.3284 | C4 | 0 | 0 | 0 | 0 | 0 | 0 |  | 0 | 0 | 0 | 0 | 0 | 0 |  | 0 | 0 | 0 | 0 | 0 | 0 |  | 0 | 0 | 0 | 0 | 0 | 0 |  | 0 | 0 | 0 | 0 | 0 | 0 |  | 0 | 0 | 0 | 0 | 0 | 0
|  |  | 1055.7 | 1055.7 |  | 343.6 | 657.4 | 54.7 | 0 | 0 |  | 343.6 | 657.4 | 54.7 | 0 | 0 |  | 0 | 0 | 0 | 0 | 0 |  | 269.2 | 488.8 | 297.6 | 0 | 0 |  | 0 | 0 | 0 | 0 | 0 |  | 209.6 | 268.4 | 577.7 | 0 | 0 | [22 empty] | 22146.3731 | 64004.369 | 8705.5243 | 0 | 0 | 94856.2664 |  | 22146.3731 | 64004.369 | 8705.5243 | 0 | 0 | 94856.2664 |  | 17085.6753 | 49175.5407 | 48235.5187 | 0 | 0 | 114496.7346 |  | 17085.6753 | 49175.5407 | 48235.5187 | 0 | 0 | 114496.7346 |  | 13075.5587 | 25822.6913 | 100110.3865 | 0 | 0 | 139008.6365 |  | 13075.5587 | 25822.6913 | 100110.3865 | 0 | 0 | 139008.6365
| [Please insert new asset category as required] |  | 0 | 0 | C1 | 0 | 0 | 0 | 0 | 0 | 0 | 0 | 0 | 0 | 0 | 0 | 0 | 0 | 0 | 0 | 0 | 0 | 0 | 0 | 0 | 0 | 0 | 0 | 0 | 0 | 0 | 0 | 0 | 0 | 0 | 0 | 0 | 0 | 0 | 0 | 0 |  |  | C1 | 0 | 0 | 0 | 0 | 0 | C1 | 0 | 0 | 0 | 0 | 0 | C1 | [5 empty] | C1 | [5 empty] | 0 | [6 empty] | 0 | [6 empty] | 0 | [6 empty] | 0 | [6 empty] | 0 | [6 empty] | 0
|  |  | 0 | 0 | C2 | 0 | 0 | 0 | 0 | 0 | 0 | 0 | 0 | 0 | 0 | 0 | 0 | 0 | 0 | 0 | 0 | 0 | 0 | 0 | 0 | 0 | 0 | 0 | 0 | 0 | 0 | 0 | 0 | 0 | 0 | 0 | 0 | 0 | 0 | 0 | 0 |  |  | C2 | 0 | 0 | 0 | 0 | 0 | C2 | 0 | 0 | 0 | 0 | 0 | C2 | [5 empty] | C2 | [5 empty] | 0 | [6 empty] | 0 | [6 empty] | 0 | [6 empty] | 0 | [6 empty] | 0 | [6 empty] | 0
|  |  | 0 | 0 | C3 | 0 | 0 | 0 | 0 | 0 | 0 | 0 | 0 | 0 | 0 | 0 | 0 | 0 | 0 | 0 | 0 | 0 | 0 | 0 | 0 | 0 | 0 | 0 | 0 | 0 | 0 | 0 | 0 | 0 | 0 | 0 | 0 | 0 | 0 | 0 | 0 |  |  | C3 | 0 | 0 | 0 | 0 | 0 | C3 | 0 | 0 | 0 | 0 | 0 | C3 | [5 empty] | C3 | [5 empty] | 0 | [6 empty] | 0 | [6 empty] | 0 | [6 empty] | 0 | [6 empty] | 0 | [6 empty] | 0
|  |  | 0 | 0 | C4 | 0 | 0 | 0 | 0 | 0 | 0 | 0 | 0 | 0 | 0 | 0 | 0 | 0 | 0 | 0 | 0 | 0 | 0 | 0 | 0 | 0 | 0 | 0 | 0 | 0 | 0 | 0 | 0 | 0 | 0 | 0 | 0 | 0 | 0 | 0 | 0 |  |  | C4 | 0 | 0 | 0 | 0 | 0 | C4 | 0 | 0 | 0 | 0 | 0 | C4 | [5 empty] | C4 | [5 empty] | 0 | [6 empty] | 0 | [6 empty] | 0 | [6 empty] | 0 | [6 empty] | 0 | [6 empty] | 0
|  |  | 0 | 0 |  | 0 | 0 | 0 | 0 | 0 |  | 0 | 0 | 0 | 0 | 0 |  | 0 | 0 | 0 | 0 | 0 |  | 0 | 0 | 0 | 0 | 0 |  | 0 | 0 | 0 | 0 | 0 |  | 0 | 0 | 0 | 0 | 0 | [22 empty] | 0 | 0 | 0 | 0 | 0 | 0 |  | 0 | 0 | 0 | 0 | 0 | 0 |  | 0 | 0 | 0 | 0 | 0 | 0 |  | 0 | 0 | 0 | 0 | 0 | 0 |  | 0 | 0 | 0 | 0 | 0 | 0 |  | 0 | 0 | 0 | 0 | 0 | 0
| [Please insert new asset category as required] |  | 0 | 0 | C1 | 0 | 0 | 0 | 0 | 0 | 0 | 0 | 0 | 0 | 0 | 0 | 0 | 0 | 0 | 0 | 0 | 0 | 0 | 0 | 0 | 0 | 0 | 0 | 0 | 0 | 0 | 0 | 0 | 0 | 0 | 0 | 0 | 0 | 0 | 0 | 0 |  |  | C1 | 0 | 0 | 0 | 0 | 0 | C1 | 0 | 0 | 0 | 0 | 0 | C1 | [5 empty] | C1 | [5 empty] | 0 | [6 empty] | 0 | [6 empty] | 0 | [6 empty] | 0 | [6 empty] | 0 | [6 empty] | 0
|  |  | 0 | 0 | C2 | 0 | 0 | 0 | 0 | 0 | 0 | 0 | 0 | 0 | 0 | 0 | 0 | 0 | 0 | 0 | 0 | 0 | 0 | 0 | 0 | 0 | 0 | 0 | 0 | 0 | 0 | 0 | 0 | 0 | 0 | 0 | 0 | 0 | 0 | 0 | 0 |  |  | C2 | 0 | 0 | 0 | 0 | 0 | C2 | 0 | 0 | 0 | 0 | 0 | C2 | [5 empty] | C2 | [5 empty] | 0 | [6 empty] | 0 | [6 empty] | 0 | [6 empty] | 0 | [6 empty] | 0 | [6 empty] | 0
|  |  | 0 | 0 | C3 | 0 | 0 | 0 | 0 | 0 | 0 | 0 | 0 | 0 | 0 | 0 | 0 | 0 | 0 | 0 | 0 | 0 | 0 | 0 | 0 | 0 | 0 | 0 | 0 | 0 | 0 | 0 | 0 | 0 | 0 | 0 | 0 | 0 | 0 | 0 | 0 |  |  | C3 | 0 | 0 | 0 | 0 | 0 | C3 | 0 | 0 | 0 | 0 | 0 | C3 | [5 empty] | C3 | [5 empty] | 0 | [6 empty] | 0 | [6 empty] | 0 | [6 empty] | 0 | [6 empty] | 0 | [6 empty] | 0
|  |  | 0 | 0 | C4 | 0 | 0 | 0 | 0 | 0 | 0 | 0 | 0 | 0 | 0 | 0 | 0 | 0 | 0 | 0 | 0 | 0 | 0 | 0 | 0 | 0 | 0 | 0 | 0 | 0 | 0 | 0 | 0 | 0 | 0 | 0 | 0 | 0 | 0 | 0 | 0 |  |  | C4 | 0 | 0 | 0 | 0 | 0 | C4 | 0 | 0 | 0 | 0 | 0 | C4 | [5 empty] | C4 | [5 empty] | 0 | [6 empty] | 0 | [6 empty] | 0 | [6 empty] | 0 | [6 empty] | 0 | [6 empty] | 0
|  |  | 0 | 0 |  | 0 | 0 | 0 | 0 | 0 |  | 0 | 0 | 0 | 0 | 0 |  | 0 | 0 | 0 | 0 | 0 |  | 0 | 0 | 0 | 0 | 0 |  | 0 | 0 | 0 | 0 | 0 |  | 0 | 0 | 0 | 0 | 0 | [22 empty] | 0 | 0 | 0 | 0 | 0 | 0 |  | 0 | 0 | 0 | 0 | 0 | 0 |  | 0 | 0 | 0 | 0 | 0 | 0 |  | 0 | 0 | 0 | 0 | 0 | 0 |  | 0 | 0 | 0 | 0 | 0 | 0 |  | 0 | 0 | 0 | 0 | 0 | 0
| [Please insert new asset category as required] |  | 0 | 0 | C1 | 0 | 0 | 0 | 0 | 0 | 0 | 0 | 0 | 0 | 0 | 0 | 0 | 0 | 0 | 0 | 0 | 0 | 0 | 0 | 0 | 0 | 0 | 0 | 0 | 0 | 0 | 0 | 0 | 0 | 0 | 0 | 0 | 0 | 0 | 0 | 0 |  |  | C1 | 0 | 0 | 0 | 0 | 0 | C1 | 0 | 0 | 0 | 0 | 0 | C1 | [5 empty] | C1 | [5 empty] | 0 | [6 empty] | 0 | [6 empty] | 0 | [6 empty] | 0 | [6 empty] | 0 | [6 empty] | 0
|  |  | 0 | 0 | C2 | 0 | 0 | 0 | 0 | 0 | 0 | 0 | 0 | 0 | 0 | 0 | 0 | 0 | 0 | 0 | 0 | 0 | 0 | 0 | 0 | 0 | 0 | 0 | 0 | 0 | 0 | 0 | 0 | 0 | 0 | 0 | 0 | 0 | 0 | 0 | 0 |  |  | C2 | 0 | 0 | 0 | 0 | 0 | C2 | 0 | 0 | 0 | 0 | 0 | C2 | [5 empty] | C2 | [5 empty] | 0 | [6 empty] | 0 | [6 empty] | 0 | [6 empty] | 0 | [6 empty] | 0 | [6 empty] | 0
|  |  | 0 | 0 | C3 | 0 | 0 | 0 | 0 | 0 | 0 | 0 | 0 | 0 | 0 | 0 | 0 | 0 | 0 | 0 | 0 | 0 | 0 | 0 | 0 | 0 | 0 | 0 | 0 | 0 | 0 | 0 | 0 | 0 | 0 | 0 | 0 | 0 | 0 | 0 | 0 |  |  | C3 | 0 | 0 | 0 | 0 | 0 | C3 | 0 | 0 | 0 | 0 | 0 | C3 | [5 empty] | C3 | [5 empty] | 0 | [6 empty] | 0 | [6 empty] | 0 | [6 empty] | 0 | [6 empty] | 0 | [6 empty] | 0
|  |  | 0 | 0 | C4 | 0 | 0 | 0 | 0 | 0 | 0 | 0 | 0 | 0 | 0 | 0 | 0 | 0 | 0 | 0 | 0 | 0 | 0 | 0 | 0 | 0 | 0 | 0 | 0 | 0 | 0 | 0 | 0 | 0 | 0 | 0 | 0 | 0 | 0 | 0 | 0 |  |  | C4 | 0 | 0 | 0 | 0 | 0 | C4 | 0 | 0 | 0 | 0 | 0 | C4 | [5 empty] | C4 | [5 empty] | 0 | [6 empty] | 0 | [6 empty] | 0 | [6 empty] | 0 | [6 empty] | 0 | [6 empty] | 0
|  |  | 0 | 0 |  | 0 | 0 | 0 | 0 | 0 |  | 0 | 0 | 0 | 0 | 0 |  | 0 | 0 | 0 | 0 | 0 |  | 0 | 0 | 0 | 0 | 0 |  | 0 | 0 | 0 | 0 | 0 |  | 0 | 0 | 0 | 0 | 0 | [22 empty] | 0 | 0 | 0 | 0 | 0 | 0 |  | 0 | 0 | 0 | 0 | 0 | 0 |  | 0 | 0 | 0 | 0 | 0 | 0 |  | 0 | 0 | 0 | 0 | 0 | 0 |  | 0 | 0 | 0 | 0 | 0 | 0 |  | 0 | 0 | 0 | 0 | 0 | 0
| [Please insert new asset category as required] |  | 0 | 0 | C1 | 0 | 0 | 0 | 0 | 0 | 0 | 0 | 0 | 0 | 0 | 0 | 0 | 0 | 0 | 0 | 0 | 0 | 0 | 0 | 0 | 0 | 0 | 0 | 0 | 0 | 0 | 0 | 0 | 0 | 0 | 0 | 0 | 0 | 0 | 0 | 0 |  |  | C1 | 0 | 0 | 0 | 0 | 0 | C1 | 0 | 0 | 0 | 0 | 0 | C1 | [5 empty] | C1 | [5 empty] | 0 | [6 empty] | 0 | [6 empty] | 0 | [6 empty] | 0 | [6 empty] | 0 | [6 empty] | 0
|  |  | 0 | 0 | C2 | 0 | 0 | 0 | 0 | 0 | 0 | 0 | 0 | 0 | 0 | 0 | 0 | 0 | 0 | 0 | 0 | 0 | 0 | 0 | 0 | 0 | 0 | 0 | 0 | 0 | 0 | 0 | 0 | 0 | 0 | 0 | 0 | 0 | 0 | 0 | 0 |  |  | C2 | 0 | 0 | 0 | 0 | 0 | C2 | 0 | 0 | 0 | 0 | 0 | C2 | [5 empty] | C2 | [5 empty] | 0 | [6 empty] | 0 | [6 empty] | 0 | [6 empty] | 0 | [6 empty] | 0 | [6 empty] | 0
|  |  | 0 | 0 | C3 | 0 | 0 | 0 | 0 | 0 | 0 | 0 | 0 | 0 | 0 | 0 | 0 | 0 | 0 | 0 | 0 | 0 | 0 | 0 | 0 | 0 | 0 | 0 | 0 | 0 | 0 | 0 | 0 | 0 | 0 | 0 | 0 | 0 | 0 | 0 | 0 |  |  | C3 | 0 | 0 | 0 | 0 | 0 | C3 | 0 | 0 | 0 | 0 | 0 | C3 | [5 empty] | C3 | [5 empty] | 0 | [6 empty] | 0 | [6 empty] | 0 | [6 empty] | 0 | [6 empty] | 0 | [6 empty] | 0
|  |  | 0 | 0 | C4 | 0 | 0 | 0 | 0 | 0 | 0 | 0 | 0 | 0 | 0 | 0 | 0 | 0 | 0 | 0 | 0 | 0 | 0 | 0 | 0 | 0 | 0 | 0 | 0 | 0 | 0 | 0 | 0 | 0 | 0 | 0 | 0 | 0 | 0 | 0 | 0 |  |  | C4 | 0 | 0 | 0 | 0 | 0 | C4 | 0 | 0 | 0 | 0 | 0 | C4 | [5 empty] | C4 | [5 empty] | 0 | [6 empty] | 0 | [6 empty] | 0 | [6 empty] | 0 | [6 empty] | 0 | [6 empty] | 0
|  |  | 0 | 0 |  | 0 | 0 | 0 | 0 | 0 |  | 0 | 0 | 0 | 0 | 0 |  | 0 | 0 | 0 | 0 | 0 |  | 0 | 0 | 0 | 0 | 0 |  | 0 | 0 | 0 | 0 | 0 |  | 0 | 0 | 0 | 0 | 0 | [22 empty] | 0 | 0 | 0 | 0 | 0 | 0 |  | 0 | 0 | 0 | 0 | 0 | 0 |  | 0 | 0 | 0 | 0 | 0 | 0 |  | 0 | 0 | 0 | 0 | 0 | 0 |  | 0 | 0 | 0 | 0 | 0 | 0 |  | 0 | 0 | 0 | 0 | 0 | 0
[63 empty] | 1404370.662 | 739593.0216 | 1560382.6049 | 472815.793 | 3846205.2125 | 8023367.294 |  | 1404370.662 | 739593.0216 | 1560382.6049 | 472815.793 | 3846205.2125 | 8023367.294 |  | 1277384.3489 | 513023.5678 | 2178407.3674 | 331589.945 | 4621351.1747 | 8921756.4039 |  | 1277384.3489 | 575755.6741 | 2073329.0001 | 331589.945 | 4599175.3364 | 8857234.3045 |  | 1154782.8869 | 413514.3138 | 2121411.4191 | 1070232.8409 | 5005597.3482 | 9765538.8089 |  | 1154782.8869 | 630737.831 | 1819967.7133 | 945871.3222 | 4983421.5098 | 9534781.2631
| Other | [66 empty] | 0 | [6 empty] | 0 | [6 empty] | 0 | [6 empty] | 0 | [6 empty] | 0 | [6 empty] | 0
| Submarine Cables |  | 0 | 0 | C1 | 0 | 0 | 0 | 0 | 0 | 0 | 0 | 0 | 0 | 0 | 0 | 0 | 0 | 0 | 0 | 0 | 0 | 0 | 0 | 0 | 0 | 0 | 0 | 0 | 0 | 0 | 0 | 0 | 0 | 0 | 0 | 0 | 0 | 0 | 0 | 0 |  |  | C1 | 0 | 0 | 0 | 0 | 0 | C1 | 0 | 0 | 0 | 0 | 0 | C1 | [5 empty] | C1 | [5 empty] | 0 | [6 empty] | 0 | [6 empty] | 0 | [6 empty] | 0 | [6 empty] | 0 | [6 empty] | 0
|  |  | 0 | 0 | C2 | 0 | 0 | 0 | 0 | 0 | 0 | 0 | 0 | 0 | 0 | 0 | 0 | 0 | 0 | 0 | 0 | 0 | 0 | 0 | 0 | 0 | 0 | 0 | 0 | 0 | 0 | 0 | 0 | 0 | 0 | 0 | 0 | 0 | 0 | 0 | 0 |  |  | C2 | 0 | 0 | 0 | 0 | 0 | C2 | 0 | 0 | 0 | 0 | 0 | C2 | [5 empty] | C2 | [5 empty] | 0 | [6 empty] | 0 | [6 empty] | 0 | [6 empty] | 0 | [6 empty] | 0 | [6 empty] | 0
|  |  | 0 | 0 | C3 | 0 | 0 | 0 | 0 | 0 | 0 | 0 | 0 | 0 | 0 | 0 | 0 | 0 | 0 | 0 | 0 | 0 | 0 | 0 | 0 | 0 | 0 | 0 | 0 | 0 | 0 | 0 | 0 | 0 | 0 | 0 | 0 | 0 | 0 | 0 | 0 |  |  | C3 | 0 | 0 | 0 | 0 | 0 | C3 | 0 | 0 | 0 | 0 | 0 | C3 | [5 empty] | C3 | [5 empty] | 0 | [6 empty] | 0 | [6 empty] | 0 | [6 empty] | 0 | [6 empty] | 0 | [6 empty] | 0
|  |  | 0 | 0 | C4 | 0 | 0 | 0 | 0 | 0 | 0 | 0 | 0 | 0 | 0 | 0 | 0 | 0 | 0 | 0 | 0 | 0 | 0 | 0 | 0 | 0 | 0 | 0 | 0 | 0 | 0 | 0 | 0 | 0 | 0 | 0 | 0 | 0 | 0 | 0 | 0 |  |  | C4 | 0 | 0 | 0 | 0 | 0 | C4 | 0 | 0 | 0 | 0 | 0 | C4 | [5 empty] | C4 | [5 empty] | 0 | [6 empty] | 0 | [6 empty] | 0 | [6 empty] | 0 | [6 empty] | 0 | [6 empty] | 0
|  |  | 0 | 0 |  | 0 | 0 | 0 | 0 | 0 |  | 0 | 0 | 0 | 0 | 0 |  | 0 | 0 | 0 | 0 | 0 |  | 0 | 0 | 0 | 0 | 0 |  | 0 | 0 | 0 | 0 | 0 |  | 0 | 0 | 0 | 0 | 0 | [22 empty] | 0 | 0 | 0 | 0 | 0 | 0 |  | 0 | 0 | 0 | 0 | 0 | 0 |  | 0 | 0 | 0 | 0 | 0 | 0 |  | 0 | 0 | 0 | 0 | 0 | 0 |  | 0 | 0 | 0 | 0 | 0 | 0 |  | 0 | 0 | 0 | 0 | 0 | 0
| [Please insert new asset category as required] |  | 0 | 0 | C1 | 0 | 0 | 0 | 0 | 0 | 0 | 0 | 0 | 0 | 0 | 0 | 0 | 0 | 0 | 0 | 0 | 0 | 0 | 0 | 0 | 0 | 0 | 0 | 0 | 0 | 0 | 0 | 0 | 0 | 0 | 0 | 0 | 0 | 0 | 0 | 0 |  |  | C1 | 0 | 0 | 0 | 0 | 0 | C1 | 0 | 0 | 0 | 0 | 0 | C1 | [5 empty] | C1 | [5 empty] | 0 | [6 empty] | 0 | [6 empty] | 0 | [6 empty] | 0 | [6 empty] | 0 | [6 empty] | 0
|  |  | 0 | 0 | C2 | 0 | 0 | 0 | 0 | 0 | 0 | 0 | 0 | 0 | 0 | 0 | 0 | 0 | 0 | 0 | 0 | 0 | 0 | 0 | 0 | 0 | 0 | 0 | 0 | 0 | 0 | 0 | 0 | 0 | 0 | 0 | 0 | 0 | 0 | 0 | 0 |  |  | C2 | 0 | 0 | 0 | 0 | 0 | C2 | 0 | 0 | 0 | 0 | 0 | C2 | [5 empty] | C2 | [5 empty] | 0 | [6 empty] | 0 | [6 empty] | 0 | [6 empty] | 0 | [6 empty] | 0 | [6 empty] | 0
|  |  | 0 | 0 | C3 | 0 | 0 | 0 | 0 | 0 | 0 | 0 | 0 | 0 | 0 | 0 | 0 | 0 | 0 | 0 | 0 | 0 | 0 | 0 | 0 | 0 | 0 | 0 | 0 | 0 | 0 | 0 | 0 | 0 | 0 | 0 | 0 | 0 | 0 | 0 | 0 |  |  | C3 | 0 | 0 | 0 | 0 | 0 | C3 | 0 | 0 | 0 | 0 | 0 | C3 | [5 empty] | C3 | [5 empty] | 0 | [6 empty] | 0 | [6 empty] | 0 | [6 empty] | 0 | [6 empty] | 0 | [6 empty] | 0
|  |  | 0 | 0 | C4 | 0 | 0 | 0 | 0 | 0 | 0 | 0 | 0 | 0 | 0 | 0 | 0 | 0 | 0 | 0 | 0 | 0 | 0 | 0 | 0 | 0 | 0 | 0 | 0 | 0 | 0 | 0 | 0 | 0 | 0 | 0 | 0 | 0 | 0 | 0 | 0 |  |  | C4 | 0 | 0 | 0 | 0 | 0 | C4 | 0 | 0 | 0 | 0 | 0 | C4 | [5 empty] | C4 | [5 empty] | 0 | [6 empty] | 0 | [6 empty] | 0 | [6 empty] | 0 | [6 empty] | 0 | [6 empty] | 0
|  |  | 0 | 0 |  | 0 | 0 | 0 | 0 | 0 |  | 0 | 0 | 0 | 0 | 0 |  | 0 | 0 | 0 | 0 | 0 |  | 0 | 0 | 0 | 0 | 0 |  | 0 | 0 | 0 | 0 | 0 |  | 0 | 0 | 0 | 0 | 0 | [22 empty] | 0 | 0 | 0 | 0 | 0 | 0 |  | 0 | 0 | 0 | 0 | 0 | 0 |  | 0 | 0 | 0 | 0 | 0 | 0 |  | 0 | 0 | 0 | 0 | 0 | 0 |  | 0 | 0 | 0 | 0 | 0 | 0 |  | 0 | 0 | 0 | 0 | 0 | 0
| [Please insert new asset category as required] |  | 0 | 0 | C1 | 0 | 0 | 0 | 0 | 0 | 0 | 0 | 0 | 0 | 0 | 0 | 0 | 0 | 0 | 0 | 0 | 0 | 0 | 0 | 0 | 0 | 0 | 0 | 0 | 0 | 0 | 0 | 0 | 0 | 0 | 0 | 0 | 0 | 0 | 0 | 0 |  |  | C1 | 0 | 0 | 0 | 0 | 0 | C1 | 0 | 0 | 0 | 0 | 0 | C1 | [5 empty] | C1 | [5 empty] | 0 | [6 empty] | 0 | [6 empty] | 0 | [6 empty] | 0 | [6 empty] | 0 | [6 empty] | 0
|  |  | 0 | 0 | C2 | 0 | 0 | 0 | 0 | 0 | 0 | 0 | 0 | 0 | 0 | 0 | 0 | 0 | 0 | 0 | 0 | 0 | 0 | 0 | 0 | 0 | 0 | 0 | 0 | 0 | 0 | 0 | 0 | 0 | 0 | 0 | 0 | 0 | 0 | 0 | 0 |  |  | C2 | 0 | 0 | 0 | 0 | 0 | C2 | 0 | 0 | 0 | 0 | 0 | C2 | [5 empty] | C2 | [5 empty] | 0 | [6 empty] | 0 | [6 empty] | 0 | [6 empty] | 0 | [6 empty] | 0 | [6 empty] | 0
|  |  | 0 | 0 | C3 | 0 | 0 | 0 | 0 | 0 | 0 | 0 | 0 | 0 | 0 | 0 | 0 | 0 | 0 | 0 | 0 | 0 | 0 | 0 | 0 | 0 | 0 | 0 | 0 | 0 | 0 | 0 | 0 | 0 | 0 | 0 | 0 | 0 | 0 | 0 | 0 |  |  | C3 | 0 | 0 | 0 | 0 | 0 | C3 | 0 | 0 | 0 | 0 | 0 | C3 | [5 empty] | C3 | [5 empty] | 0 | [6 empty] | 0 | [6 empty] | 0 | [6 empty] | 0 | [6 empty] | 0 | [6 empty] | 0
|  |  | 0 | 0 | C4 | 0 | 0 | 0 | 0 | 0 | 0 | 0 | 0 | 0 | 0 | 0 | 0 | 0 | 0 | 0 | 0 | 0 | 0 | 0 | 0 | 0 | 0 | 0 | 0 | 0 | 0 | 0 | 0 | 0 | 0 | 0 | 0 | 0 | 0 | 0 | 0 |  |  | C4 | 0 | 0 | 0 | 0 | 0 | C4 | 0 | 0 | 0 | 0 | 0 | C4 | [5 empty] | C4 | [5 empty] | 0 | [6 empty] | 0 | [6 empty] | 0 | [6 empty] | 0 | [6 empty] | 0 | [6 empty] | 0
|  |  | 0 | 0 |  | 0 | 0 | 0 | 0 | 0 |  | 0 | 0 | 0 | 0 | 0 |  | 0 | 0 | 0 | 0 | 0 |  | 0 | 0 | 0 | 0 | 0 |  | 0 | 0 | 0 | 0 | 0 |  | 0 | 0 | 0 | 0 | 0 | [22 empty] | 0 | 0 | 0 | 0 | 0 | 0 |  | 0 | 0 | 0 | 0 | 0 | 0 |  | 0 | 0 | 0 | 0 | 0 | 0 |  | 0 | 0 | 0 | 0 | 0 | 0 |  | 0 | 0 | 0 | 0 | 0 | 0 |  | 0 | 0 | 0 | 0 | 0 | 0
| [Please insert new asset category as required] |  | 0 | 0 | C1 | 0 | 0 | 0 | 0 | 0 | 0 | 0 | 0 | 0 | 0 | 0 | 0 | 0 | 0 | 0 | 0 | 0 | 0 | 0 | 0 | 0 | 0 | 0 | 0 | 0 | 0 | 0 | 0 | 0 | 0 | 0 | 0 | 0 | 0 | 0 | 0 |  |  | C1 | 0 | 0 | 0 | 0 | 0 | C1 | 0 | 0 | 0 | 0 | 0 | C1 | [5 empty] | C1 | [5 empty] | 0 | [6 empty] | 0 | [6 empty] | 0 | [6 empty] | 0 | [6 empty] | 0 | [6 empty] | 0
|  |  | 0 | 0 | C2 | 0 | 0 | 0 | 0 | 0 | 0 | 0 | 0 | 0 | 0 | 0 | 0 | 0 | 0 | 0 | 0 | 0 | 0 | 0 | 0 | 0 | 0 | 0 | 0 | 0 | 0 | 0 | 0 | 0 | 0 | 0 | 0 | 0 | 0 | 0 | 0 |  |  | C2 | 0 | 0 | 0 | 0 | 0 | C2 | 0 | 0 | 0 | 0 | 0 | C2 | [5 empty] | C2 | [5 empty] | 0 | [6 empty] | 0 | [6 empty] | 0 | [6 empty] | 0 | [6 empty] | 0 | [6 empty] | 0
|  |  | 0 | 0 | C3 | 0 | 0 | 0 | 0 | 0 | 0 | 0 | 0 | 0 | 0 | 0 | 0 | 0 | 0 | 0 | 0 | 0 | 0 | 0 | 0 | 0 | 0 | 0 | 0 | 0 | 0 | 0 | 0 | 0 | 0 | 0 | 0 | 0 | 0 | 0 | 0 |  |  | C3 | 0 | 0 | 0 | 0 | 0 | C3 | 0 | 0 | 0 | 0 | 0 | C3 | [5 empty] | C3 | [5 empty] | 0 | [6 empty] | 0 | [6 empty] | 0 | [6 empty] | 0 | [6 empty] | 0 | [6 empty] | 0
|  |  | 0 | 0 | C4 | 0 | 0 | 0 | 0 | 0 | 0 | 0 | 0 | 0 | 0 | 0 | 0 | 0 | 0 | 0 | 0 | 0 | 0 | 0 | 0 | 0 | 0 | 0 | 0 | 0 | 0 | 0 | 0 | 0 | 0 | 0 | 0 | 0 | 0 | 0 | 0 |  |  | C4 | 0 | 0 | 0 | 0 | 0 | C4 | 0 | 0 | 0 | 0 | 0 | C4 | [5 empty] | C4 | [5 empty] | 0 | [6 empty] | 0 | [6 empty] | 0 | [6 empty] | 0 | [6 empty] | 0 | [6 empty] | 0
|  |  | 0 | 0 |  | 0 | 0 | 0 | 0 | 0 |  | 0 | 0 | 0 | 0 | 0 |  | 0 | 0 | 0 | 0 | 0 |  | 0 | 0 | 0 | 0 | 0 |  | 0 | 0 | 0 | 0 | 0 |  | 0 | 0 | 0 | 0 | 0 | [22 empty] | 0 | 0 | 0 | 0 | 0 | 0 |  | 0 | 0 | 0 | 0 | 0 | 0 |  | 0 | 0 | 0 | 0 | 0 | 0 |  | 0 | 0 | 0 | 0 | 0 | 0 |  | 0 | 0 | 0 | 0 | 0 | 0 |  | 0 | 0 | 0 | 0 | 0 | 0
| [Please insert new asset category as required] |  | 0 | 0 | C1 | 0 | 0 | 0 | 0 | 0 | 0 | 0 | 0 | 0 | 0 | 0 | 0 | 0 | 0 | 0 | 0 | 0 | 0 | 0 | 0 | 0 | 0 | 0 | 0 | 0 | 0 | 0 | 0 | 0 | 0 | 0 | 0 | 0 | 0 | 0 | 0 |  |  | C1 | 0 | 0 | 0 | 0 | 0 | C1 | 0 | 0 | 0 | 0 | 0 | C1 | [5 empty] | C1 | [5 empty] | 0 | [6 empty] | 0 | [6 empty] | 0 | [6 empty] | 0 | [6 empty] | 0 | [6 empty] | 0
|  |  | 0 | 0 | C2 | 0 | 0 | 0 | 0 | 0 | 0 | 0 | 0 | 0 | 0 | 0 | 0 | 0 | 0 | 0 | 0 | 0 | 0 | 0 | 0 | 0 | 0 | 0 | 0 | 0 | 0 | 0 | 0 | 0 | 0 | 0 | 0 | 0 | 0 | 0 | 0 |  |  | C2 | 0 | 0 | 0 | 0 | 0 | C2 | 0 | 0 | 0 | 0 | 0 | C2 | [5 empty] | C2 | [5 empty] | 0 | [6 empty] | 0 | [6 empty] | 0 | [6 empty] | 0 | [6 empty] | 0 | [6 empty] | 0
|  |  | 0 | 0 | C3 | 0 | 0 | 0 | 0 | 0 | 0 | 0 | 0 | 0 | 0 | 0 | 0 | 0 | 0 | 0 | 0 | 0 | 0 | 0 | 0 | 0 | 0 | 0 | 0 | 0 | 0 | 0 | 0 | 0 | 0 | 0 | 0 | 0 | 0 | 0 | 0 |  |  | C3 | 0 | 0 | 0 | 0 | 0 | C3 | 0 | 0 | 0 | 0 | 0 | C3 | [5 empty] | C3 | [5 empty] | 0 | [6 empty] | 0 | [6 empty] | 0 | [6 empty] | 0 | [6 empty] | 0 | [6 empty] | 0
|  |  | 0 | 0 | C4 | 0 | 0 | 0 | 0 | 0 | 0 | 0 | 0 | 0 | 0 | 0 | 0 | 0 | 0 | 0 | 0 | 0 | 0 | 0 | 0 | 0 | 0 | 0 | 0 | 0 | 0 | 0 | 0 | 0 | 0 | 0 | 0 | 0 | 0 | 0 | 0 |  |  | C4 | 0 | 0 | 0 | 0 | 0 | C4 | 0 | 0 | 0 | 0 | 0 | C4 | [5 empty] | C4 | [5 empty] | 0 | [6 empty] | 0 | [6 empty] | 0 | [6 empty] | 0 | [6 empty] | 0 | [6 empty] | 0
|  |  | 0 | 0 |  | 0 | 0 | 0 | 0 | 0 |  | 0 | 0 | 0 | 0 | 0 |  | 0 | 0 | 0 | 0 | 0 |  | 0 | 0 | 0 | 0 | 0 |  | 0 | 0 | 0 | 0 | 0 |  | 0 | 0 | 0 | 0 | 0 | [22 empty] | 0 | 0 | 0 | 0 | 0 | 0 |  | 0 | 0 | 0 | 0 | 0 | 0 |  | 0 | 0 | 0 | 0 | 0 | 0 |  | 0 | 0 | 0 | 0 | 0 | 0 |  | 0 | 0 | 0 | 0 | 0 | 0 |  | 0 | 0 | 0 | 0 | 0 | 0
| [Please insert new asset category as required] |  | 0 | 0 | C1 | 0 | 0 | 0 | 0 | 0 | 0 | 0 | 0 | 0 | 0 | 0 | 0 | 0 | 0 | 0 | 0 | 0 | 0 | 0 | 0 | 0 | 0 | 0 | 0 | 0 | 0 | 0 | 0 | 0 | 0 | 0 | 0 | 0 | 0 | 0 | 0 |  |  | C1 | 0 | 0 | 0 | 0 | 0 | C1 | 0 | 0 | 0 | 0 | 0 | C1 | [5 empty] | C1 | [5 empty] | 0 | [6 empty] | 0 | [6 empty] | 0 | [6 empty] | 0 | [6 empty] | 0 | [6 empty] | 0
|  |  | 0 | 0 | C2 | 0 | 0 | 0 | 0 | 0 | 0 | 0 | 0 | 0 | 0 | 0 | 0 | 0 | 0 | 0 | 0 | 0 | 0 | 0 | 0 | 0 | 0 | 0 | 0 | 0 | 0 | 0 | 0 | 0 | 0 | 0 | 0 | 0 | 0 | 0 | 0 |  |  | C2 | 0 | 0 | 0 | 0 | 0 | C2 | 0 | 0 | 0 | 0 | 0 | C2 | [5 empty] | C2 | [5 empty] | 0 | [6 empty] | 0 | [6 empty] | 0 | [6 empty] | 0 | [6 empty] | 0 | [6 empty] | 0
|  |  | 0 | 0 | C3 | 0 | 0 | 0 | 0 | 0 | 0 | 0 | 0 | 0 | 0 | 0 | 0 | 0 | 0 | 0 | 0 | 0 | 0 | 0 | 0 | 0 | 0 | 0 | 0 | 0 | 0 | 0 | 0 | 0 | 0 | 0 | 0 | 0 | 0 | 0 | 0 |  |  | C3 | 0 | 0 | 0 | 0 | 0 | C3 | 0 | 0 | 0 | 0 | 0 | C3 | [5 empty] | C3 | [5 empty] | 0 | [6 empty] | 0 | [6 empty] | 0 | [6 empty] | 0 | [6 empty] | 0 | [6 empty] | 0
|  |  | 0 | 0 | C4 | 0 | 0 | 0 | 0 | 0 | 0 | 0 | 0 | 0 | 0 | 0 | 0 | 0 | 0 | 0 | 0 | 0 | 0 | 0 | 0 | 0 | 0 | 0 | 0 | 0 | 0 | 0 | 0 | 0 | 0 | 0 | 0 | 0 | 0 | 0 | 0 |  |  | C4 | 0 | 0 | 0 | 0 | 0 | C4 | 0 | 0 | 0 | 0 | 0 | C4 | [5 empty] | C4 | [5 empty] | 0 | [6 empty] | 0 | [6 empty] | 0 | [6 empty] | 0 | [6 empty] | 0 | [6 empty] | 0
|  |  | 0 | 0 |  | 0 | 0 | 0 | 0 | 0 |  | 0 | 0 | 0 | 0 | 0 |  | 0 | 0 | 0 | 0 | 0 |  | 0 | 0 | 0 | 0 | 0 |  | 0 | 0 | 0 | 0 | 0 |  | 0 | 0 | 0 | 0 | 0 | [22 empty] | 0 | 0 | 0 | 0 | 0 | 0 |  | 0 | 0 | 0 | 0 | 0 | 0 |  | 0 | 0 | 0 | 0 | 0 | 0 |  | 0 | 0 | 0 | 0 | 0 | 0 |  | 0 | 0 | 0 | 0 | 0 | 0 |  | 0 | 0 | 0 | 0 | 0 | 0
[63 empty] | 0 | 0 | 0 | 0 | 0 | 0 |  | 0 | 0 | 0 | 0 | 0 | 0 |  | 0 | 0 | 0 | 0 | 0 | 0 |  | 0 | 0 | 0 | 0 | 0 | 0 |  | 0 | 0 | 0 | 0 | 0 | 0 |  | 0 | 0 | 0 | 0 | 0 | 0
| TOTAL |  | 253613.5392 | 253613.5392 |  | 155385.1112 | 26350.44 | 39406.423 | 19884.45 | 12587.115 |  | 155385.1112 | 26350.44 | 39406.423 | 19884.45 | 12587.115 |  | 115 | 180 | -171 | -115 | -9 |  | 144029.7652 | 30662.518 | 49299.462 | 16068.541 | 13558.053 |  | 115 | 461 | -389 | -49 | -138 |  | 128113.7072 | 32411.75 | 19846.932 | 47186.541 | 26156.183 |  |  |  |  | 0 | 0 | 0 | 0 | 0 |  | 0 | 0 | 0 | 0 | 0 | [7 empty] | 8835492.8253 | 2746855.3859 | 5557669.039 | 3216129.4702 | 9317991.2235 | 29674137.9439 |  | 8835492.8253 | 2746855.3859 | 5557669.039 | 3216129.4702 | 9317991.2235 | 29674137.9439 |  | 8149007.3022 | 2642242.9809 | 7341600.5228 | 2766181.351 | 11257368.7068 | 32156400.8637 |  | 8166608.0248 | 2722092.2476 | 7207525.609 | 2691143.0653 | 11230375.5165 | 32017744.4631 |  | 7278171.1464 | 2661391.792 | 4928573.5445 | 8296647.7484 | 16061884.7814 | 39226669.0127 |  | 7295771.869 | 2904146.1443 | 4597760.1004 | 8259937.3997 | 15598193.3946 | 38655808.908
Health Index Definitions
|  |  | HI1 | New or as new | [57 empty] | LV Network | 559418.2257 | 205186.6078 | 1044018.7967 | 430708.6111 | 1028381.09 | 3267713.3313 | LV Network | 559418.2257 | 205186.6078 | 1044018.7967 | 430708.6111 | 1028381.09 | 3267713.3313 | LV Network | 504030.6723 | 212989.732 | 1126750.2239 | 459127.883 | 1148920.9482 | 3451819.4595 | LV Network | 504030.6723 | 212989.732 | 1126750.2239 | 459127.883 | 1148920.9482 | 3451819.4595 | LV Network | 458689.248 | 171352.2302 | 253866.3069 | 1768338.8457 | 2126965.5592 | 4779212.19 | LV Network | 458689.248 | 171352.2302 | 253866.3069 | 1768338.8457 | 2126965.5592 | 4779212.19
|  |  | HI2 | Good or seviceable condition | [57 empty] | HV Network | 3601929.9063 | 664467.5063 | 1585345.577 | 1492895.5107 | 2274427.6339 | 9619066.1341 | HV Network | 3601929.9063 | 664467.5063 | 1585345.577 | 1492895.5107 | 2274427.6339 | 9619066.1341 | HV Network | 3345436.5121 | 904284.6297 | 1991477.0357 | 1288742.2715 | 2164801.8276 | 9694742.2766 | HV Network | 3363037.2347 | 904284.6297 | 1991477.0357 | 1213703.9858 | 2164801.8276 | 9637304.7135 | HV Network | 2914924.7667 | 1202606.6951 | 768303.3656 | 3209561.0099 | 4607410.1521 | 12702805.9894 | HV Network | 2932525.4893 | 1202606.6951 | 768303.3656 | 3209561.0099 | 4431399.9246 | 12544396.4845
|  |  | HI3 | Deterioration requires assessment and monitoring | [57 empty] | EHV Network | 3269774.0312 | 1137608.2502 | 1367922.0605 | 819709.5554 | 2168977.2871 | 8763991.1845 | EHV Network | 3269774.0312 | 1137608.2502 | 1367922.0605 | 819709.5554 | 2168977.2871 | 8763991.1845 | EHV Network | 3022155.7689 | 1011945.0514 | 2044965.8958 | 686721.2514 | 3322294.7562 | 10088082.7237 | EHV Network | 3022155.7689 | 1029062.2117 | 2015969.3493 | 686721.2514 | 3317477.4043 | 10071385.9855 | EHV Network | 2749774.2448 | 873918.5528 | 1784992.4529 | 2248515.052 | 4321911.7219 | 11979112.0244 | EHV Network | 2749774.2448 | 899449.388 | 1755622.7146 | 2336166.222 | 4056406.4009 | 11797418.9703
|  |  | HI4 | Material deterioration, intervention requires consideration | [57 empty] | 132kV Network | 1404370.662 | 739593.0216 | 1560382.6049 | 472815.793 | 3846205.2125 | 8023367.294 | 132kV Network | 1404370.662 | 739593.0216 | 1560382.6049 | 472815.793 | 3846205.2125 | 8023367.294 | 132kV Network | 1277384.3489 | 513023.5678 | 2178407.3674 | 331589.945 | 4621351.1747 | 8921756.4039 | 132kV Network | 1277384.3489 | 575755.6741 | 2073329.0001 | 331589.945 | 4599175.3364 | 8857234.3045 | 132kV Network | 1154782.8869 | 413514.3138 | 2121411.4191 | 1070232.8409 | 5005597.3482 | 9765538.8089 | 132kV Network | 1154782.8869 | 630737.831 | 1819967.7133 | 945871.3222 | 4983421.5098 | 9534781.2631
|  |  | HI5 | End of serviceable life, intervention required | [57 empty] | Other | 0 | 0 | 0 | 0 | 0 | 0 | Other | 0 | 0 | 0 | 0 | 0 | 0 | Other | 0 | 0 | 0 | 0 | 0 | 0 | Other | 0 | 0 | 0 | 0 | 0 | 0 | Other | 0 | 0 | 0 | 0 | 0 | 0 | Other | 0 | 0 | 0 | 0 | 0 | 0
[62 empty] | Total | 8835492.8253 | 2746855.3859 | 5557669.039 | 3216129.4702 | 9317991.2235 | 29674137.9439 | Total | 8835492.8253 | 2746855.3859 | 5557669.039 | 3216129.4702 | 9317991.2235 | 29674137.9439 | Total | 8149007.3022 | 2642242.9809 | 7341600.5228 | 2766181.351 | 11257368.7068 | 32156400.8637 | Total | 8166608.0248 | 2722092.2476 | 7207525.609 | 2691143.0653 | 11230375.5165 | 32017744.4631 | Total | 7278171.1464 | 2661391.792 | 4928573.5445 | 8296647.7484 | 16061884.7814 | 39226669.0127 | Total | 7295771.869 | 2904146.1443 | 4597760.1004 | 8259937.3997 | 15598193.3946 | 38655808.908
Criticality Index Definitions
|  |  | C1 | Low criticality
|  |  | C2 | Average criticality
|  |  | C3 | High criticality
|  |  | C4 | Very high criticality

## NPgY - HVP
HI7: Secondary deliverables RIIO-ED1 - HVP | [50 empty] | Criticality weightings C1 to C4 | Criticality Rating Boundaries
NPgY | [49 empty] | C1 | 0.7 | Below 75% of average
[50 empty] | C2 | 1 | 75%-125%
[50 empty] | C3 | 1.5 | 125%-200%
[50 empty] | C4 | 2.5 | Over 200% of average
Price base (2012/13)
| ASSET CATEGORIES |  | ASSET REGISTER |  |  | End of DPCR5 (31 March 2015) with investment | [5 empty] | End of DPCR5 (31 March 2015) without investment | [5 empty] | Mid-Period Review (31 March 2019) planned investment | [5 empty] | Mid-Period Review (31 March 2019) without investment | [5 empty] | End of RIIO-ED1 (31 March 2023) planned investment | [5 empty] | End of RIIO-ED1 (31 March 2023) without investment | [8 empty] | Probability of failure | [5 empty] | Criticality/consequence of failure | [5 empty] | Probability of failure x Consequence of failure
Is it your current intention to have a health index for this asset category in the RIIO-ED1 control period.
|  |  | as at 31st March 2015 | as at 31st March 2023 |  | HI 1 | HI 2 | HI 3 | HI 4 | HI 5 |  | HI 1 | HI 2 | HI 3 | HI 4 | HI 5 |  | HI 1 | HI 2 | HI 3 | HI 4 | HI 5 |  | HI 1 | HI 2 | HI 3 | HI 4 | HI 5 |  | HI 1 | HI 2 | HI 3 | HI 4 | HI 5 |  | HI 1 | HI 2 | HI 3 | HI 4 | HI 5 |  |  |  |  | HI 1 | HI 2 | HI 3 | HI 4 | HI 5 |  | HI 1 | HI 2 | HI 3 | HI 4 | HI 5 |  | HI 1 | HI 2 | HI 3 | HI 4 | HI 5 |  | End of DPCR5 (without investment) | [6 empty] | Position at Beginning of RIIO-ED1 | [6 empty] | Mid Period (Without Investment) | [6 empty] | Mid Period (With Investment) | [6 empty] | End of RIIO-ED1 (Without Investment) | [6 empty] | End of RIIO-ED1 (With Investment)
| LV Network | [61 empty] | 1 | 2 | 3 | 4 | 5 | Total |  | 1 | 2 | 3 | 4 | 5 | Total |  | 1 | 2 | 3 | 4 | 5 | Total |  | 1 | 2 | 3 | 4 | 5 | Total |  | 1 | 2 | 3 | 4 | 5 | Total |  | 1 | 2 | 3 | 4 | 5 | Total
| LV Switchgear and Other |  | 0 | 0 | C1 | 0 | 0 | 0 | 0 | 0 | 0 | 0 | 0 | 0 | 0 | 0 | 0 | 0 | 0 | 0 | 0 | 0 | 0 | 0 | 0 | 0 | 0 | 0 | 0 | 0 | 0 | 0 | 0 | 0 | 0 | 0 | 0 | 0 | 0 | 0 | 0 | Yes |  | C1 | 0 | 0 | 0 | 0 | 0 | C1 | 0 | 0 | 0 | 0 | 0 | C1 | [5 empty] | C1 | [5 empty] | 0 | [6 empty] | 0 | [6 empty] | 0 | [6 empty] | 0 | [6 empty] | 0 | [6 empty] | 0
|  |  | 0 | 0 | C2 | 0 | 0 | 0 | 0 | 0 | 0 | 0 | 0 | 0 | 0 | 0 | 0 | 0 | 0 | 0 | 0 | 0 | 0 | 0 | 0 | 0 | 0 | 0 | 0 | 0 | 0 | 0 | 0 | 0 | 0 | 0 | 0 | 0 | 0 | 0 | 0 | No |  | C2 | 0 | 0 | 0 | 0 | 0 | C2 | 0 | 0 | 0 | 0 | 0 | C2 | [5 empty] | C2 | [5 empty] | 0 | [6 empty] | 0 | [6 empty] | 0 | [6 empty] | 0 | [6 empty] | 0 | [6 empty] | 0
|  |  | 0 | 0 | C3 | 0 | 0 | 0 | 0 | 0 | 0 | 0 | 0 | 0 | 0 | 0 | 0 | 0 | 0 | 0 | 0 | 0 | 0 | 0 | 0 | 0 | 0 | 0 | 0 | 0 | 0 | 0 | 0 | 0 | 0 | 0 | 0 | 0 | 0 | 0 | 0 |  |  | C3 | 0 | 0 | 0 | 0 | 0 | C3 | 0 | 0 | 0 | 0 | 0 | C3 | [5 empty] | C3 | [5 empty] | 0 | [6 empty] | 0 | [6 empty] | 0 | [6 empty] | 0 | [6 empty] | 0 | [6 empty] | 0
|  |  | 0 | 0 | C4 | 0 | 0 | 0 | 0 | 0 | 0 | 0 | 0 | 0 | 0 | 0 | 0 | 0 | 0 | 0 | 0 | 0 | 0 | 0 | 0 | 0 | 0 | 0 | 0 | 0 | 0 | 0 | 0 | 0 | 0 | 0 | 0 | 0 | 0 | 0 | 0 |  |  | C4 | 0 | 0 | 0 | 0 | 0 | C4 | 0 | 0 | 0 | 0 | 0 | C4 | [5 empty] | C4 | [5 empty] | 0 | [6 empty] | 0 | [6 empty] | 0 | [6 empty] | 0 | [6 empty] | 0 | [6 empty] | 0
|  |  | 0 | 0 |  | 0 | 0 | 0 | 0 | 0 |  | 0 | 0 | 0 | 0 | 0 |  | 0 | 0 | 0 | 0 | 0 |  | 0 | 0 | 0 | 0 | 0 |  | 0 | 0 | 0 | 0 | 0 |  | 0 | 0 | 0 | 0 | 0 | [22 empty] | 0 | 0 | 0 | 0 | 0 | 0 |  | 0 | 0 | 0 | 0 | 0 | 0 |  | 0 | 0 | 0 | 0 | 0 | 0 |  | 0 | 0 | 0 | 0 | 0 | 0 |  | 0 | 0 | 0 | 0 | 0 | 0 |  | 0 | 0 | 0 | 0 | 0 | 0
| LV UGB |  | 0 | 0 | C1 | 0 | 0 | 0 | 0 | 0 | 0 | 0 | 0 | 0 | 0 | 0 | 0 | 0 | 0 | 0 | 0 | 0 | 0 | 0 | 0 | 0 | 0 | 0 | 0 | 0 | 0 | 0 | 0 | 0 | 0 | 0 | 0 | 0 | 0 | 0 | 0 |  |  | C1 | 0 | 0 | 0 | 0 | 0 | C1 | 0 | 0 | 0 | 0 | 0 | C1 | [5 empty] | C1 | [5 empty] | 0 | [6 empty] | 0 | [6 empty] | 0 | [6 empty] | 0 | [6 empty] | 0 | [6 empty] | 0
|  |  | 0 | 0 | C2 | 0 | 0 | 0 | 0 | 0 | 0 | 0 | 0 | 0 | 0 | 0 | 0 | 0 | 0 | 0 | 0 | 0 | 0 | 0 | 0 | 0 | 0 | 0 | 0 | 0 | 0 | 0 | 0 | 0 | 0 | 0 | 0 | 0 | 0 | 0 | 0 |  |  | C2 | 0 | 0 | 0 | 0 | 0 | C2 | 0 | 0 | 0 | 0 | 0 | C2 | [5 empty] | C2 | [5 empty] | 0 | [6 empty] | 0 | [6 empty] | 0 | [6 empty] | 0 | [6 empty] | 0 | [6 empty] | 0
|  |  | 0 | 0 | C3 | 0 | 0 | 0 | 0 | 0 | 0 | 0 | 0 | 0 | 0 | 0 | 0 | 0 | 0 | 0 | 0 | 0 | 0 | 0 | 0 | 0 | 0 | 0 | 0 | 0 | 0 | 0 | 0 | 0 | 0 | 0 | 0 | 0 | 0 | 0 | 0 |  |  | C3 | 0 | 0 | 0 | 0 | 0 | C3 | 0 | 0 | 0 | 0 | 0 | C3 | [5 empty] | C3 | [5 empty] | 0 | [6 empty] | 0 | [6 empty] | 0 | [6 empty] | 0 | [6 empty] | 0 | [6 empty] | 0
|  |  | 0 | 0 | C4 | 0 | 0 | 0 | 0 | 0 | 0 | 0 | 0 | 0 | 0 | 0 | 0 | 0 | 0 | 0 | 0 | 0 | 0 | 0 | 0 | 0 | 0 | 0 | 0 | 0 | 0 | 0 | 0 | 0 | 0 | 0 | 0 | 0 | 0 | 0 | 0 |  |  | C4 | 0 | 0 | 0 | 0 | 0 | C4 | 0 | 0 | 0 | 0 | 0 | C4 | [5 empty] | C4 | [5 empty] | 0 | [6 empty] | 0 | [6 empty] | 0 | [6 empty] | 0 | [6 empty] | 0 | [6 empty] | 0
|  |  | 0 | 0 |  | 0 | 0 | 0 | 0 | 0 |  | 0 | 0 | 0 | 0 | 0 |  | 0 | 0 | 0 | 0 | 0 |  | 0 | 0 | 0 | 0 | 0 |  | 0 | 0 | 0 | 0 | 0 |  | 0 | 0 | 0 | 0 | 0 | [22 empty] | 0 | 0 | 0 | 0 | 0 | 0 |  | 0 | 0 | 0 | 0 | 0 | 0 |  | 0 | 0 | 0 | 0 | 0 | 0 |  | 0 | 0 | 0 | 0 | 0 | 0 |  | 0 | 0 | 0 | 0 | 0 | 0 |  | 0 | 0 | 0 | 0 | 0 | 0
| LV OHL Support |  | 18863 | 18863 | C1 | 9126 | 1541 | 5826 | 1255 | 1115 | 18863 | 9126 | 1541 | 5826 | 1255 | 1115 | 18863 | 0 | 0 | 0 | 0 | 0 | 0 | 8491 | 1652 | 6151 | 1305 | 1264 | 18863 | 0 | 0 | 0 | 0 | 0 | 0 | 7925 | 1379 | 1108 | 5996 | 2455 | 18863 |  |  | C1 | 0.0081226 | 0.012094 | 0.021383 | 0.03463 | 0.081228 | C1 | 2261.665 | 2261.665 | 2261.665 | 2261.665 | 2261.665 | C1 | 18.3707 | 27.352 | 48.3608 | 78.3208 | 183.7098 | C1 | 167650.684 | 42149.3742 | 281749.7341 | 98292.6393 | 204836.4019 | 794678.8334 |  | 167650.684 | 42149.3742 | 281749.7341 | 98292.6393 | 204836.4019 | 794678.8334 |  | 155985.312 | 45185.4421 | 297466.9781 | 102208.6807 | 232209.1587 | 833055.5716 |  | 155985.312 | 45185.4421 | 297466.9781 | 102208.6807 | 232209.1587 | 833055.5716 |  | 145587.5159 | 37718.3563 | 53583.7119 | 469611.6853 | 451007.5037 | 1157508.7731 |  | 145587.5159 | 37718.3563 | 53583.7119 | 469611.6853 | 451007.5037 | 1157508.7731
|  |  | 14567 | 14567 | C2 | 6240 | 1457 | 4520 | 1220 | 1130 | 14567 | 6240 | 1457 | 4520 | 1220 | 1130 | 14567 | 0 | 0 | 0 | 0 | 0 | 0 | 5759 | 1353 | 4905 | 1281 | 1269 | 14567 | 0 | 0 | 0 | 0 | 0 | 0 | 5339 | 1031 | 1091 | 4661 | 2445 | 14567 |  |  | C2 | 0.0081226 | 0.012094 | 0.021383 | 0.03463 | 0.081228 | C2 | 3230.95 | 3230.95 | 3230.95 | 3230.95 | 3230.95 | C2 | 26.2438 | 39.0742 | 69.0868 | 111.8869 | 262.4425 | C2 | 163761.3519 | 56931.1562 | 312272.2765 | 136502.0147 | 296560.0693 | 966026.8686 |  | 163761.3519 | 56931.1562 | 312272.2765 | 136502.0147 | 296560.0693 | 966026.8686 |  | 151138.081 | 52867.4361 | 338870.6894 | 143327.1154 | 333039.5823 | 1019242.9042 |  | 151138.081 | 52867.4361 | 338870.6894 | 143327.1154 | 333039.5823 | 1019242.9042 |  | 140115.6823 | 40285.5333 | 75373.6844 | 521504.8283 | 641672.0084 | 1418951.7368 |  | 140115.6823 | 40285.5333 | 75373.6844 | 521504.8283 | 641672.0084 | 1418951.7368
|  |  | 12349 | 12349 | C3 | 4917 | 1572 | 3714 | 1014 | 1132 | 12349 | 4917 | 1572 | 3714 | 1014 | 1132 | 12349 | 0 | 0 | 0 | 0 | 0 | 0 | 4247 | 1696 | 4049 | 1106 | 1251 | 12349 | 0 | 0 | 0 | 0 | 0 | 0 | 3716 | 1391 | 1032 | 3961 | 2249 | 12349 |  |  | C3 | 0.0081226 | 0.012094 | 0.021383 | 0.03463 | 0.081228 | C3 | 4846.425 | 4846.425 | 4846.425 | 4846.425 | 4846.425 | C3 | 39.3657 | 58.6113 | 103.6302 | 167.8303 | 393.6638 | C3 | 193561.194 | 92137.0394 | 384882.4895 | 170179.9708 | 445627.4316 | 1286388.1253 |  | 193561.194 | 92137.0394 | 384882.4895 | 170179.9708 | 445627.4316 | 1286388.1253 |  | 167186.1686 | 99404.8466 | 419598.5999 | 185620.3626 | 492473.4249 | 1364283.4025 |  | 167186.1686 | 99404.8466 | 419598.5999 | 185620.3626 | 492473.4249 | 1364283.4025 |  | 146282.9768 | 81528.3854 | 106946.346 | 664776.0003 | 885349.9061 | 1884883.6146 |  | 146282.9768 | 81528.3854 | 106946.346 | 664776.0003 | 885349.9061 | 1884883.6146
|  |  | 1261 | 1261 | C4 | 525 | 143 | 377 | 92 | 124 | 1261 | 525 | 143 | 377 | 92 | 124 | 1261 | 0 | 0 | 0 | 0 | 0 | 0 | 453 | 159 | 410 | 100 | 139 | 1261 | 0 | 0 | 0 | 0 | 0 | 0 | 407 | 121 | 104 | 402 | 227 | 1261 |  |  | C4 | 0.0081226 | 0.012094 | 0.021383 | 0.03463 | 0.081228 | C4 | 8077.375 | 8077.375 | 8077.375 | 8077.375 | 8077.375 | C4 | 65.6095 | 97.6856 | 172.717 | 279.7172 | 656.1063 | C4 | 34444.9959 | 13969.038 | 65114.2966 | 25733.9864 | 81357.1872 | 220619.504 |  | 34444.9959 | 13969.038 | 65114.2966 | 25733.9864 | 81357.1872 | 220619.504 |  | 29721.1107 | 15532.0073 | 70813.9565 | 27971.7243 | 91198.7824 | 235237.5812 |  | 29721.1107 | 15532.0073 | 70813.9565 | 27971.7243 | 91198.7824 | 235237.5812 |  | 26703.073 | 11819.9552 | 17962.5646 | 112446.3318 | 148936.141 | 317868.0656 |  | 26703.073 | 11819.9552 | 17962.5646 | 112446.3318 | 148936.141 | 317868.0656
|  |  | 47040 | 47040 |  | 20808 | 4713 | 14437 | 3581 | 3501 |  | 20808 | 4713 | 14437 | 3581 | 3501 |  | 0 | 0 | 0 | 0 | 0 |  | 18950 | 4860 | 15515 | 3792 | 3923 |  | 0 | 0 | 0 | 0 | 0 |  | 17387 | 3922 | 3335 | 15020 | 7376 | [22 empty] | 559418.2257 | 205186.6078 | 1044018.7967 | 430708.6111 | 1028381.09 | 3267713.3313 |  | 559418.2257 | 205186.6078 | 1044018.7967 | 430708.6111 | 1028381.09 | 3267713.3313 |  | 504030.6723 | 212989.732 | 1126750.2239 | 459127.883 | 1148920.9482 | 3451819.4595 |  | 504030.6723 | 212989.732 | 1126750.2239 | 459127.883 | 1148920.9482 | 3451819.4595 |  | 458689.248 | 171352.2302 | 253866.3069 | 1768338.8457 | 2126965.5592 | 4779212.19 |  | 458689.248 | 171352.2302 | 253866.3069 | 1768338.8457 | 2126965.5592 | 4779212.19
| [Please insert new asset category as required] |  | 0 | 0 | C1 | 0 | 0 | 0 | 0 | 0 | 0 | 0 | 0 | 0 | 0 | 0 | 0 | 0 | 0 | 0 | 0 | 0 | 0 | 0 | 0 | 0 | 0 | 0 | 0 | 0 | 0 | 0 | 0 | 0 | 0 | 0 | 0 | 0 | 0 | 0 | 0 |  |  | C1 | 0 | 0 | 0 | 0 | 0 | C1 | 0 | 0 | 0 | 0 | 0 | C1 | [5 empty] | C1 | [5 empty] | 0 | [6 empty] | 0 | [6 empty] | 0 | [6 empty] | 0 | [6 empty] | 0 | [6 empty] | 0
|  |  | 0 | 0 | C2 | 0 | 0 | 0 | 0 | 0 | 0 | 0 | 0 | 0 | 0 | 0 | 0 | 0 | 0 | 0 | 0 | 0 | 0 | 0 | 0 | 0 | 0 | 0 | 0 | 0 | 0 | 0 | 0 | 0 | 0 | 0 | 0 | 0 | 0 | 0 | 0 |  |  | C2 | 0 | 0 | 0 | 0 | 0 | C2 | 0 | 0 | 0 | 0 | 0 | C2 | [5 empty] | C2 | [5 empty] | 0 | [6 empty] | 0 | [6 empty] | 0 | [6 empty] | 0 | [6 empty] | 0 | [6 empty] | 0
|  |  | 0 | 0 | C3 | 0 | 0 | 0 | 0 | 0 | 0 | 0 | 0 | 0 | 0 | 0 | 0 | 0 | 0 | 0 | 0 | 0 | 0 | 0 | 0 | 0 | 0 | 0 | 0 | 0 | 0 | 0 | 0 | 0 | 0 | 0 | 0 | 0 | 0 | 0 | 0 |  |  | C3 | 0 | 0 | 0 | 0 | 0 | C3 | 0 | 0 | 0 | 0 | 0 | C3 | [5 empty] | C3 | [5 empty] | 0 | [6 empty] | 0 | [6 empty] | 0 | [6 empty] | 0 | [6 empty] | 0 | [6 empty] | 0
|  |  | 0 | 0 | C4 | 0 | 0 | 0 | 0 | 0 | 0 | 0 | 0 | 0 | 0 | 0 | 0 | 0 | 0 | 0 | 0 | 0 | 0 | 0 | 0 | 0 | 0 | 0 | 0 | 0 | 0 | 0 | 0 | 0 | 0 | 0 | 0 | 0 | 0 | 0 | 0 |  |  | C4 | 0 | 0 | 0 | 0 | 0 | C4 | 0 | 0 | 0 | 0 | 0 | C4 | [5 empty] | C4 | [5 empty] | 0 | [6 empty] | 0 | [6 empty] | 0 | [6 empty] | 0 | [6 empty] | 0 | [6 empty] | 0
|  |  | 0 | 0 |  | 0 | 0 | 0 | 0 | 0 |  | 0 | 0 | 0 | 0 | 0 |  | 0 | 0 | 0 | 0 | 0 |  | 0 | 0 | 0 | 0 | 0 |  | 0 | 0 | 0 | 0 | 0 |  | 0 | 0 | 0 | 0 | 0 | [22 empty] | 0 | 0 | 0 | 0 | 0 | 0 |  | 0 | 0 | 0 | 0 | 0 | 0 |  | 0 | 0 | 0 | 0 | 0 | 0 |  | 0 | 0 | 0 | 0 | 0 | 0 |  | 0 | 0 | 0 | 0 | 0 | 0 |  | 0 | 0 | 0 | 0 | 0 | 0
| [Please insert new asset category as required] |  | 0 | 0 | C1 | 0 | 0 | 0 | 0 | 0 | 0 | 0 | 0 | 0 | 0 | 0 | 0 | 0 | 0 | 0 | 0 | 0 | 0 | 0 | 0 | 0 | 0 | 0 | 0 | 0 | 0 | 0 | 0 | 0 | 0 | 0 | 0 | 0 | 0 | 0 | 0 |  |  | C1 | 0 | 0 | 0 | 0 | 0 | C1 | 0 | 0 | 0 | 0 | 0 | C1 | [5 empty] | C1 | [5 empty] | 0 | [6 empty] | 0 | [6 empty] | 0 | [6 empty] | 0 | [6 empty] | 0 | [6 empty] | 0
|  |  | 0 | 0 | C2 | 0 | 0 | 0 | 0 | 0 | 0 | 0 | 0 | 0 | 0 | 0 | 0 | 0 | 0 | 0 | 0 | 0 | 0 | 0 | 0 | 0 | 0 | 0 | 0 | 0 | 0 | 0 | 0 | 0 | 0 | 0 | 0 | 0 | 0 | 0 | 0 |  |  | C2 | 0 | 0 | 0 | 0 | 0 | C2 | 0 | 0 | 0 | 0 | 0 | C2 | [5 empty] | C2 | [5 empty] | 0 | [6 empty] | 0 | [6 empty] | 0 | [6 empty] | 0 | [6 empty] | 0 | [6 empty] | 0
|  |  | 0 | 0 | C3 | 0 | 0 | 0 | 0 | 0 | 0 | 0 | 0 | 0 | 0 | 0 | 0 | 0 | 0 | 0 | 0 | 0 | 0 | 0 | 0 | 0 | 0 | 0 | 0 | 0 | 0 | 0 | 0 | 0 | 0 | 0 | 0 | 0 | 0 | 0 | 0 |  |  | C3 | 0 | 0 | 0 | 0 | 0 | C3 | 0 | 0 | 0 | 0 | 0 | C3 | [5 empty] | C3 | [5 empty] | 0 | [6 empty] | 0 | [6 empty] | 0 | [6 empty] | 0 | [6 empty] | 0 | [6 empty] | 0
|  |  | 0 | 0 | C4 | 0 | 0 | 0 | 0 | 0 | 0 | 0 | 0 | 0 | 0 | 0 | 0 | 0 | 0 | 0 | 0 | 0 | 0 | 0 | 0 | 0 | 0 | 0 | 0 | 0 | 0 | 0 | 0 | 0 | 0 | 0 | 0 | 0 | 0 | 0 | 0 |  |  | C4 | 0 | 0 | 0 | 0 | 0 | C4 | 0 | 0 | 0 | 0 | 0 | C4 | [5 empty] | C4 | [5 empty] | 0 | [6 empty] | 0 | [6 empty] | 0 | [6 empty] | 0 | [6 empty] | 0 | [6 empty] | 0
|  |  | 0 | 0 |  | 0 | 0 | 0 | 0 | 0 |  | 0 | 0 | 0 | 0 | 0 |  | 0 | 0 | 0 | 0 | 0 |  | 0 | 0 | 0 | 0 | 0 |  | 0 | 0 | 0 | 0 | 0 |  | 0 | 0 | 0 | 0 | 0 | [22 empty] | 0 | 0 | 0 | 0 | 0 | 0 |  | 0 | 0 | 0 | 0 | 0 | 0 |  | 0 | 0 | 0 | 0 | 0 | 0 |  | 0 | 0 | 0 | 0 | 0 | 0 |  | 0 | 0 | 0 | 0 | 0 | 0 |  | 0 | 0 | 0 | 0 | 0 | 0
| [Please insert new asset category as required] |  | 0 | 0 | C1 | 0 | 0 | 0 | 0 | 0 | 0 | 0 | 0 | 0 | 0 | 0 | 0 | 0 | 0 | 0 | 0 | 0 | 0 | 0 | 0 | 0 | 0 | 0 | 0 | 0 | 0 | 0 | 0 | 0 | 0 | 0 | 0 | 0 | 0 | 0 | 0 |  |  | C1 | 0 | 0 | 0 | 0 | 0 | C1 | 0 | 0 | 0 | 0 | 0 | C1 | [5 empty] | C1 | [5 empty] | 0 | [6 empty] | 0 | [6 empty] | 0 | [6 empty] | 0 | [6 empty] | 0 | [6 empty] | 0
|  |  | 0 | 0 | C2 | 0 | 0 | 0 | 0 | 0 | 0 | 0 | 0 | 0 | 0 | 0 | 0 | 0 | 0 | 0 | 0 | 0 | 0 | 0 | 0 | 0 | 0 | 0 | 0 | 0 | 0 | 0 | 0 | 0 | 0 | 0 | 0 | 0 | 0 | 0 | 0 |  |  | C2 | 0 | 0 | 0 | 0 | 0 | C2 | 0 | 0 | 0 | 0 | 0 | C2 | [5 empty] | C2 | [5 empty] | 0 | [6 empty] | 0 | [6 empty] | 0 | [6 empty] | 0 | [6 empty] | 0 | [6 empty] | 0
|  |  | 0 | 0 | C3 | 0 | 0 | 0 | 0 | 0 | 0 | 0 | 0 | 0 | 0 | 0 | 0 | 0 | 0 | 0 | 0 | 0 | 0 | 0 | 0 | 0 | 0 | 0 | 0 | 0 | 0 | 0 | 0 | 0 | 0 | 0 | 0 | 0 | 0 | 0 | 0 |  |  | C3 | 0 | 0 | 0 | 0 | 0 | C3 | 0 | 0 | 0 | 0 | 0 | C3 | [5 empty] | C3 | [5 empty] | 0 | [6 empty] | 0 | [6 empty] | 0 | [6 empty] | 0 | [6 empty] | 0 | [6 empty] | 0
|  |  | 0 | 0 | C4 | 0 | 0 | 0 | 0 | 0 | 0 | 0 | 0 | 0 | 0 | 0 | 0 | 0 | 0 | 0 | 0 | 0 | 0 | 0 | 0 | 0 | 0 | 0 | 0 | 0 | 0 | 0 | 0 | 0 | 0 | 0 | 0 | 0 | 0 | 0 | 0 |  |  | C4 | 0 | 0 | 0 | 0 | 0 | C4 | 0 | 0 | 0 | 0 | 0 | C4 | [5 empty] | C4 | [5 empty] | 0 | [6 empty] | 0 | [6 empty] | 0 | [6 empty] | 0 | [6 empty] | 0 | [6 empty] | 0
|  |  | 0 | 0 |  | 0 | 0 | 0 | 0 | 0 |  | 0 | 0 | 0 | 0 | 0 |  | 0 | 0 | 0 | 0 | 0 |  | 0 | 0 | 0 | 0 | 0 |  | 0 | 0 | 0 | 0 | 0 |  | 0 | 0 | 0 | 0 | 0 | [22 empty] | 0 | 0 | 0 | 0 | 0 | 0 |  | 0 | 0 | 0 | 0 | 0 | 0 |  | 0 | 0 | 0 | 0 | 0 | 0 |  | 0 | 0 | 0 | 0 | 0 | 0 |  | 0 | 0 | 0 | 0 | 0 | 0 |  | 0 | 0 | 0 | 0 | 0 | 0
| [Please insert new asset category as required] |  | 0 | 0 | C1 | 0 | 0 | 0 | 0 | 0 | 0 | 0 | 0 | 0 | 0 | 0 | 0 | 0 | 0 | 0 | 0 | 0 | 0 | 0 | 0 | 0 | 0 | 0 | 0 | 0 | 0 | 0 | 0 | 0 | 0 | 0 | 0 | 0 | 0 | 0 | 0 |  |  | C1 | 0 | 0 | 0 | 0 | 0 | C1 | 0 | 0 | 0 | 0 | 0 | C1 | [5 empty] | C1 | [5 empty] | 0 | [6 empty] | 0 | [6 empty] | 0 | [6 empty] | 0 | [6 empty] | 0 | [6 empty] | 0
|  |  | 0 | 0 | C2 | 0 | 0 | 0 | 0 | 0 | 0 | 0 | 0 | 0 | 0 | 0 | 0 | 0 | 0 | 0 | 0 | 0 | 0 | 0 | 0 | 0 | 0 | 0 | 0 | 0 | 0 | 0 | 0 | 0 | 0 | 0 | 0 | 0 | 0 | 0 | 0 |  |  | C2 | 0 | 0 | 0 | 0 | 0 | C2 | 0 | 0 | 0 | 0 | 0 | C2 | [5 empty] | C2 | [5 empty] | 0 | [6 empty] | 0 | [6 empty] | 0 | [6 empty] | 0 | [6 empty] | 0 | [6 empty] | 0
|  |  | 0 | 0 | C3 | 0 | 0 | 0 | 0 | 0 | 0 | 0 | 0 | 0 | 0 | 0 | 0 | 0 | 0 | 0 | 0 | 0 | 0 | 0 | 0 | 0 | 0 | 0 | 0 | 0 | 0 | 0 | 0 | 0 | 0 | 0 | 0 | 0 | 0 | 0 | 0 |  |  | C3 | 0 | 0 | 0 | 0 | 0 | C3 | 0 | 0 | 0 | 0 | 0 | C3 | [5 empty] | C3 | [5 empty] | 0 | [6 empty] | 0 | [6 empty] | 0 | [6 empty] | 0 | [6 empty] | 0 | [6 empty] | 0
|  |  | 0 | 0 | C4 | 0 | 0 | 0 | 0 | 0 | 0 | 0 | 0 | 0 | 0 | 0 | 0 | 0 | 0 | 0 | 0 | 0 | 0 | 0 | 0 | 0 | 0 | 0 | 0 | 0 | 0 | 0 | 0 | 0 | 0 | 0 | 0 | 0 | 0 | 0 | 0 |  |  | C4 | 0 | 0 | 0 | 0 | 0 | C4 | 0 | 0 | 0 | 0 | 0 | C4 | [5 empty] | C4 | [5 empty] | 0 | [6 empty] | 0 | [6 empty] | 0 | [6 empty] | 0 | [6 empty] | 0 | [6 empty] | 0
|  |  | 0 | 0 |  | 0 | 0 | 0 | 0 | 0 |  | 0 | 0 | 0 | 0 | 0 |  | 0 | 0 | 0 | 0 | 0 |  | 0 | 0 | 0 | 0 | 0 |  | 0 | 0 | 0 | 0 | 0 |  | 0 | 0 | 0 | 0 | 0 | [22 empty] | 0 | 0 | 0 | 0 | 0 | 0 |  | 0 | 0 | 0 | 0 | 0 | 0 |  | 0 | 0 | 0 | 0 | 0 | 0 |  | 0 | 0 | 0 | 0 | 0 | 0 |  | 0 | 0 | 0 | 0 | 0 | 0 |  | 0 | 0 | 0 | 0 | 0 | 0
| [Please insert new asset category as required] |  | 0 | 0 | C1 | 0 | 0 | 0 | 0 | 0 | 0 | 0 | 0 | 0 | 0 | 0 | 0 | 0 | 0 | 0 | 0 | 0 | 0 | 0 | 0 | 0 | 0 | 0 | 0 | 0 | 0 | 0 | 0 | 0 | 0 | 0 | 0 | 0 | 0 | 0 | 0 |  |  | C1 | 0 | 0 | 0 | 0 | 0 | C1 | 0 | 0 | 0 | 0 | 0 | C1 | [5 empty] | C1 | [5 empty] | 0 | [6 empty] | 0 | [6 empty] | 0 | [6 empty] | 0 | [6 empty] | 0 | [6 empty] | 0
|  |  | 0 | 0 | C2 | 0 | 0 | 0 | 0 | 0 | 0 | 0 | 0 | 0 | 0 | 0 | 0 | 0 | 0 | 0 | 0 | 0 | 0 | 0 | 0 | 0 | 0 | 0 | 0 | 0 | 0 | 0 | 0 | 0 | 0 | 0 | 0 | 0 | 0 | 0 | 0 |  |  | C2 | 0 | 0 | 0 | 0 | 0 | C2 | 0 | 0 | 0 | 0 | 0 | C2 | [5 empty] | C2 | [5 empty] | 0 | [6 empty] | 0 | [6 empty] | 0 | [6 empty] | 0 | [6 empty] | 0 | [6 empty] | 0
|  |  | 0 | 0 | C3 | 0 | 0 | 0 | 0 | 0 | 0 | 0 | 0 | 0 | 0 | 0 | 0 | 0 | 0 | 0 | 0 | 0 | 0 | 0 | 0 | 0 | 0 | 0 | 0 | 0 | 0 | 0 | 0 | 0 | 0 | 0 | 0 | 0 | 0 | 0 | 0 |  |  | C3 | 0 | 0 | 0 | 0 | 0 | C3 | 0 | 0 | 0 | 0 | 0 | C3 | [5 empty] | C3 | [5 empty] | 0 | [6 empty] | 0 | [6 empty] | 0 | [6 empty] | 0 | [6 empty] | 0 | [6 empty] | 0
|  |  | 0 | 0 | C4 | 0 | 0 | 0 | 0 | 0 | 0 | 0 | 0 | 0 | 0 | 0 | 0 | 0 | 0 | 0 | 0 | 0 | 0 | 0 | 0 | 0 | 0 | 0 | 0 | 0 | 0 | 0 | 0 | 0 | 0 | 0 | 0 | 0 | 0 | 0 | 0 |  |  | C4 | 0 | 0 | 0 | 0 | 0 | C4 | 0 | 0 | 0 | 0 | 0 | C4 | [5 empty] | C4 | [5 empty] | 0 | [6 empty] | 0 | [6 empty] | 0 | [6 empty] | 0 | [6 empty] | 0 | [6 empty] | 0
|  |  | 0 | 0 |  | 0 | 0 | 0 | 0 | 0 |  | 0 | 0 | 0 | 0 | 0 |  | 0 | 0 | 0 | 0 | 0 |  | 0 | 0 | 0 | 0 | 0 |  | 0 | 0 | 0 | 0 | 0 |  | 0 | 0 | 0 | 0 | 0 | [22 empty] | 0 | 0 | 0 | 0 | 0 | 0 |  | 0 | 0 | 0 | 0 | 0 | 0 |  | 0 | 0 | 0 | 0 | 0 | 0 |  | 0 | 0 | 0 | 0 | 0 | 0 |  | 0 | 0 | 0 | 0 | 0 | 0 |  | 0 | 0 | 0 | 0 | 0 | 0
[63 empty] | 559418.2257 | 205186.6078 | 1044018.7967 | 430708.6111 | 1028381.09 | 3267713.3313 |  | 559418.2257 | 205186.6078 | 1044018.7967 | 430708.6111 | 1028381.09 | 3267713.3313 |  | 504030.6723 | 212989.732 | 1126750.2239 | 459127.883 | 1148920.9482 | 3451819.4595 |  | 504030.6723 | 212989.732 | 1126750.2239 | 459127.883 | 1148920.9482 | 3451819.4595 |  | 458689.248 | 171352.2302 | 253866.3069 | 1768338.8457 | 2126965.5592 | 4779212.19 |  | 458689.248 | 171352.2302 | 253866.3069 | 1768338.8457 | 2126965.5592 | 4779212.19
| HV Network | [73 empty] | 0 | [6 empty] | 0 | [6 empty] | 0 | [6 empty] | 0 | [6 empty] | 0
| HV Switchgear (GM) - Primary |  | 1729 | 1729 | C1 | 1035 | 192 | 332 | 36 | 134 | 1729 | 1035 | 192 | 332 | 36 | 134 | 1729 | 0 | 0 | 0 | 0 | 0 | 0 | 975 | 206 | 187 | 199 | 162 | 1729 | 0 | 0 | 0 | 0 | 0 | 0 | 873 | 201 | 127 | 196 | 332 | 1729 |  |  | C1 | 0.001482 | 0.0022066 | 0.0039014 | 0.0063184 | 0.01482 | C1 | 67587.807 | 67587.807 | 67587.807 | 67587.807 | 67587.807 | C1 | 100.1667 | 149.1376 | 263.6887 | 427.0472 | 1001.6842 | C1 | 103672.549 | 28634.4129 | 87544.6639 | 15373.6976 | 134225.6856 | 369451.009 |  | 103672.549 | 28634.4129 | 87544.6639 | 15373.6976 | 134225.6856 | 369451.009 |  | 97662.5461 | 30722.3388 | 49309.7956 | 84982.3837 | 162272.8438 | 424949.9082 |  | 97662.5461 | 30722.3388 | 49309.7956 | 84982.3837 | 162272.8438 | 424949.9082 |  | 87445.5413 | 29976.651 | 33488.4708 | 83701.2423 | 332559.1615 | 567171.0669 |  | 87445.5413 | 29976.651 | 33488.4708 | 83701.2423 | 332559.1615 | 567171.0669
|  |  | 1666 | 1666 | C2 | 1038 | 116 | 299 | 50 | 163 | 1666 | 1038 | 116 | 299 | 50 | 163 | 1666 | 0 | 0 | 0 | 0 | 0 | 0 | 920 | 219 | 162 | 170 | 195 | 1666 | 0 | 0 | 0 | 0 | 0 | 0 | 754 | 324 | 73 | 162 | 353 | 1666 |  |  | C2 | 0.001482 | 0.0022066 | 0.0039014 | 0.0063184 | 0.01482 | C2 | 96554.01 | 96554.01 | 96554.01 | 96554.01 | 96554.01 | C2 | 143.0953 | 213.0537 | 376.6982 | 610.0674 | 1430.9775 | C2 | 148532.9273 | 24714.2254 | 112632.7647 | 30503.3682 | 233249.3258 | 549632.6114 |  | 148532.9273 | 24714.2254 | 112632.7647 | 30503.3682 | 233249.3258 | 549632.6114 |  | 131647.6812 | 46658.7531 | 61025.11 | 103711.4518 | 279040.6045 | 622083.6006 |  | 131647.6812 | 46658.7531 | 61025.11 | 103711.4518 | 279040.6045 | 622083.6006 |  | 107893.8605 | 69029.3882 | 27498.9693 | 98830.9129 | 505135.043 | 808388.1739 |  | 107893.8605 | 69029.3882 | 27498.9693 | 98830.9129 | 505135.043 | 808388.1739
|  |  | 794 | 794 | C3 | 441 | 74 | 207 | 43 | 29 | 794 | 441 | 74 | 207 | 43 | 29 | 794 | 0 | 0 | 0 | 0 | 0 | 0 | 390 | 101 | 165 | 80 | 58 | 794 | 0 | 0 | 0 | 0 | 0 | 0 | 306 | 177 | 31 | 150 | 130 | 794 |  |  | C3 | 0.001482 | 0.0022066 | 0.0039014 | 0.0063184 | 0.01482 | C3 | 144831.015 | 144831.015 | 144831.015 | 144831.015 | 144831.015 | C3 | 214.643 | 319.5805 | 565.0473 | 915.101 | 2146.4662 | C3 | 94657.5447 | 23648.9571 | 116964.7941 | 39349.3449 | 62247.5195 | 336868.1603 |  | 94657.5447 | 23648.9571 | 116964.7941 | 39349.3449 | 62247.5195 | 336868.1603 |  | 83710.7538 | 32277.6306 | 93232.8069 | 73208.0836 | 124495.0389 | 406924.3139 |  | 83710.7538 | 32277.6306 | 93232.8069 | 73208.0836 | 124495.0389 | 406924.3139 |  | 65680.7453 | 56565.7487 | 17516.4668 | 137265.1568 | 279040.6045 | 556068.722 |  | 65680.7453 | 56565.7487 | 17516.4668 | 137265.1568 | 279040.6045 | 556068.722
|  |  | 65 | 65 | C4 | 26 | 4 | 32 | 0 | 3 | 65 | 26 | 4 | 32 | 0 | 3 | 65 | 0 | 0 | 0 | 0 | 0 | 0 | 26 | 0 | 23 | 13 | 3 | 65 | 0 | 0 | 0 | 0 | 0 | 0 | 22 | 4 | 3 | 21 | 15 | 65 |  |  | C4 | 0.001482 | 0.0022066 | 0.0039014 | 0.0063184 | 0.01482 | C4 | 241385.025 | 241385.025 | 241385.025 | 241385.025 | 241385.025 | C4 | 357.7383 | 532.6342 | 941.7455 | 1525.1684 | 3577.4436 | C4 | 9301.1949 | 2130.5367 | 30135.8568 | 0 | 10732.3309 | 52299.9193 |  | 9301.1949 | 2130.5367 | 30135.8568 | 0 | 10732.3309 | 52299.9193 |  | 9301.1949 | 0 | 21660.1471 | 19827.1893 | 10732.3309 | 61520.8622 |  | 9301.1949 | 0 | 21660.1471 | 19827.1893 | 10732.3309 | 61520.8622 |  | 7870.2418 | 2130.5367 | 2825.2366 | 32028.5366 | 53661.6547 | 98516.2064 |  | 7870.2418 | 2130.5367 | 2825.2366 | 32028.5366 | 53661.6547 | 98516.2064
|  |  | 4254 | 4254 |  | 2540 | 386 | 870 | 129 | 329 |  | 2540 | 386 | 870 | 129 | 329 |  | 0 | 0 | 0 | 0 | 0 |  | 2311 | 526 | 537 | 462 | 418 |  | 0 | 0 | 0 | 0 | 0 |  | 1955 | 706 | 234 | 529 | 830 | [22 empty] | 356164.2159 | 79128.132 | 347278.0795 | 85226.4107 | 440454.8619 | 1308251.6999 |  | 356164.2159 | 79128.132 | 347278.0795 | 85226.4107 | 440454.8619 | 1308251.6999 |  | 322322.1761 | 109658.7225 | 225227.8596 | 281729.1085 | 576540.8182 | 1515478.6849 |  | 322322.1761 | 109658.7225 | 225227.8596 | 281729.1085 | 576540.8182 | 1515478.6849 |  | 268890.3889 | 157702.3245 | 81329.1435 | 351825.8485 | 1170396.4637 | 2030144.1691 |  | 268890.3889 | 157702.3245 | 81329.1435 | 351825.8485 | 1170396.4637 | 2030144.1691
| HV Switchgear (GM) - Distribution |  | 3298 | 3298 | C1 | 1908 | 128 | 47 | 929 | 286 | 3298 | 1908 | 128 | 47 | 929 | 286 | 3298 | 0 | 0 | 0 | 0 | 0 | 0 | 1977 | 103 | 804 | 338 | 77 | 3299 | 0 | 0 | 0 | 0 | 0 | 0 | 1908 | 128 | 47 | 929 | 286 | 3298 |  |  | C1 | 0.0019095 | 0.0028431 | 0.0050268 | 0.008141 | 0.019096 | C1 | 8459.276 | 8459.276 | 8459.276 | 8459.276 | 8459.276 | C1 | 16.1532 | 24.0505 | 42.5234 | 68.8672 | 161.5352 | C1 | 30820.3876 | 3078.4586 | 1998.5994 | 63977.5854 | 46199.0627 | 146074.0937 |  | 30820.3876 | 3078.4586 | 1998.5994 | 63977.5854 | 46199.0627 | 146074.0937 |  | 31934.9613 | 2477.1972 | 34188.8068 | 23277.0978 | 12438.2092 | 104316.2723 |  | 31934.9613 | 2477.1972 | 34188.8068 | 23277.0978 | 12438.2092 | 104316.2723 |  | 30820.3876 | 3078.4586 | 1998.5994 | 63977.5854 | 46199.0627 | 146074.0937 |  | 30820.3876 | 3078.4586 | 1998.5994 | 63977.5854 | 46199.0627 | 146074.0937
|  |  | 24427 | 24427 | C2 | 12670 | 1938 | 1043 | 6322 | 2454 | 24427 | 12670 | 1938 | 1043 | 6322 | 2454 | 24427 | 0 | 0 | 0 | 0 | 0 | 0 | 13614 | 1906 | 5517 | 2541 | 848 | 24426 | 0 | 0 | 0 | 0 | 0 | 0 | 12670 | 1938 | 1043 | 6322 | 2454 | 24427 |  |  | C2 | 0.0019095 | 0.0028431 | 0.0050268 | 0.008141 | 0.019096 | C2 | 12084.68 | 12084.68 | 12084.68 | 12084.68 | 12084.68 | C2 | 23.0761 | 34.3578 | 60.7477 | 98.3816 | 230.7645 | C2 | 292373.6977 | 66585.4111 | 63359.8533 | 621968.7756 | 566296.2031 | 1610583.9408 |  | 292373.6977 | 66585.4111 | 63359.8533 | 621968.7756 | 566296.2031 | 1610583.9408 |  | 314157.4996 | 65485.9616 | 335145.0727 | 249987.7663 | 195688.3375 | 1160464.6378 |  | 314157.4996 | 65485.9616 | 335145.0727 | 249987.7663 | 195688.3375 | 1160464.6378 |  | 292373.6977 | 66585.4111 | 63359.8533 | 621968.7756 | 566296.2031 | 1610583.9408 |  | 292373.6977 | 66585.4111 | 63359.8533 | 621968.7756 | 566296.2031 | 1610583.9408
|  |  | 4185 | 4185 | C3 | 2361 | 356 | 270 | 810 | 388 | 4185 | 2361 | 356 | 270 | 810 | 388 | 4185 | 0 | 0 | 0 | 0 | 0 | 0 | 2557 | 260 | 868 | 413 | 87 | 4185 | 0 | 0 | 0 | 0 | 0 | 0 | 2361 | 356 | 270 | 810 | 388 | 4185 |  |  | C3 | 0.0019095 | 0.0028431 | 0.0050268 | 0.008141 | 0.019096 | C3 | 18127.02 | 18127.02 | 18127.02 | 18127.02 | 18127.02 | C3 | 34.6141 | 51.5367 | 91.1216 | 147.5725 | 346.1468 | C3 | 81723.8714 | 18347.0637 | 24602.8194 | 119533.7017 | 134304.9675 | 378512.4237 |  | 81723.8714 | 18347.0637 | 24602.8194 | 119533.7017 | 134304.9675 | 378512.4237 |  | 88508.2334 | 13399.5409 | 79093.5082 | 60947.4306 | 30114.7736 | 272063.4868 |  | 88508.2334 | 13399.5409 | 79093.5082 | 60947.4306 | 30114.7736 | 272063.4868 |  | 81723.8714 | 18347.0637 | 24602.8194 | 119533.7017 | 134304.9675 | 378512.4237 |  | 81723.8714 | 18347.0637 | 24602.8194 | 119533.7017 | 134304.9675 | 378512.4237
|  |  | 17 | 17 | C4 | 10 | 1 | 0 | 0 | 6 | 17 | 10 | 1 | 0 | 0 | 6 | 17 | 0 | 0 | 0 | 0 | 0 | 0 | 11 | 0 | 0 | 6 | 0 | 17 | 0 | 0 | 0 | 0 | 0 | 0 | 10 | 1 | 0 | 0 | 6 | 17 |  |  | C4 | 0.0019095 | 0.0028431 | 0.0050268 | 0.008141 | 0.019096 | C4 | 30211.7 | 30211.7 | 30211.7 | 30211.7 | 30211.7 | C4 | 57.6902 | 85.8945 | 151.8693 | 245.9541 | 576.9114 | C4 | 576.9015 | 85.8945 | 0 | 0 | 3461.4682 | 4124.2643 |  | 576.9015 | 85.8945 | 0 | 0 | 3461.4682 | 4124.2643 |  | 634.5917 | 0 | 0 | 1475.7247 | 0 | 2110.3164 |  | 634.5917 | 0 | 0 | 1475.7247 | 0 | 2110.3164 |  | 576.9015 | 85.8945 | 0 | 0 | 3461.4682 | 4124.2643 |  | 576.9015 | 85.8945 | 0 | 0 | 3461.4682 | 4124.2643
|  |  | 31927 | 31927 |  | 16949 | 2423 | 1360 | 8061 | 3134 |  | 16949 | 2423 | 1360 | 8061 | 3134 |  | 0 | 0 | 0 | 0 | 0 |  | 18159 | 2269 | 7189 | 3298 | 1012 |  | 0 | 0 | 0 | 0 | 0 |  | 16949 | 2423 | 1360 | 8061 | 3134 | [22 empty] | 405494.8582 | 88096.828 | 89961.2721 | 805480.0627 | 750261.7015 | 2139294.7224 |  | 405494.8582 | 88096.828 | 89961.2721 | 805480.0627 | 750261.7015 | 2139294.7224 |  | 435235.2861 | 81362.6997 | 448427.3877 | 335688.0195 | 238241.3203 | 1538954.7132 |  | 435235.2861 | 81362.6997 | 448427.3877 | 335688.0195 | 238241.3203 | 1538954.7132 |  | 405494.8582 | 88096.828 | 89961.2721 | 805480.0627 | 750261.7015 | 2139294.7224 |  | 405494.8582 | 88096.828 | 89961.2721 | 805480.0627 | 750261.7015 | 2139294.7224
| HV Transformer (GM) |  | 694 | 694 | C1 | 557 | 91 | 39 | 5 | 2 | 694 | 557 | 91 | 39 | 5 | 2 | 694 | 0 | 0 | 0 | 0 | 0 | 0 | 495 | 139 | 51 | 6 | 2 | 693 | 0 | 0 | 0 | 0 | 0 | 0 | 444 | 150 | 51 | 41 | 7 | 693 |  |  | C1 | 0.002223 | 0.0033099 | 0.0058521 | 0.0094776 | 0.022231 | C1 | 13005.454 | 13005.454 | 13005.454 | 13005.454 | 13005.454 | C1 | 28.9116 | 43.0463 | 76.1097 | 123.2606 | 289.1207 | C1 | 16103.7509 | 3917.2101 | 2968.2783 | 616.303 | 578.2415 | 24183.7838 |  | 16103.7509 | 3917.2101 | 2968.2783 | 616.303 | 578.2415 | 24183.7838 |  | 14311.2328 | 5983.4308 | 3881.5948 | 739.5636 | 578.2415 | 25494.0635 |  | 14311.2328 | 5983.4308 | 3881.5948 | 739.5636 | 578.2415 | 25494.0635 |  | 12836.7422 | 6456.9398 | 3881.5948 | 5053.6843 | 2023.8452 | 30252.8062 |  | 12836.7422 | 6456.9398 | 3881.5948 | 5053.6843 | 2023.8452 | 30252.8062
|  |  | 13540 | 13540 | C2 | 12639 | 681 | 187 | 18 | 15 | 13540 | 12639 | 681 | 187 | 18 | 15 | 13540 | 0 | 0 | 0 | 0 | 0 | 0 | 11743 | 1421 | 318 | 44 | 15 | 13541 | 0 | 0 | 0 | 0 | 0 | 0 | 9638 | 3270 | 337 | 256 | 40 | 13541 |  |  | C2 | 0.002223 | 0.0033099 | 0.0058521 | 0.0094776 | 0.022231 | C2 | 18579.22 | 18579.22 | 18579.22 | 18579.22 | 18579.22 | C2 | 41.3023 | 61.4947 | 108.7281 | 176.0866 | 413.0296 | C2 | 522019.2541 | 41877.8664 | 20332.1631 | 3169.5581 | 6195.4445 | 593594.2862 |  | 522019.2541 | 41877.8664 | 20332.1631 | 3169.5581 | 6195.4445 | 593594.2862 |  | 485012.4298 | 87383.918 | 34575.55 | 7747.8087 | 6195.4445 | 620915.1511 |  | 485012.4298 | 87383.918 | 34575.55 | 7747.8087 | 6195.4445 | 620915.1511 |  | 398071.1742 | 201087.5523 | 36641.3848 | 45078.1598 | 16521.1854 | 697399.4565 |  | 398071.1742 | 201087.5523 | 36641.3848 | 45078.1598 | 16521.1854 | 697399.4565
|  |  | 1177 | 1177 | C3 | 1056 | 93 | 23 | 5 | 0 | 1177 | 1056 | 93 | 23 | 5 | 0 | 1177 | 0 | 0 | 0 | 0 | 0 | 0 | 960 | 167 | 42 | 8 | 0 | 1177 | 0 | 0 | 0 | 0 | 0 | 0 | 795 | 297 | 52 | 29 | 4 | 1177 |  |  | C3 | 0.002223 | 0.0033099 | 0.0058521 | 0.0094776 | 0.022231 | C3 | 27868.83 | 27868.83 | 27868.83 | 27868.83 | 27868.83 | C3 | 61.9534 | 92.242 | 163.0922 | 264.1298 | 619.5445 | C3 | 65422.7786 | 8578.5057 | 3751.121 | 1320.6492 | 0 | 79073.0545 |  | 65422.7786 | 8578.5057 | 3751.121 | 1320.6492 | 0 | 79073.0545 |  | 59475.2533 | 15404.4134 | 6849.8731 | 2113.0387 | 0 | 83842.5785 |  | 59475.2533 | 15404.4134 | 6849.8731 | 2113.0387 | 0 | 83842.5785 |  | 49252.9441 | 27395.873 | 8480.7953 | 7659.7654 | 2478.1778 | 95267.5556 |  | 49252.9441 | 27395.873 | 8480.7953 | 7659.7654 | 2478.1778 | 95267.5556
|  |  | 0 | 0 | C4 | 0 | 0 | 0 | 0 | 0 | 0 | 0 | 0 | 0 | 0 | 0 | 0 | 0 | 0 | 0 | 0 | 0 | 0 | 0 | 0 | 0 | 0 | 0 | 0 | 0 | 0 | 0 | 0 | 0 | 0 | 0 | 0 | 0 | 0 | 0 | 0 |  |  | C4 | 0.002223 | 0.0033099 | 0.0058521 | 0.0094776 | 0.022231 | C4 | 46448.05 | 46448.05 | 46448.05 | 46448.05 | 46448.05 | C4 | 103.2556 | 153.7367 | 271.8204 | 440.2164 | 1032.5741 | C4 | 0 | 0 | 0 | 0 | 0 | 0 |  | 0 | 0 | 0 | 0 | 0 | 0 |  | 0 | 0 | 0 | 0 | 0 | 0 |  | 0 | 0 | 0 | 0 | 0 | 0 |  | 0 | 0 | 0 | 0 | 0 | 0 |  | 0 | 0 | 0 | 0 | 0 | 0
|  |  | 15411 | 15411 |  | 14252 | 865 | 249 | 28 | 17 |  | 14252 | 865 | 249 | 28 | 17 |  | 0 | 0 | 0 | 0 | 0 |  | 13198 | 1727 | 411 | 58 | 17 |  | 0 | 0 | 0 | 0 | 0 |  | 10877 | 3717 | 440 | 326 | 51 | [22 empty] | 603545.7835 | 54373.5822 | 27051.5624 | 5106.5103 | 6773.686 | 696851.1244 |  | 603545.7835 | 54373.5822 | 27051.5624 | 5106.5103 | 6773.686 | 696851.1244 |  | 558798.9159 | 108771.7622 | 45307.0179 | 10600.411 | 6773.686 | 730251.793 |  | 558798.9159 | 108771.7622 | 45307.0179 | 10600.411 | 6773.686 | 730251.793 |  | 460160.8605 | 234940.365 | 49003.7748 | 57791.6096 | 21023.2084 | 822919.8183 |  | 460160.8605 | 234940.365 | 49003.7748 | 57791.6096 | 21023.2084 | 822919.8183
| HV UG Cable |  | 0 | 0 | C1 | 0 | 0 | 0 | 0 | 0 | 0 | 0 | 0 | 0 | 0 | 0 | 0 | 0 | 0 | 0 | 0 | 0 | 0 | 0 | 0 | 0 | 0 | 0 | 0 | 0 | 0 | 0 | 0 | 0 | 0 | 0 | 0 | 0 | 0 | 0 | 0 |  |  | C1 | 0 | 0 | 0 | 0 | 0 | C1 | 0 | 0 | 0 | 0 | 0 | C1 | [5 empty] | C1 | [5 empty] | 0 | [6 empty] | 0 | [6 empty] | 0 | [6 empty] | 0 | [6 empty] | 0 | [6 empty] | 0
|  |  | 0 | 0 | C2 | 0 | 0 | 0 | 0 | 0 | 0 | 0 | 0 | 0 | 0 | 0 | 0 | 0 | 0 | 0 | 0 | 0 | 0 | 0 | 0 | 0 | 0 | 0 | 0 | 0 | 0 | 0 | 0 | 0 | 0 | 0 | 0 | 0 | 0 | 0 | 0 |  |  | C2 | 0 | 0 | 0 | 0 | 0 | C2 | 0 | 0 | 0 | 0 | 0 | C2 | [5 empty] | C2 | [5 empty] | 0 | [6 empty] | 0 | [6 empty] | 0 | [6 empty] | 0 | [6 empty] | 0 | [6 empty] | 0
|  |  | 0 | 0 | C3 | 0 | 0 | 0 | 0 | 0 | 0 | 0 | 0 | 0 | 0 | 0 | 0 | 0 | 0 | 0 | 0 | 0 | 0 | 0 | 0 | 0 | 0 | 0 | 0 | 0 | 0 | 0 | 0 | 0 | 0 | 0 | 0 | 0 | 0 | 0 | 0 |  |  | C3 | 0 | 0 | 0 | 0 | 0 | C3 | 0 | 0 | 0 | 0 | 0 | C3 | [5 empty] | C3 | [5 empty] | 0 | [6 empty] | 0 | [6 empty] | 0 | [6 empty] | 0 | [6 empty] | 0 | [6 empty] | 0
|  |  | 0 | 0 | C4 | 0 | 0 | 0 | 0 | 0 | 0 | 0 | 0 | 0 | 0 | 0 | 0 | 0 | 0 | 0 | 0 | 0 | 0 | 0 | 0 | 0 | 0 | 0 | 0 | 0 | 0 | 0 | 0 | 0 | 0 | 0 | 0 | 0 | 0 | 0 | 0 |  |  | C4 | 0 | 0 | 0 | 0 | 0 | C4 | 0 | 0 | 0 | 0 | 0 | C4 | [5 empty] | C4 | [5 empty] | 0 | [6 empty] | 0 | [6 empty] | 0 | [6 empty] | 0 | [6 empty] | 0 | [6 empty] | 0
|  |  | 0 | 0 |  | 0 | 0 | 0 | 0 | 0 |  | 0 | 0 | 0 | 0 | 0 |  | 0 | 0 | 0 | 0 | 0 |  | 0 | 0 | 0 | 0 | 0 |  | 0 | 0 | 0 | 0 | 0 |  | 0 | 0 | 0 | 0 | 0 | [22 empty] | 0 | 0 | 0 | 0 | 0 | 0 |  | 0 | 0 | 0 | 0 | 0 | 0 |  | 0 | 0 | 0 | 0 | 0 | 0 |  | 0 | 0 | 0 | 0 | 0 | 0 |  | 0 | 0 | 0 | 0 | 0 | 0 |  | 0 | 0 | 0 | 0 | 0 | 0
| HV OHL Support - Poles |  | 48872 | 48872 | C1 | 33262 | 3730 | 7547 | 2769 | 1564 | 48872 | 33262 | 3730 | 7547 | 2769 | 1564 | 48872 | 0 | 0 | 0 | 0 | 0 | 0 | 30294 | 5541 | 8083 | 2917 | 2037 | 48872 | 0 | 0 | 0 | 0 | 0 | 0 | 26428 | 7329 | 2488 | 8043 | 4584 | 48872 |  |  | C1 | 0.0081226 | 0.012094 | 0.021383 | 0.03463 | 0.081228 | C1 | 2323.797 | 2323.797 | 2323.797 | 2323.797 | 2323.797 | C1 | 18.8753 | 28.1034 | 49.6893 | 80.4724 | 188.7566 | C1 | 627831.5465 | 104825.5703 | 375005.2035 | 222828.1917 | 295215.3459 | 1625705.8579 |  | 627831.5465 | 104825.5703 | 375005.2035 | 222828.1917 | 295215.3459 | 1625705.8579 |  | 571809.5385 | 155720.7734 | 401638.6723 | 234738.1131 | 384497.2248 | 1748404.3222 |  | 571809.5385 | 155720.7734 | 401638.6723 | 234738.1131 | 384497.2248 | 1748404.3222 |  | 498837.4755 | 205969.599 | 123626.997 | 647239.8505 | 865260.3233 | 2340934.2454 |  | 498837.4755 | 205969.599 | 123626.997 | 647239.8505 | 865260.3233 | 2340934.2454
|  |  | 42148 | 42148 | C2 | 29965 | 3754 | 5334 | 1720 | 1375 | 42148 | 29965 | 3754 | 5334 | 1720 | 1375 | 42148 | 0 | 0 | 0 | 0 | 0 | 0 | 27284 | 5087 | 6109 | 1935 | 1733 | 42148 | 0 | 0 | 0 | 0 | 0 | 0 | 24009 | 6261 | 2611 | 5908 | 3359 | 42148 |  |  | C2 | 0.0081226 | 0.012094 | 0.021383 | 0.03463 | 0.081228 | C2 | 3319.71 | 3319.71 | 3319.71 | 3319.71 | 3319.71 | C2 | 26.9648 | 40.1477 | 70.9847 | 114.9606 | 269.6523 | C2 | 807999.3597 | 150714.3588 | 378632.523 | 197732.2859 | 370771.9224 | 1905850.4497 |  | 807999.3597 | 150714.3588 | 378632.523 | 197732.2859 | 370771.9224 | 1905850.4497 |  | 735706.8089 | 204231.2049 | 433645.6848 | 222448.8216 | 467307.4484 | 2063339.9686 |  | 735706.8089 | 204231.2049 | 433645.6848 | 222448.8216 | 467307.4484 | 2063339.9686 |  | 647397.1843 | 251364.5712 | 185341.1169 | 679187.4099 | 905762.0998 | 2669052.3821 |  | 647397.1843 | 251364.5712 | 185341.1169 | 679187.4099 | 905762.0998 | 2669052.3821
|  |  | 16232 | 16232 | C3 | 11306 | 1779 | 1979 | 592 | 576 | 16232 | 11306 | 1779 | 1979 | 592 | 576 | 16232 | 0 | 0 | 0 | 0 | 0 | 0 | 10223 | 2254 | 2368 | 682 | 705 | 16232 | 0 | 0 | 0 | 0 | 0 | 0 | 9000 | 2486 | 1245 | 2234 | 1267 | 16232 |  |  | C3 | 0.0081226 | 0.012094 | 0.021383 | 0.03463 | 0.081228 | C3 | 4979.565 | 4979.565 | 4979.565 | 4979.565 | 4979.565 | C3 | 40.4472 | 60.2215 | 106.4771 | 172.4409 | 404.4785 | C3 | 457295.5495 | 107134.0614 | 210718.1561 | 102085.0406 | 232979.5934 | 1110212.401 |  | 457295.5495 | 107134.0614 | 210718.1561 | 102085.0406 | 232979.5934 | 1110212.401 |  | 413491.2792 | 135739.2773 | 252137.7431 | 117604.7259 | 285157.3149 | 1204130.3403 |  | 413491.2792 | 135739.2773 | 252137.7431 | 117604.7259 | 285157.3149 | 1204130.3403 |  | 364024.407 | 149710.667 | 132563.9739 | 385233.0756 | 512474.2098 | 1544006.3333 |  | 364024.407 | 149710.667 | 132563.9739 | 385233.0756 | 512474.2098 | 1544006.3333
|  |  | 7302 | 7302 | C4 | 5097 | 799 | 883 | 259 | 264 | 7302 | 5097 | 799 | 883 | 259 | 264 | 7302 | 0 | 0 | 0 | 0 | 0 | 0 | 4570 | 1084 | 1043 | 299 | 306 | 7302 | 0 | 0 | 0 | 0 | 0 | 0 | 4007 | 1144 | 600 | 984 | 567 | 7302 |  |  | C4 | 0.0081226 | 0.012094 | 0.021383 | 0.03463 | 0.081228 | C4 | 8299.275 | 8299.275 | 8299.275 | 8299.275 | 8299.275 | C4 | 67.4119 | 100.3692 | 177.4618 | 287.4016 | 674.1308 | C4 | 343598.5931 | 80194.9738 | 156698.7804 | 74437.0088 | 177970.5227 | 832899.8787 |  | 343598.5931 | 80194.9738 | 156698.7804 | 74437.0088 | 177970.5227 | 832899.8787 |  | 308072.5074 | 108800.1897 | 185092.6704 | 85933.0719 | 206284.015 | 894182.4544 |  | 308072.5074 | 108800.1897 | 185092.6704 | 85933.0719 | 206284.015 | 894182.4544 |  | 270119.5924 | 114822.3405 | 106477.0875 | 282803.1531 | 382232.1454 | 1156454.3188 |  | 270119.5924 | 114822.3405 | 106477.0875 | 282803.1531 | 382232.1454 | 1156454.3188
|  |  | 114554 | 114554 |  | 79630 | 10062 | 15743 | 5340 | 3779 |  | 79630 | 10062 | 15743 | 5340 | 3779 |  | 0 | 0 | 0 | 0 | 0 |  | 72371 | 13966 | 17603 | 5833 | 4781 |  | 0 | 0 | 0 | 0 | 0 |  | 63444 | 17220 | 6944 | 17169 | 9777 | [22 empty] | 2236725.0488 | 442868.9642 | 1121054.6629 | 597082.527 | 1076937.3845 | 5474668.5873 |  | 2236725.0488 | 442868.9642 | 1121054.6629 | 597082.527 | 1076937.3845 | 5474668.5873 |  | 2029080.134 | 604491.4453 | 1272514.7706 | 660724.7325 | 1343246.003 | 5910057.0855 |  | 2029080.134 | 604491.4453 | 1272514.7706 | 660724.7325 | 1343246.003 | 5910057.0855 |  | 1780378.6592 | 721867.1776 | 548009.1752 | 1994463.4891 | 2665728.7784 | 7710447.2796 |  | 1780378.6592 | 721867.1776 | 548009.1752 | 1994463.4891 | 2665728.7784 | 7710447.2796
| [Please insert new asset category as required] |  | 0 | 0 | C1 | 0 | 0 | 0 | 0 | 0 | 0 | 0 | 0 | 0 | 0 | 0 | 0 | 0 | 0 | 0 | 0 | 0 | 0 | 0 | 0 | 0 | 0 | 0 | 0 | 0 | 0 | 0 | 0 | 0 | 0 | 0 | 0 | 0 | 0 | 0 | 0 |  |  | C1 | 0 | 0 | 0 | 0 | 0 | C1 | 0 | 0 | 0 | 0 | 0 | C1 | [5 empty] | C1 | [5 empty] | 0 | [6 empty] | 0 | [6 empty] | 0 | [6 empty] | 0 | [6 empty] | 0 | [6 empty] | 0
|  |  | 0 | 0 | C2 | 0 | 0 | 0 | 0 | 0 | 0 | 0 | 0 | 0 | 0 | 0 | 0 | 0 | 0 | 0 | 0 | 0 | 0 | 0 | 0 | 0 | 0 | 0 | 0 | 0 | 0 | 0 | 0 | 0 | 0 | 0 | 0 | 0 | 0 | 0 | 0 |  |  | C2 | 0 | 0 | 0 | 0 | 0 | C2 | 0 | 0 | 0 | 0 | 0 | C2 | [5 empty] | C2 | [5 empty] | 0 | [6 empty] | 0 | [6 empty] | 0 | [6 empty] | 0 | [6 empty] | 0 | [6 empty] | 0
|  |  | 0 | 0 | C3 | 0 | 0 | 0 | 0 | 0 | 0 | 0 | 0 | 0 | 0 | 0 | 0 | 0 | 0 | 0 | 0 | 0 | 0 | 0 | 0 | 0 | 0 | 0 | 0 | 0 | 0 | 0 | 0 | 0 | 0 | 0 | 0 | 0 | 0 | 0 | 0 |  |  | C3 | 0 | 0 | 0 | 0 | 0 | C3 | 0 | 0 | 0 | 0 | 0 | C3 | [5 empty] | C3 | [5 empty] | 0 | [6 empty] | 0 | [6 empty] | 0 | [6 empty] | 0 | [6 empty] | 0 | [6 empty] | 0
|  |  | 0 | 0 | C4 | 0 | 0 | 0 | 0 | 0 | 0 | 0 | 0 | 0 | 0 | 0 | 0 | 0 | 0 | 0 | 0 | 0 | 0 | 0 | 0 | 0 | 0 | 0 | 0 | 0 | 0 | 0 | 0 | 0 | 0 | 0 | 0 | 0 | 0 | 0 | 0 |  |  | C4 | 0 | 0 | 0 | 0 | 0 | C4 | 0 | 0 | 0 | 0 | 0 | C4 | [5 empty] | C4 | [5 empty] | 0 | [6 empty] | 0 | [6 empty] | 0 | [6 empty] | 0 | [6 empty] | 0 | [6 empty] | 0
|  |  | 0 | 0 |  | 0 | 0 | 0 | 0 | 0 |  | 0 | 0 | 0 | 0 | 0 |  | 0 | 0 | 0 | 0 | 0 |  | 0 | 0 | 0 | 0 | 0 |  | 0 | 0 | 0 | 0 | 0 |  | 0 | 0 | 0 | 0 | 0 | [22 empty] | 0 | 0 | 0 | 0 | 0 | 0 |  | 0 | 0 | 0 | 0 | 0 | 0 |  | 0 | 0 | 0 | 0 | 0 | 0 |  | 0 | 0 | 0 | 0 | 0 | 0 |  | 0 | 0 | 0 | 0 | 0 | 0 |  | 0 | 0 | 0 | 0 | 0 | 0
| [Please insert new asset category as required] |  | 0 | 0 | C1 | 0 | 0 | 0 | 0 | 0 | 0 | 0 | 0 | 0 | 0 | 0 | 0 | 0 | 0 | 0 | 0 | 0 | 0 | 0 | 0 | 0 | 0 | 0 | 0 | 0 | 0 | 0 | 0 | 0 | 0 | 0 | 0 | 0 | 0 | 0 | 0 |  |  | C1 | 0 | 0 | 0 | 0 | 0 | C1 | 0 | 0 | 0 | 0 | 0 | C1 | [5 empty] | C1 | [5 empty] | 0 | [6 empty] | 0 | [6 empty] | 0 | [6 empty] | 0 | [6 empty] | 0 | [6 empty] | 0
|  |  | 0 | 0 | C2 | 0 | 0 | 0 | 0 | 0 | 0 | 0 | 0 | 0 | 0 | 0 | 0 | 0 | 0 | 0 | 0 | 0 | 0 | 0 | 0 | 0 | 0 | 0 | 0 | 0 | 0 | 0 | 0 | 0 | 0 | 0 | 0 | 0 | 0 | 0 | 0 |  |  | C2 | 0 | 0 | 0 | 0 | 0 | C2 | 0 | 0 | 0 | 0 | 0 | C2 | [5 empty] | C2 | [5 empty] | 0 | [6 empty] | 0 | [6 empty] | 0 | [6 empty] | 0 | [6 empty] | 0 | [6 empty] | 0
|  |  | 0 | 0 | C3 | 0 | 0 | 0 | 0 | 0 | 0 | 0 | 0 | 0 | 0 | 0 | 0 | 0 | 0 | 0 | 0 | 0 | 0 | 0 | 0 | 0 | 0 | 0 | 0 | 0 | 0 | 0 | 0 | 0 | 0 | 0 | 0 | 0 | 0 | 0 | 0 |  |  | C3 | 0 | 0 | 0 | 0 | 0 | C3 | 0 | 0 | 0 | 0 | 0 | C3 | [5 empty] | C3 | [5 empty] | 0 | [6 empty] | 0 | [6 empty] | 0 | [6 empty] | 0 | [6 empty] | 0 | [6 empty] | 0
|  |  | 0 | 0 | C4 | 0 | 0 | 0 | 0 | 0 | 0 | 0 | 0 | 0 | 0 | 0 | 0 | 0 | 0 | 0 | 0 | 0 | 0 | 0 | 0 | 0 | 0 | 0 | 0 | 0 | 0 | 0 | 0 | 0 | 0 | 0 | 0 | 0 | 0 | 0 | 0 |  |  | C4 | 0 | 0 | 0 | 0 | 0 | C4 | 0 | 0 | 0 | 0 | 0 | C4 | [5 empty] | C4 | [5 empty] | 0 | [6 empty] | 0 | [6 empty] | 0 | [6 empty] | 0 | [6 empty] | 0 | [6 empty] | 0
|  |  | 0 | 0 |  | 0 | 0 | 0 | 0 | 0 |  | 0 | 0 | 0 | 0 | 0 |  | 0 | 0 | 0 | 0 | 0 |  | 0 | 0 | 0 | 0 | 0 |  | 0 | 0 | 0 | 0 | 0 |  | 0 | 0 | 0 | 0 | 0 | [22 empty] | 0 | 0 | 0 | 0 | 0 | 0 |  | 0 | 0 | 0 | 0 | 0 | 0 |  | 0 | 0 | 0 | 0 | 0 | 0 |  | 0 | 0 | 0 | 0 | 0 | 0 |  | 0 | 0 | 0 | 0 | 0 | 0 |  | 0 | 0 | 0 | 0 | 0 | 0
| [Please insert new asset category as required] |  | 0 | 0 | C1 | 0 | 0 | 0 | 0 | 0 | 0 | 0 | 0 | 0 | 0 | 0 | 0 | 0 | 0 | 0 | 0 | 0 | 0 | 0 | 0 | 0 | 0 | 0 | 0 | 0 | 0 | 0 | 0 | 0 | 0 | 0 | 0 | 0 | 0 | 0 | 0 |  |  | C1 | 0 | 0 | 0 | 0 | 0 | C1 | 0 | 0 | 0 | 0 | 0 | C1 | [5 empty] | C1 | [5 empty] | 0 | [6 empty] | 0 | [6 empty] | 0 | [6 empty] | 0 | [6 empty] | 0 | [6 empty] | 0
|  |  | 0 | 0 | C2 | 0 | 0 | 0 | 0 | 0 | 0 | 0 | 0 | 0 | 0 | 0 | 0 | 0 | 0 | 0 | 0 | 0 | 0 | 0 | 0 | 0 | 0 | 0 | 0 | 0 | 0 | 0 | 0 | 0 | 0 | 0 | 0 | 0 | 0 | 0 | 0 |  |  | C2 | 0 | 0 | 0 | 0 | 0 | C2 | 0 | 0 | 0 | 0 | 0 | C2 | [5 empty] | C2 | [5 empty] | 0 | [6 empty] | 0 | [6 empty] | 0 | [6 empty] | 0 | [6 empty] | 0 | [6 empty] | 0
|  |  | 0 | 0 | C3 | 0 | 0 | 0 | 0 | 0 | 0 | 0 | 0 | 0 | 0 | 0 | 0 | 0 | 0 | 0 | 0 | 0 | 0 | 0 | 0 | 0 | 0 | 0 | 0 | 0 | 0 | 0 | 0 | 0 | 0 | 0 | 0 | 0 | 0 | 0 | 0 |  |  | C3 | 0 | 0 | 0 | 0 | 0 | C3 | 0 | 0 | 0 | 0 | 0 | C3 | [5 empty] | C3 | [5 empty] | 0 | [6 empty] | 0 | [6 empty] | 0 | [6 empty] | 0 | [6 empty] | 0 | [6 empty] | 0
|  |  | 0 | 0 | C4 | 0 | 0 | 0 | 0 | 0 | 0 | 0 | 0 | 0 | 0 | 0 | 0 | 0 | 0 | 0 | 0 | 0 | 0 | 0 | 0 | 0 | 0 | 0 | 0 | 0 | 0 | 0 | 0 | 0 | 0 | 0 | 0 | 0 | 0 | 0 | 0 |  |  | C4 | 0 | 0 | 0 | 0 | 0 | C4 | 0 | 0 | 0 | 0 | 0 | C4 | [5 empty] | C4 | [5 empty] | 0 | [6 empty] | 0 | [6 empty] | 0 | [6 empty] | 0 | [6 empty] | 0 | [6 empty] | 0
|  |  | 0 | 0 |  | 0 | 0 | 0 | 0 | 0 |  | 0 | 0 | 0 | 0 | 0 |  | 0 | 0 | 0 | 0 | 0 |  | 0 | 0 | 0 | 0 | 0 |  | 0 | 0 | 0 | 0 | 0 |  | 0 | 0 | 0 | 0 | 0 | [22 empty] | 0 | 0 | 0 | 0 | 0 | 0 |  | 0 | 0 | 0 | 0 | 0 | 0 |  | 0 | 0 | 0 | 0 | 0 | 0 |  | 0 | 0 | 0 | 0 | 0 | 0 |  | 0 | 0 | 0 | 0 | 0 | 0 |  | 0 | 0 | 0 | 0 | 0 | 0
| [Please insert new asset category as required] |  | 0 | 0 | C1 | 0 | 0 | 0 | 0 | 0 | 0 | 0 | 0 | 0 | 0 | 0 | 0 | 0 | 0 | 0 | 0 | 0 | 0 | 0 | 0 | 0 | 0 | 0 | 0 | 0 | 0 | 0 | 0 | 0 | 0 | 0 | 0 | 0 | 0 | 0 | 0 |  |  | C1 | 0 | 0 | 0 | 0 | 0 | C1 | 0 | 0 | 0 | 0 | 0 | C1 | [5 empty] | C1 | [5 empty] | 0 | [6 empty] | 0 | [6 empty] | 0 | [6 empty] | 0 | [6 empty] | 0 | [6 empty] | 0
|  |  | 0 | 0 | C2 | 0 | 0 | 0 | 0 | 0 | 0 | 0 | 0 | 0 | 0 | 0 | 0 | 0 | 0 | 0 | 0 | 0 | 0 | 0 | 0 | 0 | 0 | 0 | 0 | 0 | 0 | 0 | 0 | 0 | 0 | 0 | 0 | 0 | 0 | 0 | 0 |  |  | C2 | 0 | 0 | 0 | 0 | 0 | C2 | 0 | 0 | 0 | 0 | 0 | C2 | [5 empty] | C2 | [5 empty] | 0 | [6 empty] | 0 | [6 empty] | 0 | [6 empty] | 0 | [6 empty] | 0 | [6 empty] | 0
|  |  | 0 | 0 | C3 | 0 | 0 | 0 | 0 | 0 | 0 | 0 | 0 | 0 | 0 | 0 | 0 | 0 | 0 | 0 | 0 | 0 | 0 | 0 | 0 | 0 | 0 | 0 | 0 | 0 | 0 | 0 | 0 | 0 | 0 | 0 | 0 | 0 | 0 | 0 | 0 |  |  | C3 | 0 | 0 | 0 | 0 | 0 | C3 | 0 | 0 | 0 | 0 | 0 | C3 | [5 empty] | C3 | [5 empty] | 0 | [6 empty] | 0 | [6 empty] | 0 | [6 empty] | 0 | [6 empty] | 0 | [6 empty] | 0
|  |  | 0 | 0 | C4 | 0 | 0 | 0 | 0 | 0 | 0 | 0 | 0 | 0 | 0 | 0 | 0 | 0 | 0 | 0 | 0 | 0 | 0 | 0 | 0 | 0 | 0 | 0 | 0 | 0 | 0 | 0 | 0 | 0 | 0 | 0 | 0 | 0 | 0 | 0 | 0 |  |  | C4 | 0 | 0 | 0 | 0 | 0 | C4 | 0 | 0 | 0 | 0 | 0 | C4 | [5 empty] | C4 | [5 empty] | 0 | [6 empty] | 0 | [6 empty] | 0 | [6 empty] | 0 | [6 empty] | 0 | [6 empty] | 0
|  |  | 0 | 0 |  | 0 | 0 | 0 | 0 | 0 |  | 0 | 0 | 0 | 0 | 0 |  | 0 | 0 | 0 | 0 | 0 |  | 0 | 0 | 0 | 0 | 0 |  | 0 | 0 | 0 | 0 | 0 |  | 0 | 0 | 0 | 0 | 0 | [22 empty] | 0 | 0 | 0 | 0 | 0 | 0 |  | 0 | 0 | 0 | 0 | 0 | 0 |  | 0 | 0 | 0 | 0 | 0 | 0 |  | 0 | 0 | 0 | 0 | 0 | 0 |  | 0 | 0 | 0 | 0 | 0 | 0 |  | 0 | 0 | 0 | 0 | 0 | 0
| [Please insert new asset category as required] |  | 0 | 0 | C1 | 0 | 0 | 0 | 0 | 0 | 0 | 0 | 0 | 0 | 0 | 0 | 0 | 0 | 0 | 0 | 0 | 0 | 0 | 0 | 0 | 0 | 0 | 0 | 0 | 0 | 0 | 0 | 0 | 0 | 0 | 0 | 0 | 0 | 0 | 0 | 0 |  |  | C1 | 0 | 0 | 0 | 0 | 0 | C1 | 0 | 0 | 0 | 0 | 0 | C1 | [5 empty] | C1 | [5 empty] | 0 | [6 empty] | 0 | [6 empty] | 0 | [6 empty] | 0 | [6 empty] | 0 | [6 empty] | 0
|  |  | 0 | 0 | C2 | 0 | 0 | 0 | 0 | 0 | 0 | 0 | 0 | 0 | 0 | 0 | 0 | 0 | 0 | 0 | 0 | 0 | 0 | 0 | 0 | 0 | 0 | 0 | 0 | 0 | 0 | 0 | 0 | 0 | 0 | 0 | 0 | 0 | 0 | 0 | 0 |  |  | C2 | 0 | 0 | 0 | 0 | 0 | C2 | 0 | 0 | 0 | 0 | 0 | C2 | [5 empty] | C2 | [5 empty] | 0 | [6 empty] | 0 | [6 empty] | 0 | [6 empty] | 0 | [6 empty] | 0 | [6 empty] | 0
|  |  | 0 | 0 | C3 | 0 | 0 | 0 | 0 | 0 | 0 | 0 | 0 | 0 | 0 | 0 | 0 | 0 | 0 | 0 | 0 | 0 | 0 | 0 | 0 | 0 | 0 | 0 | 0 | 0 | 0 | 0 | 0 | 0 | 0 | 0 | 0 | 0 | 0 | 0 | 0 |  |  | C3 | 0 | 0 | 0 | 0 | 0 | C3 | 0 | 0 | 0 | 0 | 0 | C3 | [5 empty] | C3 | [5 empty] | 0 | [6 empty] | 0 | [6 empty] | 0 | [6 empty] | 0 | [6 empty] | 0 | [6 empty] | 0
|  |  | 0 | 0 | C4 | 0 | 0 | 0 | 0 | 0 | 0 | 0 | 0 | 0 | 0 | 0 | 0 | 0 | 0 | 0 | 0 | 0 | 0 | 0 | 0 | 0 | 0 | 0 | 0 | 0 | 0 | 0 | 0 | 0 | 0 | 0 | 0 | 0 | 0 | 0 | 0 |  |  | C4 | 0 | 0 | 0 | 0 | 0 | C4 | 0 | 0 | 0 | 0 | 0 | C4 | [5 empty] | C4 | [5 empty] | 0 | [6 empty] | 0 | [6 empty] | 0 | [6 empty] | 0 | [6 empty] | 0 | [6 empty] | 0
|  |  | 0 | 0 |  | 0 | 0 | 0 | 0 | 0 |  | 0 | 0 | 0 | 0 | 0 |  | 0 | 0 | 0 | 0 | 0 |  | 0 | 0 | 0 | 0 | 0 |  | 0 | 0 | 0 | 0 | 0 |  | 0 | 0 | 0 | 0 | 0 | [22 empty] | 0 | 0 | 0 | 0 | 0 | 0 |  | 0 | 0 | 0 | 0 | 0 | 0 |  | 0 | 0 | 0 | 0 | 0 | 0 |  | 0 | 0 | 0 | 0 | 0 | 0 |  | 0 | 0 | 0 | 0 | 0 | 0 |  | 0 | 0 | 0 | 0 | 0 | 0
[63 empty] | 3601929.9063 | 664467.5063 | 1585345.577 | 1492895.5107 | 2274427.6339 | 9619066.1341 |  | 3601929.9063 | 664467.5063 | 1585345.577 | 1492895.5107 | 2274427.6339 | 9619066.1341 |  | 3345436.5121 | 904284.6297 | 1991477.0357 | 1288742.2715 | 2164801.8276 | 9694742.2766 |  | 3345436.5121 | 904284.6297 | 1991477.0357 | 1288742.2715 | 2164801.8276 | 9694742.2766 |  | 2914924.7667 | 1202606.6951 | 768303.3656 | 3209561.0099 | 4607410.1521 | 12702805.9894 |  | 2914924.7667 | 1202606.6951 | 768303.3656 | 3209561.0099 | 4607410.1521 | 12702805.9894
| EHV Network | [66 empty] | 0 | [6 empty] | 0 | [6 empty] | 0 | [6 empty] | 0 | [6 empty] | 0 | [6 empty] | 0
| EHV Switchgear (GM) |  | 459 | 459 | C1 | 391 | 50 | 4 | 1 | 13 | 459 | 391 | 50 | 4 | 1 | 13 | 459 | 0 | 0 | 0 | 0 | 0 | 0 | 383 | 52 | 8 | 3 | 13 | 459 | 0 | 0 | 0 | 0 | 0 | 0 | 353 | 54 | 32 | 6 | 14 | 459 |  |  | C1 | 0.0077227 | 0.011498 | 0.02033 | 0.032925 | 0.077229 | C1 | 44478.189 | 44478.189 | 44478.189 | 44478.189 | 44478.189 | C1 | 343.4938 | 511.4256 | 904.2469 | 1464.4389 | 3434.9962 | C1 | 134306.0604 | 25571.281 | 3616.9875 | 1464.4389 | 44654.9504 | 209613.7182 |  | 134306.0604 | 25571.281 | 3616.9875 | 1464.4389 | 44654.9504 | 209613.7182 |  | 131558.1103 | 26594.1322 | 7233.9751 | 4393.3167 | 44654.9504 | 214434.4847 |  | 131558.1103 | 26594.1322 | 7233.9751 | 4393.3167 | 44654.9504 | 214434.4847 |  | 121253.2975 | 27616.9835 | 28935.9004 | 8786.6334 | 48089.9466 | 234682.7614 |  | 121253.2975 | 27616.9835 | 28935.9004 | 8786.6334 | 48089.9466 | 234682.7614
|  |  | 624 | 624 | C2 | 469 | 70 | 18 | 15 | 52 | 624 | 469 | 70 | 18 | 15 | 52 | 624 | 0 | 0 | 0 | 0 | 0 | 0 | 458 | 64 | 28 | 17 | 57 | 624 | 0 | 0 | 0 | 0 | 0 | 0 | 438 | 37 | 62 | 19 | 68 | 624 |  |  | C2 | 0.0077227 | 0.011498 | 0.02033 | 0.032925 | 0.077229 | C2 | 63540.27 | 63540.27 | 63540.27 | 63540.27 | 63540.27 | C2 | 490.7054 | 730.608 | 1291.7813 | 2092.0556 | 4907.1374 | C2 | 230140.8197 | 51142.562 | 23252.0628 | 31380.8337 | 255171.145 | 591087.4231 |  | 230140.8197 | 51142.562 | 23252.0628 | 31380.8337 | 255171.145 | 591087.4231 |  | 224743.0606 | 46758.9138 | 36169.8755 | 35564.9449 | 279706.832 | 622943.6267 |  | 224743.0606 | 46758.9138 | 36169.8755 | 35564.9449 | 279706.832 | 622943.6267 |  | 214928.9531 | 27032.497 | 80090.4385 | 39749.056 | 333685.3435 | 695486.2882 |  | 214928.9531 | 27032.497 | 80090.4385 | 39749.056 | 333685.3435 | 695486.2882
|  |  | 381 | 381 | C3 | 357 | 0 | 3 | 21 | 0 | 381 | 357 | 0 | 3 | 21 | 0 | 381 | 0 | 0 | 0 | 0 | 0 | 0 | 357 | 0 | 0 | 13 | 11 | 381 | 0 | 0 | 0 | 0 | 0 | 0 | 337 | 20 | 0 | 10 | 14 | 381 |  |  | C3 | 0.0077227 | 0.011498 | 0.02033 | 0.032925 | 0.077229 | C3 | 95310.405 | 95310.405 | 95310.405 | 95310.405 | 95310.405 | C3 | 736.0581 | 1095.912 | 1937.6719 | 3138.0834 | 7360.7061 | C3 | 262772.7269 | 0 | 5813.0157 | 65899.7508 | 0 | 334485.4934 |  | 262772.7269 | 0 | 5813.0157 | 65899.7508 | 0 | 334485.4934 |  | 262772.7269 | 0 | 0 | 40795.0838 | 80967.7672 | 384535.5779 |  | 262772.7269 | 0 | 0 | 40795.0838 | 80967.7672 | 384535.5779 |  | 248051.5657 | 21918.2408 | 0 | 31380.8337 | 103049.8855 | 404400.5258 |  | 248051.5657 | 21918.2408 | 0 | 31380.8337 | 103049.8855 | 404400.5258
|  |  | 0 | 0 | C4 | 0 | 0 | 0 | 0 | 0 | 0 | 0 | 0 | 0 | 0 | 0 | 0 | 0 | 0 | 0 | 0 | 0 | 0 | 0 | 0 | 0 | 0 | 0 | 0 | 0 | 0 | 0 | 0 | 0 | 0 | 0 | 0 | 0 | 0 | 0 | 0 |  |  | C4 | 0.0077227 | 0.011498 | 0.02033 | 0.032925 | 0.077229 | C4 | 158850.675 | 158850.675 | 158850.675 | 158850.675 | 158850.675 | C4 | 1226.7634 | 1826.5201 | 3229.4532 | 5230.139 | 12267.8435 | C4 | 0 | 0 | 0 | 0 | 0 | 0 |  | 0 | 0 | 0 | 0 | 0 | 0 |  | 0 | 0 | 0 | 0 | 0 | 0 |  | 0 | 0 | 0 | 0 | 0 | 0 |  | 0 | 0 | 0 | 0 | 0 | 0 |  | 0 | 0 | 0 | 0 | 0 | 0
|  |  | 1464 | 1464 |  | 1217 | 120 | 25 | 37 | 65 |  | 1217 | 120 | 25 | 37 | 65 |  | 0 | 0 | 0 | 0 | 0 |  | 1198 | 116 | 36 | 33 | 81 |  | 0 | 0 | 0 | 0 | 0 |  | 1128 | 111 | 94 | 35 | 96 | [22 empty] | 627219.607 | 76713.843 | 32682.0661 | 98745.0234 | 299826.0954 | 1135186.6348 |  | 627219.607 | 76713.843 | 32682.0661 | 98745.0234 | 299826.0954 | 1135186.6348 |  | 619073.8978 | 73353.046 | 43403.8506 | 80753.3454 | 405329.5496 | 1221913.6894 |  | 619073.8978 | 73353.046 | 43403.8506 | 80753.3454 | 405329.5496 | 1221913.6894 |  | 584233.8164 | 76567.7213 | 109026.3389 | 79916.5232 | 484825.1755 | 1334569.5753 |  | 584233.8164 | 76567.7213 | 109026.3389 | 79916.5232 | 484825.1755 | 1334569.5753
| EHV Transformer |  | 11 | 11 | C1 | 8 | 3 | 0 | 0 | 0 | 11 | 8 | 3 | 0 | 0 | 0 | 11 | 0 | 0 | 0 | 0 | 0 | 0 | 7 | 1 | 3 | 0 | 0 | 11 | 0 | 0 | 0 | 0 | 0 | 0 | 7 | 1 | 1 | 2 | 0 | 11 |  |  | C1 | 0.012939 | 0.019265 | 0.034062 | 0.055165 | 0.12939 | C1 | 100733.983 | 100733.983 | 100733.983 | 100733.983 | 100733.983 | C1 | 1303.4176 | 1940.65 | 3431.2452 | 5556.9436 | 13034.3985 | C1 | 10427.3409 | 5821.95 | 0 | 0 | 0 | 16249.2909 |  | 10427.3409 | 5821.95 | 0 | 0 | 0 | 16249.2909 |  | 9123.9233 | 1940.65 | 10293.7356 | 0 | 0 | 21358.309 |  | 9123.9233 | 1940.65 | 10293.7356 | 0 | 0 | 21358.309 |  | 9123.9233 | 1940.65 | 3431.2452 | 11113.8873 | 0 | 25609.7058 |  | 9123.9233 | 1940.65 | 3431.2452 | 11113.8873 | 0 | 25609.7058
|  |  | 601 | 601 | C2 | 380 | 133 | 42 | 32 | 14 | 601 | 380 | 133 | 42 | 32 | 14 | 601 | 0 | 0 | 0 | 0 | 0 | 0 | 303 | 174 | 54 | 44 | 31 | 606 | 0 | 0 | 0 | 0 | 0 | 0 | 227 | 176 | 89 | 56 | 58 | 606 |  |  | C2 | 0.012939 | 0.019265 | 0.034062 | 0.055165 | 0.12939 | C2 | 143905.69 | 143905.69 | 143905.69 | 143905.69 | 143905.69 | C2 | 1862.0252 | 2772.3571 | 4901.7789 | 7938.4909 | 18620.5692 | C2 | 707569.564 | 368723.498 | 205874.713 | 254031.7095 | 260687.969 | 1796887.4535 |  | 707569.564 | 368723.498 | 205874.713 | 254031.7095 | 260687.969 | 1796887.4535 |  | 564193.6261 | 482390.1402 | 264696.0596 | 349293.6006 | 577237.6457 | 2237811.0721 |  | 564193.6261 | 482390.1402 | 264696.0596 | 349293.6006 | 577237.6457 | 2237811.0721 |  | 422679.7132 | 487934.8544 | 436258.3204 | 444555.4917 | 1079993.0145 | 2871421.3943 |  | 422679.7132 | 487934.8544 | 436258.3204 | 444555.4917 | 1079993.0145 | 2871421.3943
|  |  | 50 | 50 | C3 | 39 | 7 | 3 | 0 | 1 | 50 | 39 | 7 | 3 | 0 | 1 | 50 | 0 | 0 | 0 | 0 | 0 | 0 | 37 | 6 | 4 | 2 | 1 | 50 | 0 | 0 | 0 | 0 | 0 | 0 | 33 | 8 | 3 | 5 | 1 | 50 |  |  | C3 | 0.012939 | 0.019265 | 0.034062 | 0.055165 | 0.12939 | C3 | 215858.535 | 215858.535 | 215858.535 | 215858.535 | 215858.535 | C3 | 2793.0378 | 4158.5357 | 7352.6683 | 11907.7364 | 27930.8538 | C3 | 108928.4724 | 29109.7498 | 22058.005 | 0 | 27930.8538 | 188027.081 |  | 108928.4724 | 29109.7498 | 22058.005 | 0 | 27930.8538 | 188027.081 |  | 103342.3969 | 24951.2141 | 29410.6733 | 23815.4728 | 27930.8538 | 209450.6109 |  | 103342.3969 | 24951.2141 | 29410.6733 | 23815.4728 | 27930.8538 | 209450.6109 |  | 92170.2458 | 33268.2855 | 22058.005 | 59538.6819 | 27930.8538 | 234966.0721 |  | 92170.2458 | 33268.2855 | 22058.005 | 59538.6819 | 27930.8538 | 234966.0721
|  |  | 0 | 0 | C4 | 0 | 0 | 0 | 0 | 0 | 0 | 0 | 0 | 0 | 0 | 0 | 0 | 0 | 0 | 0 | 0 | 0 | 0 | 0 | 0 | 0 | 0 | 0 | 0 | 0 | 0 | 0 | 0 | 0 | 0 | 0 | 0 | 0 | 0 | 0 | 0 |  |  | C4 | 0.012939 | 0.019265 | 0.034062 | 0.055165 | 0.12939 | C4 | 359764.225 | 359764.225 | 359764.225 | 359764.225 | 359764.225 | C4 | 4655.0629 | 6930.8928 | 12254.4472 | 19846.2273 | 46551.423 | C4 | 0 | 0 | 0 | 0 | 0 | 0 |  | 0 | 0 | 0 | 0 | 0 | 0 |  | 0 | 0 | 0 | 0 | 0 | 0 |  | 0 | 0 | 0 | 0 | 0 | 0 |  | 0 | 0 | 0 | 0 | 0 | 0 |  | 0 | 0 | 0 | 0 | 0 | 0
|  |  | 662 | 662 |  | 427 | 143 | 45 | 32 | 15 |  | 427 | 143 | 45 | 32 | 15 |  | 0 | 0 | 0 | 0 | 0 |  | 347 | 181 | 61 | 46 | 32 |  | 0 | 0 | 0 | 0 | 0 |  | 267 | 185 | 93 | 63 | 59 | [22 empty] | 826925.3773 | 403655.1978 | 227932.718 | 254031.7095 | 288618.8228 | 2001163.8254 |  | 826925.3773 | 403655.1978 | 227932.718 | 254031.7095 | 288618.8228 | 2001163.8254 |  | 676659.9462 | 509282.0043 | 304400.4685 | 373109.0734 | 605168.4995 | 2468619.9919 |  | 676659.9462 | 509282.0043 | 304400.4685 | 373109.0734 | 605168.4995 | 2468619.9919 |  | 523973.8824 | 523143.79 | 461747.5706 | 515208.0609 | 1107923.8683 | 3131997.1722 |  | 523973.8824 | 523143.79 | 461747.5706 | 515208.0609 | 1107923.8683 | 3131997.1722
| EHV UG Cable (Gas) |  | 0 | 0 | C1 | 0 | 0 | 0 | 0 | 0 | 0 | 0 | 0 | 0 | 0 | 0 | 0 | 0 | 0 | 0 | 0 | 0 | 0 | 0 | 0 | 0 | 0 | 0 | 0 | 0 | 0 | 0 | 0 | 0 | 0 | 0 | 0 | 0 | 0 | 0 | 0 |  |  | C1 | 1.2835 | 1.9111 | 3.3789 | 5.4722 | 12.8357 | C1 | 238.973 | 238.973 | 238.973 | 238.973 | 238.973 | C1 | 306.7329 | 456.6926 | 807.474 | 1307.714 | 3067.3814 | C1 | 0 | 0 | 0 | 0 | 0 | 0 |  | 0 | 0 | 0 | 0 | 0 | 0 |  | 0 | 0 | 0 | 0 | 0 | 0 |  | 0 | 0 | 0 | 0 | 0 | 0 |  | 0 | 0 | 0 | 0 | 0 | 0 |  | 0 | 0 | 0 | 0 | 0 | 0
|  |  | 125.897 | 125.897 | C2 | 25.214 | 4.451 | 83.412 | 4.06 | 8.76 | 125.897 | 25.214 | 4.451 | 83.412 | 4.06 | 8.76 | 125.897 | 0 | 0 | 0 | 0 | 0 | 0 | 24.692 | 2.83 | 83.599 | 6.016 | 8.76 | 125.897 | 0 | 0 | 0 | 0 | 0 | 0 | 23.868 | 0.874 | 20.882 | 75.131 | 10.716 | 131.471 |  |  | C2 | 1.2835 | 1.9111 | 3.3789 | 5.4722 | 12.8357 | C2 | 341.39 | 341.39 | 341.39 | 341.39 | 341.39 | C2 | 438.1899 | 652.418 | 1153.5343 | 1868.1629 | 4381.9734 | C2 | 11048.5194 | 2903.9127 | 96218.601 | 7584.7413 | 38386.0872 | 156141.8616 |  | 11048.5194 | 2903.9127 | 96218.601 | 7584.7413 | 38386.0872 | 156141.8616 |  | 10819.7843 | 1846.3431 | 96434.3119 | 11238.8679 | 38386.0872 | 158725.3944 |  | 10819.7843 | 1846.3431 | 96434.3119 | 11238.8679 | 38386.0872 | 158725.3944 |  | 10458.7158 | 570.2134 | 24088.1027 | 140356.9457 | 46957.2273 | 222431.2049 |  | 10458.7158 | 570.2134 | 24088.1027 | 140356.9457 | 46957.2273 | 222431.2049
|  |  | 0.359 | 0.359 | C3 | 0.359 | 0 | 0 | 0 | 0 | 0.359 | 0.359 | 0 | 0 | 0 | 0 | 0.359 | 0 | 0 | 0 | 0 | 0 | 0 | 0.359 | 0 | 0 | 0 | 0 | 0.359 | 0 | 0 | 0 | 0 | 0 | 0 | 0.359 | 0 | 0 | 0 | 0 | 0.359 |  |  | C3 | 1.2835 | 1.9111 | 3.3789 | 5.4722 | 12.8357 | C3 | 512.085 | 512.085 | 512.085 | 512.085 | 512.085 | C3 | 657.2848 | 978.6271 | 1730.3014 | 2802.2443 | 6572.9601 | C3 | 235.9652 | 0 | 0 | 0 | 0 | 235.9652 |  | 235.9652 | 0 | 0 | 0 | 0 | 235.9652 |  | 235.9652 | 0 | 0 | 0 | 0 | 235.9652 |  | 235.9652 | 0 | 0 | 0 | 0 | 235.9652 |  | 235.9652 | 0 | 0 | 0 | 0 | 235.9652 |  | 235.9652 | 0 | 0 | 0 | 0 | 235.9652
|  |  | 0 | 0 | C4 | 0 | 0 | 0 | 0 | 0 | 0 | 0 | 0 | 0 | 0 | 0 | 0 | 0 | 0 | 0 | 0 | 0 | 0 | 0 | 0 | 0 | 0 | 0 | 0 | 0 | 0 | 0 | 0 | 0 | 0 | 0 | 0 | 0 | 0 | 0 | 0 |  |  | C4 | 1.2835 | 1.9111 | 3.3789 | 5.4722 | 12.8357 | C4 | 853.475 | 853.475 | 853.475 | 853.475 | 853.475 | C4 | 1095.4747 | 1631.0451 | 2883.8357 | 4670.4072 | 10954.9336 | C4 | 0 | 0 | 0 | 0 | 0 | 0 |  | 0 | 0 | 0 | 0 | 0 | 0 |  | 0 | 0 | 0 | 0 | 0 | 0 |  | 0 | 0 | 0 | 0 | 0 | 0 |  | 0 | 0 | 0 | 0 | 0 | 0 |  | 0 | 0 | 0 | 0 | 0 | 0
|  |  | 126.256 | 126.256 |  | 25.573 | 4.451 | 83.412 | 4.06 | 8.76 |  | 25.573 | 4.451 | 83.412 | 4.06 | 8.76 |  | 0 | 0 | 0 | 0 | 0 |  | 25.051 | 2.83 | 83.599 | 6.016 | 8.76 |  | 0 | 0 | 0 | 0 | 0 |  | 24.227 | 0.874 | 20.882 | 75.131 | 10.716 | [22 empty] | 11284.4846 | 2903.9127 | 96218.601 | 7584.7413 | 38386.0872 | 156377.8269 |  | 11284.4846 | 2903.9127 | 96218.601 | 7584.7413 | 38386.0872 | 156377.8269 |  | 11055.7495 | 1846.3431 | 96434.3119 | 11238.8679 | 38386.0872 | 158961.3596 |  | 11055.7495 | 1846.3431 | 96434.3119 | 11238.8679 | 38386.0872 | 158961.3596 |  | 10694.6811 | 570.2134 | 24088.1027 | 140356.9457 | 46957.2273 | 222667.1701 |  | 10694.6811 | 570.2134 | 24088.1027 | 140356.9457 | 46957.2273 | 222667.1701
| EHV UG Cable (Oil) |  | 79.013 | 79.013 | C1 | 37.905 | 11.469 | 13.21 | 2.45 | 13.979 | 79.013 | 37.905 | 11.469 | 13.21 | 2.45 | 13.979 | 79.013 | 0 | 0 | 0 | 0 | 0 | 0 | 37.492 | 9.313 | 15.754 | 0.395 | 16.059 | 79.013 | 0 | 0 | 0 | 0 | 0 | 0 | 37.459 | 0.48 | 17.193 | 7.452 | 16.429 | 79.013 |  |  | C1 | 0.59691 | 0.88874 | 1.5714 | 2.5449 | 5.9692 | C1 | 5206.558 | 5206.558 | 5206.558 | 5206.558 | 5206.558 | C1 | 3107.8644 | 4627.2791 | 8181.4492 | 13249.9571 | 31079.1744 | C1 | 117803.6017 | 53070.264 | 108076.9437 | 32462.395 | 434455.7792 | 745868.9836 |  | 117803.6017 | 53070.264 | 108076.9437 | 32462.395 | 434455.7792 | 745868.9836 |  | 116520.0537 | 43093.8502 | 128890.5504 | 5233.7331 | 499100.462 | 792838.6494 |  | 116520.0537 | 43093.8502 | 128890.5504 | 5233.7331 | 499100.462 | 792838.6494 |  | 116417.4942 | 2221.094 | 140663.6558 | 98738.6806 | 510599.7565 | 868640.6811 |  | 116417.4942 | 2221.094 | 140663.6558 | 98738.6806 | 510599.7565 | 868640.6811
|  |  | 148.772 | 148.772 | C2 | 83.326 | 24.52 | 27.653 | 2.85 | 10.423 | 148.772 | 83.326 | 24.52 | 27.653 | 2.85 | 10.423 | 148.772 | 0 | 0 | 0 | 0 | 0 | 0 | 77.613 | 19.324 | 37.783 | 1.099 | 12.953 | 148.772 | 0 | 0 | 0 | 0 | 0 | 0 | 76.554 | 6.817 | 30.401 | 21.727 | 13.273 | 148.772 |  |  | C2 | 0.59691 | 0.88874 | 1.5714 | 2.5449 | 5.9692 | C2 | 7437.94 | 7437.94 | 7437.94 | 7437.94 | 7437.94 | C2 | 4439.8063 | 6610.3987 | 11687.7845 | 18928.5102 | 44398.8206 | C2 | 369951.3037 | 162086.9764 | 323202.3061 | 53946.2541 | 462768.9071 | 1371955.7473 |  | 369951.3037 | 162086.9764 | 323202.3061 | 53946.2541 | 462768.9071 | 1371955.7473 |  | 344586.6901 | 127739.3447 | 441599.5635 | 20802.4327 | 575097.9232 | 1509825.9542 |  | 344586.6901 | 127739.3447 | 441599.5635 | 20802.4327 | 575097.9232 | 1509825.9542 |  | 339884.9351 | 45063.088 | 355320.338 | 411259.7411 | 589305.5458 | 1740833.648 |  | 339884.9351 | 45063.088 | 355320.338 | 411259.7411 | 589305.5458 | 1740833.648
|  |  | 77.719 | 77.719 | C3 | 47.297 | 10.829 | 14.136 | 3.12 | 2.337 | 77.719 | 47.297 | 10.829 | 14.136 | 3.12 | 2.337 | 77.719 | 0 | 0 | 0 | 0 | 0 | 0 | 45.076 | 6.304 | 20.793 | 0.751 | 4.795 | 77.719 | 0 | 0 | 0 | 0 | 0 | 0 | 39.674 | 7.623 | 8.513 | 16.452 | 5.457 | 77.719 |  |  | C3 | 0.59691 | 0.88874 | 1.5714 | 2.5449 | 5.9692 | C3 | 11156.91 | 11156.91 | 11156.91 | 11156.91 | 11156.91 | C3 | 6659.7095 | 9915.5981 | 17531.6768 | 28392.7653 | 66598.2309 | C3 | 314984.2812 | 107376.0115 | 247827.7835 | 88585.4277 | 155640.0656 | 914413.5695 |  | 314984.2812 | 107376.0115 | 247827.7835 | 88585.4277 | 155640.0656 | 914413.5695 |  | 300193.0664 | 62507.9302 | 364536.1561 | 21322.9667 | 319338.5171 | 1067898.6366 |  | 300193.0664 | 62507.9302 | 364536.1561 | 21322.9667 | 319338.5171 | 1067898.6366 |  | 264217.3156 | 75586.6041 | 149247.1648 | 467117.7747 | 363426.546 | 1319595.405 |  | 264217.3156 | 75586.6041 | 149247.1648 | 467117.7747 | 363426.546 | 1319595.405
|  |  | 0 | 0 | C4 | 0 | 0 | 0 | 0 | 0 | 0 | 0 | 0 | 0 | 0 | 0 | 0 | 0 | 0 | 0 | 0 | 0 | 0 | 0 | 0 | 0 | 0 | 0 | 0 | 0 | 0 | 0 | 0 | 0 | 0 | 0 | 0 | 0 | 0 | 0 | 0 |  |  | C4 | 0.59691 | 0.88874 | 1.5714 | 2.5449 | 5.9692 | C4 | 18594.85 | 18594.85 | 18594.85 | 18594.85 | 18594.85 | C4 | 11099.5159 | 16525.9968 | 29219.4614 | 47321.2755 | 110997.0515 | C4 | 0 | 0 | 0 | 0 | 0 | 0 |  | 0 | 0 | 0 | 0 | 0 | 0 |  | 0 | 0 | 0 | 0 | 0 | 0 |  | 0 | 0 | 0 | 0 | 0 | 0 |  | 0 | 0 | 0 | 0 | 0 | 0 |  | 0 | 0 | 0 | 0 | 0 | 0
|  |  | 305.504 | 305.504 |  | 168.528 | 46.818 | 54.999 | 8.42 | 26.739 |  | 168.528 | 46.818 | 54.999 | 8.42 | 26.739 |  | 0 | 0 | 0 | 0 | 0 |  | 160.181 | 34.941 | 74.33 | 2.245 | 33.807 |  | 0 | 0 | 0 | 0 | 0 |  | 153.687 | 14.92 | 56.107 | 45.631 | 35.159 | [22 empty] | 802739.1867 | 322533.2518 | 679107.0333 | 174994.0768 | 1052864.7519 | 3032238.3004 |  | 802739.1867 | 322533.2518 | 679107.0333 | 174994.0768 | 1052864.7519 | 3032238.3004 |  | 761299.8102 | 233341.1251 | 935026.2701 | 47359.1325 | 1393536.9023 | 3370563.2402 |  | 761299.8102 | 233341.1251 | 935026.2701 | 47359.1325 | 1393536.9023 | 3370563.2402 |  | 720519.7449 | 122870.786 | 645231.1586 | 977116.1963 | 1463331.8483 | 3929069.7341 |  | 720519.7449 | 122870.786 | 645231.1586 | 977116.1963 | 1463331.8483 | 3929069.7341
| EHV UG Cable (Non Pressurised) |  | 0 | 0 | C1 | 0 | 0 | 0 | 0 | 0 | 0 | 0 | 0 | 0 | 0 | 0 | 0 | 0 | 0 | 0 | 0 | 0 | 0 | 0 | 0 | 0 | 0 | 0 | 0 | 0 | 0 | 0 | 0 | 0 | 0 | 0 | 0 | 0 | 0 | 0 | 0 |  |  | C1 | 0.018753 | 0.027922 | 0.049368 | 0.079952 | 0.18754 | C1 | 22702.512 | 22702.512 | 22702.512 | 22702.512 | 22702.512 | C1 | 425.7469 | 633.8918 | 1120.7783 | 1815.1141 | 4257.542 | C1 | 0 | 0 | 0 | 0 | 0 | 0 |  | 0 | 0 | 0 | 0 | 0 | 0 |  | 0 | 0 | 0 | 0 | 0 | 0 |  | 0 | 0 | 0 | 0 | 0 | 0 |  | 0 | 0 | 0 | 0 | 0 | 0 |  | 0 | 0 | 0 | 0 | 0 | 0
|  |  | 984.776 | 984.776 | C2 | 832.051 | 147.686 | 4.589 | 0 | 0.45 | 984.776 | 832.051 | 147.686 | 4.589 | 0 | 0.45 | 984.776 | 0 | 0 | 0 | 0 | 0 | 0 | 826.4 | 7.65 | 149.271 | 1.005 | 0.45 | 984.776 | 0 | 0 | 0 | 0 | 0 | 0 | 806.812 | 26.187 | 146.769 | 3.887 | 1.121 | 984.776 |  |  | C2 | 0.018753 | 0.027922 | 0.049368 | 0.079952 | 0.18754 | C2 | 32432.16 | 32432.16 | 32432.16 | 32432.16 | 32432.16 | C2 | 608.2099 | 905.5598 | 1601.1118 | 2593.0202 | 6082.2029 | C2 | 506061.6676 | 133738.5009 | 7347.5022 | 0 | 2736.9913 | 649884.6619 |  | 506061.6676 | 133738.5009 | 7347.5022 | 0 | 2736.9913 | 649884.6619 |  | 502624.6734 | 6927.5323 | 238999.5631 | 2605.9853 | 2736.9913 | 753894.7454 |  | 502624.6734 | 6927.5323 | 238999.5631 | 2605.9853 | 2736.9913 | 753894.7454 |  | 490711.0576 | 23713.8938 | 234993.5813 | 10079.0695 | 6818.1494 | 766315.7517 |  | 490711.0576 | 23713.8938 | 234993.5813 | 10079.0695 | 6818.1494 | 766315.7517
|  |  | 124.103 | 124.103 | C3 | 117.553 | 6.519 | 0.031 | 0 | 0 | 124.103 | 117.553 | 6.519 | 0.031 | 0 | 0 | 124.103 | 0 | 0 | 0 | 0 | 0 | 0 | 117.553 | 0 | 6.519 | 0.031 | 0 | 124.103 | 0 | 0 | 0 | 0 | 0 | 0 | 115.304 | 2.249 | 6.519 | 0 | 0.031 | 124.103 |  |  | C3 | 0.018753 | 0.027922 | 0.049368 | 0.079952 | 0.18754 | C3 | 48648.24 | 48648.24 | 48648.24 | 48648.24 | 48648.24 | C3 | 912.3149 | 1358.3397 | 2401.6677 | 3889.5303 | 9123.3043 | C3 | 107245.3501 | 8855.0163 | 74.4517 | 0 | 0 | 116174.8181 |  | 107245.3501 | 8855.0163 | 74.4517 | 0 | 0 | 116174.8181 |  | 107245.3501 | 0 | 15656.472 | 120.5754 | 0 | 123022.3975 |  | 107245.3501 | 0 | 15656.472 | 120.5754 | 0 | 123022.3975 |  | 105193.554 | 3054.9059 | 15656.472 | 0 | 282.8224 | 124187.7543 |  | 105193.554 | 3054.9059 | 15656.472 | 0 | 282.8224 | 124187.7543
|  |  | 1.021 | 1.021 | C4 | 1.021 | 0 | 0 | 0 | 0 | 1.021 | 1.021 | 0 | 0 | 0 | 0 | 1.021 | 0 | 0 | 0 | 0 | 0 | 0 | 1.021 | 0 | 0 | 0 | 0 | 1.021 | 0 | 0 | 0 | 0 | 0 | 0 | 1.021 | 0 | 0 | 0 | 0 | 1.021 |  |  | C4 | 0.018753 | 0.027922 | 0.049368 | 0.079952 | 0.18754 | C4 | 81080.4 | 81080.4 | 81080.4 | 81080.4 | 81080.4 | C4 | 1520.5248 | 2263.8994 | 4002.7796 | 6482.5505 | 15205.5072 | C4 | 1552.4558 | 0 | 0 | 0 | 0 | 1552.4558 |  | 1552.4558 | 0 | 0 | 0 | 0 | 1552.4558 |  | 1552.4558 | 0 | 0 | 0 | 0 | 1552.4558 |  | 1552.4558 | 0 | 0 | 0 | 0 | 1552.4558 |  | 1552.4558 | 0 | 0 | 0 | 0 | 1552.4558 |  | 1552.4558 | 0 | 0 | 0 | 0 | 1552.4558
|  |  | 1109.9 | 1109.9 |  | 950.625 | 154.205 | 4.62 | 0 | 0.45 |  | 950.625 | 154.205 | 4.62 | 0 | 0.45 |  | 0 | 0 | 0 | 0 | 0 |  | 944.974 | 7.65 | 155.79 | 1.036 | 0.45 |  | 0 | 0 | 0 | 0 | 0 |  | 923.137 | 28.436 | 153.288 | 3.887 | 1.152 | [22 empty] | 614859.4735 | 142593.5171 | 7421.9539 | 0 | 2736.9913 | 767611.9358 |  | 614859.4735 | 142593.5171 | 7421.9539 | 0 | 2736.9913 | 767611.9358 |  | 611422.4793 | 6927.5323 | 254656.0351 | 2726.5607 | 2736.9913 | 878469.5987 |  | 611422.4793 | 6927.5323 | 254656.0351 | 2726.5607 | 2736.9913 | 878469.5987 |  | 597457.0674 | 26768.7997 | 250650.0533 | 10079.0695 | 7100.9718 | 892055.9618 |  | 597457.0674 | 26768.7997 | 250650.0533 | 10079.0695 | 7100.9718 | 892055.9618
| EHV OHL Support - Towers |  | 67 | 67 | C1 | 0 | 20 | 38 | 0 | 9 | 67 | 0 | 20 | 38 | 0 | 9 | 67 | 0 | 0 | 0 | 0 | 0 | 0 | 0 | 0 | 58 | 0 | 9 | 67 | 0 | 0 | 0 | 0 | 0 | 0 | 0 | 0 | 57 | 1 | 9 | 67 |  |  | C1 | 0.015533 | 0.023127 | 0.04089 | 0.066222 | 0.15533 | C1 | 7236.516 | 7236.516 | 7236.516 | 7236.516 | 7236.516 | C1 | 112.403 | 167.356 | 295.9007 | 479.2147 | 1124.0488 | C1 | 0 | 3347.1207 | 11244.2249 | 0 | 10116.4391 | 24707.7847 |  | 0 | 3347.1207 | 11244.2249 | 0 | 10116.4391 | 24707.7847 |  | 0 | 0 | 17162.238 | 0 | 10116.4391 | 27278.6771 |  | 0 | 0 | 17162.238 | 0 | 10116.4391 | 27278.6771 |  | 0 | 0 | 16866.3373 | 479.2147 | 10116.4391 | 27461.9912 |  | 0 | 0 | 16866.3373 | 479.2147 | 10116.4391 | 27461.9912
|  |  | 87 | 87 | C2 | 1 | 8 | 69 | 7 | 2 | 87 | 1 | 8 | 69 | 7 | 2 | 87 | 0 | 0 | 0 | 0 | 0 | 0 | 0 | 1 | 77 | 0 | 9 | 87 | 0 | 0 | 0 | 0 | 0 | 0 | 0 | 0 | 72 | 6 | 9 | 87 |  |  | C2 | 0.015533 | 0.023127 | 0.04089 | 0.066222 | 0.15533 | C2 | 10337.88 | 10337.88 | 10337.88 | 10337.88 | 10337.88 | C2 | 160.5757 | 239.0801 | 422.7152 | 684.5925 | 1605.784 | C2 | 160.5757 | 1912.6404 | 29167.3503 | 4792.1473 | 3211.568 | 39244.2817 |  | 160.5757 | 1912.6404 | 29167.3503 | 4792.1473 | 3211.568 | 39244.2817 |  | 0 | 239.0801 | 32549.072 | 0 | 14452.0559 | 47240.208 |  | 0 | 239.0801 | 32549.072 | 0 | 14452.0559 | 47240.208 |  | 0 | 0 | 30435.4959 | 4107.5549 | 14452.0559 | 48995.1067 |  | 0 | 0 | 30435.4959 | 4107.5549 | 14452.0559 | 48995.1067
|  |  | 24 | 24 | C3 | 8 | 4 | 12 | 0 | 0 | 24 | 8 | 4 | 12 | 0 | 0 | 24 | 0 | 0 | 0 | 0 | 0 | 0 | 8 | 0 | 16 | 0 | 0 | 24 | 0 | 0 | 0 | 0 | 0 | 0 | 7 | 0 | 12 | 5 | 0 | 24 |  |  | C3 | 0.015533 | 0.023127 | 0.04089 | 0.066222 | 0.15533 | C3 | 15506.82 | 15506.82 | 15506.82 | 15506.82 | 15506.82 | C3 | 240.8635 | 358.6201 | 634.0728 | 1026.8887 | 2408.676 | C3 | 1926.9079 | 1434.4803 | 7608.874 | 0 | 0 | 10970.2622 |  | 1926.9079 | 1434.4803 | 7608.874 | 0 | 0 | 10970.2622 |  | 1926.9079 | 0 | 10145.1653 | 0 | 0 | 12072.0732 |  | 1926.9079 | 0 | 10145.1653 | 0 | 0 | 12072.0732 |  | 1686.0444 | 0 | 7608.874 | 5134.4436 | 0 | 14429.362 |  | 1686.0444 | 0 | 7608.874 | 5134.4436 | 0 | 14429.362
|  |  | 0 | 0 | C4 | 0 | 0 | 0 | 0 | 0 | 0 | 0 | 0 | 0 | 0 | 0 | 0 | 0 | 0 | 0 | 0 | 0 | 0 | 0 | 0 | 0 | 0 | 0 | 0 | 0 | 0 | 0 | 0 | 0 | 0 | 0 | 0 | 0 | 0 | 0 | 0 |  |  | C4 | 0.015533 | 0.023127 | 0.04089 | 0.066222 | 0.15533 | C4 | 25844.7 | 25844.7 | 25844.7 | 25844.7 | 25844.7 | C4 | 401.4392 | 597.7001 | 1056.7881 | 1711.4812 | 4014.46 | C4 | 0 | 0 | 0 | 0 | 0 | 0 |  | 0 | 0 | 0 | 0 | 0 | 0 |  | 0 | 0 | 0 | 0 | 0 | 0 |  | 0 | 0 | 0 | 0 | 0 | 0 |  | 0 | 0 | 0 | 0 | 0 | 0 |  | 0 | 0 | 0 | 0 | 0 | 0
|  |  | 178 | 178 |  | 9 | 32 | 119 | 7 | 11 |  | 9 | 32 | 119 | 7 | 11 |  | 0 | 0 | 0 | 0 | 0 |  | 8 | 1 | 151 | 0 | 18 |  | 0 | 0 | 0 | 0 | 0 |  | 7 | 0 | 141 | 12 | 18 | [22 empty] | 2087.4836 | 6694.2415 | 48020.4491 | 4792.1473 | 13328.0071 | 74922.3286 |  | 2087.4836 | 6694.2415 | 48020.4491 | 4792.1473 | 13328.0071 | 74922.3286 |  | 1926.9079 | 239.0801 | 59856.4753 | 0 | 24568.495 | 86590.9583 |  | 1926.9079 | 239.0801 | 59856.4753 | 0 | 24568.495 | 86590.9583 |  | 1686.0444 | 0 | 54910.7072 | 9721.2132 | 24568.495 | 90886.4598 |  | 1686.0444 | 0 | 54910.7072 | 9721.2132 | 24568.495 | 90886.4598
| EHV OHL Support - Poles |  | 16178 | 16178 | C1 | 9239 | 2710 | 2494 | 1372 | 363 | 16178 | 9239 | 2710 | 2494 | 1372 | 363 | 16178 | 0 | 0 | 0 | 0 | 0 | 0 | 8003 | 3002 | 3063 | 1007 | 1103 | 16178 | 0 | 0 | 0 | 0 | 0 | 0 | 7064 | 2489 | 1810 | 2910 | 1905 | 16178 |  |  | C1 | 0.0081226 | 0.012094 | 0.021383 | 0.03463 | 0.081228 | C1 | 2383.514 | 2383.514 | 2383.514 | 2383.514 | 2383.514 | C1 | 19.3604 | 28.8256 | 50.9662 | 82.5404 | 193.6073 | C1 | 178870.7229 | 78117.298 | 127109.7644 | 113245.4631 | 70279.4455 | 567622.6938 |  | 178870.7229 | 78117.298 | 127109.7644 | 113245.4631 | 70279.4455 | 567622.6938 |  | 154941.2702 | 86534.3648 | 156109.5462 | 83118.208 | 213548.8384 | 694252.2276 |  | 154941.2702 | 86534.3648 | 156109.5462 | 83118.208 | 213548.8384 | 694252.2276 |  | 136761.8559 | 71746.8468 | 92248.8667 | 240192.6367 | 368821.8832 | 909772.0893 |  | 136761.8559 | 71746.8468 | 92248.8667 | 240192.6367 | 368821.8832 | 909772.0893
|  |  | 8981 | 8981 | C2 | 4468 | 1747 | 1508 | 872 | 386 | 8981 | 4468 | 1747 | 1508 | 872 | 386 | 8981 | 0 | 0 | 0 | 0 | 0 | 0 | 4087 | 1514 | 1999 | 472 | 909 | 8981 | 0 | 0 | 0 | 0 | 0 | 0 | 3912 | 600 | 1444 | 1709 | 1316 | 8981 |  |  | C2 | 0.0081226 | 0.012094 | 0.021383 | 0.03463 | 0.081228 | C2 | 3405.02 | 3405.02 | 3405.02 | 3405.02 | 3405.02 | C2 | 27.6577 | 41.1794 | 72.8089 | 117.9149 | 276.5818 | C2 | 123574.6587 | 71940.3899 | 109795.8097 | 102821.7866 | 106760.5901 | 514893.235 |  | 123574.6587 | 71940.3899 | 109795.8097 | 102821.7866 | 106760.5901 | 514893.235 |  | 113037.0703 | 62345.5926 | 145544.9759 | 55655.8294 | 251412.8923 | 627996.3605 |  | 113037.0703 | 62345.5926 | 145544.9759 | 55655.8294 | 251412.8923 | 627996.3605 |  | 108196.9706 | 24707.6325 | 105136.0406 | 201516.5519 | 363981.701 | 803538.8966 |  | 108196.9706 | 24707.6325 | 105136.0406 | 201516.5519 | 363981.701 | 803538.8966
|  |  | 1988 | 1988 | C3 | 961 | 219 | 187 | 184 | 437 | 1988 | 961 | 219 | 187 | 184 | 437 | 1988 | 0 | 0 | 0 | 0 | 0 | 0 | 843 | 290 | 199 | 117 | 539 | 1988 | 0 | 0 | 0 | 0 | 0 | 0 | 747 | 246 | 160 | 196 | 639 | 1988 |  |  | C3 | 0.0081226 | 0.012094 | 0.021383 | 0.03463 | 0.081228 | C3 | 5107.53 | 5107.53 | 5107.53 | 5107.53 | 5107.53 | C3 | 41.4866 | 61.7691 | 109.2133 | 176.8723 | 414.8728 | C3 | 39868.5923 | 13527.4288 | 20422.8943 | 32544.5104 | 181299.3959 | 287662.8218 |  | 39868.5923 | 13527.4288 | 20422.8943 | 32544.5104 | 181299.3959 | 287662.8218 |  | 34973.1772 | 17913.0335 | 21733.4544 | 20694.0637 | 223616.4174 | 318930.1462 |  | 34973.1772 | 17913.0335 | 21733.4544 | 20694.0637 | 223616.4174 | 318930.1462 |  | 30990.4667 | 15195.194 | 17474.1342 | 34666.9785 | 265103.6933 | 363430.4666 |  | 30990.4667 | 15195.194 | 17474.1342 | 34666.9785 | 265103.6933 | 363430.4666
|  |  | 1102 | 1102 | C4 | 585 | 165 | 95 | 102 | 155 | 1102 | 585 | 165 | 95 | 102 | 155 | 1102 | 0 | 0 | 0 | 0 | 0 | 0 | 525 | 171 | 145 | 37 | 224 | 1102 | 0 | 0 | 0 | 0 | 0 | 0 | 489 | 106 | 123 | 124 | 260 | 1102 |  |  | C4 | 0.0081226 | 0.012094 | 0.021383 | 0.03463 | 0.081228 | C4 | 8512.55 | 8512.55 | 8512.55 | 8512.55 | 8512.55 | C4 | 69.1443 | 102.9485 | 182.0222 | 294.7872 | 691.4546 | C4 | 40449.4043 | 16986.4973 | 17292.1119 | 30068.2977 | 107175.4629 | 211971.7741 |  | 40449.4043 | 16986.4973 | 17292.1119 | 30068.2977 | 107175.4629 | 211971.7741 |  | 36300.7474 | 17604.1881 | 26393.2235 | 10907.1276 | 154885.8302 | 246091.1169 |  | 36300.7474 | 17604.1881 | 26393.2235 | 10907.1276 | 154885.8302 | 246091.1169 |  | 33811.5533 | 10912.5377 | 22388.7344 | 36553.6168 | 179778.1958 | 283444.638 |  | 33811.5533 | 10912.5377 | 22388.7344 | 36553.6168 | 179778.1958 | 283444.638
|  |  | 28249 | 28249 |  | 15253 | 4841 | 4284 | 2530 | 1341 |  | 15253 | 4841 | 4284 | 2530 | 1341 |  | 0 | 0 | 0 | 0 | 0 |  | 13458 | 4977 | 5406 | 1633 | 2775 |  | 0 | 0 | 0 | 0 | 0 |  | 12212 | 3441 | 3537 | 4939 | 4120 | [22 empty] | 382763.3781 | 180571.614 | 274620.5804 | 278680.0577 | 465514.8944 | 1582150.5247 |  | 382763.3781 | 180571.614 | 274620.5804 | 278680.0577 | 465514.8944 | 1582150.5247 |  | 339252.2651 | 184397.1791 | 349781.2 | 170375.2287 | 843463.9783 | 1887269.8512 |  | 339252.2651 | 184397.1791 | 349781.2 | 170375.2287 | 843463.9783 | 1887269.8512 |  | 309760.8465 | 122562.2109 | 237247.7759 | 512929.7839 | 1177685.4734 | 2360186.0905 |  | 309760.8465 | 122562.2109 | 237247.7759 | 512929.7839 | 1177685.4734 | 2360186.0905
| EHV OHL Fittings |  | 9 | 9 | C1 | 2 | 0 | 3 | 0 | 4 | 9 | 2 | 0 | 3 | 0 | 4 | 9 | 0 | 0 | 0 | 0 | 0 | 0 | 2 | 0 | 2 | 1 | 4 | 9 | 0 | 0 | 0 | 0 | 0 | 0 | 2 | 0 | 0 | 3 | 4 | 9 |  |  | C1 | 0.002736 | 0.0040737 | 0.0072026 | 0.011665 | 0.027361 | C1 | 1631.112 | 1631.112 | 1631.112 | 1631.112 | 1631.112 | C1 | 4.4628 | 6.6446 | 11.7483 | 19.0265 | 44.6287 | C1 | 8.9256 | 0 | 35.2449 | 0 | 178.5148 | 222.6852 |  | 8.9256 | 0 | 35.2449 | 0 | 178.5148 | 222.6852 |  | 8.9256 | 0 | 23.4966 | 19.0265 | 178.5148 | 229.9635 |  | 8.9256 | 0 | 23.4966 | 19.0265 | 178.5148 | 229.9635 |  | 8.9256 | 0 | 0 | 57.0795 | 178.5148 | 244.5199 |  | 8.9256 | 0 | 0 | 57.0795 | 178.5148 | 244.5199
|  |  | 316 | 316 | C2 | 138 | 3 | 56 | 22 | 97 | 316 | 138 | 3 | 56 | 22 | 97 | 316 | 0 | 0 | 0 | 0 | 0 | 0 | 138 | 3 | 32 | 27 | 116 | 316 | 0 | 0 | 0 | 0 | 0 | 0 | 138 | 3 | 1 | 53 | 121 | 316 |  |  | C2 | 0.002736 | 0.0040737 | 0.0072026 | 0.011665 | 0.027361 | C2 | 2330.16 | 2330.16 | 2330.16 | 2330.16 | 2330.16 | C2 | 6.3754 | 9.4923 | 16.7833 | 27.1807 | 63.7553 | C2 | 879.8078 | 28.477 | 939.8638 | 597.9761 | 6184.2615 | 8630.386 |  | 879.8078 | 28.477 | 939.8638 | 597.9761 | 6184.2615 | 8630.386 |  | 879.8078 | 28.477 | 537.065 | 733.8797 | 7395.6117 | 9574.8411 |  | 879.8078 | 28.477 | 537.065 | 733.8797 | 7395.6117 | 9574.8411 |  | 879.8078 | 28.477 | 16.7833 | 1440.5787 | 7714.388 | 10080.0347 |  | 879.8078 | 28.477 | 16.7833 | 1440.5787 | 7714.388 | 10080.0347
|  |  | 31 | 31 | C3 | 9 | 1 | 5 | 2 | 14 | 31 | 9 | 1 | 5 | 2 | 14 | 31 | 0 | 0 | 0 | 0 | 0 | 0 | 9 | 1 | 0 | 5 | 16 | 31 | 0 | 0 | 0 | 0 | 0 | 0 | 9 | 1 | 0 | 4 | 17 | 31 |  |  | C3 | 0.002736 | 0.0040737 | 0.0072026 | 0.011665 | 0.027361 | C3 | 3495.24 | 3495.24 | 3495.24 | 3495.24 | 3495.24 | C3 | 9.5631 | 14.2385 | 25.1749 | 40.7711 | 95.6329 | C3 | 86.0682 | 14.2385 | 125.8746 | 81.5422 | 1338.8607 | 1646.5842 |  | 86.0682 | 14.2385 | 125.8746 | 81.5422 | 1338.8607 | 1646.5842 |  | 86.0682 | 14.2385 | 0 | 203.8555 | 1530.1266 | 1834.2887 |  | 86.0682 | 14.2385 | 0 | 203.8555 | 1530.1266 | 1834.2887 |  | 86.0682 | 14.2385 | 0 | 163.0844 | 1625.7595 | 1889.1505 |  | 86.0682 | 14.2385 | 0 | 163.0844 | 1625.7595 | 1889.1505
|  |  | 0 | 0 | C4 | 0 | 0 | 0 | 0 | 0 | 0 | 0 | 0 | 0 | 0 | 0 | 0 | 0 | 0 | 0 | 0 | 0 | 0 | 0 | 0 | 0 | 0 | 0 | 0 | 0 | 0 | 0 | 0 | 0 | 0 | 0 | 0 | 0 | 0 | 0 | 0 |  |  | C4 | 0.002736 | 0.0040737 | 0.0072026 | 0.011665 | 0.027361 | C4 | 5825.4 | 5825.4 | 5825.4 | 5825.4 | 5825.4 | C4 | 15.9385 | 23.7308 | 41.9582 | 67.9518 | 159.3882 | C4 | 0 | 0 | 0 | 0 | 0 | 0 |  | 0 | 0 | 0 | 0 | 0 | 0 |  | 0 | 0 | 0 | 0 | 0 | 0 |  | 0 | 0 | 0 | 0 | 0 | 0 |  | 0 | 0 | 0 | 0 | 0 | 0 |  | 0 | 0 | 0 | 0 | 0 | 0
|  |  | 356 | 356 |  | 149 | 4 | 64 | 24 | 115 |  | 149 | 4 | 64 | 24 | 115 |  | 0 | 0 | 0 | 0 | 0 |  | 149 | 4 | 34 | 33 | 136 |  | 0 | 0 | 0 | 0 | 0 |  | 149 | 4 | 1 | 60 | 142 | [22 empty] | 974.8015 | 42.7154 | 1100.9833 | 679.5182 | 7701.637 | 10499.6554 |  | 974.8015 | 42.7154 | 1100.9833 | 679.5182 | 7701.637 | 10499.6554 |  | 974.8015 | 42.7154 | 560.5616 | 956.7617 | 9104.253 | 11639.0932 |  | 974.8015 | 42.7154 | 560.5616 | 956.7617 | 9104.253 | 11639.0932 |  | 974.8015 | 42.7154 | 16.7833 | 1660.7426 | 9518.6623 | 12213.7051 |  | 974.8015 | 42.7154 | 16.7833 | 1660.7426 | 9518.6623 | 12213.7051
| EHV OHL (Tower Line) Conductor |  | 12.5 | 12.5 | C1 | 0.9 | 5.4 | 5.4 | 0.8 | 0 | 12.5 | 0.9 | 5.4 | 5.4 | 0.8 | 0 | 12.5 | 0 | 0 | 0 | 0 | 0 | 0 | 0.9 | 5.4 | 5.4 | 0.8 | 0 | 12.5 | 0 | 0 | 0 | 0 | 0 | 0 | 0.9 | 1.5 | 3.9 | 6.2 | 0 | 12.5 |  |  | C1 | 0.00228 | 0.0033947 | 0.0060022 | 0.0097206 | 0.022801 | C1 | 16937.949 | 16937.949 | 16937.949 | 16937.949 | 16937.949 | C1 | 38.6191 | 57.4998 | 101.6648 | 164.6474 | 386.1979 | C1 | 34.7572 | 310.4988 | 548.99 | 131.7179 | 0 | 1025.964 |  | 34.7572 | 310.4988 | 548.99 | 131.7179 | 0 | 1025.964 |  | 34.7572 | 310.4988 | 548.99 | 131.7179 | 0 | 1025.964 |  | 34.7572 | 310.4988 | 548.99 | 131.7179 | 0 | 1025.964 |  | 34.7572 | 86.2497 | 396.4928 | 1020.814 | 0 | 1538.3137 |  | 34.7572 | 86.2497 | 396.4928 | 1020.814 | 0 | 1538.3137
|  |  | 23 | 23 | C2 | 10.5 | 11.7 | 0.5 | 0.3 | 0 | 23 | 10.5 | 11.7 | 0.5 | 0.3 | 0 | 23 | 0 | 0 | 0 | 0 | 0 | 0 | 3.6 | 18.3 | 0.7 | 0.3 | 0 | 22.9 | 0 | 0 | 0 | 0 | 0 | 0 | 3.3 | 12.3 | 6.6 | 0.8 | 0 | 23 |  |  | C2 | 0.00228 | 0.0033947 | 0.0060022 | 0.0097206 | 0.022801 | C2 | 24197.07 | 24197.07 | 24197.07 | 24197.07 | 24197.07 | C2 | 55.1702 | 82.1425 | 145.2355 | 235.2106 | 551.7113 | C2 | 579.287 | 961.0677 | 72.6177 | 70.5632 | 0 | 1683.5356 |  | 579.287 | 961.0677 | 72.6177 | 70.5632 | 0 | 1683.5356 |  | 198.6127 | 1503.2085 | 101.6648 | 70.5632 | 0 | 1874.0492 |  | 198.6127 | 1503.2085 | 101.6648 | 70.5632 | 0 | 1874.0492 |  | 182.0616 | 1010.3532 | 958.554 | 188.1685 | 0 | 2339.1374 |  | 182.0616 | 1010.3532 | 958.554 | 188.1685 | 0 | 2339.1374
|  |  | 9.7 | 9.7 | C3 | 3.7 | 5.1 | 0.9 | 0 | 0 | 9.7 | 3.7 | 5.1 | 0.9 | 0 | 0 | 9.7 | 0 | 0 | 0 | 0 | 0 | 0 | 3.1 | 5.7 | 0.9 | 0 | 0 | 9.7 | 0 | 0 | 0 | 0 | 0 | 0 | 3.1 | 2.4 | 3.3 | 0.9 | 0 | 9.7 |  |  | C3 | 0.00228 | 0.0033947 | 0.0060022 | 0.0097206 | 0.022801 | C3 | 36295.605 | 36295.605 | 36295.605 | 36295.605 | 36295.605 | C3 | 82.7553 | 123.2138 | 217.8532 | 352.8159 | 827.567 | C3 | 306.1946 | 628.3904 | 196.0679 | 0 | 0 | 1130.6529 |  | 306.1946 | 628.3904 | 196.0679 | 0 | 0 | 1130.6529 |  | 256.5414 | 702.3187 | 196.0679 | 0 | 0 | 1154.928 |  | 256.5414 | 702.3187 | 196.0679 | 0 | 0 | 1154.928 |  | 256.5414 | 295.7131 | 718.9155 | 317.5343 | 0 | 1588.7044 |  | 256.5414 | 295.7131 | 718.9155 | 317.5343 | 0 | 1588.7044
|  |  | 0 | 0 | C4 | 0 | 0 | 0 | 0 | 0 | 0 | 0 | 0 | 0 | 0 | 0 | 0 | 0 | 0 | 0 | 0 | 0 | 0 | 0 | 0 | 0 | 0 | 0 | 0 | 0 | 0 | 0 | 0 | 0 | 0 | 0 | 0 | 0 | 0 | 0 | 0 |  |  | C4 | 0.00228 | 0.0033947 | 0.0060022 | 0.0097206 | 0.022801 | C4 | 60492.675 | 60492.675 | 60492.675 | 60492.675 | 60492.675 | C4 | 137.9255 | 205.3563 | 363.0887 | 588.0265 | 1379.2783 | C4 | 0 | 0 | 0 | 0 | 0 | 0 |  | 0 | 0 | 0 | 0 | 0 | 0 |  | 0 | 0 | 0 | 0 | 0 | 0 |  | 0 | 0 | 0 | 0 | 0 | 0 |  | 0 | 0 | 0 | 0 | 0 | 0 |  | 0 | 0 | 0 | 0 | 0 | 0
|  |  | 45.2 | 45.2 |  | 15.1 | 22.2 | 6.8 | 1.1 | 0 |  | 15.1 | 22.2 | 6.8 | 1.1 | 0 |  | 0 | 0 | 0 | 0 | 0 |  | 7.6 | 29.4 | 7 | 1.1 | 0 |  | 0 | 0 | 0 | 0 | 0 |  | 7.3 | 16.2 | 13.8 | 7.9 | 0 | [22 empty] | 920.2388 | 1899.9569 | 817.6756 | 202.2811 | 0 | 3840.1525 |  | 920.2388 | 1899.9569 | 817.6756 | 202.2811 | 0 | 3840.1525 |  | 489.9113 | 2516.026 | 846.7227 | 202.2811 | 0 | 4054.9411 |  | 489.9113 | 2516.026 | 846.7227 | 202.2811 | 0 | 4054.9411 |  | 473.3602 | 1392.316 | 2073.9624 | 1526.5168 | 0 | 5466.1555 |  | 473.3602 | 1392.316 | 2073.9624 | 1526.5168 | 0 | 5466.1555
| [Please insert new asset category as required] |  | 0 | 0 | C1 | 0 | 0 | 0 | 0 | 0 | 0 | 0 | 0 | 0 | 0 | 0 | 0 | 0 | 0 | 0 | 0 | 0 | 0 | 0 | 0 | 0 | 0 | 0 | 0 | 0 | 0 | 0 | 0 | 0 | 0 | 0 | 0 | 0 | 0 | 0 | 0 |  |  | C1 | 0 | 0 | 0 | 0 | 0 | C1 | 0 | 0 | 0 | 0 | 0 | C1 | [5 empty] | C1 | [5 empty] | 0 | [6 empty] | 0 | [6 empty] | 0 | [6 empty] | 0 | [6 empty] | 0 | [6 empty] | 0
|  |  | 0 | 0 | C2 | 0 | 0 | 0 | 0 | 0 | 0 | 0 | 0 | 0 | 0 | 0 | 0 | 0 | 0 | 0 | 0 | 0 | 0 | 0 | 0 | 0 | 0 | 0 | 0 | 0 | 0 | 0 | 0 | 0 | 0 | 0 | 0 | 0 | 0 | 0 | 0 |  |  | C2 | 0 | 0 | 0 | 0 | 0 | C2 | 0 | 0 | 0 | 0 | 0 | C2 | [5 empty] | C2 | [5 empty] | 0 | [6 empty] | 0 | [6 empty] | 0 | [6 empty] | 0 | [6 empty] | 0 | [6 empty] | 0
|  |  | 0 | 0 | C3 | 0 | 0 | 0 | 0 | 0 | 0 | 0 | 0 | 0 | 0 | 0 | 0 | 0 | 0 | 0 | 0 | 0 | 0 | 0 | 0 | 0 | 0 | 0 | 0 | 0 | 0 | 0 | 0 | 0 | 0 | 0 | 0 | 0 | 0 | 0 | 0 |  |  | C3 | 0 | 0 | 0 | 0 | 0 | C3 | 0 | 0 | 0 | 0 | 0 | C3 | [5 empty] | C3 | [5 empty] | 0 | [6 empty] | 0 | [6 empty] | 0 | [6 empty] | 0 | [6 empty] | 0 | [6 empty] | 0
|  |  | 0 | 0 | C4 | 0 | 0 | 0 | 0 | 0 | 0 | 0 | 0 | 0 | 0 | 0 | 0 | 0 | 0 | 0 | 0 | 0 | 0 | 0 | 0 | 0 | 0 | 0 | 0 | 0 | 0 | 0 | 0 | 0 | 0 | 0 | 0 | 0 | 0 | 0 | 0 |  |  | C4 | 0 | 0 | 0 | 0 | 0 | C4 | 0 | 0 | 0 | 0 | 0 | C4 | [5 empty] | C4 | [5 empty] | 0 | [6 empty] | 0 | [6 empty] | 0 | [6 empty] | 0 | [6 empty] | 0 | [6 empty] | 0
|  |  | 0 | 0 |  | 0 | 0 | 0 | 0 | 0 |  | 0 | 0 | 0 | 0 | 0 |  | 0 | 0 | 0 | 0 | 0 |  | 0 | 0 | 0 | 0 | 0 |  | 0 | 0 | 0 | 0 | 0 |  | 0 | 0 | 0 | 0 | 0 | [22 empty] | 0 | 0 | 0 | 0 | 0 | 0 |  | 0 | 0 | 0 | 0 | 0 | 0 |  | 0 | 0 | 0 | 0 | 0 | 0 |  | 0 | 0 | 0 | 0 | 0 | 0 |  | 0 | 0 | 0 | 0 | 0 | 0 |  | 0 | 0 | 0 | 0 | 0 | 0
| [Please insert new asset category as required] |  | 0 | 0 | C1 | 0 | 0 | 0 | 0 | 0 | 0 | 0 | 0 | 0 | 0 | 0 | 0 | 0 | 0 | 0 | 0 | 0 | 0 | 0 | 0 | 0 | 0 | 0 | 0 | 0 | 0 | 0 | 0 | 0 | 0 | 0 | 0 | 0 | 0 | 0 | 0 |  |  | C1 | 0 | 0 | 0 | 0 | 0 | C1 | 0 | 0 | 0 | 0 | 0 | C1 | [5 empty] | C1 | [5 empty] | 0 | [6 empty] | 0 | [6 empty] | 0 | [6 empty] | 0 | [6 empty] | 0 | [6 empty] | 0
|  |  | 0 | 0 | C2 | 0 | 0 | 0 | 0 | 0 | 0 | 0 | 0 | 0 | 0 | 0 | 0 | 0 | 0 | 0 | 0 | 0 | 0 | 0 | 0 | 0 | 0 | 0 | 0 | 0 | 0 | 0 | 0 | 0 | 0 | 0 | 0 | 0 | 0 | 0 | 0 |  |  | C2 | 0 | 0 | 0 | 0 | 0 | C2 | 0 | 0 | 0 | 0 | 0 | C2 | [5 empty] | C2 | [5 empty] | 0 | [6 empty] | 0 | [6 empty] | 0 | [6 empty] | 0 | [6 empty] | 0 | [6 empty] | 0
|  |  | 0 | 0 | C3 | 0 | 0 | 0 | 0 | 0 | 0 | 0 | 0 | 0 | 0 | 0 | 0 | 0 | 0 | 0 | 0 | 0 | 0 | 0 | 0 | 0 | 0 | 0 | 0 | 0 | 0 | 0 | 0 | 0 | 0 | 0 | 0 | 0 | 0 | 0 | 0 |  |  | C3 | 0 | 0 | 0 | 0 | 0 | C3 | 0 | 0 | 0 | 0 | 0 | C3 | [5 empty] | C3 | [5 empty] | 0 | [6 empty] | 0 | [6 empty] | 0 | [6 empty] | 0 | [6 empty] | 0 | [6 empty] | 0
|  |  | 0 | 0 | C4 | 0 | 0 | 0 | 0 | 0 | 0 | 0 | 0 | 0 | 0 | 0 | 0 | 0 | 0 | 0 | 0 | 0 | 0 | 0 | 0 | 0 | 0 | 0 | 0 | 0 | 0 | 0 | 0 | 0 | 0 | 0 | 0 | 0 | 0 | 0 | 0 |  |  | C4 | 0 | 0 | 0 | 0 | 0 | C4 | 0 | 0 | 0 | 0 | 0 | C4 | [5 empty] | C4 | [5 empty] | 0 | [6 empty] | 0 | [6 empty] | 0 | [6 empty] | 0 | [6 empty] | 0 | [6 empty] | 0
|  |  | 0 | 0 |  | 0 | 0 | 0 | 0 | 0 |  | 0 | 0 | 0 | 0 | 0 |  | 0 | 0 | 0 | 0 | 0 |  | 0 | 0 | 0 | 0 | 0 |  | 0 | 0 | 0 | 0 | 0 |  | 0 | 0 | 0 | 0 | 0 | [22 empty] | 0 | 0 | 0 | 0 | 0 | 0 |  | 0 | 0 | 0 | 0 | 0 | 0 |  | 0 | 0 | 0 | 0 | 0 | 0 |  | 0 | 0 | 0 | 0 | 0 | 0 |  | 0 | 0 | 0 | 0 | 0 | 0 |  | 0 | 0 | 0 | 0 | 0 | 0
| [Please insert new asset category as required] |  | 0 | 0 | C1 | 0 | 0 | 0 | 0 | 0 | 0 | 0 | 0 | 0 | 0 | 0 | 0 | 0 | 0 | 0 | 0 | 0 | 0 | 0 | 0 | 0 | 0 | 0 | 0 | 0 | 0 | 0 | 0 | 0 | 0 | 0 | 0 | 0 | 0 | 0 | 0 |  |  | C1 | 0 | 0 | 0 | 0 | 0 | C1 | 0 | 0 | 0 | 0 | 0 | C1 | [5 empty] | C1 | [5 empty] | 0 | [6 empty] | 0 | [6 empty] | 0 | [6 empty] | 0 | [6 empty] | 0 | [6 empty] | 0
|  |  | 0 | 0 | C2 | 0 | 0 | 0 | 0 | 0 | 0 | 0 | 0 | 0 | 0 | 0 | 0 | 0 | 0 | 0 | 0 | 0 | 0 | 0 | 0 | 0 | 0 | 0 | 0 | 0 | 0 | 0 | 0 | 0 | 0 | 0 | 0 | 0 | 0 | 0 | 0 |  |  | C2 | 0 | 0 | 0 | 0 | 0 | C2 | 0 | 0 | 0 | 0 | 0 | C2 | [5 empty] | C2 | [5 empty] | 0 | [6 empty] | 0 | [6 empty] | 0 | [6 empty] | 0 | [6 empty] | 0 | [6 empty] | 0
|  |  | 0 | 0 | C3 | 0 | 0 | 0 | 0 | 0 | 0 | 0 | 0 | 0 | 0 | 0 | 0 | 0 | 0 | 0 | 0 | 0 | 0 | 0 | 0 | 0 | 0 | 0 | 0 | 0 | 0 | 0 | 0 | 0 | 0 | 0 | 0 | 0 | 0 | 0 | 0 |  |  | C3 | 0 | 0 | 0 | 0 | 0 | C3 | 0 | 0 | 0 | 0 | 0 | C3 | [5 empty] | C3 | [5 empty] | 0 | [6 empty] | 0 | [6 empty] | 0 | [6 empty] | 0 | [6 empty] | 0 | [6 empty] | 0
|  |  | 0 | 0 | C4 | 0 | 0 | 0 | 0 | 0 | 0 | 0 | 0 | 0 | 0 | 0 | 0 | 0 | 0 | 0 | 0 | 0 | 0 | 0 | 0 | 0 | 0 | 0 | 0 | 0 | 0 | 0 | 0 | 0 | 0 | 0 | 0 | 0 | 0 | 0 | 0 |  |  | C4 | 0 | 0 | 0 | 0 | 0 | C4 | 0 | 0 | 0 | 0 | 0 | C4 | [5 empty] | C4 | [5 empty] | 0 | [6 empty] | 0 | [6 empty] | 0 | [6 empty] | 0 | [6 empty] | 0 | [6 empty] | 0
|  |  | 0 | 0 |  | 0 | 0 | 0 | 0 | 0 |  | 0 | 0 | 0 | 0 | 0 |  | 0 | 0 | 0 | 0 | 0 |  | 0 | 0 | 0 | 0 | 0 |  | 0 | 0 | 0 | 0 | 0 |  | 0 | 0 | 0 | 0 | 0 | [22 empty] | 0 | 0 | 0 | 0 | 0 | 0 |  | 0 | 0 | 0 | 0 | 0 | 0 |  | 0 | 0 | 0 | 0 | 0 | 0 |  | 0 | 0 | 0 | 0 | 0 | 0 |  | 0 | 0 | 0 | 0 | 0 | 0 |  | 0 | 0 | 0 | 0 | 0 | 0
| [Please insert new asset category as required] |  | 0 | 0 | C1 | 0 | 0 | 0 | 0 | 0 | 0 | 0 | 0 | 0 | 0 | 0 | 0 | 0 | 0 | 0 | 0 | 0 | 0 | 0 | 0 | 0 | 0 | 0 | 0 | 0 | 0 | 0 | 0 | 0 | 0 | 0 | 0 | 0 | 0 | 0 | 0 |  |  | C1 | 0 | 0 | 0 | 0 | 0 | C1 | 0 | 0 | 0 | 0 | 0 | C1 | [5 empty] | C1 | [5 empty] | 0 | [6 empty] | 0 | [6 empty] | 0 | [6 empty] | 0 | [6 empty] | 0 | [6 empty] | 0
|  |  | 0 | 0 | C2 | 0 | 0 | 0 | 0 | 0 | 0 | 0 | 0 | 0 | 0 | 0 | 0 | 0 | 0 | 0 | 0 | 0 | 0 | 0 | 0 | 0 | 0 | 0 | 0 | 0 | 0 | 0 | 0 | 0 | 0 | 0 | 0 | 0 | 0 | 0 | 0 |  |  | C2 | 0 | 0 | 0 | 0 | 0 | C2 | 0 | 0 | 0 | 0 | 0 | C2 | [5 empty] | C2 | [5 empty] | 0 | [6 empty] | 0 | [6 empty] | 0 | [6 empty] | 0 | [6 empty] | 0 | [6 empty] | 0
|  |  | 0 | 0 | C3 | 0 | 0 | 0 | 0 | 0 | 0 | 0 | 0 | 0 | 0 | 0 | 0 | 0 | 0 | 0 | 0 | 0 | 0 | 0 | 0 | 0 | 0 | 0 | 0 | 0 | 0 | 0 | 0 | 0 | 0 | 0 | 0 | 0 | 0 | 0 | 0 |  |  | C3 | 0 | 0 | 0 | 0 | 0 | C3 | 0 | 0 | 0 | 0 | 0 | C3 | [5 empty] | C3 | [5 empty] | 0 | [6 empty] | 0 | [6 empty] | 0 | [6 empty] | 0 | [6 empty] | 0 | [6 empty] | 0
|  |  | 0 | 0 | C4 | 0 | 0 | 0 | 0 | 0 | 0 | 0 | 0 | 0 | 0 | 0 | 0 | 0 | 0 | 0 | 0 | 0 | 0 | 0 | 0 | 0 | 0 | 0 | 0 | 0 | 0 | 0 | 0 | 0 | 0 | 0 | 0 | 0 | 0 | 0 | 0 |  |  | C4 | 0 | 0 | 0 | 0 | 0 | C4 | 0 | 0 | 0 | 0 | 0 | C4 | [5 empty] | C4 | [5 empty] | 0 | [6 empty] | 0 | [6 empty] | 0 | [6 empty] | 0 | [6 empty] | 0 | [6 empty] | 0
|  |  | 0 | 0 |  | 0 | 0 | 0 | 0 | 0 |  | 0 | 0 | 0 | 0 | 0 |  | 0 | 0 | 0 | 0 | 0 |  | 0 | 0 | 0 | 0 | 0 |  | 0 | 0 | 0 | 0 | 0 |  | 0 | 0 | 0 | 0 | 0 | [22 empty] | 0 | 0 | 0 | 0 | 0 | 0 |  | 0 | 0 | 0 | 0 | 0 | 0 |  | 0 | 0 | 0 | 0 | 0 | 0 |  | 0 | 0 | 0 | 0 | 0 | 0 |  | 0 | 0 | 0 | 0 | 0 | 0 |  | 0 | 0 | 0 | 0 | 0 | 0
[63 empty] | 3269774.0312 | 1137608.2502 | 1367922.0605 | 819709.5554 | 2168977.2871 | 8763991.1845 |  | 3269774.0312 | 1137608.2502 | 1367922.0605 | 819709.5554 | 2168977.2871 | 8763991.1845 |  | 3022155.7689 | 1011945.0514 | 2044965.8958 | 686721.2514 | 3322294.7562 | 10088082.7237 |  | 3022155.7689 | 1011945.0514 | 2044965.8958 | 686721.2514 | 3322294.7562 | 10088082.7237 |  | 2749774.2448 | 873918.5528 | 1784992.4529 | 2248515.052 | 4321911.7219 | 11979112.0244 |  | 2749774.2448 | 873918.5528 | 1784992.4529 | 2248515.052 | 4321911.7219 | 11979112.0244
| 132kV Network | [66 empty] | 0 | [6 empty] | 0 | [6 empty] | 0 | [6 empty] | 0 | [6 empty] | 0 | [6 empty] | 0
| 132kV CBs |  | 87 | 87 | C1 | 58 | 15 | 3 | 0 | 11 | 87 | 58 | 15 | 3 | 0 | 11 | 87 | 0 | 0 | 0 | 0 | 0 | 0 | 53 | 15 | 6 | 2 | 11 | 87 | 0 | 0 | 0 | 0 | 0 | 0 | 53 | 6 | 9 | 6 | 13 | 87 |  |  | C1 | 0.012284 | 0.018289 | 0.032337 | 0.05237 | 0.12284 | C1 | 134316.679 | 134316.679 | 134316.679 | 134316.679 | 134316.679 | C1 | 1649.905 | 2456.5328 | 4343.3729 | 7034.1455 | 16499.3315 | C1 | 95694.491 | 36847.9923 | 13030.1186 | 0 | 181492.6469 | 327065.2487 |  | 95694.491 | 36847.9923 | 13030.1186 | 0 | 181492.6469 | 327065.2487 |  | 87444.9659 | 36847.9923 | 26060.2371 | 14068.291 | 181492.6469 | 345914.1333 |  | 87444.9659 | 36847.9923 | 26060.2371 | 14068.291 | 181492.6469 | 345914.1333 |  | 87444.9659 | 14739.1969 | 39090.3557 | 42204.8731 | 214491.31 | 397970.7016 |  | 87444.9659 | 14739.1969 | 39090.3557 | 42204.8731 | 214491.31 | 397970.7016
|  |  | 80 | 80 | C2 | 61 | 19 | 0 | 0 | 0 | 80 | 61 | 19 | 0 | 0 | 0 | 80 | 0 | 0 | 0 | 0 | 0 | 0 | 61 | 3 | 16 | 0 | 0 | 80 | 0 | 0 | 0 | 0 | 0 | 0 | 61 | 0 | 19 | 0 | 0 | 80 |  |  | C2 | 0.012284 | 0.018289 | 0.032337 | 0.05237 | 0.12284 | C2 | 191880.97 | 191880.97 | 191880.97 | 191880.97 | 191880.97 | C2 | 2357.0072 | 3509.3326 | 6204.8184 | 10048.7793 | 23570.4736 | C2 | 143777.4373 | 66677.3194 | 0 | 0 | 0 | 210454.7566 |  | 143777.4373 | 66677.3194 | 0 | 0 | 0 | 210454.7566 |  | 143777.4373 | 10527.9978 | 99277.0938 | 0 | 0 | 253582.5289 |  | 143777.4373 | 10527.9978 | 99277.0938 | 0 | 0 | 253582.5289 |  | 143777.4373 | 0 | 117891.5489 | 0 | 0 | 261668.9862 |  | 143777.4373 | 0 | 117891.5489 | 0 | 0 | 261668.9862
|  |  | 1 | 1 | C3 | 1 | 0 | 0 | 0 | 0 | 1 | 1 | 0 | 0 | 0 | 0 | 1 | 0 | 0 | 0 | 0 | 0 | 0 | 1 | 0 | 0 | 0 | 0 | 1 | 0 | 0 | 0 | 0 | 0 | 0 | 1 | 0 | 0 | 0 | 0 | 1 |  |  | C3 | 0.012284 | 0.018289 | 0.032337 | 0.05237 | 0.12284 | C3 | 287821.455 | 287821.455 | 287821.455 | 287821.455 | 287821.455 | C3 | 3535.5108 | 5263.9989 | 9307.2275 | 15073.169 | 35355.7104 | C3 | 3535.5108 | 0 | 0 | 0 | 0 | 3535.5108 |  | 3535.5108 | 0 | 0 | 0 | 0 | 3535.5108 |  | 3535.5108 | 0 | 0 | 0 | 0 | 3535.5108 |  | 3535.5108 | 0 | 0 | 0 | 0 | 3535.5108 |  | 3535.5108 | 0 | 0 | 0 | 0 | 3535.5108 |  | 3535.5108 | 0 | 0 | 0 | 0 | 3535.5108
|  |  | 32 | 32 | C4 | 32 | 0 | 0 | 0 | 0 | 32 | 32 | 0 | 0 | 0 | 0 | 32 | 0 | 0 | 0 | 0 | 0 | 0 | 32 | 0 | 0 | 0 | 0 | 32 | 0 | 0 | 0 | 0 | 0 | 0 | 32 | 0 | 0 | 0 | 0 | 32 |  |  | C4 | 0.012284 | 0.018289 | 0.032337 | 0.05237 | 0.12284 | C4 | 479702.425 | 479702.425 | 479702.425 | 479702.425 | 479702.425 | C4 | 5892.5179 | 8773.3315 | 15512.0459 | 25121.9483 | 58926.1841 | C4 | 188560.5734 | 0 | 0 | 0 | 0 | 188560.5734 |  | 188560.5734 | 0 | 0 | 0 | 0 | 188560.5734 |  | 188560.5734 | 0 | 0 | 0 | 0 | 188560.5734 |  | 188560.5734 | 0 | 0 | 0 | 0 | 188560.5734 |  | 188560.5734 | 0 | 0 | 0 | 0 | 188560.5734 |  | 188560.5734 | 0 | 0 | 0 | 0 | 188560.5734
|  |  | 200 | 200 |  | 152 | 34 | 3 | 0 | 11 |  | 152 | 34 | 3 | 0 | 11 |  | 0 | 0 | 0 | 0 | 0 |  | 147 | 18 | 22 | 2 | 11 |  | 0 | 0 | 0 | 0 | 0 |  | 147 | 6 | 28 | 6 | 13 | [22 empty] | 431568.0125 | 103525.3116 | 13030.1186 | 0 | 181492.6469 | 729616.0896 |  | 431568.0125 | 103525.3116 | 13030.1186 | 0 | 181492.6469 | 729616.0896 |  | 423318.4874 | 47375.9901 | 125337.3309 | 14068.291 | 181492.6469 | 791592.7463 |  | 423318.4874 | 47375.9901 | 125337.3309 | 14068.291 | 181492.6469 | 791592.7463 |  | 423318.4874 | 14739.1969 | 156981.9046 | 42204.8731 | 214491.31 | 851735.772 |  | 423318.4874 | 14739.1969 | 156981.9046 | 42204.8731 | 214491.31 | 851735.772
| 132kV Transformer |  | 24 | 24 | C1 | 23 | 0 | 1 | 0 | 0 | 24 | 23 | 0 | 1 | 0 | 0 | 24 | 0 | 0 | 0 | 0 | 0 | 0 | 21 | 2 | 1 | 0 | 0 | 24 | 0 | 0 | 0 | 0 | 0 | 0 | 17 | 6 | 0 | 1 | 0 | 24 |  |  | C1 | 0.012939 | 0.019265 | 0.034062 | 0.055165 | 0.12939 | C1 | 326905.313 | 326905.313 | 326905.313 | 326905.313 | 326905.313 | C1 | 4229.8947 | 6297.8627 | 11135.1925 | 18033.5806 | 42299.6687 | C1 | 97287.5789 | 0 | 11135.1925 | 0 | 0 | 108422.7714 |  | 97287.5789 | 0 | 11135.1925 | 0 | 0 | 108422.7714 |  | 88827.7894 | 12595.7254 | 11135.1925 | 0 | 0 | 112558.7073 |  | 88827.7894 | 12595.7254 | 11135.1925 | 0 | 0 | 112558.7073 |  | 71908.2105 | 37787.1761 | 0 | 18033.5806 | 0 | 127728.9672 |  | 71908.2105 | 37787.1761 | 0 | 18033.5806 | 0 | 127728.9672
|  |  | 96 | 96 | C2 | 55 | 20 | 7 | 10 | 4 | 96 | 55 | 20 | 7 | 10 | 4 | 96 | 0 | 0 | 0 | 0 | 0 | 0 | 47 | 23 | 8 | 8 | 10 | 96 | 0 | 0 | 0 | 0 | 0 | 0 | 35 | 26 | 10 | 11 | 14 | 96 |  |  | C2 | 0.012939 | 0.019265 | 0.034062 | 0.055165 | 0.12939 | C2 | 467007.59 | 467007.59 | 467007.59 | 467007.59 | 467007.59 | C2 | 6042.7068 | 8996.9467 | 15907.4179 | 25762.258 | 60428.0981 | C2 | 332348.8721 | 179938.9337 | 111351.925 | 257622.58 | 241712.3924 | 1122974.7032 |  | 332348.8721 | 179938.9337 | 111351.925 | 257622.58 | 241712.3924 | 1122974.7032 |  | 284007.2179 | 206929.7738 | 127259.3428 | 206098.064 | 604280.9811 | 1428575.3797 |  | 284007.2179 | 206929.7738 | 127259.3428 | 206098.064 | 604280.9811 | 1428575.3797 |  | 211494.7368 | 233920.6138 | 159074.1785 | 283384.838 | 845993.3735 | 1733867.7407 |  | 211494.7368 | 233920.6138 | 159074.1785 | 283384.838 | 845993.3735 | 1733867.7407
|  |  | 18 | 18 | C3 | 15 | 1 | 1 | 1 | 0 | 18 | 15 | 1 | 1 | 1 | 0 | 18 | 0 | 0 | 0 | 0 | 0 | 0 | 14 | 2 | 0 | 2 | 0 | 18 | 0 | 0 | 0 | 0 | 0 | 0 | 12 | 3 | 1 | 1 | 1 | 18 |  |  | C3 | 0.012939 | 0.019265 | 0.034062 | 0.055165 | 0.12939 | C3 | 700511.385 | 700511.385 | 700511.385 | 700511.385 | 700511.385 | C3 | 9064.0601 | 13495.42 | 23861.1268 | 38643.387 | 90642.1472 | C3 | 135960.9022 | 13495.42 | 23861.1268 | 38643.387 | 0 | 211960.836 |  | 135960.9022 | 13495.42 | 23861.1268 | 38643.387 | 0 | 211960.836 |  | 126896.8421 | 26990.8401 | 0 | 77286.774 | 0 | 231174.4561 |  | 126896.8421 | 26990.8401 | 0 | 77286.774 | 0 | 231174.4561 |  | 108768.7218 | 40486.2601 | 23861.1268 | 38643.387 | 90642.1472 | 302401.6428 |  | 108768.7218 | 40486.2601 | 23861.1268 | 38643.387 | 90642.1472 | 302401.6428
|  |  | 0 | 0 | C4 | 0 | 0 | 0 | 0 | 0 | 0 | 0 | 0 | 0 | 0 | 0 | 0 | 0 | 0 | 0 | 0 | 0 | 0 | 0 | 0 | 0 | 0 | 0 | 0 | 0 | 0 | 0 | 0 | 0 | 0 | 0 | 0 | 0 | 0 | 0 | 0 |  |  | C4 | 0.012939 | 0.019265 | 0.034062 | 0.055165 | 0.12939 | C4 | 1167518.975 | 1167518.975 | 1167518.975 | 1167518.975 | 1167518.975 | C4 | 15106.7669 | 22492.3667 | 39768.5446 | 64405.645 | 151070.2453 | C4 | 0 | 0 | 0 | 0 | 0 | 0 |  | 0 | 0 | 0 | 0 | 0 | 0 |  | 0 | 0 | 0 | 0 | 0 | 0 |  | 0 | 0 | 0 | 0 | 0 | 0 |  | 0 | 0 | 0 | 0 | 0 | 0 |  | 0 | 0 | 0 | 0 | 0 | 0
|  |  | 138 | 138 |  | 93 | 21 | 9 | 11 | 4 |  | 93 | 21 | 9 | 11 | 4 |  | 0 | 0 | 0 | 0 | 0 |  | 82 | 27 | 9 | 10 | 10 |  | 0 | 0 | 0 | 0 | 0 |  | 64 | 35 | 11 | 13 | 15 | [22 empty] | 565597.3532 | 193434.3537 | 146348.2442 | 296265.967 | 241712.3924 | 1443358.3106 |  | 565597.3532 | 193434.3537 | 146348.2442 | 296265.967 | 241712.3924 | 1443358.3106 |  | 499731.8494 | 246516.3392 | 138394.5353 | 283384.838 | 604280.9811 | 1772308.5431 |  | 499731.8494 | 246516.3392 | 138394.5353 | 283384.838 | 604280.9811 | 1772308.5431 |  | 392171.669 | 312194.05 | 182935.3053 | 340061.8057 | 936635.5207 | 2163998.3507 |  | 392171.669 | 312194.05 | 182935.3053 | 340061.8057 | 936635.5207 | 2163998.3507
| 132kV UG Cable (Gas) |  | 0 | 0 | C1 | 0 | 0 | 0 | 0 | 0 | 0 | 0 | 0 | 0 | 0 | 0 | 0 | 0 | 0 | 0 | 0 | 0 | 0 | 0 | 0 | 0 | 0 | 0 | 0 | 0 | 0 | 0 | 0 | 0 | 0 | 0 | 0 | 0 | 0 | 0 | 0 |  |  | C1 | 1.2835 | 1.9111 | 3.3789 | 5.4722 | 12.8357 | C1 | 590.94 | 590.94 | 590.94 | 590.94 | 590.94 | C1 | 758.4988 | 1129.324 | 1996.7473 | 3233.7566 | 7585.1178 | C1 | 0 | 0 | 0 | 0 | 0 | 0 |  | 0 | 0 | 0 | 0 | 0 | 0 |  | 0 | 0 | 0 | 0 | 0 | 0 |  | 0 | 0 | 0 | 0 | 0 | 0 |  | 0 | 0 | 0 | 0 | 0 | 0 |  | 0 | 0 | 0 | 0 | 0 | 0
|  |  | 2.8 | 2.8 | C2 | 0.03 | 0.153 | 2.617 | 0 | 0 | 2.8 | 0.03 | 0.153 | 2.617 | 0 | 0 | 2.8 | 0 | 0 | 0 | 0 | 0 | 0 | 0.03 | 0.153 | 2.617 | 0 | 0 | 2.8 | 0 | 0 | 0 | 0 | 0 | 0 | 0.03 | 0 | 1.343 | 1.427 | 0 | 2.8 |  |  | C2 | 1.2835 | 1.9111 | 3.3789 | 5.4722 | 12.8357 | C2 | 844.2 | 844.2 | 844.2 | 844.2 | 844.2 | C2 | 1083.5698 | 1613.32 | 2852.4961 | 4619.6523 | 10835.8826 | C2 | 32.5071 | 246.838 | 7464.9822 | 0 | 0 | 7744.3273 |  | 32.5071 | 246.838 | 7464.9822 | 0 | 0 | 7744.3273 |  | 32.5071 | 246.838 | 7464.9822 | 0 | 0 | 7744.3273 |  | 32.5071 | 246.838 | 7464.9822 | 0 | 0 | 7744.3273 |  | 32.5071 | 0 | 3830.9022 | 6592.2439 | 0 | 10455.6532 |  | 32.5071 | 0 | 3830.9022 | 6592.2439 | 0 | 10455.6532
|  |  | 0 | 0 | C3 | 0 | 0 | 0 | 0 | 0 | 0 | 0 | 0 | 0 | 0 | 0 | 0 | 0 | 0 | 0 | 0 | 0 | 0 | 0 | 0 | 0 | 0 | 0 | 0 | 0 | 0 | 0 | 0 | 0 | 0 | 0 | 0 | 0 | 0 | 0 | 0 |  |  | C3 | 1.2835 | 1.9111 | 3.3789 | 5.4722 | 12.8357 | C3 | 1266.3 | 1266.3 | 1266.3 | 1266.3 | 1266.3 | C3 | 1625.3547 | 2419.98 | 4278.7441 | 6929.4785 | 16253.8239 | C3 | 0 | 0 | 0 | 0 | 0 | 0 |  | 0 | 0 | 0 | 0 | 0 | 0 |  | 0 | 0 | 0 | 0 | 0 | 0 |  | 0 | 0 | 0 | 0 | 0 | 0 |  | 0 | 0 | 0 | 0 | 0 | 0 |  | 0 | 0 | 0 | 0 | 0 | 0
|  |  | 0 | 0 | C4 | 0 | 0 | 0 | 0 | 0 | 0 | 0 | 0 | 0 | 0 | 0 | 0 | 0 | 0 | 0 | 0 | 0 | 0 | 0 | 0 | 0 | 0 | 0 | 0 | 0 | 0 | 0 | 0 | 0 | 0 | 0 | 0 | 0 | 0 | 0 | 0 |  |  | C4 | 1.2835 | 1.9111 | 3.3789 | 5.4722 | 12.8357 | C4 | 2110.5 | 2110.5 | 2110.5 | 2110.5 | 2110.5 | C4 | 2708.9245 | 4033.3 | 7131.2402 | 11549.1308 | 27089.7066 | C4 | 0 | 0 | 0 | 0 | 0 | 0 |  | 0 | 0 | 0 | 0 | 0 | 0 |  | 0 | 0 | 0 | 0 | 0 | 0 |  | 0 | 0 | 0 | 0 | 0 | 0 |  | 0 | 0 | 0 | 0 | 0 | 0 |  | 0 | 0 | 0 | 0 | 0 | 0
|  |  | 2.8 | 2.8 |  | 0.03 | 0.153 | 2.617 | 0 | 0 |  | 0.03 | 0.153 | 2.617 | 0 | 0 |  | 0 | 0 | 0 | 0 | 0 |  | 0.03 | 0.153 | 2.617 | 0 | 0 |  | 0 | 0 | 0 | 0 | 0 |  | 0.03 | 0 | 1.343 | 1.427 | 0 | [22 empty] | 32.5071 | 246.838 | 7464.9822 | 0 | 0 | 7744.3273 |  | 32.5071 | 246.838 | 7464.9822 | 0 | 0 | 7744.3273 |  | 32.5071 | 246.838 | 7464.9822 | 0 | 0 | 7744.3273 |  | 32.5071 | 246.838 | 7464.9822 | 0 | 0 | 7744.3273 |  | 32.5071 | 0 | 3830.9022 | 6592.2439 | 0 | 10455.6532 |  | 32.5071 | 0 | 3830.9022 | 6592.2439 | 0 | 10455.6532
| 132kV UG Cable (Oil) |  | 61.1472 | 61.1472 | C1 | 7.4602 | 7.174 | 16.588 | 6.78 | 23.145 | 61.1472 | 7.4602 | 7.174 | 16.588 | 6.78 | 23.145 | 61.1472 | 0 | 0 | 0 | 0 | 0 | 0 | 5.5342 | 5.834 | 19.71 | 0.144 | 29.925 | 61.1472 | 0 | 0 | 0 | 0 | 0 | 0 | 5.5312 | 2.331 | 13.734 | 9.506 | 30.045 | 61.1472 |  |  | C1 | 0.59691 | 0.88874 | 1.5714 | 2.5449 | 5.9692 | C1 | 6073.991 | 6073.991 | 6073.991 | 6073.991 | 6073.991 | C1 | 3625.6469 | 5398.202 | 9544.5107 | 15457.452 | 36257.0869 | C1 | 27047.924 | 38726.7008 | 158324.344 | 104801.5246 | 839170.2756 | 1168070.7691 |  | 27047.924 | 38726.7008 | 158324.344 | 104801.5246 | 839170.2756 | 1168070.7691 |  | 20064.9282 | 31493.1102 | 188122.3065 | 2225.8731 | 1084993.3246 | 1326899.5426 |  | 20064.9282 | 31493.1102 | 188122.3065 | 2225.8731 | 1084993.3246 | 1326899.5426 |  | 20054.0512 | 12583.2088 | 131084.3104 | 146938.5388 | 1089344.175 | 1400004.2842 |  | 20054.0512 | 12583.2088 | 131084.3104 | 146938.5388 | 1089344.175 | 1400004.2842
|  |  | 57.025 | 57.025 | C2 | 6.893 | 4.669 | 8.724 | 0.781 | 35.958 | 57.025 | 6.893 | 4.669 | 8.724 | 0.781 | 35.958 | 57.025 | 0 | 0 | 0 | 0 | 0 | 0 | 6.893 | 2.431 | 10.962 | 0 | 36.739 | 57.025 | 0 | 0 | 0 | 0 | 0 | 0 | 6.893 | 1.405 | 4.934 | 7.054 | 36.739 | 57.025 |  |  | C2 | 0.59691 | 0.88874 | 1.5714 | 2.5449 | 5.9692 | C2 | 8677.13 | 8677.13 | 8677.13 | 8677.13 | 8677.13 | C2 | 5179.4955 | 7711.7171 | 13635.0153 | 22082.0743 | 51795.8384 | C2 | 35702.2626 | 36006.0071 | 118951.8737 | 17246.1 | 1862474.7567 | 2070381.0001 |  | 35702.2626 | 36006.0071 | 118951.8737 | 17246.1 | 1862474.7567 | 2070381.0001 |  | 35702.2626 | 18747.1842 | 149467.038 | 0 | 1902927.3065 | 2106843.7913 |  | 35702.2626 | 18747.1842 | 149467.038 | 0 | 1902927.3065 | 2106843.7913 |  | 35702.2626 | 10834.9625 | 67275.1656 | 155766.9521 | 1902927.3065 | 2172506.6493 |  | 35702.2626 | 10834.9625 | 67275.1656 | 155766.9521 | 1902927.3065 | 2172506.6493
|  |  | 27.807 | 27.807 | C3 | 5.229 | 2.243 | 9.963 | 1.309 | 9.063 | 27.807 | 5.229 | 2.243 | 9.963 | 1.309 | 9.063 | 27.807 | 0 | 0 | 0 | 0 | 0 | 0 | 5.229 | 1.479 | 10.727 | 0 | 10.372 | 27.807 | 0 | 0 | 0 | 0 | 0 | 0 | 5.229 | 1.184 | 3.017 | 8.005 | 10.372 | 27.807 |  |  | C3 | 0.59691 | 0.88874 | 1.5714 | 2.5449 | 5.9692 | C3 | 13015.695 | 13015.695 | 13015.695 | 13015.695 | 13015.695 | C3 | 7769.2433 | 11567.5756 | 20452.523 | 33123.1114 | 77693.7576 | C3 | 40625.3731 | 25946.0721 | 203768.4866 | 43358.1529 | 704138.5249 | 1017836.6096 |  | 40625.3731 | 25946.0721 | 203768.4866 | 43358.1529 | 704138.5249 | 1017836.6096 |  | 40625.3731 | 17108.4443 | 219394.2142 | 0 | 805839.6536 | 1082967.6852 |  | 40625.3731 | 17108.4443 | 219394.2142 | 0 | 805839.6536 | 1082967.6852 |  | 40625.3731 | 13696.0095 | 61705.2619 | 265150.5071 | 805839.6536 | 1187016.8052 |  | 40625.3731 | 13696.0095 | 61705.2619 | 265150.5071 | 805839.6536 | 1187016.8052
|  |  | 0 | 0 | C4 | 0 | 0 | 0 | 0 | 0 | 0 | 0 | 0 | 0 | 0 | 0 | 0 | 0 | 0 | 0 | 0 | 0 | 0 | 0 | 0 | 0 | 0 | 0 | 0 | 0 | 0 | 0 | 0 | 0 | 0 | 0 | 0 | 0 | 0 | 0 | 0 |  |  | C4 | 0.59691 | 0.88874 | 1.5714 | 2.5449 | 5.9692 | C4 | 21692.825 | 21692.825 | 21692.825 | 21692.825 | 21692.825 | C4 | 12948.7388 | 19279.2927 | 34087.5383 | 55205.1857 | 129489.596 | C4 | 0 | 0 | 0 | 0 | 0 | 0 |  | 0 | 0 | 0 | 0 | 0 | 0 |  | 0 | 0 | 0 | 0 | 0 | 0 |  | 0 | 0 | 0 | 0 | 0 | 0 |  | 0 | 0 | 0 | 0 | 0 | 0 |  | 0 | 0 | 0 | 0 | 0 | 0
|  |  | 145.9792 | 145.9792 |  | 19.5822 | 14.086 | 35.275 | 8.87 | 68.166 |  | 19.5822 | 14.086 | 35.275 | 8.87 | 68.166 |  | 0 | 0 | 0 | 0 | 0 |  | 17.6562 | 9.744 | 41.399 | 0.144 | 77.036 |  | 0 | 0 | 0 | 0 | 0 |  | 17.6532 | 4.92 | 21.685 | 24.565 | 77.156 | [22 empty] | 103375.5596 | 100678.78 | 481044.7043 | 165405.7775 | 3405783.5572 | 4256288.3788 |  | 103375.5596 | 100678.78 | 481044.7043 | 165405.7775 | 3405783.5572 | 4256288.3788 |  | 96392.5638 | 67348.7388 | 556983.5587 | 2225.8731 | 3793760.2847 | 4516711.0191 |  | 96392.5638 | 67348.7388 | 556983.5587 | 2225.8731 | 3793760.2847 | 4516711.0191 |  | 96381.6868 | 37114.1808 | 260064.7379 | 567855.998 | 3798111.1351 | 4759527.7386 |  | 96381.6868 | 37114.1808 | 260064.7379 | 567855.998 | 3798111.1351 | 4759527.7386
| 132kV UG Cable (Non Pressurised) |  | 0 | 0 | C1 | 0 | 0 | 0 | 0 | 0 | 0 | 0 | 0 | 0 | 0 | 0 | 0 | 0 | 0 | 0 | 0 | 0 | 0 | 0 | 0 | 0 | 0 | 0 | 0 | 0 | 0 | 0 | 0 | 0 | 0 | 0 | 0 | 0 | 0 | 0 | 0 |  |  | C1 | 0.018753 | 0.027922 | 0.049368 | 0.079952 | 0.18754 | C1 | 73519.761 | 73519.761 | 73519.761 | 73519.761 | 73519.761 | C1 | 1378.7379 | 2052.7938 | 3629.5257 | 5878.0613 | 13787.6139 | C1 | 0 | 0 | 0 | 0 | 0 | 0 |  | 0 | 0 | 0 | 0 | 0 | 0 |  | 0 | 0 | 0 | 0 | 0 | 0 |  | 0 | 0 | 0 | 0 | 0 | 0 |  | 0 | 0 | 0 | 0 | 0 | 0 |  | 0 | 0 | 0 | 0 | 0 | 0
|  |  | 57.252 | 57.252 | C2 | 54.18 | 3.072 | 0 | 0 | 0 | 57.252 | 54.18 | 3.072 | 0 | 0 | 0 | 57.252 | 0 | 0 | 0 | 0 | 0 | 0 | 54.18 | 0 | 3.072 | 0 | 0 | 57.252 | 0 | 0 | 0 | 0 | 0 | 0 | 54.18 | 0 | 3.072 | 0 | 0 | 57.252 |  |  | C2 | 0.018753 | 0.027922 | 0.049368 | 0.079952 | 0.18754 | C2 | 105028.23 | 105028.23 | 105028.23 | 105028.23 | 105028.23 | C2 | 1969.6255 | 2932.5626 | 5185.0367 | 8397.2305 | 19696.5913 | C2 | 106714.312 | 9008.8324 | 0 | 0 | 0 | 115723.1444 |  | 106714.312 | 9008.8324 | 0 | 0 | 0 | 115723.1444 |  | 106714.312 | 0 | 15928.4328 | 0 | 0 | 122642.7448 |  | 106714.312 | 0 | 15928.4328 | 0 | 0 | 122642.7448 |  | 106714.312 | 0 | 15928.4328 | 0 | 0 | 122642.7448 |  | 106714.312 | 0 | 15928.4328 | 0 | 0 | 122642.7448
|  |  | 1.948 | 1.948 | C3 | 0.893 | 1.055 | 0 | 0 | 0 | 1.948 | 0.893 | 1.055 | 0 | 0 | 0 | 1.948 | 0 | 0 | 0 | 0 | 0 | 0 | 0.893 | 0 | 1.055 | 0 | 0 | 1.948 | 0 | 0 | 0 | 0 | 0 | 0 | 0.893 | 0 | 1.055 | 0 | 0 | 1.948 |  |  | C3 | 0.018753 | 0.027922 | 0.049368 | 0.079952 | 0.18754 | C3 | 157542.345 | 157542.345 | 157542.345 | 157542.345 | 157542.345 | C3 | 2954.4383 | 4398.8439 | 7777.5551 | 12595.8457 | 29544.887 | C3 | 2638.3134 | 4640.7804 | 0 | 0 | 0 | 7279.0938 |  | 2638.3134 | 4640.7804 | 0 | 0 | 0 | 7279.0938 |  | 2638.3134 | 0 | 8205.3206 | 0 | 0 | 10843.634 |  | 2638.3134 | 0 | 8205.3206 | 0 | 0 | 10843.634 |  | 2638.3134 | 0 | 8205.3206 | 0 | 0 | 10843.634 |  | 2638.3134 | 0 | 8205.3206 | 0 | 0 | 10843.634
|  |  | 0 | 0 | C4 | 0 | 0 | 0 | 0 | 0 | 0 | 0 | 0 | 0 | 0 | 0 | 0 | 0 | 0 | 0 | 0 | 0 | 0 | 0 | 0 | 0 | 0 | 0 | 0 | 0 | 0 | 0 | 0 | 0 | 0 | 0 | 0 | 0 | 0 | 0 | 0 |  |  | C4 | 0.018753 | 0.027922 | 0.049368 | 0.079952 | 0.18754 | C4 | 262570.575 | 262570.575 | 262570.575 | 262570.575 | 262570.575 | C4 | 4924.0639 | 7331.4066 | 12962.5918 | 20993.0762 | 49241.4783 | C4 | 0 | 0 | 0 | 0 | 0 | 0 |  | 0 | 0 | 0 | 0 | 0 | 0 |  | 0 | 0 | 0 | 0 | 0 | 0 |  | 0 | 0 | 0 | 0 | 0 | 0 |  | 0 | 0 | 0 | 0 | 0 | 0 |  | 0 | 0 | 0 | 0 | 0 | 0
|  |  | 59.2 | 59.2 |  | 55.073 | 4.127 | 0 | 0 | 0 |  | 55.073 | 4.127 | 0 | 0 | 0 |  | 0 | 0 | 0 | 0 | 0 |  | 55.073 | 0 | 4.127 | 0 | 0 |  | 0 | 0 | 0 | 0 | 0 |  | 55.073 | 0 | 4.127 | 0 | 0 | [22 empty] | 109352.6254 | 13649.6127 | 0 | 0 | 0 | 123002.2381 |  | 109352.6254 | 13649.6127 | 0 | 0 | 0 | 123002.2381 |  | 109352.6254 | 0 | 24133.7535 | 0 | 0 | 133486.3789 |  | 109352.6254 | 0 | 24133.7535 | 0 | 0 | 133486.3789 |  | 109352.6254 | 0 | 24133.7535 | 0 | 0 | 133486.3789 |  | 109352.6254 | 0 | 24133.7535 | 0 | 0 | 133486.3789
| 132kV OHL Support - Tower |  | 82 | 82 | C1 | 10 | 49 | 23 | 0 | 0 | 82 | 10 | 49 | 23 | 0 | 0 | 82 | 0 | 0 | 0 | 0 | 0 | 0 | 8 | 3 | 71 | 0 | 0 | 82 | 0 | 0 | 0 | 0 | 0 | 0 | 8 | 0 | 74 | 0 | 0 | 82 |  |  | C1 | 0.015533 | 0.023127 | 0.04089 | 0.066222 | 0.15533 | C1 | 13324.815 | 13324.815 | 13324.815 | 13324.815 | 13324.815 | C1 | 206.971 | 308.1577 | 544.8508 | 882.3925 | 2069.7449 | C1 | 2069.7096 | 15099.728 | 12531.5682 | 0 | 0 | 29701.0059 |  | 2069.7096 | 15099.728 | 12531.5682 | 0 | 0 | 29701.0059 |  | 1655.7677 | 924.4731 | 38684.4063 | 0 | 0 | 41264.6472 |  | 1655.7677 | 924.4731 | 38684.4063 | 0 | 0 | 41264.6472 |  | 1655.7677 | 0 | 40318.9587 | 0 | 0 | 41974.7264 |  | 1655.7677 | 0 | 40318.9587 | 0 | 0 | 41974.7264
|  |  | 1742 | 1742 | C2 | 391 | 454 | 894 | 2 | 1 | 1742 | 391 | 454 | 894 | 2 | 1 | 1742 | 0 | 0 | 0 | 0 | 0 | 0 | 267 | 169 | 1303 | 0 | 3 | 1742 | 0 | 0 | 0 | 0 | 0 | 0 | 237 | 39 | 1431 | 32 | 3 | 1742 |  |  | C2 | 0.015533 | 0.023127 | 0.04089 | 0.066222 | 0.15533 | C2 | 19035.45 | 19035.45 | 19035.45 | 19035.45 | 19035.45 | C2 | 295.6728 | 440.2253 | 778.3583 | 1260.5608 | 2956.7784 | C2 | 115608.0659 | 199862.2896 | 695852.299 | 2521.1215 | 2956.7784 | 1016800.5544 |  | 115608.0659 | 199862.2896 | 695852.299 | 2521.1215 | 2956.7784 | 1016800.5544 |  | 78944.6384 | 74398.077 | 1014200.8339 | 0 | 8870.3353 | 1176413.8846 |  | 78944.6384 | 74398.077 | 1014200.8339 | 0 | 8870.3353 | 1176413.8846 |  | 70074.4543 | 17168.787 | 1113830.6933 | 40337.9443 | 8870.3353 | 1250282.2142 |  | 70074.4543 | 17168.787 | 1113830.6933 | 40337.9443 | 8870.3353 | 1250282.2142
|  |  | 286 | 286 | C3 | 86 | 47 | 150 | 3 | 0 | 286 | 86 | 47 | 150 | 3 | 0 | 286 | 0 | 0 | 0 | 0 | 0 | 0 | 78 | 14 | 191 | 0 | 3 | 286 | 0 | 0 | 0 | 0 | 0 | 0 | 74 | 4 | 181 | 24 | 3 | 286 |  |  | C3 | 0.015533 | 0.023127 | 0.04089 | 0.066222 | 0.15533 | C3 | 28553.175 | 28553.175 | 28553.175 | 28553.175 | 28553.175 | C3 | 443.5092 | 660.338 | 1167.5374 | 1890.8411 | 4435.1677 | C3 | 38141.7916 | 31035.8842 | 175130.6122 | 5672.5234 | 0 | 249980.8113 |  | 38141.7916 | 31035.8842 | 175130.6122 | 5672.5234 | 0 | 249980.8113 |  | 34593.7179 | 9244.7315 | 222999.6461 | 0 | 13305.503 | 280143.5986 |  | 34593.7179 | 9244.7315 | 222999.6461 | 0 | 13305.503 | 280143.5986 |  | 32819.6811 | 2641.3518 | 211324.272 | 45380.1874 | 13305.503 | 305470.9953 |  | 32819.6811 | 2641.3518 | 211324.272 | 45380.1874 | 13305.503 | 305470.9953
|  |  | 0 | 0 | C4 | 0 | 0 | 0 | 0 | 0 | 0 | 0 | 0 | 0 | 0 | 0 | 0 | 0 | 0 | 0 | 0 | 0 | 0 | 0 | 0 | 0 | 0 | 0 | 0 | 0 | 0 | 0 | 0 | 0 | 0 | 0 | 0 | 0 | 0 | 0 | 0 |  |  | C4 | 0.015533 | 0.023127 | 0.04089 | 0.066222 | 0.15533 | C4 | 47588.625 | 47588.625 | 47588.625 | 47588.625 | 47588.625 | C4 | 739.182 | 1100.5633 | 1945.8957 | 3151.4019 | 7391.9461 | C4 | 0 | 0 | 0 | 0 | 0 | 0 |  | 0 | 0 | 0 | 0 | 0 | 0 |  | 0 | 0 | 0 | 0 | 0 | 0 |  | 0 | 0 | 0 | 0 | 0 | 0 |  | 0 | 0 | 0 | 0 | 0 | 0 |  | 0 | 0 | 0 | 0 | 0 | 0
|  |  | 2110 | 2110 |  | 487 | 550 | 1067 | 5 | 1 |  | 487 | 550 | 1067 | 5 | 1 |  | 0 | 0 | 0 | 0 | 0 |  | 353 | 186 | 1565 | 0 | 6 |  | 0 | 0 | 0 | 0 | 0 |  | 319 | 43 | 1686 | 56 | 6 | [22 empty] | 155819.5671 | 245997.9018 | 883514.4794 | 8193.6449 | 2956.7784 | 1296482.3716 |  | 155819.5671 | 245997.9018 | 883514.4794 | 8193.6449 | 2956.7784 | 1296482.3716 |  | 115194.124 | 84567.2816 | 1275884.8864 | 0 | 22175.8384 | 1497822.1303 |  | 115194.124 | 84567.2816 | 1275884.8864 | 0 | 22175.8384 | 1497822.1303 |  | 104549.9031 | 19810.1388 | 1365473.924 | 85718.1317 | 22175.8384 | 1597727.936 |  | 104549.9031 | 19810.1388 | 1365473.924 | 85718.1317 | 22175.8384 | 1597727.936
| 132kV OHL Fittings |  | 1152 | 1152 | C1 | 631 | 194 | 269 | 15 | 43 | 1152 | 631 | 194 | 269 | 15 | 43 | 1152 | 0 | 0 | 0 | 0 | 0 | 0 | 625 | 192 | 39 | 245 | 51 | 1152 | 0 | 0 | 0 | 0 | 0 | 0 | 716 | 24 | 193 | 198 | 112 | 1243 |  | 193 | C1 | 0.002736 | 0.0040737 | 0.0072026 | 0.011665 | 0.027361 | C1 | 2329.649 | 2329.649 | 2329.649 | 2329.649 | 2329.649 | C1 | 6.374 | 9.4902 | 16.7796 | 27.1748 | 63.7413 | C1 | 4022.0069 | 1841.1061 | 4513.7126 | 407.6215 | 2740.8755 | 13525.3227 |  | 4022.0069 | 1841.1061 | 4513.7126 | 407.6215 | 2740.8755 | 13525.3227 |  | 3983.7628 | 1822.1256 | 654.4044 | 6657.8184 | 3250.8059 | 16368.9171 |  | 3983.7628 | 1822.1256 | 654.4044 | 6657.8184 | 3250.8059 | 16368.9171 |  | 4563.7987 | 227.7657 | 3238.4629 | 5380.6042 | 7139.0247 | 20549.6562 |  | 4563.7987 | 227.7657 | 3238.4629 | 5380.6042 | 7139.0247 | 20549.6562
|  |  | 2377 | 2377 | C2 | 894 | 785 | 545 | 55 | 98 | 2377 | 894 | 785 | 545 | 55 | 98 | 2377 | 0 | 0 | 0 | 0 | 0 | 0 | 882 | 761 | 55 | 538 | 141 | 2377 | 0 | 0 | 0 | 0 | 0 | 0 | 816 | 191 | 647 | 468 | 255 | 2377 |  |  | C2 | 0.002736 | 0.0040737 | 0.0072026 | 0.011665 | 0.027361 | C2 | 3328.07 | 3328.07 | 3328.07 | 3328.07 | 3328.07 | C2 | 9.1057 | 13.5575 | 23.9709 | 38.8211 | 91.059 | C2 | 8140.5347 | 10642.6235 | 13064.1177 | 2135.1604 | 8923.7808 | 42906.2171 |  | 8140.5347 | 10642.6235 | 13064.1177 | 2135.1604 | 8923.7808 | 42906.2171 |  | 8031.2658 | 10317.2439 | 1318.3972 | 20885.7509 | 12839.3173 | 53391.9751 |  | 8031.2658 | 10317.2439 | 1318.3972 | 20885.7509 | 12839.3173 | 53391.9751 |  | 7430.2867 | 2589.4791 | 15509.1452 | 18168.274 | 23220.0419 | 66917.227 |  | 7430.2867 | 2589.4791 | 15509.1452 | 18168.274 | 23220.0419 | 66917.227
|  |  | 691 | 691 | C3 | 316 | 274 | 75 | 7 | 19 | 691 | 316 | 274 | 75 | 7 | 19 | 691 | 0 | 0 | 0 | 0 | 0 | 0 | 312 | 278 | 0 | 75 | 26 | 691 | 0 | 0 | 0 | 0 | 0 | 0 | 286 | 50 | 254 | 73 | 28 | 691 |  |  | C3 | 0.002736 | 0.0040737 | 0.0072026 | 0.011665 | 0.027361 | C3 | 4992.105 | 4992.105 | 4992.105 | 4992.105 | 4992.105 | C3 | 13.6586 | 20.3362 | 35.9563 | 58.2316 | 136.5885 | C3 | 4316.1224 | 5572.1252 | 2696.7215 | 407.6215 | 2595.1812 | 15587.7718 |  | 4316.1224 | 5572.1252 | 2696.7215 | 407.6215 | 2595.1812 | 15587.7718 |  | 4261.488 | 5653.47 | 0 | 4367.3736 | 3551.3005 | 17833.6321 |  | 4261.488 | 5653.47 | 0 | 4367.3736 | 3551.3005 | 17833.6321 |  | 3906.364 | 1016.8112 | 9132.897 | 4250.9103 | 3824.4775 | 22131.4599 |  | 3906.364 | 1016.8112 | 9132.897 | 4250.9103 | 3824.4775 | 22131.4599
|  |  | 0 | 0 | C4 | 0 | 0 | 0 | 0 | 0 | 0 | 0 | 0 | 0 | 0 | 0 | 0 | 0 | 0 | 0 | 0 | 0 | 0 | 0 | 0 | 0 | 0 | 0 | 0 | 0 | 0 | 0 | 0 | 0 | 0 | 0 | 0 | 0 | 0 | 0 | 0 |  |  | C4 | 0.002736 | 0.0040737 | 0.0072026 | 0.011665 | 0.027361 | C4 | 8320.175 | 8320.175 | 8320.175 | 8320.175 | 8320.175 | C4 | 22.7644 | 33.8937 | 59.9271 | 97.0527 | 227.6475 | C4 | 0 | 0 | 0 | 0 | 0 | 0 |  | 0 | 0 | 0 | 0 | 0 | 0 |  | 0 | 0 | 0 | 0 | 0 | 0 |  | 0 | 0 | 0 | 0 | 0 | 0 |  | 0 | 0 | 0 | 0 | 0 | 0 |  | 0 | 0 | 0 | 0 | 0 | 0
|  |  | 4220 | 4220 |  | 1841 | 1253 | 889 | 77 | 160 |  | 1841 | 1253 | 889 | 77 | 160 |  | 0 | 0 | 0 | 0 | 0 |  | 1819 | 1231 | 94 | 858 | 218 |  | 0 | 0 | 0 | 0 | 0 |  | 1818 | 265 | 1094 | 739 | 395 | [22 empty] | 16478.664 | 18055.8547 | 20274.5519 | 2950.4035 | 14259.8375 | 72019.3116 |  | 16478.664 | 18055.8547 | 20274.5519 | 2950.4035 | 14259.8375 | 72019.3116 |  | 16276.5165 | 17792.8395 | 1972.8016 | 31910.9429 | 19641.4237 | 87594.5243 |  | 16276.5165 | 17792.8395 | 1972.8016 | 31910.9429 | 19641.4237 | 87594.5243 |  | 15900.4493 | 3834.0559 | 27880.5052 | 27799.7885 | 34183.5441 | 109598.3431 |  | 15900.4493 | 3834.0559 | 27880.5052 | 27799.7885 | 34183.5441 | 109598.3431
| 132kV OHL (Tower Line) Conductor |  | 230.1 | 230.1 | C1 | 73.8 | 131.3 | 25 | 0 | 0 | 230.1 | 73.8 | 131.3 | 25 | 0 | 0 | 230.1 | 0 | 0 | 0 | 0 | 0 | 0 | 59.4 | 83.3 | 87.3 | 0 | 0 | 230 | 0 | 0 | 0 | 0 | 0 | 0 | 58.5 | 56 | 115.4 | 0 | 0 | 229.9 |  |  | C1 | 0.00228 | 0.0033947 | 0.0060022 | 0.0097206 | 0.022801 | C1 | 18326.238 | 18326.238 | 18326.238 | 18326.238 | 18326.238 | C1 | 41.7845 | 62.2126 | 109.9976 | 178.1425 | 417.852 | C1 | 3083.6949 | 8168.5203 | 2749.94 | 0 | 0 | 14002.1551 |  | 3083.6949 | 8168.5203 | 2749.94 | 0 | 0 | 14002.1551 |  | 2481.9983 | 5182.3133 | 9602.7904 | 0 | 0 | 17267.102 |  | 2481.9983 | 5182.3133 | 9602.7904 | 0 | 0 | 17267.102 |  | 2444.3923 | 3483.9081 | 12693.723 | 0 | 0 | 18622.0233 |  | 2444.3923 | 3483.9081 | 12693.723 | 0 | 0 | 18622.0233
|  |  | 505.8 | 505.8 | C2 | 170.7 | 321.8 | 13.3 | 0 | 0 | 505.8 | 170.7 | 321.8 | 13.3 | 0 | 0 | 505.8 | 0 | 0 | 0 | 0 | 0 | 0 | 140.1 | 226.5 | 139.2 | 0 | 0 | 505.8 | 0 | 0 | 0 | 0 | 0 | 0 | 97.1 | 134.5 | 274.3 | 0 | 0 | 505.9 |  |  | C2 | 0.00228 | 0.0033947 | 0.0060022 | 0.0097206 | 0.022801 | C2 | 26180.34 | 26180.34 | 26180.34 | 26180.34 | 26180.34 | C2 | 59.6921 | 88.8752 | 157.1394 | 254.4892 | 596.9314 | C2 | 10189.4447 | 28600.0416 | 2089.9544 | 0 | 0 | 40879.4407 |  | 10189.4447 | 28600.0416 | 2089.9544 | 0 | 0 | 40879.4407 |  | 8362.8659 | 20130.2343 | 21873.8083 | 0 | 0 | 50366.9086 |  | 8362.8659 | 20130.2343 | 21873.8083 | 0 | 0 | 50366.9086 |  | 5796.1048 | 11953.7153 | 43103.345 | 0 | 0 | 60853.1651 |  | 5796.1048 | 11953.7153 | 43103.345 | 0 | 0 | 60853.1651
|  |  | 319.8 | 319.8 | C3 | 99.1 | 204.3 | 16.4 | 0 | 0 | 319.8 | 99.1 | 204.3 | 16.4 | 0 | 0 | 319.8 | 0 | 0 | 0 | 0 | 0 | 0 | 69.7 | 179 | 71.1 | 0 | 0 | 319.8 | 0 | 0 | 0 | 0 | 0 | 0 | 54 | 77.9 | 188 | 0 | 0 | 319.9 |  |  | C3 | 0.00228 | 0.0033947 | 0.0060022 | 0.0097206 | 0.022801 | C3 | 39270.51 | 39270.51 | 39270.51 | 39270.51 | 39270.51 | C3 | 89.5382 | 133.3128 | 235.7091 | 381.7338 | 895.3971 | C3 | 8873.2335 | 27235.8071 | 3865.6299 | 0 | 0 | 39974.6706 |  | 8873.2335 | 27235.8071 | 3865.6299 | 0 | 0 | 39974.6706 |  | 6240.8111 | 23862.993 | 16758.9199 | 0 | 0 | 46862.724 |  | 6240.8111 | 23862.993 | 16758.9199 | 0 | 0 | 46862.724 |  | 4835.0617 | 10385.0679 | 44313.3186 | 0 | 0 | 59533.4481 |  | 4835.0617 | 10385.0679 | 44313.3186 | 0 | 0 | 59533.4481
|  |  | 0 | 0 | C4 | 0 | 0 | 0 | 0 | 0 | 0 | 0 | 0 | 0 | 0 | 0 | 0 | 0 | 0 | 0 | 0 | 0 | 0 | 0 | 0 | 0 | 0 | 0 | 0 | 0 | 0 | 0 | 0 | 0 | 0 | 0 | 0 | 0 | 0 | 0 | 0 |  |  | C4 | 0.00228 | 0.0033947 | 0.0060022 | 0.0097206 | 0.022801 | C4 | 65450.85 | 65450.85 | 65450.85 | 65450.85 | 65450.85 | C4 | 149.2303 | 222.188 | 392.8486 | 636.2231 | 1492.3284 | C4 | 0 | 0 | 0 | 0 | 0 | 0 |  | 0 | 0 | 0 | 0 | 0 | 0 |  | 0 | 0 | 0 | 0 | 0 | 0 |  | 0 | 0 | 0 | 0 | 0 | 0 |  | 0 | 0 | 0 | 0 | 0 | 0 |  | 0 | 0 | 0 | 0 | 0 | 0
|  |  | 1055.7 | 1055.7 |  | 343.6 | 657.4 | 54.7 | 0 | 0 |  | 343.6 | 657.4 | 54.7 | 0 | 0 |  | 0 | 0 | 0 | 0 | 0 |  | 269.2 | 488.8 | 297.6 | 0 | 0 |  | 0 | 0 | 0 | 0 | 0 |  | 209.6 | 268.4 | 577.7 | 0 | 0 | [22 empty] | 22146.3731 | 64004.369 | 8705.5243 | 0 | 0 | 94856.2664 |  | 22146.3731 | 64004.369 | 8705.5243 | 0 | 0 | 94856.2664 |  | 17085.6753 | 49175.5407 | 48235.5187 | 0 | 0 | 114496.7346 |  | 17085.6753 | 49175.5407 | 48235.5187 | 0 | 0 | 114496.7346 |  | 13075.5587 | 25822.6913 | 100110.3865 | 0 | 0 | 139008.6365 |  | 13075.5587 | 25822.6913 | 100110.3865 | 0 | 0 | 139008.6365
| [Please insert new asset category as required] |  | 0 | 0 | C1 | 0 | 0 | 0 | 0 | 0 | 0 | 0 | 0 | 0 | 0 | 0 | 0 | 0 | 0 | 0 | 0 | 0 | 0 | 0 | 0 | 0 | 0 | 0 | 0 | 0 | 0 | 0 | 0 | 0 | 0 | 0 | 0 | 0 | 0 | 0 | 0 |  |  | C1 | 0 | 0 | 0 | 0 | 0 | C1 | 0 | 0 | 0 | 0 | 0 | C1 | [5 empty] | C1 | [5 empty] | 0 | [6 empty] | 0 | [6 empty] | 0 | [6 empty] | 0 | [6 empty] | 0 | [6 empty] | 0
|  |  | 0 | 0 | C2 | 0 | 0 | 0 | 0 | 0 | 0 | 0 | 0 | 0 | 0 | 0 | 0 | 0 | 0 | 0 | 0 | 0 | 0 | 0 | 0 | 0 | 0 | 0 | 0 | 0 | 0 | 0 | 0 | 0 | 0 | 0 | 0 | 0 | 0 | 0 | 0 |  |  | C2 | 0 | 0 | 0 | 0 | 0 | C2 | 0 | 0 | 0 | 0 | 0 | C2 | [5 empty] | C2 | [5 empty] | 0 | [6 empty] | 0 | [6 empty] | 0 | [6 empty] | 0 | [6 empty] | 0 | [6 empty] | 0
|  |  | 0 | 0 | C3 | 0 | 0 | 0 | 0 | 0 | 0 | 0 | 0 | 0 | 0 | 0 | 0 | 0 | 0 | 0 | 0 | 0 | 0 | 0 | 0 | 0 | 0 | 0 | 0 | 0 | 0 | 0 | 0 | 0 | 0 | 0 | 0 | 0 | 0 | 0 | 0 |  |  | C3 | 0 | 0 | 0 | 0 | 0 | C3 | 0 | 0 | 0 | 0 | 0 | C3 | [5 empty] | C3 | [5 empty] | 0 | [6 empty] | 0 | [6 empty] | 0 | [6 empty] | 0 | [6 empty] | 0 | [6 empty] | 0
|  |  | 0 | 0 | C4 | 0 | 0 | 0 | 0 | 0 | 0 | 0 | 0 | 0 | 0 | 0 | 0 | 0 | 0 | 0 | 0 | 0 | 0 | 0 | 0 | 0 | 0 | 0 | 0 | 0 | 0 | 0 | 0 | 0 | 0 | 0 | 0 | 0 | 0 | 0 | 0 |  |  | C4 | 0 | 0 | 0 | 0 | 0 | C4 | 0 | 0 | 0 | 0 | 0 | C4 | [5 empty] | C4 | [5 empty] | 0 | [6 empty] | 0 | [6 empty] | 0 | [6 empty] | 0 | [6 empty] | 0 | [6 empty] | 0
|  |  | 0 | 0 |  | 0 | 0 | 0 | 0 | 0 |  | 0 | 0 | 0 | 0 | 0 |  | 0 | 0 | 0 | 0 | 0 |  | 0 | 0 | 0 | 0 | 0 |  | 0 | 0 | 0 | 0 | 0 |  | 0 | 0 | 0 | 0 | 0 | [22 empty] | 0 | 0 | 0 | 0 | 0 | 0 |  | 0 | 0 | 0 | 0 | 0 | 0 |  | 0 | 0 | 0 | 0 | 0 | 0 |  | 0 | 0 | 0 | 0 | 0 | 0 |  | 0 | 0 | 0 | 0 | 0 | 0 |  | 0 | 0 | 0 | 0 | 0 | 0
| [Please insert new asset category as required] |  | 0 | 0 | C1 | 0 | 0 | 0 | 0 | 0 | 0 | 0 | 0 | 0 | 0 | 0 | 0 | 0 | 0 | 0 | 0 | 0 | 0 | 0 | 0 | 0 | 0 | 0 | 0 | 0 | 0 | 0 | 0 | 0 | 0 | 0 | 0 | 0 | 0 | 0 | 0 |  |  | C1 | 0 | 0 | 0 | 0 | 0 | C1 | 0 | 0 | 0 | 0 | 0 | C1 | [5 empty] | C1 | [5 empty] | 0 | [6 empty] | 0 | [6 empty] | 0 | [6 empty] | 0 | [6 empty] | 0 | [6 empty] | 0
|  |  | 0 | 0 | C2 | 0 | 0 | 0 | 0 | 0 | 0 | 0 | 0 | 0 | 0 | 0 | 0 | 0 | 0 | 0 | 0 | 0 | 0 | 0 | 0 | 0 | 0 | 0 | 0 | 0 | 0 | 0 | 0 | 0 | 0 | 0 | 0 | 0 | 0 | 0 | 0 |  |  | C2 | 0 | 0 | 0 | 0 | 0 | C2 | 0 | 0 | 0 | 0 | 0 | C2 | [5 empty] | C2 | [5 empty] | 0 | [6 empty] | 0 | [6 empty] | 0 | [6 empty] | 0 | [6 empty] | 0 | [6 empty] | 0
|  |  | 0 | 0 | C3 | 0 | 0 | 0 | 0 | 0 | 0 | 0 | 0 | 0 | 0 | 0 | 0 | 0 | 0 | 0 | 0 | 0 | 0 | 0 | 0 | 0 | 0 | 0 | 0 | 0 | 0 | 0 | 0 | 0 | 0 | 0 | 0 | 0 | 0 | 0 | 0 |  |  | C3 | 0 | 0 | 0 | 0 | 0 | C3 | 0 | 0 | 0 | 0 | 0 | C3 | [5 empty] | C3 | [5 empty] | 0 | [6 empty] | 0 | [6 empty] | 0 | [6 empty] | 0 | [6 empty] | 0 | [6 empty] | 0
|  |  | 0 | 0 | C4 | 0 | 0 | 0 | 0 | 0 | 0 | 0 | 0 | 0 | 0 | 0 | 0 | 0 | 0 | 0 | 0 | 0 | 0 | 0 | 0 | 0 | 0 | 0 | 0 | 0 | 0 | 0 | 0 | 0 | 0 | 0 | 0 | 0 | 0 | 0 | 0 |  |  | C4 | 0 | 0 | 0 | 0 | 0 | C4 | 0 | 0 | 0 | 0 | 0 | C4 | [5 empty] | C4 | [5 empty] | 0 | [6 empty] | 0 | [6 empty] | 0 | [6 empty] | 0 | [6 empty] | 0 | [6 empty] | 0
|  |  | 0 | 0 |  | 0 | 0 | 0 | 0 | 0 |  | 0 | 0 | 0 | 0 | 0 |  | 0 | 0 | 0 | 0 | 0 |  | 0 | 0 | 0 | 0 | 0 |  | 0 | 0 | 0 | 0 | 0 |  | 0 | 0 | 0 | 0 | 0 | [22 empty] | 0 | 0 | 0 | 0 | 0 | 0 |  | 0 | 0 | 0 | 0 | 0 | 0 |  | 0 | 0 | 0 | 0 | 0 | 0 |  | 0 | 0 | 0 | 0 | 0 | 0 |  | 0 | 0 | 0 | 0 | 0 | 0 |  | 0 | 0 | 0 | 0 | 0 | 0
| [Please insert new asset category as required] |  | 0 | 0 | C1 | 0 | 0 | 0 | 0 | 0 | 0 | 0 | 0 | 0 | 0 | 0 | 0 | 0 | 0 | 0 | 0 | 0 | 0 | 0 | 0 | 0 | 0 | 0 | 0 | 0 | 0 | 0 | 0 | 0 | 0 | 0 | 0 | 0 | 0 | 0 | 0 |  |  | C1 | 0 | 0 | 0 | 0 | 0 | C1 | 0 | 0 | 0 | 0 | 0 | C1 | [5 empty] | C1 | [5 empty] | 0 | [6 empty] | 0 | [6 empty] | 0 | [6 empty] | 0 | [6 empty] | 0 | [6 empty] | 0
|  |  | 0 | 0 | C2 | 0 | 0 | 0 | 0 | 0 | 0 | 0 | 0 | 0 | 0 | 0 | 0 | 0 | 0 | 0 | 0 | 0 | 0 | 0 | 0 | 0 | 0 | 0 | 0 | 0 | 0 | 0 | 0 | 0 | 0 | 0 | 0 | 0 | 0 | 0 | 0 |  |  | C2 | 0 | 0 | 0 | 0 | 0 | C2 | 0 | 0 | 0 | 0 | 0 | C2 | [5 empty] | C2 | [5 empty] | 0 | [6 empty] | 0 | [6 empty] | 0 | [6 empty] | 0 | [6 empty] | 0 | [6 empty] | 0
|  |  | 0 | 0 | C3 | 0 | 0 | 0 | 0 | 0 | 0 | 0 | 0 | 0 | 0 | 0 | 0 | 0 | 0 | 0 | 0 | 0 | 0 | 0 | 0 | 0 | 0 | 0 | 0 | 0 | 0 | 0 | 0 | 0 | 0 | 0 | 0 | 0 | 0 | 0 | 0 |  |  | C3 | 0 | 0 | 0 | 0 | 0 | C3 | 0 | 0 | 0 | 0 | 0 | C3 | [5 empty] | C3 | [5 empty] | 0 | [6 empty] | 0 | [6 empty] | 0 | [6 empty] | 0 | [6 empty] | 0 | [6 empty] | 0
|  |  | 0 | 0 | C4 | 0 | 0 | 0 | 0 | 0 | 0 | 0 | 0 | 0 | 0 | 0 | 0 | 0 | 0 | 0 | 0 | 0 | 0 | 0 | 0 | 0 | 0 | 0 | 0 | 0 | 0 | 0 | 0 | 0 | 0 | 0 | 0 | 0 | 0 | 0 | 0 |  |  | C4 | 0 | 0 | 0 | 0 | 0 | C4 | 0 | 0 | 0 | 0 | 0 | C4 | [5 empty] | C4 | [5 empty] | 0 | [6 empty] | 0 | [6 empty] | 0 | [6 empty] | 0 | [6 empty] | 0 | [6 empty] | 0
|  |  | 0 | 0 |  | 0 | 0 | 0 | 0 | 0 |  | 0 | 0 | 0 | 0 | 0 |  | 0 | 0 | 0 | 0 | 0 |  | 0 | 0 | 0 | 0 | 0 |  | 0 | 0 | 0 | 0 | 0 |  | 0 | 0 | 0 | 0 | 0 | [22 empty] | 0 | 0 | 0 | 0 | 0 | 0 |  | 0 | 0 | 0 | 0 | 0 | 0 |  | 0 | 0 | 0 | 0 | 0 | 0 |  | 0 | 0 | 0 | 0 | 0 | 0 |  | 0 | 0 | 0 | 0 | 0 | 0 |  | 0 | 0 | 0 | 0 | 0 | 0
| [Please insert new asset category as required] |  | 0 | 0 | C1 | 0 | 0 | 0 | 0 | 0 | 0 | 0 | 0 | 0 | 0 | 0 | 0 | 0 | 0 | 0 | 0 | 0 | 0 | 0 | 0 | 0 | 0 | 0 | 0 | 0 | 0 | 0 | 0 | 0 | 0 | 0 | 0 | 0 | 0 | 0 | 0 |  |  | C1 | 0 | 0 | 0 | 0 | 0 | C1 | 0 | 0 | 0 | 0 | 0 | C1 | [5 empty] | C1 | [5 empty] | 0 | [6 empty] | 0 | [6 empty] | 0 | [6 empty] | 0 | [6 empty] | 0 | [6 empty] | 0
|  |  | 0 | 0 | C2 | 0 | 0 | 0 | 0 | 0 | 0 | 0 | 0 | 0 | 0 | 0 | 0 | 0 | 0 | 0 | 0 | 0 | 0 | 0 | 0 | 0 | 0 | 0 | 0 | 0 | 0 | 0 | 0 | 0 | 0 | 0 | 0 | 0 | 0 | 0 | 0 |  |  | C2 | 0 | 0 | 0 | 0 | 0 | C2 | 0 | 0 | 0 | 0 | 0 | C2 | [5 empty] | C2 | [5 empty] | 0 | [6 empty] | 0 | [6 empty] | 0 | [6 empty] | 0 | [6 empty] | 0 | [6 empty] | 0
|  |  | 0 | 0 | C3 | 0 | 0 | 0 | 0 | 0 | 0 | 0 | 0 | 0 | 0 | 0 | 0 | 0 | 0 | 0 | 0 | 0 | 0 | 0 | 0 | 0 | 0 | 0 | 0 | 0 | 0 | 0 | 0 | 0 | 0 | 0 | 0 | 0 | 0 | 0 | 0 |  |  | C3 | 0 | 0 | 0 | 0 | 0 | C3 | 0 | 0 | 0 | 0 | 0 | C3 | [5 empty] | C3 | [5 empty] | 0 | [6 empty] | 0 | [6 empty] | 0 | [6 empty] | 0 | [6 empty] | 0 | [6 empty] | 0
|  |  | 0 | 0 | C4 | 0 | 0 | 0 | 0 | 0 | 0 | 0 | 0 | 0 | 0 | 0 | 0 | 0 | 0 | 0 | 0 | 0 | 0 | 0 | 0 | 0 | 0 | 0 | 0 | 0 | 0 | 0 | 0 | 0 | 0 | 0 | 0 | 0 | 0 | 0 | 0 |  |  | C4 | 0 | 0 | 0 | 0 | 0 | C4 | 0 | 0 | 0 | 0 | 0 | C4 | [5 empty] | C4 | [5 empty] | 0 | [6 empty] | 0 | [6 empty] | 0 | [6 empty] | 0 | [6 empty] | 0 | [6 empty] | 0
|  |  | 0 | 0 |  | 0 | 0 | 0 | 0 | 0 |  | 0 | 0 | 0 | 0 | 0 |  | 0 | 0 | 0 | 0 | 0 |  | 0 | 0 | 0 | 0 | 0 |  | 0 | 0 | 0 | 0 | 0 |  | 0 | 0 | 0 | 0 | 0 | [22 empty] | 0 | 0 | 0 | 0 | 0 | 0 |  | 0 | 0 | 0 | 0 | 0 | 0 |  | 0 | 0 | 0 | 0 | 0 | 0 |  | 0 | 0 | 0 | 0 | 0 | 0 |  | 0 | 0 | 0 | 0 | 0 | 0 |  | 0 | 0 | 0 | 0 | 0 | 0
[63 empty] | 1404370.662 | 739593.0216 | 1560382.6049 | 472815.793 | 3846205.2125 | 8023367.294 |  | 1404370.662 | 739593.0216 | 1560382.6049 | 472815.793 | 3846205.2125 | 8023367.294 |  | 1277384.3489 | 513023.5678 | 2178407.3674 | 331589.945 | 4621351.1747 | 8921756.4039 |  | 1277384.3489 | 513023.5678 | 2178407.3674 | 331589.945 | 4621351.1747 | 8921756.4039 |  | 1154782.8869 | 413514.3138 | 2121411.4191 | 1070232.8409 | 5005597.3482 | 9765538.8089 |  | 1154782.8869 | 413514.3138 | 2121411.4191 | 1070232.8409 | 5005597.3482 | 9765538.8089
| Other | [66 empty] | 0 | [6 empty] | 0 | [6 empty] | 0 | [6 empty] | 0 | [6 empty] | 0 | [6 empty] | 0
| Submarine Cables |  | 0 | 0 | C1 | 0 | 0 | 0 | 0 | 0 | 0 | 0 | 0 | 0 | 0 | 0 | 0 | 0 | 0 | 0 | 0 | 0 | 0 | 0 | 0 | 0 | 0 | 0 | 0 | 0 | 0 | 0 | 0 | 0 | 0 | 0 | 0 | 0 | 0 | 0 | 0 |  |  | C1 | 0 | 0 | 0 | 0 | 0 | C1 | 0 | 0 | 0 | 0 | 0 | C1 | [5 empty] | C1 | [5 empty] | 0 | [6 empty] | 0 | [6 empty] | 0 | [6 empty] | 0 | [6 empty] | 0 | [6 empty] | 0
|  |  | 0 | 0 | C2 | 0 | 0 | 0 | 0 | 0 | 0 | 0 | 0 | 0 | 0 | 0 | 0 | 0 | 0 | 0 | 0 | 0 | 0 | 0 | 0 | 0 | 0 | 0 | 0 | 0 | 0 | 0 | 0 | 0 | 0 | 0 | 0 | 0 | 0 | 0 | 0 |  |  | C2 | 0 | 0 | 0 | 0 | 0 | C2 | 0 | 0 | 0 | 0 | 0 | C2 | [5 empty] | C2 | [5 empty] | 0 | [6 empty] | 0 | [6 empty] | 0 | [6 empty] | 0 | [6 empty] | 0 | [6 empty] | 0
|  |  | 0 | 0 | C3 | 0 | 0 | 0 | 0 | 0 | 0 | 0 | 0 | 0 | 0 | 0 | 0 | 0 | 0 | 0 | 0 | 0 | 0 | 0 | 0 | 0 | 0 | 0 | 0 | 0 | 0 | 0 | 0 | 0 | 0 | 0 | 0 | 0 | 0 | 0 | 0 |  |  | C3 | 0 | 0 | 0 | 0 | 0 | C3 | 0 | 0 | 0 | 0 | 0 | C3 | [5 empty] | C3 | [5 empty] | 0 | [6 empty] | 0 | [6 empty] | 0 | [6 empty] | 0 | [6 empty] | 0 | [6 empty] | 0
|  |  | 0 | 0 | C4 | 0 | 0 | 0 | 0 | 0 | 0 | 0 | 0 | 0 | 0 | 0 | 0 | 0 | 0 | 0 | 0 | 0 | 0 | 0 | 0 | 0 | 0 | 0 | 0 | 0 | 0 | 0 | 0 | 0 | 0 | 0 | 0 | 0 | 0 | 0 | 0 |  |  | C4 | 0 | 0 | 0 | 0 | 0 | C4 | 0 | 0 | 0 | 0 | 0 | C4 | [5 empty] | C4 | [5 empty] | 0 | [6 empty] | 0 | [6 empty] | 0 | [6 empty] | 0 | [6 empty] | 0 | [6 empty] | 0
|  |  | 0 | 0 |  | 0 | 0 | 0 | 0 | 0 |  | 0 | 0 | 0 | 0 | 0 |  | 0 | 0 | 0 | 0 | 0 |  | 0 | 0 | 0 | 0 | 0 |  | 0 | 0 | 0 | 0 | 0 |  | 0 | 0 | 0 | 0 | 0 | [22 empty] | 0 | 0 | 0 | 0 | 0 | 0 |  | 0 | 0 | 0 | 0 | 0 | 0 |  | 0 | 0 | 0 | 0 | 0 | 0 |  | 0 | 0 | 0 | 0 | 0 | 0 |  | 0 | 0 | 0 | 0 | 0 | 0 |  | 0 | 0 | 0 | 0 | 0 | 0
| [Please insert new asset category as required] |  | 0 | 0 | C1 | 0 | 0 | 0 | 0 | 0 | 0 | 0 | 0 | 0 | 0 | 0 | 0 | 0 | 0 | 0 | 0 | 0 | 0 | 0 | 0 | 0 | 0 | 0 | 0 | 0 | 0 | 0 | 0 | 0 | 0 | 0 | 0 | 0 | 0 | 0 | 0 |  |  | C1 | 0 | 0 | 0 | 0 | 0 | C1 | 0 | 0 | 0 | 0 | 0 | C1 | [5 empty] | C1 | [5 empty] | 0 | [6 empty] | 0 | [6 empty] | 0 | [6 empty] | 0 | [6 empty] | 0 | [6 empty] | 0
|  |  | 0 | 0 | C2 | 0 | 0 | 0 | 0 | 0 | 0 | 0 | 0 | 0 | 0 | 0 | 0 | 0 | 0 | 0 | 0 | 0 | 0 | 0 | 0 | 0 | 0 | 0 | 0 | 0 | 0 | 0 | 0 | 0 | 0 | 0 | 0 | 0 | 0 | 0 | 0 |  |  | C2 | 0 | 0 | 0 | 0 | 0 | C2 | 0 | 0 | 0 | 0 | 0 | C2 | [5 empty] | C2 | [5 empty] | 0 | [6 empty] | 0 | [6 empty] | 0 | [6 empty] | 0 | [6 empty] | 0 | [6 empty] | 0
|  |  | 0 | 0 | C3 | 0 | 0 | 0 | 0 | 0 | 0 | 0 | 0 | 0 | 0 | 0 | 0 | 0 | 0 | 0 | 0 | 0 | 0 | 0 | 0 | 0 | 0 | 0 | 0 | 0 | 0 | 0 | 0 | 0 | 0 | 0 | 0 | 0 | 0 | 0 | 0 |  |  | C3 | 0 | 0 | 0 | 0 | 0 | C3 | 0 | 0 | 0 | 0 | 0 | C3 | [5 empty] | C3 | [5 empty] | 0 | [6 empty] | 0 | [6 empty] | 0 | [6 empty] | 0 | [6 empty] | 0 | [6 empty] | 0
|  |  | 0 | 0 | C4 | 0 | 0 | 0 | 0 | 0 | 0 | 0 | 0 | 0 | 0 | 0 | 0 | 0 | 0 | 0 | 0 | 0 | 0 | 0 | 0 | 0 | 0 | 0 | 0 | 0 | 0 | 0 | 0 | 0 | 0 | 0 | 0 | 0 | 0 | 0 | 0 |  |  | C4 | 0 | 0 | 0 | 0 | 0 | C4 | 0 | 0 | 0 | 0 | 0 | C4 | [5 empty] | C4 | [5 empty] | 0 | [6 empty] | 0 | [6 empty] | 0 | [6 empty] | 0 | [6 empty] | 0 | [6 empty] | 0
|  |  | 0 | 0 |  | 0 | 0 | 0 | 0 | 0 |  | 0 | 0 | 0 | 0 | 0 |  | 0 | 0 | 0 | 0 | 0 |  | 0 | 0 | 0 | 0 | 0 |  | 0 | 0 | 0 | 0 | 0 |  | 0 | 0 | 0 | 0 | 0 | [22 empty] | 0 | 0 | 0 | 0 | 0 | 0 |  | 0 | 0 | 0 | 0 | 0 | 0 |  | 0 | 0 | 0 | 0 | 0 | 0 |  | 0 | 0 | 0 | 0 | 0 | 0 |  | 0 | 0 | 0 | 0 | 0 | 0 |  | 0 | 0 | 0 | 0 | 0 | 0
| [Please insert new asset category as required] |  | 0 | 0 | C1 | 0 | 0 | 0 | 0 | 0 | 0 | 0 | 0 | 0 | 0 | 0 | 0 | 0 | 0 | 0 | 0 | 0 | 0 | 0 | 0 | 0 | 0 | 0 | 0 | 0 | 0 | 0 | 0 | 0 | 0 | 0 | 0 | 0 | 0 | 0 | 0 |  |  | C1 | 0 | 0 | 0 | 0 | 0 | C1 | 0 | 0 | 0 | 0 | 0 | C1 | [5 empty] | C1 | [5 empty] | 0 | [6 empty] | 0 | [6 empty] | 0 | [6 empty] | 0 | [6 empty] | 0 | [6 empty] | 0
|  |  | 0 | 0 | C2 | 0 | 0 | 0 | 0 | 0 | 0 | 0 | 0 | 0 | 0 | 0 | 0 | 0 | 0 | 0 | 0 | 0 | 0 | 0 | 0 | 0 | 0 | 0 | 0 | 0 | 0 | 0 | 0 | 0 | 0 | 0 | 0 | 0 | 0 | 0 | 0 |  |  | C2 | 0 | 0 | 0 | 0 | 0 | C2 | 0 | 0 | 0 | 0 | 0 | C2 | [5 empty] | C2 | [5 empty] | 0 | [6 empty] | 0 | [6 empty] | 0 | [6 empty] | 0 | [6 empty] | 0 | [6 empty] | 0
|  |  | 0 | 0 | C3 | 0 | 0 | 0 | 0 | 0 | 0 | 0 | 0 | 0 | 0 | 0 | 0 | 0 | 0 | 0 | 0 | 0 | 0 | 0 | 0 | 0 | 0 | 0 | 0 | 0 | 0 | 0 | 0 | 0 | 0 | 0 | 0 | 0 | 0 | 0 | 0 |  |  | C3 | 0 | 0 | 0 | 0 | 0 | C3 | 0 | 0 | 0 | 0 | 0 | C3 | [5 empty] | C3 | [5 empty] | 0 | [6 empty] | 0 | [6 empty] | 0 | [6 empty] | 0 | [6 empty] | 0 | [6 empty] | 0
|  |  | 0 | 0 | C4 | 0 | 0 | 0 | 0 | 0 | 0 | 0 | 0 | 0 | 0 | 0 | 0 | 0 | 0 | 0 | 0 | 0 | 0 | 0 | 0 | 0 | 0 | 0 | 0 | 0 | 0 | 0 | 0 | 0 | 0 | 0 | 0 | 0 | 0 | 0 | 0 |  |  | C4 | 0 | 0 | 0 | 0 | 0 | C4 | 0 | 0 | 0 | 0 | 0 | C4 | [5 empty] | C4 | [5 empty] | 0 | [6 empty] | 0 | [6 empty] | 0 | [6 empty] | 0 | [6 empty] | 0 | [6 empty] | 0
|  |  | 0 | 0 |  | 0 | 0 | 0 | 0 | 0 |  | 0 | 0 | 0 | 0 | 0 |  | 0 | 0 | 0 | 0 | 0 |  | 0 | 0 | 0 | 0 | 0 |  | 0 | 0 | 0 | 0 | 0 |  | 0 | 0 | 0 | 0 | 0 | [22 empty] | 0 | 0 | 0 | 0 | 0 | 0 |  | 0 | 0 | 0 | 0 | 0 | 0 |  | 0 | 0 | 0 | 0 | 0 | 0 |  | 0 | 0 | 0 | 0 | 0 | 0 |  | 0 | 0 | 0 | 0 | 0 | 0 |  | 0 | 0 | 0 | 0 | 0 | 0
| [Please insert new asset category as required] |  | 0 | 0 | C1 | 0 | 0 | 0 | 0 | 0 | 0 | 0 | 0 | 0 | 0 | 0 | 0 | 0 | 0 | 0 | 0 | 0 | 0 | 0 | 0 | 0 | 0 | 0 | 0 | 0 | 0 | 0 | 0 | 0 | 0 | 0 | 0 | 0 | 0 | 0 | 0 |  |  | C1 | 0 | 0 | 0 | 0 | 0 | C1 | 0 | 0 | 0 | 0 | 0 | C1 | [5 empty] | C1 | [5 empty] | 0 | [6 empty] | 0 | [6 empty] | 0 | [6 empty] | 0 | [6 empty] | 0 | [6 empty] | 0
|  |  | 0 | 0 | C2 | 0 | 0 | 0 | 0 | 0 | 0 | 0 | 0 | 0 | 0 | 0 | 0 | 0 | 0 | 0 | 0 | 0 | 0 | 0 | 0 | 0 | 0 | 0 | 0 | 0 | 0 | 0 | 0 | 0 | 0 | 0 | 0 | 0 | 0 | 0 | 0 |  |  | C2 | 0 | 0 | 0 | 0 | 0 | C2 | 0 | 0 | 0 | 0 | 0 | C2 | [5 empty] | C2 | [5 empty] | 0 | [6 empty] | 0 | [6 empty] | 0 | [6 empty] | 0 | [6 empty] | 0 | [6 empty] | 0
|  |  | 0 | 0 | C3 | 0 | 0 | 0 | 0 | 0 | 0 | 0 | 0 | 0 | 0 | 0 | 0 | 0 | 0 | 0 | 0 | 0 | 0 | 0 | 0 | 0 | 0 | 0 | 0 | 0 | 0 | 0 | 0 | 0 | 0 | 0 | 0 | 0 | 0 | 0 | 0 |  |  | C3 | 0 | 0 | 0 | 0 | 0 | C3 | 0 | 0 | 0 | 0 | 0 | C3 | [5 empty] | C3 | [5 empty] | 0 | [6 empty] | 0 | [6 empty] | 0 | [6 empty] | 0 | [6 empty] | 0 | [6 empty] | 0
|  |  | 0 | 0 | C4 | 0 | 0 | 0 | 0 | 0 | 0 | 0 | 0 | 0 | 0 | 0 | 0 | 0 | 0 | 0 | 0 | 0 | 0 | 0 | 0 | 0 | 0 | 0 | 0 | 0 | 0 | 0 | 0 | 0 | 0 | 0 | 0 | 0 | 0 | 0 | 0 |  |  | C4 | 0 | 0 | 0 | 0 | 0 | C4 | 0 | 0 | 0 | 0 | 0 | C4 | [5 empty] | C4 | [5 empty] | 0 | [6 empty] | 0 | [6 empty] | 0 | [6 empty] | 0 | [6 empty] | 0 | [6 empty] | 0
|  |  | 0 | 0 |  | 0 | 0 | 0 | 0 | 0 |  | 0 | 0 | 0 | 0 | 0 |  | 0 | 0 | 0 | 0 | 0 |  | 0 | 0 | 0 | 0 | 0 |  | 0 | 0 | 0 | 0 | 0 |  | 0 | 0 | 0 | 0 | 0 | [22 empty] | 0 | 0 | 0 | 0 | 0 | 0 |  | 0 | 0 | 0 | 0 | 0 | 0 |  | 0 | 0 | 0 | 0 | 0 | 0 |  | 0 | 0 | 0 | 0 | 0 | 0 |  | 0 | 0 | 0 | 0 | 0 | 0 |  | 0 | 0 | 0 | 0 | 0 | 0
| [Please insert new asset category as required] |  | 0 | 0 | C1 | 0 | 0 | 0 | 0 | 0 | 0 | 0 | 0 | 0 | 0 | 0 | 0 | 0 | 0 | 0 | 0 | 0 | 0 | 0 | 0 | 0 | 0 | 0 | 0 | 0 | 0 | 0 | 0 | 0 | 0 | 0 | 0 | 0 | 0 | 0 | 0 |  |  | C1 | 0 | 0 | 0 | 0 | 0 | C1 | 0 | 0 | 0 | 0 | 0 | C1 | [5 empty] | C1 | [5 empty] | 0 | [6 empty] | 0 | [6 empty] | 0 | [6 empty] | 0 | [6 empty] | 0 | [6 empty] | 0
|  |  | 0 | 0 | C2 | 0 | 0 | 0 | 0 | 0 | 0 | 0 | 0 | 0 | 0 | 0 | 0 | 0 | 0 | 0 | 0 | 0 | 0 | 0 | 0 | 0 | 0 | 0 | 0 | 0 | 0 | 0 | 0 | 0 | 0 | 0 | 0 | 0 | 0 | 0 | 0 |  |  | C2 | 0 | 0 | 0 | 0 | 0 | C2 | 0 | 0 | 0 | 0 | 0 | C2 | [5 empty] | C2 | [5 empty] | 0 | [6 empty] | 0 | [6 empty] | 0 | [6 empty] | 0 | [6 empty] | 0 | [6 empty] | 0
|  |  | 0 | 0 | C3 | 0 | 0 | 0 | 0 | 0 | 0 | 0 | 0 | 0 | 0 | 0 | 0 | 0 | 0 | 0 | 0 | 0 | 0 | 0 | 0 | 0 | 0 | 0 | 0 | 0 | 0 | 0 | 0 | 0 | 0 | 0 | 0 | 0 | 0 | 0 | 0 |  |  | C3 | 0 | 0 | 0 | 0 | 0 | C3 | 0 | 0 | 0 | 0 | 0 | C3 | [5 empty] | C3 | [5 empty] | 0 | [6 empty] | 0 | [6 empty] | 0 | [6 empty] | 0 | [6 empty] | 0 | [6 empty] | 0
|  |  | 0 | 0 | C4 | 0 | 0 | 0 | 0 | 0 | 0 | 0 | 0 | 0 | 0 | 0 | 0 | 0 | 0 | 0 | 0 | 0 | 0 | 0 | 0 | 0 | 0 | 0 | 0 | 0 | 0 | 0 | 0 | 0 | 0 | 0 | 0 | 0 | 0 | 0 | 0 |  |  | C4 | 0 | 0 | 0 | 0 | 0 | C4 | 0 | 0 | 0 | 0 | 0 | C4 | [5 empty] | C4 | [5 empty] | 0 | [6 empty] | 0 | [6 empty] | 0 | [6 empty] | 0 | [6 empty] | 0 | [6 empty] | 0
|  |  | 0 | 0 |  | 0 | 0 | 0 | 0 | 0 |  | 0 | 0 | 0 | 0 | 0 |  | 0 | 0 | 0 | 0 | 0 |  | 0 | 0 | 0 | 0 | 0 |  | 0 | 0 | 0 | 0 | 0 |  | 0 | 0 | 0 | 0 | 0 | [22 empty] | 0 | 0 | 0 | 0 | 0 | 0 |  | 0 | 0 | 0 | 0 | 0 | 0 |  | 0 | 0 | 0 | 0 | 0 | 0 |  | 0 | 0 | 0 | 0 | 0 | 0 |  | 0 | 0 | 0 | 0 | 0 | 0 |  | 0 | 0 | 0 | 0 | 0 | 0
| [Please insert new asset category as required] |  | 0 | 0 | C1 | 0 | 0 | 0 | 0 | 0 | 0 | 0 | 0 | 0 | 0 | 0 | 0 | 0 | 0 | 0 | 0 | 0 | 0 | 0 | 0 | 0 | 0 | 0 | 0 | 0 | 0 | 0 | 0 | 0 | 0 | 0 | 0 | 0 | 0 | 0 | 0 |  |  | C1 | 0 | 0 | 0 | 0 | 0 | C1 | 0 | 0 | 0 | 0 | 0 | C1 | [5 empty] | C1 | [5 empty] | 0 | [6 empty] | 0 | [6 empty] | 0 | [6 empty] | 0 | [6 empty] | 0 | [6 empty] | 0
|  |  | 0 | 0 | C2 | 0 | 0 | 0 | 0 | 0 | 0 | 0 | 0 | 0 | 0 | 0 | 0 | 0 | 0 | 0 | 0 | 0 | 0 | 0 | 0 | 0 | 0 | 0 | 0 | 0 | 0 | 0 | 0 | 0 | 0 | 0 | 0 | 0 | 0 | 0 | 0 |  |  | C2 | 0 | 0 | 0 | 0 | 0 | C2 | 0 | 0 | 0 | 0 | 0 | C2 | [5 empty] | C2 | [5 empty] | 0 | [6 empty] | 0 | [6 empty] | 0 | [6 empty] | 0 | [6 empty] | 0 | [6 empty] | 0
|  |  | 0 | 0 | C3 | 0 | 0 | 0 | 0 | 0 | 0 | 0 | 0 | 0 | 0 | 0 | 0 | 0 | 0 | 0 | 0 | 0 | 0 | 0 | 0 | 0 | 0 | 0 | 0 | 0 | 0 | 0 | 0 | 0 | 0 | 0 | 0 | 0 | 0 | 0 | 0 |  |  | C3 | 0 | 0 | 0 | 0 | 0 | C3 | 0 | 0 | 0 | 0 | 0 | C3 | [5 empty] | C3 | [5 empty] | 0 | [6 empty] | 0 | [6 empty] | 0 | [6 empty] | 0 | [6 empty] | 0 | [6 empty] | 0
|  |  | 0 | 0 | C4 | 0 | 0 | 0 | 0 | 0 | 0 | 0 | 0 | 0 | 0 | 0 | 0 | 0 | 0 | 0 | 0 | 0 | 0 | 0 | 0 | 0 | 0 | 0 | 0 | 0 | 0 | 0 | 0 | 0 | 0 | 0 | 0 | 0 | 0 | 0 | 0 |  |  | C4 | 0 | 0 | 0 | 0 | 0 | C4 | 0 | 0 | 0 | 0 | 0 | C4 | [5 empty] | C4 | [5 empty] | 0 | [6 empty] | 0 | [6 empty] | 0 | [6 empty] | 0 | [6 empty] | 0 | [6 empty] | 0
|  |  | 0 | 0 |  | 0 | 0 | 0 | 0 | 0 |  | 0 | 0 | 0 | 0 | 0 |  | 0 | 0 | 0 | 0 | 0 |  | 0 | 0 | 0 | 0 | 0 |  | 0 | 0 | 0 | 0 | 0 |  | 0 | 0 | 0 | 0 | 0 | [22 empty] | 0 | 0 | 0 | 0 | 0 | 0 |  | 0 | 0 | 0 | 0 | 0 | 0 |  | 0 | 0 | 0 | 0 | 0 | 0 |  | 0 | 0 | 0 | 0 | 0 | 0 |  | 0 | 0 | 0 | 0 | 0 | 0 |  | 0 | 0 | 0 | 0 | 0 | 0
[63 empty] | 0 | 0 | 0 | 0 | 0 | 0 |  | 0 | 0 | 0 | 0 | 0 | 0 |  | 0 | 0 | 0 | 0 | 0 | 0 |  | 0 | 0 | 0 | 0 | 0 | 0 |  | 0 | 0 | 0 | 0 | 0 | 0 |  | 0 | 0 | 0 | 0 | 0 | 0
| TOTAL |  | 253613.5392 | 253613.5392 |  | 155385.1112 | 26350.44 | 39406.423 | 19884.45 | 12587.115 |  | 155385.1112 | 26350.44 | 39406.423 | 19884.45 | 12587.115 |  | 0 | 0 | 0 | 0 | 0 |  | 144029.7652 | 30662.518 | 49299.462 | 16068.541 | 13558.053 |  | 0 | 0 | 0 | 0 | 0 |  | 128113.7072 | 32411.75 | 19846.932 | 47186.541 | 26156.183 |  |  |  |  | 0 | 0 | 0 | 0 | 0 |  | 0 | 0 | 0 | 0 | 0 | [7 empty] | 8835492.8253 | 2746855.3859 | 5557669.039 | 3216129.4702 | 9317991.2235 | 29674137.9439 |  | 8835492.8253 | 2746855.3859 | 5557669.039 | 3216129.4702 | 9317991.2235 | 29674137.9439 |  | 8149007.3022 | 2642242.9809 | 7341600.5228 | 2766181.351 | 11257368.7068 | 32156400.8637 |  | 8149007.3022 | 2642242.9809 | 7341600.5228 | 2766181.351 | 11257368.7068 | 32156400.8637 |  | 7278171.1464 | 2661391.792 | 4928573.5445 | 8296647.7484 | 16061884.7814 | 39226669.0127 |  | 7278171.1464 | 2661391.792 | 4928573.5445 | 8296647.7484 | 16061884.7814 | 39226669.0127
Health Index Definitions
|  |  | HI1 | New or as new | [57 empty] | LV Network | 559418.2257 | 205186.6078 | 1044018.7967 | 430708.6111 | 1028381.09 | 3267713.3313 | LV Network | 559418.2257 | 205186.6078 | 1044018.7967 | 430708.6111 | 1028381.09 | 3267713.3313 | LV Network | 504030.6723 | 212989.732 | 1126750.2239 | 459127.883 | 1148920.9482 | 3451819.4595 | LV Network | 504030.6723 | 212989.732 | 1126750.2239 | 459127.883 | 1148920.9482 | 3451819.4595 | LV Network | 458689.248 | 171352.2302 | 253866.3069 | 1768338.8457 | 2126965.5592 | 4779212.19 | LV Network | 458689.248 | 171352.2302 | 253866.3069 | 1768338.8457 | 2126965.5592 | 4779212.19
|  |  | HI2 | Good or seviceable condition | [57 empty] | HV Network | 3601929.9063 | 664467.5063 | 1585345.577 | 1492895.5107 | 2274427.6339 | 9619066.1341 | HV Network | 3601929.9063 | 664467.5063 | 1585345.577 | 1492895.5107 | 2274427.6339 | 9619066.1341 | HV Network | 3345436.5121 | 904284.6297 | 1991477.0357 | 1288742.2715 | 2164801.8276 | 9694742.2766 | HV Network | 3345436.5121 | 904284.6297 | 1991477.0357 | 1288742.2715 | 2164801.8276 | 9694742.2766 | HV Network | 2914924.7667 | 1202606.6951 | 768303.3656 | 3209561.0099 | 4607410.1521 | 12702805.9894 | HV Network | 2914924.7667 | 1202606.6951 | 768303.3656 | 3209561.0099 | 4607410.1521 | 12702805.9894
|  |  | HI3 | Deterioration requires assessment and monitoring | [57 empty] | EHV Network | 3269774.0312 | 1137608.2502 | 1367922.0605 | 819709.5554 | 2168977.2871 | 8763991.1845 | EHV Network | 3269774.0312 | 1137608.2502 | 1367922.0605 | 819709.5554 | 2168977.2871 | 8763991.1845 | EHV Network | 3022155.7689 | 1011945.0514 | 2044965.8958 | 686721.2514 | 3322294.7562 | 10088082.7237 | EHV Network | 3022155.7689 | 1011945.0514 | 2044965.8958 | 686721.2514 | 3322294.7562 | 10088082.7237 | EHV Network | 2749774.2448 | 873918.5528 | 1784992.4529 | 2248515.052 | 4321911.7219 | 11979112.0244 | EHV Network | 2749774.2448 | 873918.5528 | 1784992.4529 | 2248515.052 | 4321911.7219 | 11979112.0244
|  |  | HI4 | Material deterioration, intervention requires consideration | [57 empty] | 132kV Network | 1404370.662 | 739593.0216 | 1560382.6049 | 472815.793 | 3846205.2125 | 8023367.294 | 132kV Network | 1404370.662 | 739593.0216 | 1560382.6049 | 472815.793 | 3846205.2125 | 8023367.294 | 132kV Network | 1277384.3489 | 513023.5678 | 2178407.3674 | 331589.945 | 4621351.1747 | 8921756.4039 | 132kV Network | 1277384.3489 | 513023.5678 | 2178407.3674 | 331589.945 | 4621351.1747 | 8921756.4039 | 132kV Network | 1154782.8869 | 413514.3138 | 2121411.4191 | 1070232.8409 | 5005597.3482 | 9765538.8089 | 132kV Network | 1154782.8869 | 413514.3138 | 2121411.4191 | 1070232.8409 | 5005597.3482 | 9765538.8089
|  |  | HI5 | End of serviceable life, intervention required | [57 empty] | Other | 0 | 0 | 0 | 0 | 0 | 0 | Other | 0 | 0 | 0 | 0 | 0 | 0 | Other | 0 | 0 | 0 | 0 | 0 | 0 | Other | 0 | 0 | 0 | 0 | 0 | 0 | Other | 0 | 0 | 0 | 0 | 0 | 0 | Other | 0 | 0 | 0 | 0 | 0 | 0
[62 empty] | Total | 8835492.8253 | 2746855.3859 | 5557669.039 | 3216129.4702 | 9317991.2235 | 29674137.9439 | Total | 8835492.8253 | 2746855.3859 | 5557669.039 | 3216129.4702 | 9317991.2235 | 29674137.9439 | Total | 8149007.3022 | 2642242.9809 | 7341600.5228 | 2766181.351 | 11257368.7068 | 32156400.8637 | Total | 8149007.3022 | 2642242.9809 | 7341600.5228 | 2766181.351 | 11257368.7068 | 32156400.8637 | Total | 7278171.1464 | 2661391.792 | 4928573.5445 | 8296647.7484 | 16061884.7814 | 39226669.0127 | Total | 7278171.1464 | 2661391.792 | 4928573.5445 | 8296647.7484 | 16061884.7814 | 39226669.0127
Criticality Index Definitions
|  |  | C1 | Low criticality
|  |  | C2 | Average criticality
|  |  | C3 | High criticality
|  |  | C4 | Very high criticality

## NPgY - Ave Crit
HI8: Secondary deliverables RIIO-ED1 - Average Criticality | [6 empty] | HI8: Secondary deliverables RIIO-ED1
NPgY | [6 empty] | NPgY
Price base (2012/13) | [6 empty] | Price base (2012/13)
| ASSET CATEGORIES | RIIO-ED1 period | [5 empty] | ASSET CATEGORIES | RIIO-ED1 period
|  | Network Performance | Safety | Environmental | Financial consequence of repair/ replacement | Average Overall Consequence Of Failure |  |  | Network Performance | Safety | Environmental | Financial consequence of repair/ replacement | Average Overall Consequence Of Failure
| LV Network | [6 empty] | LV Network
| LV Switchgear and Other | 0 | 0 | 0 | 0 | 0 |  | LV Switchgear and Other |  |  |  |  | 0
| LV UGB | 0 | 0 | 0 | 0 | 0 |  | LV UGB |  |  |  |  | 0
| LV OHL Support | 0 | 0 | 0 | 0 | 3230.95 |  | LV OHL Support |  |  |  |  | 3230.95
| [Please insert new asset category as required] | 0 | 0 | 0 | 0 | 0 |  | [Please insert new asset category as required]
| [Please insert new asset category as required] | 0 | 0 | 0 | 0 | 0 |  | [Please insert new asset category as required]
| [Please insert new asset category as required] | 0 | 0 | 0 | 0 | 0 |  | [Please insert new asset category as required]
| [Please insert new asset category as required] | 0 | 0 | 0 | 0 | 0 |  | [Please insert new asset category as required]
| [Please insert new asset category as required] | 0 | 0 | 0 | 0 | 0 |  | [Please insert new asset category as required]
| 0 | 0 | 0 | 0 | 0 | 0
| HV Network | 0 | 0 | 0 | 0 | 0 |  | HV Network
| HV Switchgear (GM) - Primary | 0 | 0 | 0 | 0 | 96554.01 |  | HV Switchgear (GM) - Primary |  |  |  |  | 96554.01
| HV Switchgear (GM) - Distribution | 0 | 0 | 0 | 0 | 12084.68 |  | HV Switchgear (GM) - Distribution |  |  |  |  | 12084.68
| HV Transformer (GM) | 0 | 0 | 0 | 0 | 18579.22 |  | HV Transformer (GM) |  |  |  |  | 18579.22
| HV UG Cable | 0 | 0 | 0 | 0 | 0 |  | HV UG Cable
| HV OHL Support - Poles | 0 | 0 | 0 | 0 | 3319.71 |  | HV OHL Support - Poles |  |  |  |  | 3319.71
| [Please insert new asset category as required] | 0 | 0 | 0 | 0 | 0 |  | [Please insert new asset category as required]
| [Please insert new asset category as required] | 0 | 0 | 0 | 0 | 0 |  | [Please insert new asset category as required]
| [Please insert new asset category as required] | 0 | 0 | 0 | 0 | 0 |  | [Please insert new asset category as required]
| [Please insert new asset category as required] | 0 | 0 | 0 | 0 | 0 |  | [Please insert new asset category as required]
| [Please insert new asset category as required] | 0 | 0 | 0 | 0 | 0 |  | [Please insert new asset category as required]
|  | 0 | 0 | 0 | 0 | 0
| EHV Network | 0 | 0 | 0 | 0 | 0 |  | EHV Network
| EHV Switchgear (GM) | 0 | 0 | 0 | 0 | 63540.27 |  | EHV Switchgear (GM) |  |  |  |  | 63540.27
| EHV Transformer | 0 | 0 | 0 | 0 | 143905.69 |  | EHV Transformer |  |  |  |  | 143905.69
| EHV UG Cable (Gas) | 0 | 0 | 0 | 0 | 341.39 |  | EHV UG Cable (Gas) |  |  |  |  | 341.39
| EHV UG Cable (Oil) | 0 | 0 | 0 | 0 | 7437.94 |  | EHV UG Cable (Oil) |  |  |  |  | 7437.94
| EHV UG Cable (Non Pressurised) | 0 | 0 | 0 | 0 | 32432.16 |  | EHV UG Cable (Non Pressurised) |  |  |  |  | 32432.16
| EHV OHL Support - Towers | 0 | 0 | 0 | 0 | 10337.88 |  | EHV OHL Support - Towers |  |  |  |  | 10337.88
| EHV OHL Support - Poles | 0 | 0 | 0 | 0 | 3405.02 |  | EHV OHL Support - Poles |  |  |  |  | 3405.02
| EHV OHL Fittings | 0 | 0 | 0 | 0 | 2330.16 |  | EHV OHL Fittings |  |  |  |  | 2330.16
| EHV OHL (Tower Line) Conductor | 0 | 0 | 0 | 0 | 24197.07 |  | EHV OHL Conductors (Tower Lines) |  |  |  |  | 24197.07
| [Please insert new asset category as required] | 0 | 0 | 0 | 0 | 0 |  | [Please insert new asset category as required]
| [Please insert new asset category as required] | 0 | 0 | 0 | 0 | 0 |  | [Please insert new asset category as required]
| [Please insert new asset category as required] | 0 | 0 | 0 | 0 | 0 |  | [Please insert new asset category as required]
| [Please insert new asset category as required] | 0 | 0 | 0 | 0 | 0 |  | [Please insert new asset category as required]
| 0 | 0 | 0 | 0 | 0 | 0
| 132kV Network | 0 | 0 | 0 | 0 | 0 |  | 132kV Network
| 132kV CBs | 0 | 0 | 0 | 0 | 191880.97 |  | 132kV CBs |  |  |  |  | 191880.97
| 132kV Transformer | 0 | 0 | 0 | 0 | 467007.59 |  | 132kV Transformer |  |  |  |  | 467007.59
| 132kV UG Cable (Gas) | 0 | 0 | 0 | 0 | 844.2 |  | 132kV UG Cable (Gas) |  |  |  |  | 844.2
| 132kV UG Cable (Oil) | 0 | 0 | 0 | 0 | 8677.13 |  | 132kV UG Cable (Oil) |  |  |  |  | 8677.13
| 132kV UG Cable (Non Pressurised) | 0 | 0 | 0 | 0 | 105028.23 |  | 132kV UG Cable (Non Pressurised) |  |  |  |  | 105028.23
| 132kV OHL Support - Tower | 0 | 0 | 0 | 0 | 19035.45 |  | 132kV OHL Support - Tower |  |  |  |  | 19035.45
| 132kV OHL Fittings | 0 | 0 | 0 | 0 | 3328.07 |  | 132kV OHL Fittings |  |  |  |  | 3328.07
| 132kV OHL (Tower Line) Conductor | 0 | 0 | 0 | 0 | 26180.34 |  | 132kV OHL (Tower Line) Conductor |  |  |  |  | 26180.34
| [Please insert new asset category as required] | 0 | 0 | 0 | 0 | 0 |  | [Please insert new asset category as required]
| [Please insert new asset category as required] | 0 | 0 | 0 | 0 | 0 |  | [Please insert new asset category as required]
| [Please insert new asset category as required] | 0 | 0 | 0 | 0 | 0 |  | [Please insert new asset category as required]
| [Please insert new asset category as required] | 0 | 0 | 0 | 0 | 0 |  | [Please insert new asset category as required]
|  | 0 | 0 | 0 | 0 | 0
| Other | 0 | 0 | 0 | 0 | 0 |  | Other
| Submarine Cables | 0 | 0 | 0 | 0 | 0 |  | Submarine Cables
| [Please insert new asset category as required] | 0 | 0 | 0 | 0 | 0 |  | [Please insert new asset category as required]
| [Please insert new asset category as required] | 0 | 0 | 0 | 0 | 0 |  | [Please insert new asset category as required]
| [Please insert new asset category as required] | 0 | 0 | 0 | 0 | 0 |  | [Please insert new asset category as required]
| [Please insert new asset category as required] | 0 | 0 | 0 | 0 | 0 |  | [Please insert new asset category as required]
| [Please insert new asset category as required] | 0 | 0 | 0 | 0 | 0 |  | [Please insert new asset category as required]
Updated as per Ofgem Direction
As per SQ

## NPgY - HI Probs. of Failure
CM105: HI Ratings Probabilities of Failure
NPgY
Price base (2012/13)
Average Probabilities of Failure
| ASSET CATEGORIES | HI Rating | [9 empty] | ASSET CATEGORIES | HI1 | HI2 | HI3 | HI4 | HI5
|  | HI 1 |  | HI 2 |  | HI 3 |  | HI 4 |  | HI 5
|  | Low boundary | High boundary | Low boundary | High boundary | Low boundary | High boundary | Low boundary | High boundary | Low boundary | High boundary
| LV Network | [10 empty] | LV Network
| LV Switchgear and Other | 0% | 0% | 0% | 0% | 0% | 0% | 0% | 0% | 0% | 0% | LV Switchgear and Other | 0% | 0% | 0% | 0% | 0%
| LV UGB | 0% | 0% | 0% | 0% | 0% | 0% | 0% | 0% | 0% | 0% | LV UGB | 0% | 0% | 0% | 0% | 0%
| LV OHL Support | 0.8123% | 0.8123% | 0.8123% | 1.723% | 1.723% | 2.617% | 2.617% | 4.478% | 4.478% | 24.87% | LV OHL Support | 0.8123% | 1.209% | 2.138% | 3.463% | 8.123%
| [Please insert new asset category as required] | 0% | 0% | 0% | 0% | 0% | 0% | 0% | 0% | 0% | 0% | LV Switchgear (at s/s) | 0% | 0% | 0% | 0% | 0%
| [Please insert new asset category as required] | 0% | 0% | 0% | 0% | 0% | 0% | 0% | 0% | 0% | 0% | LV UGB and LV Pillar OD (not at s/s) | 0% | 0% | 0% | 0% | 0%
| [Please insert new asset category as required] | 0% | 0% | 0% | 0% | 0% | 0% | 0% | 0% | 0% | 0% |  | 0% | 0% | 0% | 0% | 0%
| [Please insert new asset category as required] | 0% | 0% | 0% | 0% | 0% | 0% | 0% | 0% | 0% | 0% |  | 0% | 0% | 0% | 0% | 0%
| [Please insert new asset category as required] | 0% | 0% | 0% | 0% | 0% | 0% | 0% | 0% | 0% | 0% |  | 0% | 0% | 0% | 0% | 0%
|  | 0% | 0% | 0% | 0% | 0% | 0% | 0% | 0% | 0% | 0% |  | 0% | 0% | 0% | 0% | 0%
| HV Network | 0% | 0% | 0% | 0% | 0% | 0% | 0% | 0% | 0% | 0% | HV Network | 0% | 0% | 0% | 0% | 0%
| HV Switchgear (GM) - Primary | 0.1482% | 0.1482% | 0.1482% | 0.3144% | 0.3144% | 0.4774% | 0.4774% | 0.8169% | 0.8169% | 4.538% | HV Switchgear (GM) - Primary | 0.1482% | 0.2207% | 0.3901% | 0.6318% | 1.482%
| HV Switchgear (GM) - Distribution | 0.191% | 0.191% | 0.191% | 0.4051% | 0.4051% | 0.6151% | 0.6151% | 1.053% | 1.053% | 5.847% | HV Switchgear (GM) - Distribution | 0.191% | 0.2843% | 0.5027% | 0.8141% | 1.91%
| HV Transformer (GM) | 0.2223% | 0.2223% | 0.2223% | 0.4716% | 0.4716% | 0.7161% | 0.7161% | 1.225% | 1.225% | 6.807% | HV Transformer (GM) | 0.2223% | 0.331% | 0.5852% | 0.9478% | 2.223%
| HV UG Cable | 0% | 0% | 0% | 0% | 0% | 0% | 0% | 0% | 0% | 0% | HV UG Cable | 0% | 0% | 0% | 0% | 0%
| HV OHL Support - Poles | 0.8123% | 0.8123% | 0.8123% | 1.723% | 1.723% | 2.617% | 2.617% | 4.478% | 4.478% | 24.87% | HV OHL Support - Poles | 0.8123% | 1.209% | 2.138% | 3.463% | 8.123%
| [Please insert new asset category as required] | 0% | 0% | 0% | 0% | 0% | 0% | 0% | 0% | 0% | 0% |  | 0% | 0% | 0% | 0% | 0%
| [Please insert new asset category as required] | 0% | 0% | 0% | 0% | 0% | 0% | 0% | 0% | 0% | 0% |  | 0% | 0% | 0% | 0% | 0%
| [Please insert new asset category as required] | 0% | 0% | 0% | 0% | 0% | 0% | 0% | 0% | 0% | 0% |  | 0% | 0% | 0% | 0% | 0%
| [Please insert new asset category as required] | 0% | 0% | 0% | 0% | 0% | 0% | 0% | 0% | 0% | 0% |  | 0% | 0% | 0% | 0% | 0%
| [Please insert new asset category as required] | 0% | 0% | 0% | 0% | 0% | 0% | 0% | 0% | 0% | 0% |  | 0% | 0% | 0% | 0% | 0%
|  | 0% | 0% | 0% | 0% | 0% | 0% | 0% | 0% | 0% | 0% |  | 0% | 0% | 0% | 0% | 0%
| EHV Network | 0% | 0% | 0% | 0% | 0% | 0% | 0% | 0% | 0% | 0% | EHV Network | 0% | 0% | 0% | 0% | 0%
| EHV Switchgear (GM) | 0.7723% | 0.7723% | 0.7723% | 1.638% | 1.638% | 2.488% | 2.488% | 4.257% | 4.257% | 23.65% | EHV Switchgear (GM) | 0.7723% | 1.15% | 2.033% | 3.292% | 7.723%
| EHV Transformer | 1.294% | 1.294% | 1.294% | 2.745% | 2.745% | 4.168% | 4.168% | 7.133% | 7.133% | 39.62% | EHV Transformer | 1.294% | 1.927% | 3.406% | 5.516% | 12.94%
| EHV UG Cable (Gas) | 128.4% | 128.4% | 128.4% | 272.3% | 272.3% | 413.5% | 413.5% | 707.5% | 707.5% | 3930% | EHV UG Cable (Gas) | 128.4% | 191.1% | 337.9% | 547.2% | 1284%
| EHV UG Cable (Oil) | 59.69% | 59.69% | 59.69% | 126.6% | 126.6% | 192.3% | 192.3% | 329% | 329% | 1828% | EHV UG Cable (Oil) | 59.69% | 88.87% | 157.1% | 254.5% | 596.9%
| EHV UG Cable (Non Pressurised) | 1.875% | 1.875% | 1.875% | 3.979% | 3.979% | 6.041% | 6.041% | 10.34% | 10.34% | 57.42% | EHV UG Cable (Non Pressurised) | 1.875% | 2.792% | 4.937% | 7.995% | 18.75%
| EHV OHL Support - Towers | 1.553% | 1.553% | 1.553% | 3.295% | 3.295% | 5.004% | 5.004% | 8.562% | 8.562% | 47.56% | EHV OHL Support - Towers | 1.553% | 2.313% | 4.089% | 6.622% | 15.53%
| EHV OHL Support - Poles | 0.8123% | 0.8123% | 0.8123% | 1.723% | 1.723% | 2.617% | 2.617% | 4.478% | 4.478% | 24.87% | EHV OHL Support - Poles | 0.8123% | 1.209% | 2.138% | 3.463% | 8.123%
| EHV OHL Fittings | 0.2736% | 0.2736% | 0.2736% | 0.5805% | 0.5805% | 0.8814% | 0.8814% | 1.508% | 1.508% | 8.378% | EHV OHL Fittings | 0.2736% | 0.4074% | 0.7203% | 1.166% | 2.736%
| EHV OHL (Tower Line) Conductor | 0.228% | 0.228% | 0.228% | 0.4837% | 0.4837% | 0.7345% | 0.7345% | 1.257% | 1.257% | 6.981% | EHV OHL (Tower Line) Conductor | 0.228% | 0.3395% | 0.6002% | 0.9721% | 2.28%
| [Please insert new asset category as required] | 0% | 0% | 0% | 0% | 0% | 0% | 0% | 0% | 0% | 0% |  | 0% | 0% | 0% | 0% | 0%
| [Please insert new asset category as required] | 0% | 0% | 0% | 0% | 0% | 0% | 0% | 0% | 0% | 0% |  | 0% | 0% | 0% | 0% | 0%
| [Please insert new asset category as required] | 0% | 0% | 0% | 0% | 0% | 0% | 0% | 0% | 0% | 0% |  | 0% | 0% | 0% | 0% | 0%
| [Please insert new asset category as required] | 0% | 0% | 0% | 0% | 0% | 0% | 0% | 0% | 0% | 0% |  | 0% | 0% | 0% | 0% | 0%
|  | 0% | 0% | 0% | 0% | 0% | 0% | 0% | 0% | 0% | 0% |  | 0% | 0% | 0% | 0% | 0%
| 132kV Network | 0% | 0% | 0% | 0% | 0% | 0% | 0% | 0% | 0% | 0% | 132kV Network | 0% | 0% | 0% | 0% | 0%
| 132kV CBs | 1.228% | 1.228% | 1.228% | 2.606% | 2.606% | 3.957% | 3.957% | 6.771% | 6.771% | 37.61% | 132kV CBs | 1.228% | 1.829% | 3.234% | 5.237% | 12.28%
| 132kV Transformer | 1.294% | 1.294% | 1.294% | 2.745% | 2.745% | 4.168% | 4.168% | 7.133% | 7.133% | 39.62% | 132kV Transformer | 1.294% | 1.927% | 3.406% | 5.516% | 12.94%
| 132kV UG Cable (Gas) | 128.4% | 128.4% | 128.4% | 272.3% | 272.3% | 413.5% | 413.5% | 707.5% | 707.5% | 3930% | 132kV UG Cable (Gas) | 128.4% | 191.1% | 337.9% | 547.2% | 1284%
| 132kV UG Cable (Oil) | 59.69% | 59.69% | 59.69% | 126.6% | 126.6% | 192.3% | 192.3% | 329% | 329% | 1828% | 132kV UG Cable (Oil) | 59.69% | 88.87% | 157.1% | 254.5% | 596.9%
| 132kV UG Cable (Non Pressurised) | 1.875% | 1.875% | 1.875% | 3.979% | 3.979% | 6.041% | 6.041% | 10.34% | 10.34% | 57.42% | 132kV UG Cable (Non Pressurised) | 1.875% | 2.792% | 4.937% | 7.995% | 18.75%
| 132kV OHL Support - Tower | 1.553% | 1.553% | 1.553% | 3.295% | 3.295% | 5.004% | 5.004% | 8.562% | 8.562% | 47.56% | 132kV OHL Support - Tower | 1.553% | 2.313% | 4.089% | 6.622% | 15.53%
| 132kV OHL Fittings | 0.2736% | 0.2736% | 0.2736% | 0.5805% | 0.5805% | 0.8814% | 0.8814% | 1.508% | 1.508% | 8.378% | 132kV OHL Fittings | 0.2736% | 0.4074% | 0.7203% | 1.166% | 2.736%
| 132kV OHL (Tower Line) Conductor | 0.228% | 0.228% | 0.228% | 0.4837% | 0.4837% | 0.7345% | 0.7345% | 1.257% | 1.257% | 6.981% | 132kV OHL (Tower Line) Conductor | 0.228% | 0.3395% | 0.6002% | 0.9721% | 2.28%
| [Please insert new asset category as required] | 0% | 0% | 0% | 0% | 0% | 0% | 0% | 0% | 0% | 0%
| [Please insert new asset category as required] | 0% | 0% | 0% | 0% | 0% | 0% | 0% | 0% | 0% | 0%
| [Please insert new asset category as required] | 0% | 0% | 0% | 0% | 0% | 0% | 0% | 0% | 0% | 0%
| [Please insert new asset category as required] | 0% | 0% | 0% | 0% | 0% | 0% | 0% | 0% | 0% | 0%
|  | 0% | 0% | 0% | 0% | 0% | 0% | 0% | 0% | 0% | 0%
| Other | 0% | 0% | 0% | 0% | 0% | 0% | 0% | 0% | 0% | 0% | Other
| Submarine Cables | 0% | 0% | 0% | 0% | 0% | 0% | 0% | 0% | 0% | 0% | Submarine Cables | 0 | 0 | 0 | 0 | 0
| [Please insert new asset category as required] | 0% | 0% | 0% | 0% | 0% | 0% | 0% | 0% | 0% | 0%
| [Please insert new asset category as required] | 0% | 0% | 0% | 0% | 0% | 0% | 0% | 0% | 0% | 0%
| [Please insert new asset category as required] | 0% | 0% | 0% | 0% | 0% | 0% | 0% | 0% | 0% | 0%
| [Please insert new asset category as required] | 0% | 0% | 0% | 0% | 0% | 0% | 0% | 0% | 0% | 0%
| [Please insert new asset category as required] | 0% | 0% | 0% | 0% | 0% | 0% | 0% | 0% | 0% | 0%
|  | 0 | 0 | 0 | 0 | 0 | 0 | 0 | 0 | 0 | 0
|  | 0 | 0 | 0 | 0 | 0 | 0 | 0 | 0 | 0 | 0
|  | 0 | 0 | 0 | 0 | 0 | 0 | 0 | 0 | 0 | 0
|  | 0 | 0 | 0 | 0 | 0 | 0 | 0 | 0 | 0 | 0
|  | 0 | 0 | 0 | 0 | 0 | 0 | 0 | 0 | 0 | 0
|  | 0 | 0 | 0 | 0 | 0 | 0 | 0 | 0 | 0 | 0
Updated as directed by Ofgem

## NPgY - Monetised Risk Profile
| Start ED1 | Mid ED1 |  | End ED1
| Position at Beginning of RIIO-ED1 | Mid Period (Without Investment) | Mid Period (With Investment) | End of RIIO-ED1 (Without Investment) | End of RIIO-ED1 (With Investment)
LV Network | 3267713.3313 | 3451819.4595 | 3018215.7797 | 4779212.19 | 3698727.53
HV Network | 9619066.1341 | 9694742.2766 | 8490847.4553 | 12702805.9894 | 9732044.0777
EHV Network | 8763991.1845 | 10088082.7237 | 8946920.7974 | 11979112.0244 | 8936732.0255
132kV Network | 8023367.294 | 8921756.4039 | 7964443.8381 | 9765538.8089 | 7463103.9766
Other | 0 | 0 | 0 | 0 | 0
Total | 29674137.9439 | 32156400.8637 | 28420427.8705 | 39226669.0127 | 29830607.6099
|  | Increase in risk since start of RIIO-ED1 | Reduction in risk compared to mid-point without investment | Increase in risk since start of RIIO-ED1 | Reduction in risk compared to end-point without investment (Secondary Deliverables Target)
LV Network |  | 184106.1282 | -433603.6798 | 1511498.8587 | -1080484.66
HV Network |  | 75676.1425 | -1203894.8214 | 3083739.8552 | -2970761.9116
EHV Network |  | 1324091.5392 | -1141161.9263 | 3215120.8399 | -3042379.9988
132kV Network |  | 898389.1099 | -957312.5657 | 1742171.5149 | -2302434.8323
Other |  | 0 | 0 | 0 | 0
|  | 0 | 0 | 0 | 0
Total |  | 2482262.9198 | -3735972.9932 | 9552531.0687 | -9396061.4027