## NPgN Interventions (Tests 2&3)
REPLACEMENT | [20 empty] | REFURBISHMENT
LV OHL Support | [20 empty] | LV OHL Support
| NAW | [9 empty] | NAW - Restated | [10 empty] | NAW | [9 empty] | NAW - Restated | [9 empty] | Risk Points
| Removals |  |  |  |  | Additions |  |  |  |  | Removals |  |  |  |  | Additions | [5 empty] | Removals |  |  |  |  | Additions |  |  |  |  | Removals |  |  |  |  | Additions |  |  |  |  | NAW |  |  |  |  | Restated NAW
| HI 1 | HI 2 | HI 3 | HI 4 | HI 5 | HI 1 | HI 2 | HI 3 | HI 4 | HI 5 | HI 1 | HI 2 | HI 3 | HI 4 | HI 5 | HI 1 | HI 2 | HI 3 | HI 4 | HI 5 |  | HI 1 | HI 2 | HI 3 | HI 4 | HI 5 | HI 1 | HI 2 | HI 3 | HI 4 | HI 5 | HI 1 | HI 2 | HI 3 | HI 4 | HI 5 | HI 1 | HI 2 | HI 3 | HI 4 | HI 5 | HI 1 | HI 2 | HI 3 | HI 4 | HI 5 | HI 1 | HI 2 | HI 3 | HI 4 | HI 5
C1 | -24 | -87 | -560 | -1110 | -1549 | 3925 | 0 | 0 | 0 | 0 | 0 | 0 | -798 | -1659 | -1395 | 3424 | 0 | 0 | 0 | 0 | C1 | 0 | 0 | 0 | 0 | 0 | 0 | 0 | 0 | 0 | 0 | 0 | 0 | 0 | 0 | 0 | 0 | 0 | 0 | 0 | 0 | 0.12877 | 0.55385 | 1.5985 | 3.5782 | 6.808 | 24.1142 | 35.9034 | 63.4805 | 102.8074 | 241.1457
C2 | 0 | -55 | -434 | -1242 | -1737 | 2684 | 0 | 0 | 0 | 0 | 0 | 0 | -514 | -871 | -1082 | 2300 | 0 | 0 | 0 | 0 | C2 | 0 | 0 | 0 | 0 | 0 | 0 | 0 | 0 | 0 | 0 | 0 | 0 | 0 | 0 | 0 | 0 | 0 | 0 | 0 | 0 | 0.18396 | 0.79121 | 2.2836 | 5.1117 | 9.7258 | 34.4488 | 51.2906 | 90.6864 | 146.8678 | 344.4939
C3 | -8 | -29 | -126 | 0 | 0 | 309 | 0 | 0 | 0 | 0 | -5 | -263 | -127 | -477 | -475 | 1199 | 0 | 0 | 0 | 0 | C3 | 0 | 0 | 0 | 0 | 0 | 0 | 0 | 0 | 0 | 0 | 0 | 0 | 0 | 0 | 0 | 0 | 0 | 0 | 0 | 0 | 0.27594 | 1.1868 | 3.4254 | 7.6675 | 14.5887 | 51.6732 | 76.9359 | 136.0296 | 220.3016 | 516.7408
C4 | -8 | -45 | -192 | -421 | -583 | 492 | 0 | 0 | 0 | 0 | -6 | -51 | -137 | -193 | -157 | 487 | 0 | 0 | 0 | 0 | C4 | 0 | 0 | 0 | 0 | 0 | 0 | 0 | 0 | 0 | 0 | 0 | 0 | 0 | 0 | 0 | 0 | 0 | 0 | 0 | 0 | 0.4599 | 1.978 | 5.7091 | 12.7792 | 24.3144 | 86.122 | 128.2265 | 226.716 | 367.1694 | 861.2346
Test 2: | Removals HI 1: -8210; Additions HI 1: 7410; Removals HI 1: -8210; Removals HI 2: Pass; Additions HI 1: 7410; Additions HI 2: Pass | Test 2: | 0 |  |  |  |  | 0 |  |  |  |  | 0 | Pass |  |  |  | 0 | Pass
Test 3: | Removals HI 1: -1568; Removals HI 2: 19.1%; Removals HI 1: -325; Removals HI 2: 3.959%; Removals HI 3: Pass | Test 3: | 0 | 0% | [8 empty] | 0 | 0% | Pass
Test 1: | Removals HI 1: -60953.2621; Removals HI 1: -1737388.1537 | Test 1: | 0 | [9 empty] | 0
| Additions HI 5: ED1 target:; Removals HI 1: -1471691.4623 | [10 empty] | ED1 target: | 0
HV Switchgear (GM) - Primary | [20 empty] | HV Switchgear (GM) - Primary
| Removals HI 1: NAW; Removals HI 1: NAW - Restated |  | NAW | [9 empty] | NAW - Restated | [9 empty] | Risk Points
| Removals HI 1: Removals; Additions HI 1: Additions; Removals HI 1: Removals; Additions HI 1: Additions |  | Removals |  |  |  |  | Additions |  |  |  |  | Removals |  |  |  |  | Additions |  |  |  |  | NAW |  |  |  |  | Restated NAW
| HI 1 | HI 2 | HI 3 | HI 4 | HI 5 | HI 1 | HI 2 | HI 3 | HI 4 | HI 5 | HI 1 | HI 2 | HI 3 | HI 4 | HI 5 | HI 1 | HI 2 | HI 3 | HI 4 | HI 5 |  | HI 1 | HI 2 | HI 3 | HI 4 | HI 5 | HI 1 | HI 2 | HI 3 | HI 4 | HI 5 | HI 1 | HI 2 | HI 3 | HI 4 | HI 5 | HI 1 | HI 2 | HI 3 | HI 4 | HI 5 | HI 1 | HI 2 | HI 3 | HI 4 | HI 5 | HI 1 | HI 2 | HI 3 | HI 4 | HI 5
C1 | 0 | -1 | -6 | -34 | -149 | 181 | 0 | 0 | 0 | 0 | 0 | 0 | 0 | -7 | -94 | 94 | 0 | 0 | 0 | 0 | C1 | -1 | -65 | 0 | 0 | 0 | 1 | 65 | 0 | 0 | 0 | 0 | 0 | 0 | 0 | -75 | 75 | 0 | 0 | 0 | 0 | 7.6091 | 32.7266 | 94.4572 | 211.4325 | 402.2841 | 120.5231 | 179.4461 | 317.277 | 513.834 | 1205.2519
C2 | 0 | -3 | -8 | -42 | -43 | 93 | 0 | 0 | 0 | 0 | 0 | -10 | -10 | -17 | -77 | 111 | 0 | 0 | 0 | 0 | C2 | -1 | -21 | 0 | 0 | 0 | 1 | 21 | 0 | 0 | 0 | 0 | 0 | 0 | 0 | -25 | 25 | 0 | 0 | 0 | 0 | 10.8701 | 46.7523 | 134.9389 | 302.0465 | 574.6915 | 172.1759 | 256.3516 | 453.2529 | 734.0486 | 1721.7885
C3 | 0 | 0 | 0 | 0 | 0 | 0 | 0 | 0 | 0 | 0 | 0 | -6 | -35 | -14 | -70 | 111 | 0 | 0 | 0 | 0 | C3 | 0 | 0 | 0 | 0 | 0 | 0 | 0 | 0 | 0 | 0 | 0 | 0 | 0 | 0 | 0 | 0 | 0 | 0 | 0 | 0 | 16.3052 | 70.1284 | 202.4083 | 453.0697 | 862.0373 | 258.2639 | 384.5274 | 679.8793 | 1101.0728 | 2582.6827
C4 | 0 | 0 | -2 | -24 | -28 | 42 | 0 | 0 | 0 | 0 | 0 | 0 | 0 | 0 | 0 | 0 | 0 | 0 | 0 | 0 | C4 | 0 | -12 | 0 | 0 | 0 | 0 | 12 | 0 | 0 | 0 | 0 | 0 | 0 | 0 | 0 | 0 | 0 | 0 | 0 | 0 | 27.1754 | 116.8807 | 337.3472 | 755.1162 | 1436.7288 | 430.4398 | 640.879 | 1133.1322 | 1835.1214 | 4304.4712
Test 2: | Removals HI 1: -340; Additions HI 1: 316; Removals HI 1: -340; Removals HI 2: Pass; Additions HI 1: 316; Additions HI 2: Pass | Test 2: | -100 |  |  |  |  | 100 |  |  |  |  | -100 | Pass |  |  |  | 100 | Pass
Test 3: | Removals HI 1: -20; Removals HI 2: 5.882%; Removals HI 1: -16; Removals HI 2: 4.706%; Removals HI 3: Pass | Test 3: | -100 | 100% | [8 empty] | 0 | 0% | Pass
Test 1: | Removals HI 1: -165371.8433; Removals HI 1: -491348.8494 | Test 1: | -4530.0727 | [9 empty] | -133438.6061
| Additions HI 5: ED1 target:; Removals HI 1: -432240.8593 | [10 empty] | ED1 target: | -120094.973
HV Switchgear (GM) - Distribution | [20 empty] | HV Switchgear (GM) - Distribution
| Removals HI 1: NAW; Removals HI 1: NAW - Restated |  | NAW | [9 empty] | NAW - Restated | [9 empty] | Risk Points
| Removals HI 1: Removals; Additions HI 1: Additions; Removals HI 1: Removals; Additions HI 1: Additions |  | Removals |  |  |  |  | Additions |  |  |  |  | Removals |  |  |  |  | Additions |  |  |  |  | NAW |  |  |  |  | Restated NAW
| HI 1 | HI 2 | HI 3 | HI 4 | HI 5 | HI 1 | HI 2 | HI 3 | HI 4 | HI 5 | HI 1 | HI 2 | HI 3 | HI 4 | HI 5 | HI 1 | HI 2 | HI 3 | HI 4 | HI 5 |  | HI 1 | HI 2 | HI 3 | HI 4 | HI 5 | HI 1 | HI 2 | HI 3 | HI 4 | HI 5 | HI 1 | HI 2 | HI 3 | HI 4 | HI 5 | HI 1 | HI 2 | HI 3 | HI 4 | HI 5 | HI 1 | HI 2 | HI 3 | HI 4 | HI 5 | HI 1 | HI 2 | HI 3 | HI 4 | HI 5
C1 | 0 | -41 | -147 | -83 | -62 | 291 | 0 | 0 | 0 | 0 | 0 | 0 | 0 | -61 | -56 | 46 | 0 | 0 | 0 | 0 | C1 | 0 | 0 | 0 | 0 | 0 | 0 | 0 | 0 | 0 | 0 | 0 | 0 | 0 | 0 | 0 | 0 | 0 | 0 | 0 | 0 | 10.5841 | 45.5219 | 131.3876 | 294.0973 | 559.567 | 15.4322 | 22.9769 | 40.6252 | 65.793 | 154.3245
C2 | 0 | -70 | -507 | -132 | -63 | 273 | 0 | 0 | 0 | 0 | 0 | -100 | -367 | -465 | -511 | 530 | 0 | 0 | 0 | 0 | C2 | 0 | 0 | 0 | 0 | 0 | 0 | 0 | 0 | 0 | 0 | 0 | 0 | 0 | 0 | 0 | 0 | 0 | 0 | 0 | 0 | 15.1201 | 65.0312 | 187.6966 | 420.139 | 799.3814 | 22.046 | 32.8241 | 58.036 | 93.9901 | 220.4636
C3 | 0 | -36 | -255 | -83 | -23 | 65 | 0 | 0 | 0 | 0 | 0 | 0 | -55 | -71 | -58 | 70 | 0 | 0 | 0 | 0 | C3 | 0 | 0 | 0 | 0 | 0 | 0 | 0 | 0 | 0 | 0 | 0 | 0 | 0 | 0 | 0 | 0 | 0 | 0 | 0 | 0 | 22.6802 | 97.5468 | 281.5448 | 630.2085 | 1199.0721 | 33.069 | 49.2362 | 87.054 | 140.9851 | 330.6954
C4 | 0 | -16 | -140 | -69 | -17 | 17 | 0 | 0 | 0 | 0 | 0 | 0 | 0 | 0 | 0 | 0 | 0 | 0 | 0 | 0 | C4 | 0 | 0 | 0 | 0 | 0 | 0 | 0 | 0 | 0 | 0 | 0 | 0 | 0 | 0 | 0 | 0 | 0 | 0 | 0 | 0 | 37.8003 | 162.578 | 469.2414 | 1050.3475 | 1998.4535 | 55.115 | 82.0603 | 145.0901 | 234.9751 | 551.159
Test 2: | Removals HI 1: -1744; Additions HI 1: 646; Removals HI 1: -1744; Removals HI 2: Pass; Additions HI 1: 646; Additions HI 2: Pass | Test 2: | 0 |  |  |  |  | 0 |  |  |  |  | 0 | Pass |  |  |  | 0 | Pass
Test 3: | Removals HI 1: -1212; Removals HI 2: 69.5%; Removals HI 1: -100; Removals HI 2: 5.734%; Removals HI 3: Pass | Test 3: | 0 | 0% | [8 empty] | 0 | 0% | Pass
Test 1: | Removals HI 1: -615751.6317; Removals HI 1: -227577.7056 | Test 1: | 0 | [9 empty] | 0
| Additions HI 5: ED1 target:; Removals HI 1: -212868.6248 | [10 empty] | ED1 target: | 0
HV Transformer (GM) | [20 empty] | HV Transformer (GM)
| Removals HI 1: NAW; Removals HI 1: NAW - Restated |  | NAW | [9 empty] | NAW - Restated | [9 empty] | Risk Points
| Removals HI 1: Removals; Additions HI 1: Additions; Removals HI 1: Removals; Additions HI 1: Additions |  | Removals |  |  |  |  | Additions |  |  |  |  | Removals |  |  |  |  | Additions |  |  |  |  | NAW |  |  |  |  | Restated NAW
| HI 1 | HI 2 | HI 3 | HI 4 | HI 5 | HI 1 | HI 2 | HI 3 | HI 4 | HI 5 | HI 1 | HI 2 | HI 3 | HI 4 | HI 5 | HI 1 | HI 2 | HI 3 | HI 4 | HI 5 |  | HI 1 | HI 2 | HI 3 | HI 4 | HI 5 | HI 1 | HI 2 | HI 3 | HI 4 | HI 5 | HI 1 | HI 2 | HI 3 | HI 4 | HI 5 | HI 1 | HI 2 | HI 3 | HI 4 | HI 5 | HI 1 | HI 2 | HI 3 | HI 4 | HI 5 | HI 1 | HI 2 | HI 3 | HI 4 | HI 5
C1 | 0 |  | 0 | -24 | -78 | 296 | 0 | 0 | 0 | 0 | 0 | 0 | -15 | -11 | 0 | 26 | 0 | 0 | 0 | 0 | C1 | 0 | 0 | 0 | 0 | 0 | 0 | 0 | 0 | 0 | 0 | 0 | 0 | 0 | 0 | 0 | 0 | 0 | 0 | 0 | 0 | 7.0107 | 30.1527 | 87.0284 | 194.8038 | 370.6454 | 27.5929 | 41.0829 | 72.6382 | 117.6385 | 275.9336
C2 | 0 |  | 0 | -147 | -303 | 335 | 0 | 0 | 0 | 0 | 0 | -150 | -147 | -111 | -23 | 431 | 0 | 0 | 0 | 0 | C2 | 0 | 0 | 0 | 0 | 0 | 0 | 0 | 0 | 0 | 0 | 0 | 0 | 0 | 0 | 0 | 0 | 0 | 0 | 0 | 0 | 10.0152 | 43.0753 | 124.3262 | 278.2912 | 529.4934 | 39.4184 | 58.6898 | 103.7689 | 168.055 | 394.1909
C3 | 0 |  | 0 | -24 | -55 | 55 | 0 | 0 | 0 | 0 | 0 | -137 | -61 | -38 | -3 | 239 | 0 | 0 | 0 | 0 | C3 | 0 | 0 | 0 | 0 | 0 | 0 | 0 | 0 | 0 | 0 | 0 | 0 | 0 | 0 | 0 | 0 | 0 | 0 | 0 | 0 | 15.0229 | 64.613 | 186.4894 | 417.4368 | 794.24 | 59.1276 | 88.0347 | 155.6534 | 252.0826 | 591.2863
C4 | 0 |  | 0 | -16 | -55 | 16 | 0 | 0 | 0 | 0 | -6 | 0 | 0 | 0 | 0 | 6 | 0 | 0 | 0 | 0 | C4 | 0 | 0 | 0 | 0 | 0 | 0 | 0 | 0 | 0 | 0 | 0 | 0 | 0 | 0 | 0 | 0 | 0 | 0 | 0 | 0 | 25.0381 | 107.6883 | 310.8156 | 695.728 | 1323.7334 | 98.546 | 146.7246 | 259.4223 | 420.1376 | 985.4772
SQ NPG-11
Test 2: | Removals HI 1: -702; Additions HI 1: 702; Removals HI 1: -702; Removals HI 2: Pass; Additions HI 1: 702; Additions HI 2: Pass | Test 2: | 0 |  |  |  |  | 0 |  |  |  |  | 0 | Pass |  |  |  | 0 | Pass
Test 3: | Removals HI 1: 0; Removals HI 2: 0%; Removals HI 1: -293; Removals HI 2: 41.74%; Removals HI 3: Fail | Test 3: | 0 | 0% | [8 empty] | 0 | 0% | Pass
Test 1: | Removals HI 1: -372569.5989; Removals HI 1: -87661.4909 | Test 1: | 0 | [9 empty] | 0
| Additions HI 5: ED1 target:; Removals HI 1: -55231.9611 | [10 empty] | ED1 target: | 0
HV OHL Support - Poles | [20 empty] | HV OHL Support - Poles
| Removals HI 1: NAW; Removals HI 1: NAW - Restated |  | NAW | [9 empty] | NAW - Restated | [9 empty] | Risk Points
| Removals HI 1: Removals; Additions HI 1: Additions; Removals HI 1: Removals; Additions HI 1: Additions |  | Removals |  |  |  |  | Additions |  |  |  |  | Removals |  |  |  |  | Additions |  |  |  |  | NAW |  |  |  |  | Restated NAW
| HI 1 | HI 2 | HI 3 | HI 4 | HI 5 | HI 1 | HI 2 | HI 3 | HI 4 | HI 5 | HI 1 | HI 2 | HI 3 | HI 4 | HI 5 | HI 1 | HI 2 | HI 3 | HI 4 | HI 5 |  | HI 1 | HI 2 | HI 3 | HI 4 | HI 5 | HI 1 | HI 2 | HI 3 | HI 4 | HI 5 | HI 1 | HI 2 | HI 3 | HI 4 | HI 5 | HI 1 | HI 2 | HI 3 | HI 4 | HI 5 | HI 1 | HI 2 | HI 3 | HI 4 | HI 5 | HI 1 | HI 2 | HI 3 | HI 4 | HI 5
C1 | -24 | -80 | -558 | -1107 | -2370 | 4220 | 0 | 0 | 0 | 0 | 0 | 0 | 0 | -2072 | -2156 | 4228 | 0 | 0 | 0 | 0 | C1 | 0 | 0 | 0 | 0 | 0 | 0 | 0 | 0 | 0 | 0 | 0 | 0 | 0 | 0 | 0 | 0 | 0 | 0 | 0 | 0 | 0.053585 | 0.23047 | 0.66519 | 1.489 | 2.833 | 21.309 | 31.7269 | 56.096 | 90.8482 | 213.0941
C2 | -8 | -88 | -681 | -1583 | -2961 | 5566 | 0 | 0 | 0 | 0 | 0 | 0 | 0 | -2331 | -2898 | 5229 | 0 | 0 | 0 | 0 | C2 | 0 | 0 | 0 | 0 | 0 | 0 | 0 | 0 | 0 | 0 | 0 | 0 | 0 | 0 | 0 | 0 | 0 | 0 | 0 | 0 | 0.07655 | 0.32924 | 0.95027 | 2.1271 | 4.0471 | 30.4415 | 45.3242 | 80.1372 | 129.7832 | 304.4202
C3 | -16 | -48 | -300 | -669 | -1465 | 2268 | 0 | 0 | 0 | 0 | 0 | 0 | -119 | -728 | -768 | 1615 | 0 | 0 | 0 | 0 | C3 | 0 | 0 | 0 | 0 | 0 | 0 | 0 | 0 | 0 | 0 | 0 | 0 | 0 | 0 | 0 | 0 | 0 | 0 | 0 | 0 | 0.11482 | 0.49386 | 1.4254 | 3.1906 | 6.0706 | 45.6622 | 67.9862 | 120.2058 | 194.6748 | 456.6303
C4 | -8 | -16 | -45 | -79 | -150 | 202 | 0 | 0 | 0 | 0 | 0 | -52 | -235 | -563 | -334 | 1184 | 0 | 0 | 0 | 0 | C4 | 0 | 0 | 0 | 0 | 0 | 0 | 0 | 0 | 0 | 0 | 0 | 0 | 0 | 0 | 0 | 0 | 0 | 0 | 0 | 0 | 0.19137 | 0.8231 | 2.3757 | 5.3177 | 10.1177 | 76.1037 | 113.3104 | 200.343 | 324.458 | 761.0505
Test 2: | Removals HI 1: -12256; Additions HI 1: 12256; Removals HI 1: -12256; Removals HI 2: Pass; Additions HI 1: 12256; Additions HI 2: Pass | Test 2: | 0 |  |  |  |  | 0 |  |  |  |  | 0 | Pass |  |  |  | 0 | Pass
Test 3: | Removals HI 1: -1872; Removals HI 2: 15.27%; Removals HI 1: -52; Removals HI 2: 0.4243%; Removals HI 3: Pass | Test 3: | 0 | 0% | [8 empty] | 0 | 0% | Pass
Test 1: | Removals HI 1: -38321.1623; Removals HI 1: -2828956.0421 | Test 1: | 0 | [9 empty] | 0
| Additions HI 5: ED1 target:; Removals HI 1: -2415831.4076 | [10 empty] | ED1 target: | 0
EHV Switchgear (GM) | [20 empty] | EHV Switchgear (GM)
| Removals HI 1: NAW; Removals HI 1: NAW - Restated |  | NAW | [9 empty] | NAW - Restated | [9 empty] | Risk Points
| Removals HI 1: Removals; Additions HI 1: Additions; Removals HI 1: Removals; Additions HI 1: Additions |  | Removals |  |  |  |  | Additions |  |  |  |  | Removals |  |  |  |  | Additions |  |  |  |  | NAW |  |  |  |  | Restated NAW
| HI 1 | HI 2 | HI 3 | HI 4 | HI 5 | HI 1 | HI 2 | HI 3 | HI 4 | HI 5 | HI 1 | HI 2 | HI 3 | HI 4 | HI 5 | HI 1 | HI 2 | HI 3 | HI 4 | HI 5 |  | HI 1 | HI 2 | HI 3 | HI 4 | HI 5 | HI 1 | HI 2 | HI 3 | HI 4 | HI 5 | HI 1 | HI 2 | HI 3 | HI 4 | HI 5 | HI 1 | HI 2 | HI 3 | HI 4 | HI 5 | HI 1 | HI 2 | HI 3 | HI 4 | HI 5 | HI 1 | HI 2 | HI 3 | HI 4 | HI 5
C1 | 0 | 0 | 0 | -8 | -4 | 12 | 0 | 0 | 0 | 0 | 0 | 0 | 0 | -1 | 0 | 2 | 0 | 0 | 0 | 0 | C1 | 0 | 0 | 0 | 0 | 0 | 0 | 0 | 0 | 0 | 0 | 0 | 0 | 0 | 0 | 0 | 0 | 0 | 0 | 0 | 0 | 857.659 | 1276.9629 | 2257.7862 | 3656.5123 | 8576.736 | 857.659 | 1276.9629 | 2257.7862 | 3656.5123 | 8576.736
C2 | 0 | 0 | -1 | -16 | -22 | 38 | 0 | 0 | 0 | 0 | 0 | 0 | -7 | -12 | -39 | 59 | 0 | 0 | 0 | 0 | C2 | 0 | 0 | 0 | 0 | 0 | 0 | 0 | 0 | 0 | 0 | 0 | 0 | 0 | 0 | 0 | 0 | 0 | 0 | 0 | 0 | 1225.2271 | 1824.2326 | 3225.4088 | 5223.589 | 12252.48 | 1225.2271 | 1824.2326 | 3225.4088 | 5223.589 | 12252.48
C3 | 0 | 0 | 0 | -2 | -6 | 8 | 0 | 0 | 0 | 0 | 0 | 0 | 0 | 0 | 0 | 0 | 0 | 0 | 0 | 0 | C3 | 0 | 0 | 0 | 0 | 0 | 0 | 0 | 0 | 0 | 0 | 0 | 0 | 0 | 0 | 0 | 0 | 0 | 0 | 0 | 0 | 1837.8407 | 2736.349 | 4838.1132 | 7835.3836 | 18378.72 | 1837.8407 | 2736.349 | 4838.1132 | 7835.3836 | 18378.72
C4 | 0 | 0 | 0 | -15 | 0 | 18 | 0 | 0 | 0 | 0 | 0 | 0 | -5 | -10 | 0 | 15 | 0 | 0 | 0 | 0 | C4 | 0 | 0 | 0 | 0 | 0 | 0 | 0 | 0 | 0 | 0 | 0 | 0 | 0 | 0 | 0 | 0 | 0 | 0 | 0 | 0 | 3063.0678 | 4560.5816 | 8063.522 | 13058.9726 | 30631.2 | 3063.0678 | 4560.5816 | 8063.522 | 13058.9726 | 30631.2
Test 2: | Removals HI 1: -74; Additions HI 1: 76; Removals HI 1: -74; Removals HI 2: Pass; Additions HI 1: 76; Additions HI 2: Pass | Test 2: | 0 |  |  |  |  | 0 |  |  |  |  | 0 | Pass |  |  |  | 0 | Pass
Test 3: | Removals HI 1: -1; Removals HI 2: 1.351%; Removals HI 1: 0; Removals HI 2: 0%; Removals HI 3: Pass | Test 3: | 0 | 0% | [8 empty] | 0 | 0% | Pass
Test 1: | Removals HI 1: -741744.1124; Removals HI 1: -737671.4986 | Test 1: | 0 | [9 empty] | 0
| Additions HI 5: ED1 target:; Removals HI 1: -617721.7648 | [10 empty] | ED1 target: | 0
EHV Transformer | [20 empty] | EHV Transformer
| Removals HI 1: NAW; Removals HI 1: NAW - Restated |  | NAW | [9 empty] | NAW - Restated | [9 empty] | Risk Points
| Removals HI 1: Removals; Additions HI 1: Additions; Removals HI 1: Removals; Additions HI 1: Additions |  | Removals |  |  |  |  | Additions |  |  |  |  | Removals |  |  |  |  | Additions |  |  |  |  | NAW |  |  |  |  | Restated NAW
| HI 1 | HI 2 | HI 3 | HI 4 | HI 5 | HI 1 | HI 2 | HI 3 | HI 4 | HI 5 | HI 1 | HI 2 | HI 3 | HI 4 | HI 5 | HI 1 | HI 2 | HI 3 | HI 4 | HI 5 |  | HI 1 | HI 2 | HI 3 | HI 4 | HI 5 | HI 1 | HI 2 | HI 3 | HI 4 | HI 5 | HI 1 | HI 2 | HI 3 | HI 4 | HI 5 | HI 1 | HI 2 | HI 3 | HI 4 | HI 5 | HI 1 | HI 2 | HI 3 | HI 4 | HI 5 | HI 1 | HI 2 | HI 3 | HI 4 | HI 5
C1 | 0 | 0 | 0 | 0 | -2 | 2 | 0 | 0 | 0 | 0 | 0 | 0 | -5 | -1 | 0 | 6 | 0 | 0 | 0 | 0 | C1 | 0 | 0 | 0 | 0 | -1 | 0 | 0 | 1 | 0 | 0 | 0 | 0 | 0 | 0 | 0 | 0 | 0 | 0 | 0 | 0 | 130.7046 | 562.1576 | 1622.5291 | 3631.8605 | 6910.1933 | 1528.0341 | 2275.0799 | 4022.5477 | 6514.5653 | 15280.6012
C2 | 0 | 0 | -1 | -10 | -9 | 20 | 0 | 0 | 0 | 0 | 0 | 0 | -2 | -9 | -8 | 19 | 0 | 0 | 0 | 0 | C2 | 0 | 0 | -1 | -6 | -1 | 0 | 2 | 5 | 1 | 0 | 0 | 0 | 0 | -2 | -6 | 0 | 0 | 2 | 6 | 0 | 186.7209 | 803.0822 | 2317.8987 | 5188.3722 | 9871.7047 | 2182.9058 | 3250.1142 | 5746.4967 | 9306.5218 | 21829.4302
C3 | 0 | 0 | 0 | -2 | -2 | 4 | 0 | 0 | 0 | 0 | 0 | 0 | 0 | 0 | -3 | 3 | 0 | 0 | 0 | 0 | C3 | 0 | 0 | 0 | 0 | 0 | 0 | 0 | 0 | 0 | 0 | 0 | 0 | 0 | -2 | 0 | 0 | 0 | 2 | 0 | 0 | 280.0813 | 1204.6233 | 3476.848 | 7782.5583 | 14807.5571 | 3274.3587 | 4875.1713 | 8619.7451 | 13959.7827 | 32744.1453
C4 | 0 | 0 | 0 | -2 | 0 | 2 | 0 | 0 | 0 | 0 | 0 | 0 | 0 | 0 | 0 | 0 | 0 | 0 | 0 | 0 | C4 | 0 | 0 | 0 | 0 | -1 | 0 | 0 | 0 | 1 | 0 | 0 | 0 | 0 | 0 | 0 | 0 | 0 | 0 | 0 | 0 | 466.8021 | 2007.7056 | 5794.7467 | 12970.9304 | 24679.2618 | 5457.2645 | 8125.2855 | 14366.2418 | 23266.3046 | 54573.5756
Test 2: | Removals HI 1: -28; Additions HI 1: 28; Removals HI 1: -28; Removals HI 2: Pass; Additions HI 1: 28; Additions HI 2: Pass | Test 2: | -10 |  |  |  |  | 10 |  |  |  |  | -10 | Pass |  |  |  | 10 | Pass
Test 3: | Removals HI 1: -1; Removals HI 2: 3.571%; Removals HI 1: 0; Removals HI 2: 0%; Removals HI 3: Pass | Test 3: | -1 | 10% | [8 empty] | 0 | 0% | Pass
Test 1: | Removals HI 1: -227989.4412; Removals HI 1: -394746.8715 | Test 1: | -74909.2916 | [9 empty] | -177509.1905
| Additions HI 5: ED1 target:; Removals HI 1: -334280.3809 | [10 empty] | ED1 target: | -92937.5759
EHV UG Cable (Gas) | [20 empty] | EHV UG Cable (Gas)
| Removals HI 1: NAW; Removals HI 1: NAW - Restated |  | NAW | [9 empty] | NAW - Restated | [9 empty] | Risk Points
| Removals HI 1: Removals; Additions HI 1: Additions; Removals HI 1: Removals; Additions HI 1: Additions |  | Removals |  |  |  |  | Additions |  |  |  |  | Removals |  |  |  |  | Additions |  |  |  |  | NAW |  |  |  |  | Restated NAW
| HI 1 | HI 2 | HI 3 | HI 4 | HI 5 | HI 1 | HI 2 | HI 3 | HI 4 | HI 5 | HI 1 | HI 2 | HI 3 | HI 4 | HI 5 | HI 1 | HI 2 | HI 3 | HI 4 | HI 5 |  | HI 1 | HI 2 | HI 3 | HI 4 | HI 5 | HI 1 | HI 2 | HI 3 | HI 4 | HI 5 | HI 1 | HI 2 | HI 3 | HI 4 | HI 5 | HI 1 | HI 2 | HI 3 | HI 4 | HI 5 | HI 1 | HI 2 | HI 3 | HI 4 | HI 5 | HI 1 | HI 2 | HI 3 | HI 4 | HI 5
C1 | 0 | 0 | -0.03329 | 0 | -0.32106 | 0 | 0 | 0 | 0 | 0 | 0 | 0 | 0 | 0 | 0 | 0 | 0 | 0 | 0 | 0 | C1 | 0 | 0 | 0 | 0 | 0 | 0 | 0 | 0 | 0 | 0 | 0 | 0 | 0 | 0 | 0 | 0 | 0 | 0 | 0 | 0 | 308.2064 | 458.8865 | 811.353 | 1313.9961 | 3082.1168 | 308.2064 | 458.8865 | 811.353 | 1313.9961 | 3082.1168
C2 | 0 | 0 | -0.12774 | -0.5 | -0.42551 | 0 | 0 | 0 | 0 | 0 | 0 | 0 | -0.3 | -0.8 | -1.4 | 0 | 0 | 0 | 0 | 0 | C2 | 0 | 0 | 0 | 0 | 0 | 0 | 0 | 0 | 0 | 0 | 0 | 0 | 0 | 0 | 0 | 0 | 0 | 0 | 0 | 0 | 440.2949 | 655.5522 | 1159.0757 | 1877.1373 | 4403.0239 | 440.2949 | 655.5522 | 1159.0757 | 1877.1373 | 4403.0239
C3 | 0 | 0 | -0.08897 | 0 | -1.0034 | 0 | 0 | 0 | 0 | 0 | 0 | 0 | 0 | 0 | 0 | 0 | 0 | 0 | 0 | 0 | C3 | 0 | 0 | 0 | 0 | 0 | 0 | 0 | 0 | 0 | 0 | 0 | 0 | 0 | 0 | 0 | 0 | 0 | 0 | 0 | 0 | 660.4423 | 983.3283 | 1738.6136 | 2815.706 | 6604.5359 | 660.4423 | 983.3283 | 1738.6136 | 2815.706 | 6604.5359
C4 | 0 | 0 | 0 | 0 | 0 | 0 | 0 | 0 | 0 | 0 | 0 | 0 | 0 | 0 | 0 | 0 | 0 | 0 | 0 | 0 | C4 | 0 | 0 | 0 | 0 | 0 | 0 | 0 | 0 | 0 | 0 | 0 | 0 | 0 | 0 | 0 | 0 | 0 | 0 | 0 | 0 | 1100.7372 | 1638.8805 | 2897.6893 | 4692.8433 | 11007.5599 | 1100.7372 | 1638.8805 | 2897.6893 | 4692.8433 | 11007.5599
Test 2: | Removals HI 1: -2.5; Additions HI 1: 0; Removals HI 1: -2.5; Removals HI 2: Pass; Additions HI 1: 0; Additions HI 2: Pass | Test 2: | 0 |  |  |  |  | 0 |  |  |  |  | 0 | Pass |  |  |  | 0 | Pass
Test 3: | Removals HI 1: -0.25; Removals HI 2: 10%; Removals HI 1: 0; Removals HI 2: 0%; Removals HI 3: Pass | Test 3: | 0 | 0% | [8 empty] | 0 | 0% | Pass
Test 1: | Removals HI 1: -10758.5732; Removals HI 1: -8013.6661 | Test 1: | 0 | [9 empty] | 0
| Additions HI 5: ED1 target:; Removals HI 1: -8013.6661 | [10 empty] | ED1 target: | 0
EHV UG Cable (Oil) | [20 empty] | EHV UG Cable (Oil)
| Removals HI 1: NAW; Removals HI 1: NAW - Restated |  | NAW | [9 empty] | NAW - Restated | [9 empty] | Risk Points
| Removals HI 1: Removals; Additions HI 1: Additions; Removals HI 1: Removals; Additions HI 1: Additions |  | Removals |  |  |  |  | Additions |  |  |  |  | Removals |  |  |  |  | Additions |  |  |  |  | NAW |  |  |  |  | Restated NAW
| HI 1 | HI 2 | HI 3 | HI 4 | HI 5 | HI 1 | HI 2 | HI 3 | HI 4 | HI 5 | HI 1 | HI 2 | HI 3 | HI 4 | HI 5 | HI 1 | HI 2 | HI 3 | HI 4 | HI 5 |  | HI 1 | HI 2 | HI 3 | HI 4 | HI 5 | HI 1 | HI 2 | HI 3 | HI 4 | HI 5 | HI 1 | HI 2 | HI 3 | HI 4 | HI 5 | HI 1 | HI 2 | HI 3 | HI 4 | HI 5 | HI 1 | HI 2 | HI 3 | HI 4 | HI 5 | HI 1 | HI 2 | HI 3 | HI 4 | HI 5
C1 | 0 | 0 | -0.54006 | -0.75824 | -4.2174 | 0 | 0 | 0 | 0 | 0 | 0 | 0 | 0 | 0 | -6 | 0 | 0 | 0 | 0 | 0 | C1 | 0 | 0 | 0 | 0 | 0 | 0 | 0 | 0 | 0 | 0 | 0 | 0 | 0 | 0 | 0 | 0 | 0 | 0 | 0 | 0 | 22.4315 | 96.4774 | 278.4582 | 623.2993 | 1185.9263 | 6248.3637 | 9303.148 | 16448.8095 | 26639.0484 | 62484.7026
C2 | 0 | 0 | -1.1112 | -3.5476 | -7.3947 | 0 | 0 | 0 | 0 | 0 | 0 | 0 | 0 | 0 | -4.8 | 0 | 0 | 0 | 0 | 0 | C2 | 0 | 0 | 0 | 0 | 0 | 0 | 0 | 0 | 0 | 0 | 0 | 0 | 0 | 0 | 0 | 0 | 0 | 0 | 0 | 0 | 32.045 | 137.8248 | 397.7974 | 890.4276 | 1694.1804 | 8926.2339 | 13290.2114 | 23498.2993 | 38055.7834 | 89263.8608
C3 | 0 | 0 | -1.6828 | -2.5142 | -7.8826 | 0 | 0 | 0 | 0 | 0 | 0 | 0 | 0 | -10.4 | -12.9 | 0 | 0 | 0 | 0 | 0 | C3 | 0 | 0 | 0 | 0 | 0 | 0 | 0 | 0 | 0 | 0 | 0 | 0 | 0 | 0 | 0 | 0 | 0 | 0 | 0 | 0 | 48.0675 | 206.7373 | 596.6961 | 1335.6414 | 2541.2706 | 13389.3508 | 19935.3171 | 35247.4489 | 57083.6751 | 133895.7912
C4 | 0 | 0 | -0.075992 | 0 | -4.3754 | 0 | 0 | 0 | 0 | 0 | 0 | 0 | 0 | 0 | 0 | 0 | 0 | 0 | 0 | 0 | C4 | 0 | 0 | 0 | 0 | 0 | 0 | 0 | 0 | 0 | 0 | 0 | 0 | 0 | 0 | 0 | 0 | 0 | 0 | 0 | 0 | 80.1125 | 344.5621 | 994.4935 | 2226.069 | 4235.451 | 22315.5847 | 33225.5284 | 58745.7482 | 95139.4585 | 223159.6521
Test 2: | Removals HI 1: -34.1; Additions HI 1: 0; Removals HI 1: -34.1; Removals HI 2: Pass; Additions HI 1: 0; Additions HI 2: Pass | Test 2: | 0 |  |  |  |  | 0 |  |  |  |  | 0 | Pass |  |  |  | 0 | Pass
Test 3: | Removals HI 1: -3.41; Removals HI 2: 10%; Removals HI 1: 0; Removals HI 2: 0%; Removals HI 3: Pass | Test 3: | 0 | 0% | [8 empty] | 0 | 0% | Pass
Test 1: | Removals HI 1: -64754.4464; Removals HI 1: -3124300.6757 | Test 1: | 0 | [9 empty] | 0
| Additions HI 5: ED1 target:; Removals HI 1: -3124300.6757 | [10 empty] | ED1 target: | 0
EHV UG Cable (Non Pressurised) | [20 empty] | EHV UG Cable (Non Pressurised)
| Removals HI 1: NAW; Removals HI 1: NAW - Restated |  | NAW | [9 empty] | NAW - Restated | [9 empty] | Risk Points
| Removals HI 1: Removals; Additions HI 1: Additions; Removals HI 1: Removals; Additions HI 1: Additions |  | Removals |  |  |  |  | Additions |  |  |  |  | Removals |  |  |  |  | Additions |  |  |  |  | NAW |  |  |  |  | Restated NAW
| HI 1 | HI 2 | HI 3 | HI 4 | HI 5 | HI 1 | HI 2 | HI 3 | HI 4 | HI 5 | HI 1 | HI 2 | HI 3 | HI 4 | HI 5 | HI 1 | HI 2 | HI 3 | HI 4 | HI 5 |  | HI 1 | HI 2 | HI 3 | HI 4 | HI 5 | HI 1 | HI 2 | HI 3 | HI 4 | HI 5 | HI 1 | HI 2 | HI 3 | HI 4 | HI 5 | HI 1 | HI 2 | HI 3 | HI 4 | HI 5 | HI 1 | HI 2 | HI 3 | HI 4 | HI 5 | HI 1 | HI 2 | HI 3 | HI 4 | HI 5
C1 | 0 | 0 | -0.26598 | -1.1081 | -0.0083129 | 6.3115 | 0 | 0 | 0 | 0 | 0 | 0 | 0 | 0 | -7 | 30 | 0 | 0 | 0 | 0 | C1 | 0 | 0 | 0 | 0 | 0 | 0 | 0 | 0 | 0 | 0 | 0 | 0 | 0 | 0 | 0 | 0 | 0 | 0 | 0 | 0 | 38.0736 | 163.7538 | 472.6349 | 1057.9435 | 2012.9061 | 515.1304 | 766.9743 | 1356.0801 | 2196.1883 | 5151.3917
C2 | 0 | 0 | -0.47069 | -1.2408 | -0.31863 | 9.9333 | 0 | 0 | 0 | 0 | 0 | 0 | 0 | -0.2 | -1.8 | 13.9 | 0 | 0 | 0 | 0 | C2 | 0 | 0 | 0 | 0 | 0 | 0 | 0 | 0 | 0 | 0 | 0 | 0 | 0 | 0 | 0 | 0 | 0 | 0 | 0 | 0 | 54.3909 | 233.934 | 675.1927 | 1511.3479 | 2875.5801 | 735.9005 | 1095.6775 | 1937.2573 | 3137.4118 | 7359.131
C3 | 0 | 0 | 0 | -2.1161 | 0 | 15.9567 | 0 | 0 | 0 | 0 | 0 | 0 | -1.9 | 0 | -5.5 | 33 | 0 | 0 | 0 | 0 | C3 | 0 | 0 | 0 | 0 | 0 | 0 | 0 | 0 | 0 | 0 | 0 | 0 | 0 | 0 | 0 | 0 | 0 | 0 | 0 | 0 | 81.5863 | 350.901 | 1012.7891 | 2267.0218 | 4313.3702 | 1103.8508 | 1643.5163 | 2905.8859 | 4706.1178 | 11038.6965
C4 | 0 | 0 | -0.72009 | -9.0751 | -1.0731 | 46.6985 | 0 | 0 | 0 | 0 | 0 | 0 | 0 | 0 | 0 | 2 | 0 | 0 | 0 | 0 | C4 | 0 | 0 | 0 | 0 | 0 | 0 | 0 | 0 | 0 | 0 | 0 | 0 | 0 | 0 | 0 | 0 | 0 | 0 | 0 | 0 | 135.9772 | 584.835 | 1687.9818 | 3778.3697 | 7188.9503 | 1839.7514 | 2739.1938 | 4843.1431 | 7843.5296 | 18397.8274
SQ NPG-11
Test 2: | Removals HI 1: -16.3968; Additions HI 1: 78.9; Removals HI 1: -16.4; Removals HI 2: Fail; Additions HI 1: 78.9; Additions HI 2: Pass | Test 2: | 0 |  |  |  |  | 0 |  |  |  |  | 0 | Pass |  |  |  | 0 | Pass
Test 3: | Removals HI 1: -1.4568; Removals HI 2: 8.884%; Removals HI 1: 0; Removals HI 2: 0%; Removals HI 3: Pass | Test 3: | 0 | 0% | [8 empty] | 0 | 0% | Pass
Test 1: | Removals HI 1: -52439.8163; Removals HI 1: -116167.6736 | Test 1: | 0 | [9 empty] | 0
| Additions HI 5: ED1 target:; Removals HI 1: -50378.1646 | [10 empty] | ED1 target: | 0
EHV OHL Support - Towers | [20 empty] | EHV OHL Support - Towers
| Removals HI 1: NAW; Removals HI 1: NAW - Restated |  | NAW | [9 empty] | NAW - Restated | [9 empty] | Risk Points
| Removals HI 1: Removals; Additions HI 1: Additions; Removals HI 1: Removals; Additions HI 1: Additions |  | Removals |  |  |  |  | Additions |  |  |  |  | Removals |  |  |  |  | Additions |  |  |  |  | NAW |  |  |  |  | Restated NAW
| HI 1 | HI 2 | HI 3 | HI 4 | HI 5 | HI 1 | HI 2 | HI 3 | HI 4 | HI 5 | HI 1 | HI 2 | HI 3 | HI 4 | HI 5 | HI 1 | HI 2 | HI 3 | HI 4 | HI 5 |  | HI 1 | HI 2 | HI 3 | HI 4 | HI 5 | HI 1 | HI 2 | HI 3 | HI 4 | HI 5 | HI 1 | HI 2 | HI 3 | HI 4 | HI 5 | HI 1 | HI 2 | HI 3 | HI 4 | HI 5 | HI 1 | HI 2 | HI 3 | HI 4 | HI 5 | HI 1 | HI 2 | HI 3 | HI 4 | HI 5
C1 | 0 | 0 | 0 | 0 | 0 | 0 | 0 | 0 | 0 | 0 | 0 | 0 | 0 | 0 | 0 | 0 | 0 | 0 | 0 | 0 | C1 | -12 | -7 | -96 | -13 | -164 | 107 | 185 | 0 | 0 | 0 | [10 empty] | 636.4901 | 947.666 | 1675.5594 | 2713.589 | 6365.0097 | 636.4901 | 947.666 | 1675.5594 | 2713.589 | 6365.0097
C2 | 0 | 0 | 0 | 0 | 0 | 0 | 0 | 0 | 0 | 0 | 0 | 0 | 0 | 0 | -137 | 2 | 0 | 0 | 0 | 0 | C2 | -6 | -7 | -106 | -53 | -221 | 165 | 228 | 0 | 0 | 0 |  |  | -625 | -7 |  |  | 632 |  |  |  | 909.2716 | 1353.8086 | 2393.6563 | 3876.5557 | 9092.871 | 909.2716 | 1353.8086 | 2393.6563 | 3876.5557 | 9092.871
C3 | 0 | 0 | 0 | 0 | 0 | 0 | 0 | 0 | 0 | 0 | 0 | 0 | 0 | 0 | -2 | 0 | 0 | 0 | 0 | 0 | C3 | 0 | 0 | -3 | 0 | -4 | 2 | 5 | 0 | 0 | 0 |  |  | -125 | -2 |  |  | 127 |  |  |  | 1363.9074 | 2030.7128 | 3590.4845 | 5814.8336 | 13639.3066 | 1363.9074 | 2030.7128 | 3590.4845 | 5814.8336 | 13639.3066
C4 | 0 | 0 | 0 | 0 | -139 | 0 | 2 | 0 | 0 | 0 | 0 | 0 | 0 | 0 | 0 | 0 | 0 | 0 | 0 | 0 | C4 | -5 | -6 | -6 | -17 | -33 | 30 | 37 | 0 | 0 | 0 | [10 empty] | 2273.179 | 3384.5214 | 5984.1408 | 9691.3893 | 22732.1776 | 2273.179 | 3384.5214 | 5984.1408 | 9691.3893 | 22732.1776
Test 2: | Removals HI 1: -139; Additions HI 1: 2; Removals HI 1: -139; Removals HI 2: Pass; Additions HI 1: 2; Additions HI 2: Pass | Test 2: | -759 | 0 |  |  |  | 759 |  |  |  |  | -759 | Pass |  |  |  | 759 | Pass
Test 3: | Removals HI 1: 0; Removals HI 2: 0%; Removals HI 1: 0; Removals HI 2: 0%; Removals HI 3: Pass | Test 3: | -254 | 33.47% | [8 empty] | 0 | 0% | Pass
Test 1: | Removals HI 1: -3159772.6866; Removals HI 1: -1273001.9457 | Test 1: | -4785727.3409 | [9 empty] | -1983611.3193
| Additions HI 5: ED1 target:; Removals HI 1: -1271183.4025 | [10 empty] | ED1 target: | -870103.7857
EHV OHL Support - Poles | [20 empty] | EHV OHL Support - Poles
| Removals HI 1: NAW; Removals HI 1: NAW - Restated |  | NAW | [9 empty] | NAW - Restated | [9 empty] | Risk Points
| Removals HI 1: Removals; Additions HI 1: Additions; Removals HI 1: Removals; Additions HI 1: Additions |  | Removals |  |  |  |  | Additions |  |  |  |  | Removals |  |  |  |  | Additions |  |  |  |  | NAW |  |  |  |  | Restated NAW
| HI 1 | HI 2 | HI 3 | HI 4 | HI 5 | HI 1 | HI 2 | HI 3 | HI 4 | HI 5 | HI 1 | HI 2 | HI 3 | HI 4 | HI 5 | HI 1 | HI 2 | HI 3 | HI 4 | HI 5 |  | HI 1 | HI 2 | HI 3 | HI 4 | HI 5 | HI 1 | HI 2 | HI 3 | HI 4 | HI 5 | HI 1 | HI 2 | HI 3 | HI 4 | HI 5 | HI 1 | HI 2 | HI 3 | HI 4 | HI 5 | HI 1 | HI 2 | HI 3 | HI 4 | HI 5 | HI 1 | HI 2 | HI 3 | HI 4 | HI 5
C1 | -2 | -30 | -93 | -47 | -18 | 123 | 0 | 0 | 0 | 0 | 0 | 0 | 0 | -90 | -50 | 140 | 0 | 0 | 0 | 0 | C1 | 0 | 0 | -78 | -58 | -131 | 0 | 239 | 0 | 0 | 0 |  |  |  | -73 |  |  | 73 |  |  |  | 0.58127 | 2.5 | 7.2157 | 16.1517 | 30.7311 | 19.3604 | 28.8256 | 50.9662 | 82.5404 | 193.6073
C2 |  | -23 | -56 | -49 | -2 | 205 | 0 | 0 | 0 | 0 | 0 | 0 | 0 | -186 | -28 | 194 | 0 | 0 | 0 | 0 | C2 | 0 | 0 | -48 | -69 | -113 | 0 | 258 | 0 | 0 | 0 |  |  |  | -468 |  |  | 468 |  |  |  | 0.83039 | 3.5715 | 10.3082 | 23.0738 | 43.9016 | 27.6577 | 41.1794 | 72.8089 | 117.9149 | 276.5818
C3 | -2 | -3 | -4 | 0 | 0 | 5 | 0 | 0 | 0 | 0 | 0 | 0 | 0 | -3 | -2 | 5 | 0 | 0 | 0 | 0 | C3 | 0 | 0 | -2 | 0 | 0 | 0 | 6 | 0 | 0 | 0 |  |  |  | -3 |  |  | 3 |  |  |  | 1.2456 | 5.3572 | 15.4623 | 34.6107 | 65.8524 | 41.4866 | 61.7691 | 109.2133 | 176.8723 | 414.8728
C4 | -2 | -9 | -32 | -25 | -8 | 50 | 0 | 0 | 0 | 0 | 0 | 0 | 0 | -42 | -4 | 44 | 0 | 0 | 0 | 0 | C4 | 0 | 0 | -27 | -28 | -16 | 0 | 67 | 0 | 0 | 0 |  |  |  | -26 |  |  | 26 |  |  |  | 2.076 | 8.9287 | 25.7705 | 57.6846 | 109.7541 | 69.1443 | 102.9485 | 182.0222 | 294.7872 | 691.4546
SQ NPG-11
Test 2: | Removals HI 1: -405; Additions HI 1: 383; Removals HI 1: -405; Removals HI 2: Pass; Additions HI 1: 383; Additions HI 2: Pass | Test 2: | -570 |  |  |  |  | 570 |  |  |  |  | -570 | Pass |  |  |  | 570 | Pass
Test 3: | Removals HI 1: -256; Removals HI 2: 63.21%; Removals HI 1: 0; Removals HI 2: 0%; Removals HI 3: Pass | Test 3: | -155 | 27.19% | [8 empty] | 0 | 0% | Pass
Test 1: | Removals HI 1: -7247.0656; Removals HI 1: -63292.7089 | Test 1: | -16671.1358 | [9 empty] | -69404.7059
| Additions HI 5: ED1 target:; Removals HI 1: -51966.8757 | [10 empty] | ED1 target: | -45166.5185
EHV OHL Fittings | [20 empty] | EHV OHL Fittings
| Removals HI 1: NAW; Removals HI 1: NAW - Restated |  | NAW | [9 empty] | NAW - Restated | [9 empty] | Risk Points
| Removals HI 1: Removals; Additions HI 1: Additions; Removals HI 1: Removals; Additions HI 1: Additions |  | Removals |  |  |  |  | Additions |  |  |  |  | Removals |  |  |  |  | Additions |  |  |  |  | NAW |  |  |  |  | Restated NAW
| HI 1 | HI 2 | HI 3 | HI 4 | HI 5 | HI 1 | HI 2 | HI 3 | HI 4 | HI 5 | HI 1 | HI 2 | HI 3 | HI 4 | HI 5 | HI 1 | HI 2 | HI 3 | HI 4 | HI 5 |  | HI 1 | HI 2 | HI 3 | HI 4 | HI 5 | HI 1 | HI 2 | HI 3 | HI 4 | HI 5 | HI 1 | HI 2 | HI 3 | HI 4 | HI 5 | HI 1 | HI 2 | HI 3 | HI 4 | HI 5 | HI 1 | HI 2 | HI 3 | HI 4 | HI 5 | HI 1 | HI 2 | HI 3 | HI 4 | HI 5
C1 | Removals HI 1: -6; Removals HI 2: 0; Removals HI 3: -27; Removals HI 4: -57; Removals HI 5: -914; Additions HI 1: 1004; Additions HI 2: 0; Additions HI 3: 0; Additions HI 4: 0; Additions HI 5: 0; Additions HI 1: 0 | C1 | 0 | 0 | 0 | 0 | 0 | 0 | 0 | 0 | 0 | 0 | 0 | 0 | 0 | 0 | 0 | 0 | 0 | 0 | 0 | 0 | 4.4628 | 6.6446 | 11.7483 | 19.0265 | 44.6287 | 4.4628 | 6.6446 | 11.7483 | 19.0265 | 44.6287
C2 | 0 | 0 | 0 | 0 | 0 | 0 | 0 | 0 | 0 | 0 |  |  |  | -50 | -950 | 1000 |  |  |  |  | C2 | 0 | 0 | 0 | 0 | 0 | 0 | 0 | 0 | 0 | 0 | 0 | 0 | 0 | 0 | 0 | 0 | 0 | 0 | 0 | 0 | 6.3754 | 9.4923 | 16.7833 | 27.1807 | 63.7553 | 6.3754 | 9.4923 | 16.7833 | 27.1807 | 63.7553
C3 | 0 | 0 | -2 | 0 | -16 | 18 | 0 | 0 | 0 | 0 |  |  |  |  | -34 | 34 |  |  |  |  | C3 | 0 | 0 | 0 | 0 | 0 | 0 | 0 | 0 | 0 | 0 | 0 | 0 | 0 | 0 | 0 | 0 | 0 | 0 | 0 | 0 | 9.5631 | 14.2385 | 25.1749 | 40.7711 | 95.6329 | 9.5631 | 14.2385 | 25.1749 | 40.7711 | 95.6329
C4 | Removals HI 1: 0; Removals HI 2: 0; Removals HI 3: -2; Removals HI 4: 0; Removals HI 5: -10; Additions HI 1: 12; Additions HI 2: 0; Additions HI 3: 0; Additions HI 4: 0; Additions HI 5: 0; Additions HI 1: 0 | C4 | 0 | 0 | 0 | 0 | 0 | 0 | 0 | 0 | 0 | 0 | 0 | 0 | 0 | 0 | 0 | 0 | 0 | 0 | 0 | 0 | 15.9385 | 23.7308 | 41.9582 | 67.9518 | 159.3882 | 15.9385 | 23.7308 | 41.9582 | 67.9518 | 159.3882
Test 2: | Removals HI 1: -1034; Additions HI 1: 1034; Removals HI 1: -1034; Removals HI 2: Pass; Additions HI 1: 1034; Additions HI 2: Pass | Test 2: | 0 |  |  |  |  | 0 |  |  |  |  | 0 | Pass |  |  |  | 0 | Pass
Test 3: | Removals HI 1: -37; Removals HI 2: 3.578%; Removals HI 1: 0; Removals HI 2: 0%; Removals HI 3: Pass | Test 3: | 0 | 0% | [8 empty] | 0 | 0% | Pass
Test 1: | Removals HI 1: -45477.3902; Removals HI 1: -65178.0647 | Test 1: | 0 | [9 empty] | 0
| Additions HI 5: ED1 target:; Removals HI 1: -58477.4998 | [10 empty] | ED1 target: | 0
EHV OHL (Tower Line) Conductor | [20 empty] | EHV OHL (Tower Line) Conductor | bar: Removals HI 1 to Removals HI 4
| Removals HI 1: NAW; Removals HI 1: NAW - Restated |  | NAW | [9 empty] | NAW - Restated | [9 empty] | Risk Points
| Removals HI 1: Removals; Additions HI 1: Additions; Removals HI 1: Removals; Additions HI 1: Additions |  | Removals |  |  |  |  | Additions |  |  |  |  | Removals |  |  |  |  | Additions |  |  |  |  | NAW |  |  |  |  | Restated NAW
| HI 1 | HI 2 | HI 3 | HI 4 | HI 5 | HI 1 | HI 2 | HI 3 | HI 4 | HI 5 | HI 1 | HI 2 | HI 3 | HI 4 | HI 5 | HI 1 | HI 2 | HI 3 | HI 4 | HI 5 |  | HI 1 | HI 2 | HI 3 | HI 4 | HI 5 | HI 1 | HI 2 | HI 3 | HI 4 | HI 5 | HI 1 | HI 2 | HI 3 | HI 4 | HI 5 | HI 1 | HI 2 | HI 3 | HI 4 | HI 5 | HI 1 | HI 2 | HI 3 | HI 4 | HI 5 | HI 1 | HI 2 | HI 3 | HI 4 | HI 5
C1 | -2.4 | 0 | -5 | -60.2 | -50.9 | 118.5 | 0 | 0 | 0 | 0 | 0 | 0 | 0 | 0 | 0 | 0 | 0 | 0 | 0 | 0 | C1 | 0 | 0 | 0 | 0 | 0 | 0 | 0 | 0 | 0 | 0 | 0 | 0 | 0 | 0 | 0 | 0 | 0 | 0 | 0 | 0 | 38.6191 | 57.4998 | 101.6648 | 164.6474 | 386.1979 | 38.6191 | 57.4998 | 101.6648 | 164.6474 | 386.1979
C2 | 0 | 0 | 0 | 0 | 0 | 0 | 0 | 0 | 0 | 0 | 0 | 0 | -100 | -10.6 | -6.8 | 117.4 | 0 | 0 | 0 | 0 | C2 | 0 | 0 | 0 | 0 | 0 | 0 | 0 | 0 | 0 | 0 | 0 | 0 | 0 | 0 | 0 | 0 | 0 | 0 | 0 | 0 | 55.1702 | 82.1425 | 145.2355 | 235.2106 | 551.7113 | 55.1702 | 82.1425 | 145.2355 | 235.2106 | 551.7113
C3 | 0 | 0 | 0 | -1 | 0 | 1 | 0 | 0 | 0 | 0 | 0 | 0 | 0 | 0 | -2.8 | 2.8 | 0 | 0 | 0 | 0 | C3 | 0 | 0 | 0 | 0 | 0 | 0 | 0 | 0 | 0 | 0 | 0 | 0 | 0 | 0 | 0 | 0 | 0 | 0 | 0 | 0 | 82.7553 | 123.2138 | 217.8532 | 352.8159 | 827.567 | 82.7553 | 123.2138 | 217.8532 | 352.8159 | 827.567
C4 | 0 | 0 | 0 | 0 | -0.7 | 0.7 | 0 | 0 | 0 | 0 | 0 | 0 | 0 | 0 | 0 | 0 | 0 | 0 | 0 | 0 | C4 | 0 | 0 | 0 | 0 | 0 | 0 | 0 | 0 | 0 | 0 | 0 | 0 | 0 | 0 | 0 | 0 | 0 | 0 | 0 | 0 | 137.9255 | 205.3563 | 363.0887 | 588.0265 | 1379.2783 | 137.9255 | 205.3563 | 363.0887 | 588.0265 | 1379.2783
Test 2: | Removals HI 1: -120.2; Additions HI 1: 120.2; Removals HI 1: -120.2; Removals HI 2: Pass; Additions HI 1: 120.2; Additions HI 2: Pass | Test 2: | 0 |  |  |  |  | 0 |  |  |  |  | 0 | Pass |  |  |  | 0 | Pass
Test 3: | Removals HI 1: -7.4; Removals HI 2: 6.156%; Removals HI 1: 0; Removals HI 2: 0%; Removals HI 3: Pass | Test 3: | 0 | 0% | [8 empty] | 0 | 0% | Pass
Test 1: | Removals HI 1: -31488.5704; Removals HI 1: -23085.6031 | Test 1: | 0 | [9 empty] | 0
| Additions HI 5: ED1 target:; Removals HI 1: -16376.9077 | [10 empty] | ED1 target: | 0
132kV CBs | [20 empty] | 132kV CBs
| Removals HI 1: NAW; Removals HI 1: NAW - Restated |  | NAW | [9 empty] | NAW - Restated | [9 empty] | Risk Points
| Removals HI 1: Removals; Additions HI 1: Additions; Removals HI 1: Removals; Additions HI 1: Additions |  | Removals |  |  |  |  | Additions |  |  |  |  | Removals |  |  |  |  | Additions |  |  |  |  | NAW |  |  |  |  | Restated NAW
| HI 1 | HI 2 | HI 3 | HI 4 | HI 5 | HI 1 | HI 2 | HI 3 | HI 4 | HI 5 | HI 1 | HI 2 | HI 3 | HI 4 | HI 5 | HI 1 | HI 2 | HI 3 | HI 4 | HI 5 |  | HI 1 | HI 2 | HI 3 | HI 4 | HI 5 | HI 1 | HI 2 | HI 3 | HI 4 | HI 5 | HI 1 | HI 2 | HI 3 | HI 4 | HI 5 | HI 1 | HI 2 | HI 3 | HI 4 | HI 5 | HI 1 | HI 2 | HI 3 | HI 4 | HI 5 | HI 1 | HI 2 | HI 3 | HI 4 | HI 5
C1 | 0 | 0 | 0 | 0 | 0 | 0 | 0 | 0 | 0 | 0 | 0 | 0 | 0 | 0 | -8 | 9 | 0 | 0 | 0 | 0 | C1 | 0 | 0 | 0 | 0 | 0 | 0 | 0 | 0 | 0 | 0 | 0 | 0 | 0 | 0 | 0 | 0 | 0 | 0 | 0 | 0 | 1846.5126 | 2749.2606 | 4860.9421 | 7872.3553 | 18465.4412 | 1846.5126 | 2749.2606 | 4860.9421 | 7872.3553 | 18465.4412
C2 | 0 | 0 | 0 | 0 | 0 | 0 | 0 | 0 | 0 | 0 | 0 | 0 | 0 | 0 | 0 | 0 | 0 | 0 | 0 | 0 | C2 | 0 | 0 | 0 | 0 | 0 | 0 | 0 | 0 | 0 | 0 | 0 | 0 | 0 | 0 | 0 | 0 | 0 | 0 | 0 | 0 | 2637.8752 | 3927.5152 | 6944.2031 | 11246.2219 | 26379.2017 | 2637.8752 | 3927.5152 | 6944.2031 | 11246.2219 | 26379.2017
C3 | 0 | 0 | 0 | 0 | -8 | 9 | 0 | 0 | 0 | 0 | 0 | 0 | 0 | 0 | 0 | 0 | 0 | 0 | 0 | 0 | C3 | 0 | 0 | 0 | 0 | 0 | 0 | 0 | 0 | 0 | 0 | 0 | 0 | 0 | 0 | 0 | 0 | 0 | 0 | 0 | 0 | 3956.8128 | 5891.2727 | 10416.3046 | 16869.3329 | 39568.8026 | 3956.8128 | 5891.2727 | 10416.3046 | 16869.3329 | 39568.8026
C4 | 0 | 0 | 0 | 0 | 0 | 0 | 0 | 0 | 0 | 0 | 0 | 0 | 0 | 0 | 0 | 0 | 0 | 0 | 0 | 0 | C4 | 0 | 0 | 0 | 0 | 0 | 0 | 0 | 0 | 0 | 0 | 0 | 0 | 0 | 0 | 0 | 0 | 0 | 0 | 0 | 0 | 6594.688 | 9818.7879 | 17360.5077 | 28115.5548 | 65948.0043 | 6594.688 | 9818.7879 | 17360.5077 | 28115.5548 | 65948.0043
Test 2: | Removals HI 1: -8; Additions HI 1: 9; Removals HI 1: -8; Removals HI 2: Pass; Additions HI 1: 9; Additions HI 2: Pass | Test 2: | 0 |  |  |  |  | 0 |  |  |  |  | 0 | Pass |  |  |  | 0 | Pass
Test 3: | Removals HI 1: 0; Removals HI 2: 0%; Removals HI 1: 0; Removals HI 2: 0%; Removals HI 3: Pass | Test 3: | 0 | 0% | [8 empty] | 0 | 0% | Pass
Test 1: | Removals HI 1: -316550.4206; Removals HI 1: -147723.5296 | Test 1: | 0 | [9 empty] | 0
| Additions HI 5: ED1 target:; Removals HI 1: -131104.9159 | [10 empty] | ED1 target: | 0
132kV Transformer | [20 empty] | 132kV Transformer
| Removals HI 1: NAW; Removals HI 1: NAW - Restated |  | NAW | [9 empty] | NAW - Restated | [9 empty] | Risk Points
| Removals HI 1: Removals; Additions HI 1: Additions; Removals HI 1: Removals; Additions HI 1: Additions |  | Removals |  |  |  |  | Additions |  |  |  |  | Removals |  |  |  |  | Additions |  |  |  |  | NAW |  |  |  |  | Restated NAW
| HI 1 | HI 2 | HI 3 | HI 4 | HI 5 | HI 1 | HI 2 | HI 3 | HI 4 | HI 5 | HI 1 | HI 2 | HI 3 | HI 4 | HI 5 | HI 1 | HI 2 | HI 3 | HI 4 | HI 5 |  | HI 1 | HI 2 | HI 3 | HI 4 | HI 5 | HI 1 | HI 2 | HI 3 | HI 4 | HI 5 | HI 1 | HI 2 | HI 3 | HI 4 | HI 5 | HI 1 | HI 2 | HI 3 | HI 4 | HI 5 | HI 1 | HI 2 | HI 3 | HI 4 | HI 5 | HI 1 | HI 2 | HI 3 | HI 4 | HI 5
C1 | 0 | 0 | 0 | 0 | 0 | 0 | 0 | 0 | 0 | 0 | 0 | 0 | 0 | 0 | 0 | 0 | 0 | 0 | 0 | 0 | C1 | 0 | -2 | 0 | 0 | 0 | 2 | 0 | 0 | 0 | 0 | 0 | 0 | 0 | 0 | 0 | 0 | 0 | 0 | 0 | 0 | 273.0427 | 1174.3506 | 3389.4731 | 7586.9787 | 14435.4359 | 3898.4611 | 5804.3934 | 10262.694 | 16620.5586 | 38985.2763
C2 | 0 | 0 | 0 | 0 | -2 | 2 | 0 | 0 | 0 | 0 | 0 | 0 | 0 | -1 | -1 | 2 | 0 | 0 | 0 | 0 | C2 | 0 | 0 | -2 | 0 | -1 | 0 | 2 | 0 | 1 | 0 | 0 | 0 | -5 | 0 | 0 | 0 | 5 | 0 | 0 | 0 | 390.061 | 1677.6436 | 4842.1044 | 10838.541 | 20622.0512 | 5569.2302 | 8291.9905 | 14660.9914 | 23743.6552 | 55693.2519
C3 | 0 | 0 | 0 | 0 | 0 | 0 | 0 | 0 | 0 | 0 | 0 | 0 | 0 | 0 | 0 | 0 | 0 | 0 | 0 | 0 | C3 | 0 | 0 | 0 | 0 | 0 | 0 | 0 | 0 | 0 | 0 | 0 | 0 | 0 | 0 | 0 | 0 | 0 | 0 | 0 | 0 | 585.0915 | 2516.4655 | 7263.1566 | 16257.8115 | 30933.0768 | 8353.8453 | 12437.9858 | 21991.4872 | 35615.4827 | 83539.8778
C4 | 0 | 0 | 0 | 0 | 0 | 0 | 0 | 0 | 0 | 0 | 0 | 0 | 0 | 0 | 0 | 0 | 0 | 0 | 0 | 0 | C4 | 0 | 0 | 0 | 0 | 0 | 0 | 0 | 0 | 0 | 0 | 0 | 0 | 0 | 0 | 0 | 0 | 0 | 0 | 0 | 0 | 975.1525 | 4194.1091 | 12105.261 | 27096.3525 | 51555.1281 | 13923.0755 | 20729.9763 | 36652.4786 | 59359.1379 | 139233.1296
Test 2: | Removals HI 1: -2; Additions HI 1: 2; Removals HI 1: -2; Removals HI 2: Pass; Additions HI 1: 2; Additions HI 2: Pass | Test 2: | -5 |  |  |  |  | 5 |  |  |  |  | -5 | Pass |  |  |  | 5 | Pass
Test 3: | Removals HI 1: 0; Removals HI 2: 0%; Removals HI 1: 0; Removals HI 2: 0%; Removals HI 3: Pass | Test 3: | -4 | 80% | [8 empty] | 0 | 0% | Pass
Test 1: | Removals HI 1: -41244.1025; Removals HI 1: -79436.907 | Test 1: | -32654.9612 | [9 empty] | -73304.9572
| Additions HI 5: ED1 target:; Removals HI 1: -68298.4466 | [10 empty] | ED1 target: | -31845.0045
132kV UG Cable (Gas) | [20 empty] | 132kV UG Cable (Gas)
| Removals HI 1: NAW; Removals HI 1: NAW - Restated |  | NAW | [9 empty] | NAW - Restated | [9 empty] | Risk Points
| Removals HI 1: Removals; Additions HI 1: Additions; Removals HI 1: Removals; Additions HI 1: Additions |  | Removals |  |  |  |  | Additions |  |  |  |  | Removals |  |  |  |  | Additions |  |  |  |  | NAW |  |  |  |  | Restated NAW
| HI 1 | HI 2 | HI 3 | HI 4 | HI 5 | HI 1 | HI 2 | HI 3 | HI 4 | HI 5 | HI 1 | HI 2 | HI 3 | HI 4 | HI 5 | HI 1 | HI 2 | HI 3 | HI 4 | HI 5 |  | HI 1 | HI 2 | HI 3 | HI 4 | HI 5 | HI 1 | HI 2 | HI 3 | HI 4 | HI 5 | HI 1 | HI 2 | HI 3 | HI 4 | HI 5 | HI 1 | HI 2 | HI 3 | HI 4 | HI 5 | HI 1 | HI 2 | HI 3 | HI 4 | HI 5 | HI 1 | HI 2 | HI 3 | HI 4 | HI 5
C1 | 0 | 0 | 0 | 0 | 0 | 0 | 0 | 0 | 0 | 0 | 0 | 0 | 0 | 0 | 0 | 0 | 0 | 0 | 0 | 0 | C1 | 0 | 0 | 0 | 0 | 0 | 0 | 0 | 0 | 0 | 0 | 0 | 0 | 0 | 0 | 0 | 0 | 0 | 0 | 0 | 0 | 753.692 | 1122.1671 | 1984.0931 | 3213.2631 | 7537.0482 | 753.692 | 1122.1671 | 1984.0931 | 3213.2631 | 7537.0482
C2 | 0 | 0 | 0 | 0 | 0 | 0 | 0 | 0 | 0 | 0 | 0 | 0 | 0 | 0 | 0 | 0 | 0 | 0 | 0 | 0 | C2 | 0 | 0 | 0 | 0 | 0 | 0 | 0 | 0 | 0 | 0 | 0 | 0 | 0 | 0 | 0 | 0 | 0 | 0 | 0 | 0 | 1076.7028 | 1603.0958 | 2834.4188 | 4590.3759 | 10767.2117 | 1076.7028 | 1603.0958 | 2834.4188 | 4590.3759 | 10767.2117
C3 | 0 | 0 | 0 | 0 | 0 | 0 | 0 | 0 | 0 | 0 | 0 | 0 | 0 | 0 | 0 | 0 | 0 | 0 | 0 | 0 | C3 | 0 | 0 | 0 | 0 | 0 | 0 | 0 | 0 | 0 | 0 | 0 | 0 | 0 | 0 | 0 | 0 | 0 | 0 | 0 | 0 | 1615.0542 | 2404.6437 | 4251.6282 | 6885.5639 | 16150.8176 | 1615.0542 | 2404.6437 | 4251.6282 | 6885.5639 | 16150.8176
C4 | 0 | 0 | 0 | 0 | 0 | 0 | 0 | 0 | 0 | 0 | 0 | 0 | 0 | 0 | 0 | 0 | 0 | 0 | 0 | 0 | C4 | 0 | 0 | 0 | 0 | 0 | 0 | 0 | 0 | 0 | 0 | 0 | 0 | 0 | 0 | 0 | 0 | 0 | 0 | 0 | 0 | 2691.757 | 4007.7395 | 7086.0469 | 11475.9398 | 26918.0293 | 2691.757 | 4007.7395 | 7086.0469 | 11475.9398 | 26918.0293
Test 2: | Removals HI 1: 0; Additions HI 1: 0; Removals HI 1: 0; Removals HI 2: Pass; Additions HI 1: 0; Additions HI 2: Pass | Test 2: | 0 |  |  |  |  | 0 |  |  |  |  | 0 | Pass |  |  |  | 0 | Pass
Test 3: | Removals HI 1: 0; Removals HI 2: 0%; Removals HI 1: 0; Removals HI 2: 0%; Removals HI 3: Pass | Test 3: | 0 | 0% | [8 empty] | 0 | 0% | Pass
Test 1: | Removals HI 1: 0; Removals HI 1: 0 | Test 1: | 0 | [9 empty] | 0
| Additions HI 5: ED1 target:; Removals HI 1: 0 | [10 empty] | ED1 target: | 0
132kV UG Cable (Oil) | [20 empty] | 132kV UG Cable (Oil)
| Removals HI 1: NAW; Removals HI 1: NAW - Restated |  | NAW | [9 empty] | NAW - Restated | [9 empty] | Risk Points
| Removals HI 1: Removals; Additions HI 1: Additions; Removals HI 1: Removals; Additions HI 1: Additions |  | Removals |  |  |  |  | Additions |  |  |  |  | Removals |  |  |  |  | Additions |  |  |  |  | NAW |  |  |  |  | Restated NAW
| HI 1 | HI 2 | HI 3 | HI 4 | HI 5 | HI 1 | HI 2 | HI 3 | HI 4 | HI 5 | HI 1 | HI 2 | HI 3 | HI 4 | HI 5 | HI 1 | HI 2 | HI 3 | HI 4 | HI 5 |  | HI 1 | HI 2 | HI 3 | HI 4 | HI 5 | HI 1 | HI 2 | HI 3 | HI 4 | HI 5 | HI 1 | HI 2 | HI 3 | HI 4 | HI 5 | HI 1 | HI 2 | HI 3 | HI 4 | HI 5 | HI 1 | HI 2 | HI 3 | HI 4 | HI 5 | HI 1 | HI 2 | HI 3 | HI 4 | HI 5
C1 | 0 | 0 | -0.12567 | -1.0489 | -2.1796 | 0 | 0 | 0 | 0 | 0 | 0 | 0 | 0 | 0 | 0 | 0 | 0 | 0 | 0 | 0 | C1 | 0 | 0 | 0 | 0 | 0 | 0 | 0 | 0 | 0 | 0 | 0 | 0 | 0 | 0 | 0 | 0 | 0 | 0 | 0 | 0 | 9304.5124 | 13853.4278 | 24494.117 | 39668.5224 | 93046.7106 | 9304.5124 | 13853.4278 | 24494.117 | 39668.5224 | 93046.7106
C2 | 0 | 0 | -0.77005 | -6.4626 | -2.8908 | 0 | 0 | 0 | 0 | 0 | 0 | 0 | 0 | -1.2 | -1 | 0 | 0 | 0 | 0 | 0 | C2 | 0 | 0 | 0 | 0 | 0 | 0 | 0 | 0 | 0 | 0 | 0 | 0 | 0 | 0 | 0 | 0 | 0 | 0 | 0 | 0 | 13292.1606 | 19790.6111 | 34991.5957 | 56669.3177 | 132923.8722 | 13292.1606 | 19790.6111 | 34991.5957 | 56669.3177 | 132923.8722
C3 | 0 | 0 | -1.0643 | -2.3685 | -2.6895 | 0 | 0 | 0 | 0 | 0 | 0 | 0 | 0 | 0 | -17.4 | 0 | 0 | 0 | 0 | 0 | C3 | 0 | 0 | 0 | 0 | 0 | 0 | 0 | 0 | 0 | 0 | 0 | 0 | 0 | 0 | 0 | 0 | 0 | 0 | 0 | 0 | 19938.2408 | 29685.9167 | 52487.3936 | 85003.9766 | 199385.8084 | 19938.2408 | 29685.9167 | 52487.3936 | 85003.9766 | 199385.8084
C4 | 0 | 0 | 0 | 0 | 0 | 0 | 0 | 0 | 0 | 0 | 0 | 0 | 0 | 0 | 0 | 0 | 0 | 0 | 0 | 0 | C4 | 0 | 0 | 0 | 0 | 0 | 0 | 0 | 0 | 0 | 0 | 0 | 0 | 0 | 0 | 0 | 0 | 0 | 0 | 0 | 0 | 33230.4014 | 49476.5279 | 87478.9893 | 141673.2943 | 332309.6806 | 33230.4014 | 49476.5279 | 87478.9893 | 141673.2943 | 332309.6806
Test 2: | Removals HI 1: -19.6; Additions HI 1: 0; Removals HI 1: -19.6; Removals HI 2: Pass; Additions HI 1: 0; Additions HI 2: Pass | Test 2: | 0 |  |  |  |  | 0 |  |  |  |  | 0 | Pass |  |  |  | 0 | Pass
Test 3: | Removals HI 1: -1.96; Removals HI 2: 10%; Removals HI 1: 0; Removals HI 2: 0%; Removals HI 3: Pass | Test 3: | 0 | 0% | [8 empty] | 0 | 0% | Pass
Test 1: | Removals HI 1: -1818379.17; Removals HI 1: -3670240.119 | Test 1: | 0 | [9 empty] | 0
| Additions HI 5: ED1 target:; Removals HI 1: -3670240.119 | [10 empty] | ED1 target: | 0
132kV UG Cable (Non Pressurised) | [20 empty] | 132kV UG Cable (Non Pressurised)
| Removals HI 1: NAW; Removals HI 1: NAW - Restated |  | NAW | [9 empty] | NAW - Restated | [9 empty] | Risk Points
| Removals HI 1: Removals; Additions HI 1: Additions; Removals HI 1: Removals; Additions HI 1: Additions |  | Removals |  |  |  |  | Additions |  |  |  |  | Removals |  |  |  |  | Additions |  |  |  |  | NAW |  |  |  |  | Restated NAW
| HI 1 | HI 2 | HI 3 | HI 4 | HI 5 | HI 1 | HI 2 | HI 3 | HI 4 | HI 5 | HI 1 | HI 2 | HI 3 | HI 4 | HI 5 | HI 1 | HI 2 | HI 3 | HI 4 | HI 5 |  | HI 1 | HI 2 | HI 3 | HI 4 | HI 5 | HI 1 | HI 2 | HI 3 | HI 4 | HI 5 | HI 1 | HI 2 | HI 3 | HI 4 | HI 5 | HI 1 | HI 2 | HI 3 | HI 4 | HI 5 | HI 1 | HI 2 | HI 3 | HI 4 | HI 5 | HI 1 | HI 2 | HI 3 | HI 4 | HI 5
C1 | 0 | 0 | 0 | 0 | 0 | 19.6 | 0 | 0 | 0 | 0 | 0 | 0 | 0 | 0 | 0 | 0 | 0 | 0 | 0 | 0 | C1 | 0 | 0 | 0 | 0 | 0 | 0 | 0 | 0 | 0 | 0 | 0 | 0 | 0 | 0 | 0 | 0 | 0 | 0 | 0 | 0 | 2149.4357 | 9244.6748 | 26682.4726 | 59725.9062 | 94592.4846 | 1355.8253 | 2018.6795 | 3569.2085 | 5780.3769 | 13558.4847
C2 | 0 | 0 | 0 | 0 | 0 | 0 | 0 | 0 | 0 | 0 | 0 | 0 | 0 | 0 | 0 | 19.6 | 0 | 0 | 0 | 0 | C2 | 0 | 0 | 0 | 0 | 0 | 0 | 0 | 0 | 0 | 0 | 0 | 0 | 0 | 0 | 0 | 0 | 0 | 0 | 0 | 0 | 3070.6225 | 13206.6783 | 38117.818 | 85322.7231 | 135132.1208 | 1936.8934 | 2883.8279 | 5098.8693 | 8257.6812 | 19369.2638
C3 | 0 | 0 | 0 | 0 | 0 | 0 | 0 | 0 | 0 | 0 | 0 | 0 | 0 | 0 | 0 | 0 | 0 | 0 | 0 | 0 | C3 | 0 | 0 | 0 | 0 | 0 | 0 | 0 | 0 | 0 | 0 | 0 | 0 | 0 | 0 | 0 | 0 | 0 | 0 | 0 | 0 | 4605.9337 | 19810.0175 | 57176.727 | 127984.0847 | 202698.1813 | 2905.34 | 4325.7418 | 7648.3039 | 12386.5219 | 29053.8957
C4 | 0 | 0 | 0 | 0 | 0 | 0 | 0 | 0 | 0 | 0 | 0 | 0 | 0 | 0 | 0 | 0 | 0 | 0 | 0 | 0 | C4 | 0 | 0 | 0 | 0 | 0 | 0 | 0 | 0 | 0 | 0 | 0 | 0 | 0 | 0 | 0 | 0 | 0 | 0 | 0 | 0 | 7676.5562 | 33016.6958 | 95294.5449 | 213306.8078 | 337830.3021 | 4842.2334 | 7209.5697 | 12747.1732 | 20644.2031 | 48423.1596
Test 2: | Removals HI 1: 0; Additions HI 1: 19.6; Removals HI 1: 0; Removals HI 2: Pass; Additions HI 1: 19.6; Additions HI 2: Pass | Test 2: | 0 |  |  |  |  | 0 |  |  |  |  | 0 | Pass |  |  |  | 0 | Pass
Test 3: | Removals HI 1: 0; Removals HI 2: 0%; Removals HI 1: 0; Removals HI 2: 0%; Removals HI 3: Pass | Test 3: | 0 | 0% | [8 empty] | 0 | 0% | Pass
Test 1: | Removals HI 1: 0; Removals HI 1: 0 | Test 1: | 0 | [9 empty] | 0
| Additions HI 5: ED1 target:; Removals HI 1: 37963.1097 | [10 empty] | ED1 target: | 0
132kV OHL Support - Tower | [20 empty] | 132kV OHL Support - Tower
| Removals HI 1: NAW; Removals HI 1: NAW - Restated |  | NAW | [9 empty] | NAW - Restated | [9 empty] | Risk Points
| Removals HI 1: Removals; Additions HI 1: Additions; Removals HI 1: Removals; Additions HI 1: Additions |  | Removals |  |  |  |  | Additions |  |  |  |  | Removals |  |  |  |  | Additions |  |  |  |  | NAW |  |  |  |  | Restated NAW
| HI 1 | HI 2 | HI 3 | HI 4 | HI 5 | HI 1 | HI 2 | HI 3 | HI 4 | HI 5 | HI 1 | HI 2 | HI 3 | HI 4 | HI 5 | HI 1 | HI 2 | HI 3 | HI 4 | HI 5 |  | HI 1 | HI 2 | HI 3 | HI 4 | HI 5 | HI 1 | HI 2 | HI 3 | HI 4 | HI 5 | HI 1 | HI 2 | HI 3 | HI 4 | HI 5 | HI 1 | HI 2 | HI 3 | HI 4 | HI 5 | HI 1 | HI 2 | HI 3 | HI 4 | HI 5 | HI 1 | HI 2 | HI 3 | HI 4 | HI 5
C1 | 0 | 0 | 0 | 0 | 0 | 0 | 0 | 0 | 0 | 0 | 0 | 0 | 0 | 0 | 0 | 0 | 0 | 0 | 0 | 0 | C1 | -28 | -4 | -71 | -50 | -133 | 194 | 92 | 0 | 0 | 0 | 0 | 0 | 0 | 0 | 0 | 0 | 0 | 0 | 0 | 0 | 1236.0407 | 1840.3329 | 3253.8755 | 5269.6912 | 12360.6174 | 1236.0407 | 1840.3329 | 3253.8755 | 5269.6912 | 12360.6174
C2 | 0 | 0 | 0 | 0 | 0 | 0 | 0 | 0 | 0 | 0 | 0 | 0 | 0 | 0 | 0 | 0 | 0 | 0 | 0 | 0 | C2 | -7 | -2 | -28 | -36 | -98 | 128 | 43 | 0 | 0 | 0 | 0 | -126 | -350 | 0 | 0 | 0 | 476 | 0 | 0 | 0 | 1765.7724 | 2629.047 | 4648.3935 | 7528.1303 | 17658.0249 | 1765.7724 | 2629.047 | 4648.3935 | 7528.1303 | 17658.0249
C3 | 0 | 0 | 0 | 0 | 0 | 0 | 0 | 0 | 0 | 0 | 0 | 0 | 0 | 0 | 0 | 0 | 0 | 0 | 0 | 0 | C3 | -2 | 0 | -2 | 0 | -6 | 9 | 1 | 0 | 0 | 0 | 0 | 0 | 0 | 0 | 0 | 0 | 0 | 0 | 0 | 0 | 2648.6586 | 3943.5705 | 6972.5903 | 11292.1954 | 26487.0374 | 2648.6586 | 3943.5705 | 6972.5903 | 11292.1954 | 26487.0374
C4 | 0 | 0 | 0 | 0 | 0 | 0 | 0 | 0 | 0 | 0 | 0 | 0 | 0 | 0 | 0 | 0 | 0 | 0 | 0 | 0 | C4 | 0 | 0 | 0 | -1 | -8 | 9 | 0 | 0 | 0 | 0 | 0 | 0 | 0 | 0 | 0 | 0 | 0 | 0 | 0 | 0 | 4414.4309 | 6572.6174 | 11620.9838 | 18820.3256 | 44145.0623 | 4414.4309 | 6572.6174 | 11620.9838 | 18820.3256 | 44145.0623
Test 2: | Removals HI 1: 0; Additions HI 1: 0; Removals HI 1: 0; Removals HI 2: Pass; Additions HI 1: 0; Additions HI 2: Pass | Test 2: | -476 |  |  |  |  | 476 |  |  |  |  | -476 | Pass |  |  |  | 476 | Pass
Test 3: | Removals HI 1: 0; Removals HI 2: 0%; Removals HI 1: 0; Removals HI 2: 0%; Removals HI 3: Pass | Test 3: | -144 | 30.25% | [8 empty] | -126 | 26.47% | Pass
Test 1: | Removals HI 1: 0; Removals HI 1: 0 | Test 1: | -4879860.5027 | [9 empty] | -1958197.6568
| Additions HI 5: ED1 target:; Removals HI 1: 0 | [10 empty] | ED1 target: | -706771.2955
132kV OHL Fittings | [20 empty] | 132kV OHL Fittings
| Removals HI 1: NAW; Removals HI 1: NAW - Restated |  | NAW | [9 empty] | NAW - Restated | [9 empty] | Risk Points
| Removals HI 1: Removals; Additions HI 1: Additions; Removals HI 1: Removals; Additions HI 1: Additions |  | Removals |  |  |  |  | Additions |  |  |  |  | Removals |  |  |  |  | Additions |  |  |  |  | NAW |  |  |  |  | Restated NAW
| HI 1 | HI 2 | HI 3 | HI 4 | HI 5 | HI 1 | HI 2 | HI 3 | HI 4 | HI 5 | HI 1 | HI 2 | HI 3 | HI 4 | HI 5 | HI 1 | HI 2 | HI 3 | HI 4 | HI 5 |  | HI 1 | HI 2 | HI 3 | HI 4 | HI 5 | HI 1 | HI 2 | HI 3 | HI 4 | HI 5 | HI 1 | HI 2 | HI 3 | HI 4 | HI 5 | HI 1 | HI 2 | HI 3 | HI 4 | HI 5 | HI 1 | HI 2 | HI 3 | HI 4 | HI 5 | HI 1 | HI 2 | HI 3 | HI 4 | HI 5
C1 | -34 | -26 | -16 | -16 | -304 | 396 | 0 | 0 | 0 | 0 | 0 | 0 | 0 | 0 | 0 | 0 | 0 | 0 | 0 | 0 | C1 | 0 | 0 | 0 | 0 | 0 | 0 | 0 | 0 | 0 | 0 | 0 | 0 | 0 | 0 | 0 | 0 | 0 | 0 | 0 | 0 | 6.374 | 9.4902 | 16.7796 | 27.1748 | 63.7413 | 6.374 | 9.4902 | 16.7796 | 27.1748 | 63.7413
C2 | 0 | -2 | -4 | -76 | -16 | 98 | 0 | 0 | 0 | 0 | 0 | 0 | -18 | -127 | -320 | 465 | 0 | 0 | 0 | 0 | C2 | 0 | 0 | 0 | 0 | 0 | 0 | 0 | 0 | 0 | 0 | 0 | 0 | 0 | 0 | 0 | 0 | 0 | 0 | 0 | 0 | 9.1057 | 13.5575 | 23.9709 | 38.8211 | 91.059 | 9.1057 | 13.5575 | 23.9709 | 38.8211 | 91.059
C3 | 0 | 0 | 0 | -2 | -4 | 6 | 0 | 0 | 0 | 0 | -4 | 0 | -4 | -6 | -27 | 41 | 0 | 0 | 0 | 0 | C3 | 0 | 0 | 0 | 0 | 0 | 0 | 0 | 0 | 0 | 0 | 0 | 0 | 0 | 0 | 0 | 0 | 0 | 0 | 0 | 0 | 13.6586 | 20.3362 | 35.9563 | 58.2316 | 136.5885 | 13.6586 | 20.3362 | 35.9563 | 58.2316 | 136.5885
C4 | 0 | 0 | 0 | 0 | -6 | 6 | 0 | 0 | 0 | 0 | 0 | 0 | 0 | 0 | 0 | 0 | 0 | 0 | 0 | 0 | C4 | 0 | 0 | 0 | 0 | 0 | 0 | 0 | 0 | 0 | 0 | 0 | 0 | 0 | 0 | 0 | 0 | 0 | 0 | 0 | 0 | 22.7644 | 33.8937 | 59.9271 | 97.0527 | 227.6475 | 22.7644 | 33.8937 | 59.9271 | 97.0527 | 227.6475
Test 2: | Removals HI 1: -506; Additions HI 1: 506; Removals HI 1: -506; Removals HI 2: Pass; Additions HI 1: 506; Additions HI 2: Pass | Test 2: | 0 |  |  |  |  | 0 |  |  |  |  | 0 | Pass |  |  |  | 0 | Pass
Test 3: | Removals HI 1: -82; Removals HI 2: 16.21%; Removals HI 1: -4; Removals HI 2: 0.7905%; Removals HI 3: Pass | Test 3: | 0 | 0% | [8 empty] | 0 | 0% | Pass
Test 1: | Removals HI 1: -27103.1331; Removals HI 1: -38736.3696 | Test 1: | 0 | [9 empty] | 0
| Additions HI 5: ED1 target:; Removals HI 1: -33942.1956 | [10 empty] | ED1 target: | 0
132kV OHL (Tower Line) Conductor | [20 empty] | 132kV OHL (Tower Line) Conductor | bar: Removals HI 1 to Removals HI 4
| Removals HI 1: NAW; Removals HI 1: NAW - Restated |  | NAW | [9 empty] | NAW - Restated | [9 empty] | Risk Points
| Removals HI 1: Removals; Additions HI 1: Additions; Removals HI 1: Removals; Additions HI 1: Additions |  | Removals |  |  |  |  | Additions |  |  |  |  | Removals |  |  |  |  | Additions |  |  |  |  | NAW |  |  |  |  | Restated NAW
| HI 1 | HI 2 | HI 3 | HI 4 | HI 5 | HI 1 | HI 2 | HI 3 | HI 4 | HI 5 | HI 1 | HI 2 | HI 3 | HI 4 | HI 5 | HI 1 | HI 2 | HI 3 | HI 4 | HI 5 |  | HI 1 | HI 2 | HI 3 | HI 4 | HI 5 | HI 1 | HI 2 | HI 3 | HI 4 | HI 5 | HI 1 | HI 2 | HI 3 | HI 4 | HI 5 | HI 1 | HI 2 | HI 3 | HI 4 | HI 5 | HI 1 | HI 2 | HI 3 | HI 4 | HI 5 | HI 1 | HI 2 | HI 3 | HI 4 | HI 5
C1 | 0 | 0 | 0 | 0 | 0 | 0 | 0 | 0 | 0 | 0 | 0 | 0 | 0 | 0 | 0 | 0 | 0 | 0 | 0 | 0 | C1 | 0 | 0 | 0 | 0 | 0 | 0 | 0 | 0 | 0 | 0 | 0 | 0 | 0 | 0 | 0 | 0 | 0 | 0 | 0 | 0 | 41.7845 | 62.2126 | 109.9976 | 178.1425 | 417.852 | 41.7845 | 62.2126 | 109.9976 | 178.1425 | 417.852
C2 | 0 | 0 | 0 | 0 | 0 | 0 | 0 | 0 | 0 | 0 | 0 | 0 | 0 | 0 | 0 | 0 | 0 | 0 | 0 | 0 | C2 | 0 | 0 | 0 | 0 | 0 | 0 | 0 | 0 | 0 | 0 | 0 | 0 | 0 | 0 | 0 | 0 | 0 | 0 | 0 | 0 | 59.6921 | 88.8752 | 157.1394 | 254.4892 | 596.9314 | 59.6921 | 88.8752 | 157.1394 | 254.4892 | 596.9314
C3 | 0 | 0 | 0 | 0 | 0 | 0 | 0 | 0 | 0 | 0 | 0 | 0 | 0 | 0 | 0 | 0 | 0 | 0 | 0 | 0 | C3 | 0 | 0 | 0 | 0 | 0 | 0 | 0 | 0 | 0 | 0 | 0 | 0 | 0 | 0 | 0 | 0 | 0 | 0 | 0 | 0 | 89.5382 | 133.3128 | 235.7091 | 381.7338 | 895.3971 | 89.5382 | 133.3128 | 235.7091 | 381.7338 | 895.3971
C4 | 0 | 0 | 0 | 0 | 0 | 0 | 0 | 0 | 0 | 0 | 0 | 0 | 0 | 0 | 0 | 0 | 0 | 0 | 0 | 0 | C4 | 0 | 0 | 0 | 0 | 0 | 0 | 0 | 0 | 0 | 0 | 0 | 0 | 0 | 0 | 0 | 0 | 0 | 0 | 0 | 0 | 149.2303 | 222.188 | 392.8486 | 636.2231 | 1492.3284 | 149.2303 | 222.188 | 392.8486 | 636.2231 | 1492.3284
Test 2: | Removals HI 1: 0; Additions HI 1: 0; Removals HI 1: 0; Removals HI 2: Pass; Additions HI 1: 0; Additions HI 2: Pass | Test 2: | 0 |  |  |  |  | 0 |  |  |  |  | 0 | Pass |  |  |  | 0 | Pass
Test 3: | Removals HI 1: 0; Removals HI 2: 0%; Removals HI 1: 0; Removals HI 2: 0%; Removals HI 3: Pass | Test 3: | 0 | 0% | [8 empty] | 0 | 0% | Pass
Test 1: | Removals HI 1: 0; Removals HI 1: 0 | Test 1: | 0 | [9 empty] | 0
| Additions HI 5: ED1 target:; Removals HI 1: 0 | [10 empty] | ED1 target: | 0
Note on C197: Gav Howarth: to match restated NAW - R&N correction
Note on H197: Gav Howarth: to match restated NAW - R&N correction

## NPgY Interventions (Tests 2&3)
REPLACEMENT | [20 empty] | REFURBISHMENT
LV OHL Support | [20 empty] | LV OHL Support
| NAW | [9 empty] | NAW - Restated | [10 empty] | NAW | [9 empty] | NAW - Restated | [9 empty] | Risk Points
| Removals |  |  |  |  | Additions |  |  |  |  | Removals |  |  |  |  | Additions | [5 empty] | Removals |  |  |  |  | Additions |  |  |  |  | Removals |  |  |  |  | Additions |  |  |  |  | NAW |  |  |  |  | Restated NAW
| HI 1 | HI 2 | HI 3 | HI 4 | HI 5 | HI 1 | HI 2 | HI 3 | HI 4 | HI 5 | HI 1 | HI 2 | HI 3 | HI 4 | HI 5 | HI 1 | HI 2 | HI 3 | HI 4 | HI 5 |  | HI 1 | HI 2 | HI 3 | HI 4 | HI 5 | HI 1 | HI 2 | HI 3 | HI 4 | HI 5 | HI 1 | HI 2 | HI 3 | HI 4 | HI 5 | HI 1 | HI 2 | HI 3 | HI 4 | HI 5 | HI 1 | HI 2 | HI 3 | HI 4 | HI 5 | HI 1 | HI 2 | HI 3 | HI 4 | HI 5
C1 | -32 | -77 | -512 | -962 | -1278 | 2740 | 0 | 0 | 0 | 0 | 0 | 0 | 0 | -1098 | -947 | 1705 | 0 | 0 | 0 | 0 | C1 | 0 | 0 | 0 | 0 | 0 | 0 | 0 | 0 | 0 | 0 | 0 | 0 | 0 | 0 | 0 | 0 | 0 | 0 | 0 | 0 | 0.18145 | 0.7804 | 2.2524 | 5.0418 | 9.5929 | 18.3707 | 27.352 | 48.3608 | 78.3208 | 183.7098
C2 | -8 | -66 | -417 | -1069 | -1426 | 2381 | 0 | 0 | 0 | 0 | 0 | 0 | -343 | -1168 | -908 | 2176 | 0 | 0 | 0 | 0 | C2 | 0 | 0 | 0 | 0 | 0 | 0 | 0 | 0 | 0 | 0 | 0 | 0 | 0 | 0 | 0 | 0 | 0 | 0 | 0 | 0 | 0.25921 | 1.1149 | 3.2178 | 7.2026 | 13.7041 | 26.2438 | 39.0742 | 69.0868 | 111.8869 | 262.4425
C3 | -8 | -16 | -79 | 0 | 0 | 300 | 0 | 0 | 0 | 0 | 0 | -48 | -512 | -1010 | -739 | 1925 | 0 | 0 | 0 | 0 | C3 | 0 | 0 | 0 | 0 | 0 | 0 | 0 | 0 | 0 | 0 | 0 | 0 | 0 | 0 | 0 | 0 | 0 | 0 | 0 | 0 | 0.38882 | 1.6723 | 4.8266 | 10.8039 | 20.5562 | 39.3657 | 58.6113 | 103.6302 | 167.8303 | 393.6638
C4 | -8 | -29 | -168 | -363 | -482 | 579 | 0 | 0 | 0 | 0 | -1 | -12 | -15 | -122 | -77 | 194 | 0 | 0 | 0 | 0 | C4 | 0 | 0 | 0 | 0 | 0 | 0 | 0 | 0 | 0 | 0 | 0 | 0 | 0 | 0 | 0 | 0 | 0 | 0 | 0 | 0 | 0.64803 | 2.7871 | 8.0444 | 18.0065 | 34.2603 | 65.6095 | 97.6856 | 172.717 | 279.7172 | 656.1063
Test 2: | Removals HI 1: -7000; Removals HI 4: test 1:; Removals HI 5: -71886.7293; Additions HI 1: 6000; Removals HI 1: -7000; Removals HI 2: Pass; Removals HI 4: test 1:; Removals HI 5: 0; Additions HI 1: 6000; Additions HI 2: Pass | Test 2: | 0 |  |  |  |  | 0 |  |  |  |  | 0 | Pass |  |  |  | 0 | Pass
Test 3: | Removals HI 1: -1420; Removals HI 2: 20.29%; Removals HI 1: -61; Removals HI 2: 0.8714%; Removals HI 3: Pass | Test 3: | 0 | 0% | [8 empty] | 0 | 0% | Pass
Test 1: | Removals HI 1: -71886.7293; Removals HI 3: Target:; Removals HI 4: -70280.5334; Removals HI 1: -1257420.4027 | Test 1: | 0 | [9 empty] | 0
| Additions HI 5: ED1 target:; Removals HI 1: -1080484.66 | [10 empty] | ED1 target: | 0
HV Switchgear (GM) - Primary | [20 empty] | HV Switchgear (GM) - Primary
| Removals HI 1: NAW; Removals HI 1: NAW - Restated |  | NAW | [9 empty] | NAW - Restated | [9 empty] | Risk Points
| Removals HI 1: Removals; Additions HI 1: Additions; Removals HI 1: Removals; Additions HI 1: Additions |  | Removals |  |  |  |  | Additions |  |  |  |  | Removals |  |  |  |  | Additions |  |  |  |  | NAW |  |  |  |  | Restated NAW
| HI 1 | HI 2 | HI 3 | HI 4 | HI 5 | HI 1 | HI 2 | HI 3 | HI 4 | HI 5 | HI 1 | HI 2 | HI 3 | HI 4 | HI 5 | HI 1 | HI 2 | HI 3 | HI 4 | HI 5 |  | HI 1 | HI 2 | HI 3 | HI 4 | HI 5 | HI 1 | HI 2 | HI 3 | HI 4 | HI 5 | HI 1 | HI 2 | HI 3 | HI 4 | HI 5 | HI 1 | HI 2 | HI 3 | HI 4 | HI 5 | HI 1 | HI 2 | HI 3 | HI 4 | HI 5 | HI 1 | HI 2 | HI 3 | HI 4 | HI 5
C1 | -2 | -5 | -10 | -19 | -184 | 205 | 0 | 0 | 0 | 0 | 0 | 0 | 0 | 0 | -94 | 90 | 0 | 0 | 0 | 0 | C1 | 0 | -40 | -8 | 0 | 0 | 0 | 40 | 8 | 0 | 0 | 0 | 0 | 0 | 0 | -55 | 55 | 0 | 0 | 0 | 0 | 4.7873 | 20.5901 | 59.4283 | 133.0241 | 253.0995 | 100.1667 | 149.1376 | 263.6887 | 427.0472 | 1001.6842
C2 | 0 | 0 | -27 | -62 | -217 | 292 | 0 | 0 | 0 | 0 | 0 | 0 | 0 | -119 | -251 | 333 | 0 | 0 | 0 | 0 | C2 | 0 | -36 | 0 | -2 | 0 | 0 | 36 | 0 | 2 | 0 | 0 | 0 | 0 | 0 | -29 | 29 | 0 | 0 | 0 | 0 | 6.839 | 29.4145 | 84.8976 | 190.0344 | 361.5707 | 143.0953 | 213.0537 | 376.6982 | 610.0674 | 1430.9775
C3 | 0 | 0 | -1 | -17 | -86 | 100 | 0 | 0 | 0 | 0 | 0 | 0 | -1 | -60 | -92 | 148 | 0 | 0 | 0 | 0 | C3 | 0 | -17 | 0 | 0 | 0 | 0 | 17 | 0 | 0 | 0 | 0 | 0 | 0 | 0 | -22 | 22 | 0 | 0 | 0 | 0 | 10.2585 | 44.1217 | 127.3464 | 285.0516 | 542.356 | 214.643 | 319.5805 | 565.0473 | 915.101 | 2146.4662
C4 | 0 | 0 | 0 | 0 | 0 | 0 | 0 | 0 | 0 | 0 | 0 | 0 | -3 | -4 | -6 | 26 | 0 | 0 | 0 | 0 | C4 | 0 | -12 | 0 | 0 | 0 | 0 | 12 | 0 | 0 | 0 | 0 | 0 | 0 | 0 | -9 | 9 | 0 | 0 | 0 | 0 | 17.0976 | 73.5362 | 212.244 | 475.0859 | 903.9267 | 357.7383 | 532.6342 | 941.7455 | 1525.1684 | 3577.4436
Test 2: | Removals HI 1: -630; Additions HI 1: 597; Removals HI 1: -630; Removals HI 2: Pass; Additions HI 1: 597; Additions HI 2: Pass | Test 2: | -115 |  |  |  |  | 115 |  |  |  |  | -115 | Pass |  |  |  | 115 | Pass
Test 3: | Removals HI 1: -45; Removals HI 2: 7.143%; Removals HI 1: 0; Removals HI 2: 0%; Removals HI 3: Pass | Test 3: | -113 | 98.26% | [8 empty] | 0 | 0% | Pass
test 1: | Removals HI 1: -193955.6152; Removals HI 1: -809268.2467 | test 1: | -4370.5249 | [9 empty] | -176010.2275
| Additions HI 5: ED1 target:; Removals HI 1: -711534.1529 | [10 empty] | ED1 target: | -158409.5049
HV Switchgear (GM) - Distribution | [20 empty] | HV Switchgear (GM) - Distribution
| Removals HI 1: NAW; Removals HI 1: NAW - Restated |  | NAW | [9 empty] | NAW - Restated | [9 empty] | Risk Points
| Removals HI 1: Removals; Additions HI 1: Additions; Removals HI 1: Removals; Additions HI 1: Additions |  | Removals |  |  |  |  | Additions |  |  |  |  | Removals |  |  |  |  | Additions |  |  |  |  | NAW |  |  |  |  | Restated NAW
| HI 1 | HI 2 | HI 3 | HI 4 | HI 5 | HI 1 | HI 2 | HI 3 | HI 4 | HI 5 | HI 1 | HI 2 | HI 3 | HI 4 | HI 5 | HI 1 | HI 2 | HI 3 | HI 4 | HI 5 |  | HI 1 | HI 2 | HI 3 | HI 4 | HI 5 | HI 1 | HI 2 | HI 3 | HI 4 | HI 5 | HI 1 | HI 2 | HI 3 | HI 4 | HI 5 | HI 1 | HI 2 | HI 3 | HI 4 | HI 5 | HI 1 | HI 2 | HI 3 | HI 4 | HI 5 | HI 1 | HI 2 | HI 3 | HI 4 | HI 5
C1 | 0 | -146 | -246 | -142 | -146 | 969 | 0 | 0 | 0 | 0 | 0 | 0 | 0 | -100 | -131 | 81 | 0 | 0 | 0 | 0 | C1 | 0 | 0 | 0 | 0 | 0 | 0 | 0 | 0 | 0 | 0 | 0 | 0 | 0 | 0 | 0 | 0 | 0 | 0 | 0 | 0 | 11.9596 | 51.4381 | 148.4634 | 332.3196 | 632.291 | 16.1532 | 24.0505 | 42.5234 | 68.8672 | 161.5352
C2 | 0 | -483 | -1191 | -594 | -913 | 743 | 0 | 0 | 0 | 0 | 0 | -200 | -895 | -2000 | -1424 | 1555 | 0 | 0 | 0 | 0 | C2 | 0 | 0 | 0 | 0 | 0 | 0 | 0 | 0 | 0 | 0 | 0 | 0 | 0 | 0 | 0 | 0 | 0 | 0 | 0 | 0 | 17.0852 | 73.483 | 212.0905 | 474.7423 | 903.2729 | 23.0761 | 34.3578 | 60.7477 | 98.3816 | 230.7645
C3 | 0 | -176 | -560 | -293 | -442 | 182 | 0 | 0 | 0 | 0 | 0 | 0 | -258 | -327 | -214 | 278 | 0 | 0 | 0 | 0 | C3 | 0 | 0 | 0 | 0 | 0 | 0 | 0 | 0 | 0 | 0 | 0 | 0 | 0 | 0 | 0 | 0 | 0 | 0 | 0 | 0 | 25.6278 | 110.2245 | 318.1358 | 712.1135 | 1354.9093 | 34.6141 | 51.5367 | 91.1216 | 147.5725 | 346.1468
C4 | 0 | -38 | -83 | -42 | -60 | 23 | 0 | 0 | 0 | 0 | 0 | 0 | 0 | 0 | -6 | 3 | 0 | 0 | 0 | 0 | C4 | 0 | 0 | 0 | 0 | 0 | 0 | 0 | 0 | 0 | 0 | 0 | 0 | 0 | 0 | 0 | 0 | 0 | 0 | 0 | 0 | 42.713 | 183.7075 | 530.2263 | 1186.8558 | 2258.1822 | 57.6902 | 85.8945 | 151.8693 | 245.9541 | 576.9114
Test 2: | Removals HI 1: -5555; Additions HI 1: 1917; Removals HI 1: -5555; Removals HI 2: Pass; Additions HI 1: 1917; Additions HI 2: Pass | Test 2: | 0 |  |  |  |  | 0 |  |  |  |  | 0 | Pass |  |  |  | 0 | Pass
Test 3: | Removals HI 1: -2923; Removals HI 2: 52.62%; Removals HI 1: -200; Removals HI 2: 3.6%; Removals HI 3: Pass | Test 3: | 0 | 0% | [8 empty] | 0 | 0% | Pass
test 1: | Removals HI 1: -2819716.2764; Removals HI 1: -763963.0373 | test 1: | 0 | [9 empty] | 0
| Additions HI 5: ED1 target:; Removals HI 1: -716975.5612 | [10 empty] | ED1 target: | 0
HV Transformer (GM) | [20 empty] | HV Transformer (GM)
| Removals HI 1: NAW; Removals HI 1: NAW - Restated |  | NAW | [9 empty] | NAW - Restated | [9 empty] | Risk Points
| Removals HI 1: Removals; Additions HI 1: Additions; Removals HI 1: Removals; Additions HI 1: Additions |  | Removals |  |  |  |  | Additions |  |  |  |  | Removals |  |  |  |  | Additions |  |  |  |  | NAW |  |  |  |  | Restated NAW
| HI 1 | HI 2 | HI 3 | HI 4 | HI 5 | HI 1 | HI 2 | HI 3 | HI 4 | HI 5 | HI 1 | HI 2 | HI 3 | HI 4 | HI 5 | HI 1 | HI 2 | HI 3 | HI 4 | HI 5 |  | HI 1 | HI 2 | HI 3 | HI 4 | HI 5 | HI 1 | HI 2 | HI 3 | HI 4 | HI 5 | HI 1 | HI 2 | HI 3 | HI 4 | HI 5 | HI 1 | HI 2 | HI 3 | HI 4 | HI 5 | HI 1 | HI 2 | HI 3 | HI 4 | HI 5 | HI 1 | HI 2 | HI 3 | HI 4 | HI 5
C1 | 0 | - | 0 | -39 | -164 | 438 | 0 | 0 | 0 | 0 | 0 | 0 | -21 | -26 | -5 | 52 | 0 | 0 | 0 | 0 | C1 | 0 | 0 | 0 | 0 | 0 | 0 | 0 | 0 | 0 | 0 | 0 | 0 | 0 | 0 | 0 | 0 | 0 | 0 | 0 | 0 | 7.9716 | 34.2855 | 98.9566 | 221.5039 | 421.4465 | 28.9116 | 43.0463 | 76.1097 | 123.2606 | 289.1207
C2 | 0 | - | 0 | -156 | -328 | 313 | 0 | 0 | 0 | 0 | 0 | 0 | -279 | -164 | -28 | 471 | 0 | 0 | 0 | 0 | C2 | 0 | 0 | 0 | 0 | 0 | 0 | 0 | 0 | 0 | 0 | 0 | 0 | 0 | 0 | 0 | 0 | 0 | 0 | 0 | 0 | 11.3879 | 48.9793 | 141.3666 | 316.4342 | 602.0664 | 41.3023 | 61.4947 | 108.7281 | 176.0866 | 413.0296
C3 | 0 | - | 0 | -24 | -39 | 31 | 0 | 0 | 0 | 0 | 0 | -197 | -41 | -19 | -2 | 259 | 0 | 0 | 0 | 0 | C3 | 0 | 0 | 0 | 0 | 0 | 0 | 0 | 0 | 0 | 0 | 0 | 0 | 0 | 0 | 0 | 0 | 0 | 0 | 0 | 0 | 17.0819 | 73.4689 | 212.0498 | 474.6512 | 903.0996 | 61.9534 | 92.242 | 163.0922 | 264.1298 | 619.5445
C4 | 0 | - | 0 | -16 | -16 | 0 | 0 | 0 | 0 | 0 | 0 | 0 | 0 | 0 | 0 | 0 | 0 | 0 | 0 | 0 | C4 | 0 | 0 | 0 | 0 | 0 | 0 | 0 | 0 | 0 | 0 | 0 | 0 | 0 | 0 | 0 | 0 | 0 | 0 | 0 | 0 | 28.4698 | 122.4482 | 353.4164 | 791.0854 | 1505.166 | 103.2556 | 153.7367 | 271.8204 | 440.2164 | 1032.5741
SQ NPG-11
Test 2: | Removals HI 1: -782; Additions HI 1: 782; Removals HI 1: -782; Removals HI 2: Pass; Additions HI 1: 782; Additions HI 2: Pass | Test 2: | 0 |  |  |  |  | 0 |  |  |  |  | 0 | Pass |  |  |  | 0 | Pass
Test 3: | Removals HI 1: 0; Removals HI 2: 0%; Removals HI 1: -197; Removals HI 2: 25.19%; Removals HI 3: Fail | Test 3: | 0 | 0% | [8 empty] | 0 | 0% | Pass
test 1: | Removals HI 1: -407949.9159; Removals HI 1: -108142.8713 | test 1: | 0 | [9 empty] | 0
| Additions HI 5: ED1 target:; Removals HI 1: -71140.1772 | [10 empty] | ED1 target: | 0
HV OHL Support - Poles | [20 empty] | HV OHL Support - Poles
| Removals HI 1: NAW; Removals HI 1: NAW - Restated |  | NAW | [9 empty] | NAW - Restated | [9 empty] | Risk Points
| Removals HI 1: Removals; Additions HI 1: Additions; Removals HI 1: Removals; Additions HI 1: Additions |  | Removals |  |  |  |  | Additions |  |  |  |  | Removals |  |  |  |  | Additions |  |  |  |  | NAW |  |  |  |  | Restated NAW
| HI 1 | HI 2 | HI 3 | HI 4 | HI 5 | HI 1 | HI 2 | HI 3 | HI 4 | HI 5 | HI 1 | HI 2 | HI 3 | HI 4 | HI 5 | HI 1 | HI 2 | HI 3 | HI 4 | HI 5 |  | HI 1 | HI 2 | HI 3 | HI 4 | HI 5 | HI 1 | HI 2 | HI 3 | HI 4 | HI 5 | HI 1 | HI 2 | HI 3 | HI 4 | HI 5 | HI 1 | HI 2 | HI 3 | HI 4 | HI 5 | HI 1 | HI 2 | HI 3 | HI 4 | HI 5 | HI 1 | HI 2 | HI 3 | HI 4 | HI 5
C1 | -16 | -96 | -536 | -1270 | -1224 | 3203 | 0 | 0 | 0 | 0 | 0 | 0 | -554 | -1442 | -1774 | 3770 | 0 | 0 | 0 | 0 | C1 | 0 | 0 | 0 | 0 | 0 | 0 | 0 | 0 | 0 | 0 | 0 | 0 | 0 | 0 | 0 | 0 | 0 | 0 | 0 | 0 | 0.12385 | 0.53268 | 1.5375 | 3.4414 | 6.5479 | 18.8753 | 28.1034 | 49.6893 | 80.4724 | 188.7566
C2 | 0 | -112 | -648 | -1305 | -1655 | 3615 | 0 | 0 | 0 | 0 | 0 | 0 | -212 | -1211 | -1385 | 2808 | 0 | 0 | 0 | 0 | C2 | 0 | 0 | 0 | 0 | 0 | 0 | 0 | 0 | 0 | 0 | 0 | 0 | 0 | 0 | 0 | 0 | 0 | 0 | 0 | 0 | 0.17693 | 0.76097 | 2.1964 | 4.9163 | 9.3541 | 26.9648 | 40.1477 | 70.9847 | 114.9606 | 269.6523
C3 | -8 | -32 | -152 | -308 | -405 | 1090 | 0 | 0 | 0 | 0 | 0 | -150 | -80 | -462 | -521 | 1213 | 0 | 0 | 0 | 0 | C3 | 0 | 0 | 0 | 0 | 0 | 0 | 0 | 0 | 0 | 0 | 0 | 0 | 0 | 0 | 0 | 0 | 0 | 0 | 0 | 0 | 0.2654 | 1.1415 | 3.2945 | 7.3745 | 14.0311 | 40.4472 | 60.2215 | 106.4771 | 172.4409 | 404.4785
C4 | -8 | -20 | -92 | -192 | -235 | 406 | 0 | 0 | 0 | 0 | -5 | -36 | -36 | -210 | -236 | 523 | 0 | 0 | 0 | 0 | C4 | 0 | 0 | 0 | 0 | 0 | 0 | 0 | 0 | 0 | 0 | 0 | 0 | 0 | 0 | 0 | 0 | 0 | 0 | 0 | 0 | 0.44233 | 1.9024 | 5.4909 | 12.2908 | 23.3852 | 67.4119 | 100.3692 | 177.4618 | 287.4016 | 674.1308
Test 2: | Removals HI 1: -8314; Additions HI 1: 8314; Removals HI 1: -8314; Removals HI 2: Pass; Additions HI 1: 8314; Additions HI 2: Pass | Test 2: | 0 |  |  |  |  | 0 |  |  |  |  | 0 | Pass |  |  |  | 0 | Pass
Test 3: | Removals HI 1: -1720; Removals HI 2: 20.69%; Removals HI 1: -191; Removals HI 2: 2.297%; Removals HI 3: Pass | Test 3: | 0 | 0% | [8 empty] | 0 | 0% | Pass
test 1: | Removals HI 1: -53563.0949; Removals HI 1: -1543898.4611 | test 1: | 0 | [9 empty] | 0
| Additions HI 5: ED1 target:; Removals HI 1: -1312702.5155 | [10 empty] | ED1 target: | 0
EHV Switchgear (GM) | [20 empty] | EHV Switchgear (GM)
| Removals HI 1: NAW; Removals HI 1: NAW - Restated |  | NAW | [9 empty] | NAW - Restated | [9 empty] | Risk Points
| Removals HI 1: Removals; Additions HI 1: Additions; Removals HI 1: Removals; Additions HI 1: Additions |  | Removals |  |  |  |  | Additions |  |  |  |  | Removals |  |  |  |  | Additions |  |  |  |  | NAW |  |  |  |  | Restated NAW
| HI 1 | HI 2 | HI 3 | HI 4 | HI 5 | HI 1 | HI 2 | HI 3 | HI 4 | HI 5 | HI 1 | HI 2 | HI 3 | HI 4 | HI 5 | HI 1 | HI 2 | HI 3 | HI 4 | HI 5 |  | HI 1 | HI 2 | HI 3 | HI 4 | HI 5 | HI 1 | HI 2 | HI 3 | HI 4 | HI 5 | HI 1 | HI 2 | HI 3 | HI 4 | HI 5 | HI 1 | HI 2 | HI 3 | HI 4 | HI 5 | HI 1 | HI 2 | HI 3 | HI 4 | HI 5 | HI 1 | HI 2 | HI 3 | HI 4 | HI 5
C1 | 0 | 0 | 0 | 0 | -3 | 6 | 0 | 0 | 0 | 0 | 0 | 0 | 0 | -1 | -2 | 6 | 0 | 0 | 0 | 0 | C1 | 0 | 0 | 0 | 0 | 0 | 0 | 0 | 0 | 0 | 0 | 0 | 0 | 0 | 0 | 0 | 0 | 0 | 0 | 0 | 0 | 27.1935 | 116.9588 | 337.5728 | 755.6213 | 1437.6899 | 343.4938 | 511.4256 | 904.2469 | 1464.4389 | 3434.9962
C2 | 0 | 0 | 0 | -3 | -17 | 18 | 0 | 0 | 0 | 0 | 0 | 0 | -10 | -4 | -32 | 40 | 0 | 0 | 0 | 0 | C2 | 0 | 0 | 0 | 0 | 0 | 0 | 0 | 0 | 0 | 0 | 0 | 0 | 0 | 0 | 0 | 0 | 0 | 0 | 0 | 0 | 38.8479 | 167.0841 | 482.2469 | 1079.459 | 2053.8427 | 490.7054 | 730.608 | 1291.7813 | 2092.0556 | 4907.1374
C3 | 0 | -2 | 0 | -7 | -10 | 15 | 0 | 0 | 0 | 0 | 0 | 0 | 0 | 0 | -14 | 14 | 0 | 0 | 0 | 0 | C3 | 0 | 0 | 0 | 0 | 0 | 0 | 0 | 0 | 0 | 0 | 0 | 0 | 0 | 0 | 0 | 0 | 0 | 0 | 0 | 0 | 58.2719 | 250.6261 | 723.3704 | 1619.1885 | 3080.764 | 736.0581 | 1095.912 | 1937.6719 | 3138.0834 | 7360.7061
C4 | 0 | 0 | 0 | -3 | -18 | 21 | 0 | 0 | 0 | 0 | 0 | 0 | 0 | 0 | 0 | 0 | 0 | 0 | 0 | 0 | C4 | 0 | 0 | 0 | 0 | 0 | 0 | 0 | 0 | 0 | 0 | 0 | 0 | 0 | 0 | 0 | 0 | 0 | 0 | 0 | 0 | 97.1198 | 417.7102 | 1205.6173 | 2698.6474 | 5134.6067 | 1226.7634 | 1826.5201 | 3229.4532 | 5230.139 | 12267.8435
Test 2: | Removals HI 1: -63; Additions HI 1: 60; Removals HI 1: -63; Removals HI 2: Pass; Additions HI 1: 60; Additions HI 2: Pass | Test 2: | 0 |  |  |  |  | 0 |  |  |  |  | 0 | Pass |  |  |  | 0 | Pass
Test 3: | Removals HI 1: -2; Removals HI 2: 3.175%; Removals HI 1: 0; Removals HI 2: 0%; Removals HI 3: Pass | Test 3: | 0 | 0% | [8 empty] | 0 | 0% | Pass
test 1: | Removals HI 1: -185628.8475; Removals HI 1: -289698.7487 | test 1: | 0 | [9 empty] | 0
| Additions HI 5: ED1 target:; Removals HI 1: -257704.7584 | [10 empty] | ED1 target: | 0
EHV Transformer | [20 empty] | EHV Transformer
| Removals HI 1: NAW; Removals HI 1: NAW - Restated |  | NAW | [9 empty] | NAW - Restated | [9 empty] | Risk Points
| Removals HI 1: Removals; Additions HI 1: Additions; Removals HI 1: Removals; Additions HI 1: Additions |  | Removals |  |  |  |  | Additions |  |  |  |  | Removals |  |  |  |  | Additions |  |  |  |  | NAW |  |  |  |  | Restated NAW
| HI 1 | HI 2 | HI 3 | HI 4 | HI 5 | HI 1 | HI 2 | HI 3 | HI 4 | HI 5 | HI 1 | HI 2 | HI 3 | HI 4 | HI 5 | HI 1 | HI 2 | HI 3 | HI 4 | HI 5 |  | HI 1 | HI 2 | HI 3 | HI 4 | HI 5 | HI 1 | HI 2 | HI 3 | HI 4 | HI 5 | HI 1 | HI 2 | HI 3 | HI 4 | HI 5 | HI 1 | HI 2 | HI 3 | HI 4 | HI 5 | HI 1 | HI 2 | HI 3 | HI 4 | HI 5 | HI 1 | HI 2 | HI 3 | HI 4 | HI 5
C1 | 0 | -1 | 0 | 0 | -4 | 5 | 0 | 0 | 0 | 0 | 0 | 0 | 0 | 0 | 0 | 0 | 0 | 0 | 0 | 0 | C1 | 0 | 0 | 0 | 0 | -2 | 0 | 0 | 2 | 0 | 0 | 0 | 0 | 0 | -1 | 0 | 0 | 0 | 1 | 0 | 0 | 125.2255 | 538.592 | 1554.513 | 3479.6137 | 6620.5194 | 1303.4176 | 1940.65 | 3431.2452 | 5556.9436 | 13034.3985
C2 | 0 | 0 | 0 | -3 | -20 | 23 | 0 | 0 | 0 | 0 | 0 | -3 | -2 | -9 | -24 | 38 | 0 | 0 | 0 | 0 | C2 | 0 | 0 | 0 | -2 | -13 | 0 | 0 | 3 | 12 | 0 | 0 | 0 | -3 | -2 | -14 | 0 | 3 | 2 | 14 | 0 | 178.8936 | 769.4172 | 2220.7328 | 4970.8767 | 9457.8849 | 1862.0252 | 2772.3571 | 4901.7789 | 7938.4909 | 18620.5692
C3 | 0 | 0 | -2 | -4 | -5 | 11 | 0 | 0 | 0 | 0 | 0 | 0 | 0 | 0 | -1 | 1 | 0 | 0 | 0 | 0 | C3 | 0 | 0 | 0 | -1 | -2 | 0 | 0 | 1 | 2 | 0 | 0 | 0 | 0 | 0 | 0 | 0 | 0 | 0 | 0 | 0 | 268.3403 | 1154.1258 | 3331.0992 | 7456.315 | 14186.8273 | 2793.0378 | 4158.5357 | 7352.6683 | 11907.7364 | 27930.8538
C4 | 0 | 0 | 0 | 0 | 0 | 0 | 0 | 0 | 0 | 0 | 0 | 0 | 0 | 0 | 0 | 0 | 0 | 0 | 0 | 0 | C4 | 0 | 0 | 0 | 0 | 0 | 0 | 0 | 0 | 0 | 0 | 0 | 0 | 0 | 0 | 0 | 0 | 0 | 0 | 0 | 0 | 447.2339 | 1923.5429 | 5551.8321 | 12427.1916 | 23644.7122 | 4655.0629 | 6930.8928 | 12254.4472 | 19846.2273 | 46551.423
Test 2: | Removals HI 1: -39; Additions HI 1: 39; Removals HI 1: -39; Removals HI 2: Pass; Additions HI 1: 39; Additions HI 2: Pass | Test 2: | -20 |  |  |  |  | 20 |  |  |  |  | -20 | Pass |  |  |  | 20 | Pass
Test 3: | Removals HI 1: -3; Removals HI 2: 7.692%; Removals HI 1: -3; Removals HI 2: 7.692%; Removals HI 3: Pass | Test 3: | 0 | 0% | [8 empty] | 0 | 0% | Pass
test 1: | Removals HI 1: -338512.5919; Removals HI 1: -564391.5625 | test 1: | -181965.265 | [9 empty] | -296827.2312
| Additions HI 5: ED1 target:; Removals HI 1: -490841.5683 | [10 empty] | ED1 target: | -164136.4839
EHV UG Cable (Gas) | [20 empty] | EHV UG Cable (Gas)
| Removals HI 1: NAW; Removals HI 1: NAW - Restated |  | NAW | [9 empty] | NAW - Restated | [9 empty] | Risk Points
| Removals HI 1: Removals; Additions HI 1: Additions; Removals HI 1: Removals; Additions HI 1: Additions |  | Removals |  |  |  |  | Additions |  |  |  |  | Removals |  |  |  |  | Additions |  |  |  |  | NAW |  |  |  |  | Restated NAW
| HI 1 | HI 2 | HI 3 | HI 4 | HI 5 | HI 1 | HI 2 | HI 3 | HI 4 | HI 5 | HI 1 | HI 2 | HI 3 | HI 4 | HI 5 | HI 1 | HI 2 | HI 3 | HI 4 | HI 5 |  | HI 1 | HI 2 | HI 3 | HI 4 | HI 5 | HI 1 | HI 2 | HI 3 | HI 4 | HI 5 | HI 1 | HI 2 | HI 3 | HI 4 | HI 5 | HI 1 | HI 2 | HI 3 | HI 4 | HI 5 | HI 1 | HI 2 | HI 3 | HI 4 | HI 5 | HI 1 | HI 2 | HI 3 | HI 4 | HI 5
C1 | 0 | 0 | -0.15925 | -0.099773 | -0.70068 | 0 | 0 | 0 | 0 | 0 | 0 | 0 | 0 | 0 | 0 | 0 | 0 | 0 | 0 | 0 | C1 | 0 | 0 | 0 | 0 | 0 | 0 | 0 | 0 | 0 | 0 | 0 | 0 | 0 | 0 | 0 | 0 | 0 | 0 | 0 | 0 | 34.0899 | 146.6201 | 423.1827 | 947.25 | 1802.294 | 306.7329 | 456.6926 | 807.474 | 1307.714 | 3067.3814
C2 | 0 | 0 | -0.52043 | -0.18069 | -1.6963 | 0 | 0 | 0 | 0 | 0 | 0 | 0 | 0 | -4.8 | -4.2 | 0 | 0 | 0 | 0 | 0 | C2 | 0 | 0 | 0 | 0 | 0 | 0 | 0 | 0 | 0 | 0 | 0 | 0 | 0 | 0 | 0 | 0 | 0 | 0 | 0 | 0 | 48.6999 | 209.4573 | 604.5467 | 1353.2142 | 2574.7057 | 438.1899 | 652.418 | 1153.5343 | 1868.1629 | 4381.9734
C3 | 0 | 0 | -0.09472 | -1.0684 | -2.692 | 0 | 0 | 0 | 0 | 0 | 0 | 0 | 0 | 0 | 0 | 0 | 0 | 0 | 0 | 0 | C3 | 0 | 0 | 0 | 0 | 0 | 0 | 0 | 0 | 0 | 0 | 0 | 0 | 0 | 0 | 0 | 0 | 0 | 0 | 0 | 0 | 73.0499 | 314.1859 | 906.8201 | 2029.8213 | 3862.0585 | 657.2848 | 978.6271 | 1730.3014 | 2802.2443 | 6572.9601
C4 | 0 | 0 | -0.1256 | -0.4511 | -1.211 | 0 | 0 | 0 | 0 | 0 | 0 | 0 | 0 | 0 | 0 | 0 | 0 | 0 | 0 | 0 | C4 | 0 | 0 | 0 | 0 | 0 | 0 | 0 | 0 | 0 | 0 | 0 | 0 | 0 | 0 | 0 | 0 | 0 | 0 | 0 | 0 | 121.7498 | 523.6432 | 1511.3668 | 3383.0356 | 6436.7642 | 1095.4747 | 1631.0451 | 2883.8357 | 4670.4072 | 10954.9336
Test 2: | Removals HI 1: -9; Additions HI 1: 0; Removals HI 1: -9; Removals HI 2: Pass; Additions HI 1: 0; Additions HI 2: Pass | Test 2: | 0 |  |  |  |  | 0 |  |  |  |  | 0 | Pass |  |  |  | 0 | Pass
Test 3: | Removals HI 1: -0.9; Removals HI 2: 10%; Removals HI 1: 0; Removals HI 2: 0%; Removals HI 3: Pass | Test 3: | 0 | 0% | [8 empty] | 0 | 0% | Pass
test 1: | Removals HI 1: -28513.5271; Removals HI 1: -27371.4703 | test 1: | 0 | [9 empty] | 0
| Additions HI 5: ED1 target:; Removals HI 1: -27371.4703 | [10 empty] | ED1 target: | 0
EHV UG Cable (Oil) | [20 empty] | EHV UG Cable (Oil)
| Removals HI 1: NAW; Removals HI 1: NAW - Restated |  | NAW | [9 empty] | NAW - Restated | [9 empty] | Risk Points
| Removals HI 1: Removals; Additions HI 1: Additions; Removals HI 1: Removals; Additions HI 1: Additions |  | Removals |  |  |  |  | Additions |  |  |  |  | Removals |  |  |  |  | Additions |  |  |  |  | NAW |  |  |  |  | Restated NAW
| HI 1 | HI 2 | HI 3 | HI 4 | HI 5 | HI 1 | HI 2 | HI 3 | HI 4 | HI 5 | HI 1 | HI 2 | HI 3 | HI 4 | HI 5 | HI 1 | HI 2 | HI 3 | HI 4 | HI 5 |  | HI 1 | HI 2 | HI 3 | HI 4 | HI 5 | HI 1 | HI 2 | HI 3 | HI 4 | HI 5 | HI 1 | HI 2 | HI 3 | HI 4 | HI 5 | HI 1 | HI 2 | HI 3 | HI 4 | HI 5 | HI 1 | HI 2 | HI 3 | HI 4 | HI 5 | HI 1 | HI 2 | HI 3 | HI 4 | HI 5
C1 | 0 | 0 | 0 | 0 | -4.5411 | 0 | 0 | 0 | 0 | 0 | 0 | 0 | 0 | 0 | -13.2 | 0 | 0 | 0 | 0 | 0 | C1 | 0 | 0 | 0 | 0 | 0 | 0 | 0 | 0 | 0 | 0 | 0 | 0 | 0 | 0 | 0 | 0 | 0 | 0 | 0 | 0 | 50.2268 | 216.0245 | 623.5013 | 1395.642 | 2655.4313 | 5602.2877 | 8341.2097 | 14748.0153 | 23884.5914 | 56023.8326
C2 | 0 | 0 | 0 | 0 | -23.4549 | 0 | 0 | 0 | 0 | 0 | 0 | 0 | 0 | -2.2 | -10.6 | 0 | 0 | 0 | 0 | 0 | C2 | 0 | 0 | 0 | 0 | 0 | 0 | 0 | 0 | 0 | 0 | 0 | 0 | 0 | 0 | 0 | 0 | 0 | 0 | 0 | 0 | 71.7526 | 308.6064 | 890.7161 | 1993.7743 | 3793.4733 | 8003.2682 | 11916.0138 | 21068.5933 | 34120.8448 | 80034.0466
C3 | 0 | 0 | 0 | 0 | -6.4753 | 0 | 0 | 0 | 0 | 0 | 0 | 0 | -4.6 | -1.6 | -4.8 | 0 | 0 | 0 | 0 | 0 | C3 | 0 | 0 | 0 | 0 | 0 | 0 | 0 | 0 | 0 | 0 | 0 | 0 | 0 | 0 | 0 | 0 | 0 | 0 | 0 | 0 | 107.6289 | 462.9096 | 1336.0742 | 2990.6615 | 5690.21 | 12004.9023 | 17874.0207 | 31602.8899 | 51181.2672 | 120051.07
C4 | 0 | 0 | 0 | 0 | -2.5287 | 0 | 0 | 0 | 0 | 0 | 0 | 0 | 0 | 0 | 0 | 0 | 0 | 0 | 0 | 0 | C4 | 0 | 0 | 0 | 0 | 0 | 0 | 0 | 0 | 0 | 0 | 0 | 0 | 0 | 0 | 0 | 0 | 0 | 0 | 0 | 0 | 179.3815 | 771.5159 | 2226.7904 | 4984.4358 | 9483.6833 | 20008.1705 | 29790.0345 | 52671.4832 | 85302.1121 | 200085.1166
Test 2: | Removals HI 1: -37; Additions HI 1: 0; Removals HI 1: -37; Removals HI 2: Pass; Additions HI 1: 0; Additions HI 2: Pass | Test 2: | 0 |  |  |  |  | 0 |  |  |  |  | 0 | Pass |  |  |  | 0 | Pass
Test 3: | Removals HI 1: 0; Removals HI 2: 0%; Removals HI 1: 0; Removals HI 2: 0%; Removals HI 3: Pass | Test 3: | 0 | 0% | [8 empty] | 0 | 0% | Pass
test 1: | Removals HI 1: -161861.1478; Removals HI 1: -2466449.801 | test 1: | 0 | [9 empty] | 0
| Additions HI 5: ED1 target:; Removals HI 1: -2466449.801 | [10 empty] | ED1 target: | 0
EHV UG Cable (Non Pressurised) | [20 empty] | EHV UG Cable (Non Pressurised)
| Removals HI 1: NAW; Removals HI 1: NAW - Restated |  | NAW | [9 empty] | NAW - Restated | [9 empty] | Risk Points
| Removals HI 1: Removals; Additions HI 1: Additions; Removals HI 1: Removals; Additions HI 1: Additions |  | Removals |  |  |  |  | Additions |  |  |  |  | Removals |  |  |  |  | Additions |  |  |  |  | NAW |  |  |  |  | Restated NAW
| HI 1 | HI 2 | HI 3 | HI 4 | HI 5 | HI 1 | HI 2 | HI 3 | HI 4 | HI 5 | HI 1 | HI 2 | HI 3 | HI 4 | HI 5 | HI 1 | HI 2 | HI 3 | HI 4 | HI 5 |  | HI 1 | HI 2 | HI 3 | HI 4 | HI 5 | HI 1 | HI 2 | HI 3 | HI 4 | HI 5 | HI 1 | HI 2 | HI 3 | HI 4 | HI 5 | HI 1 | HI 2 | HI 3 | HI 4 | HI 5 | HI 1 | HI 2 | HI 3 | HI 4 | HI 5 | HI 1 | HI 2 | HI 3 | HI 4 | HI 5
C1 | 0 | 0 | -0.13472 | -0.23054 | -1.7016 | 4.5024 | 0 | 0 | 0 | 0 | 0 | 0 | 0 | 0 | 0 | 0 | 0 | 0 | 0 | 0 | C1 | 0 | 0 | 0 | 0 | 0 | 0 | 0 | 0 | 0 | 0 | 0 | 0 | 0 | 0 | 0 | 0 | 0 | 0 | 0 | 0 | 282.1118 | 1213.3567 | 3502.0546 | 7838.9805 | 14914.9094 | 425.7469 | 633.8918 | 1120.7783 | 1815.1141 | 4257.542
C2 | 0 | 0 | -0.093507 | -0.23503 | -0.81083 | 6.8146 | 0 | 0 | 0 | 0 | 0 | 0 | -5.6 | -1.1 | -0.7 | 41.2 | 0 | 0 | 0 | 0 | C2 | 0 | 0 | 0 | 0 | 0 | 0 | 0 | 0 | 0 | 0 | 0 | 0 | 0 | 0 | 0 | 0 | 0 | 0 | 0 | 0 | 403.0169 | 1733.3667 | 5002.9351 | 11198.5436 | 21307.0135 | 608.2099 | 905.5598 | 1601.1118 | 2593.0202 | 6082.2029
C3 | 0 | 0 | -0.11975 | -0.55719 | -1.2226 | 11.8272 | 0 | 0 | 0 | 0 | 0 | 0 | -2.7 | 0 | 0 | 17 | 0 | 0 | 0 | 0 | C3 | 0 | 0 | 0 | 0 | 0 | 0 | 0 | 0 | 0 | 0 | 0 | 0 | 0 | 0 | 0 | 0 | 0 | 0 | 0 | 0 | 604.5254 | 2600.05 | 7504.4026 | 16797.8154 | 31960.5202 | 912.3149 | 1358.3397 | 2401.6677 | 3889.5303 | 9123.3043
C4 | 0 | 0 | -0.66203 | -0.99724 | -3.335 | 35.0559 | 0 | 0 | 0 | 0 | 0 | 0 | 0 | 0 | 0 | 0 | 0 | 0 | 0 | 0 | C4 | 0 | 0 | 0 | 0 | 0 | 0 | 0 | 0 | 0 | 0 | 0 | 0 | 0 | 0 | 0 | 0 | 0 | 0 | 0 | 0 | 1007.5423 | 4333.4166 | 12507.3377 | 27996.359 | 53267.5337 | 1520.5248 | 2263.8994 | 4002.7796 | 6482.5505 | 15205.5072
Test 2: | Removals HI 1: -10.1; Additions HI 1: 58.2; Removals HI 1: -10.1; Removals HI 2: Pass; Additions HI 1: 58.2; Additions HI 2: Pass | Test 2: | 0 |  |  |  |  | 0 |  |  |  |  | 0 | Pass |  |  |  | 0 | Pass
Test 3: | Removals HI 1: -1.01; Removals HI 2: 10%; Removals HI 1: 0; Removals HI 2: 0%; Removals HI 3: Pass | Test 3: | 0 | 0% | [8 empty] | 0 | 0% | Pass
test 1: | Removals HI 1: -311213.2409; Removals HI 1: -22560.5933 | test 1: | 0 | [9 empty] | 0
| Additions HI 5: ED1 target:; Removals HI 1: 18007.008 | [10 empty] | ED1 target: | 0
EHV OHL Support - Towers | [20 empty] | EHV OHL Support - Towers
| Removals HI 1: NAW; Removals HI 1: NAW - Restated |  | NAW | [9 empty] | NAW - Restated | [9 empty] | Risk Points
| Removals HI 1: Removals; Additions HI 1: Additions; Removals HI 1: Removals; Additions HI 1: Additions |  | Removals |  |  |  |  | Additions |  |  |  |  | Removals |  |  |  |  | Additions |  |  |  |  | NAW |  |  |  |  | Restated NAW
| HI 1 | HI 2 | HI 3 | HI 4 | HI 5 | HI 1 | HI 2 | HI 3 | HI 4 | HI 5 | HI 1 | HI 2 | HI 3 | HI 4 | HI 5 | HI 1 | HI 2 | HI 3 | HI 4 | HI 5 |  | HI 1 | HI 2 | HI 3 | HI 4 | HI 5 | HI 1 | HI 2 | HI 3 | HI 4 | HI 5 | HI 1 | HI 2 | HI 3 | HI 4 | HI 5 | HI 1 | HI 2 | HI 3 | HI 4 | HI 5 | HI 1 | HI 2 | HI 3 | HI 4 | HI 5 | HI 1 | HI 2 | HI 3 | HI 4 | HI 5
C1 | 0 | 0 | 0 | 0 | 0 | 0 | 0 | 0 | 0 | 0 | 0 | 0 | 0 | 0 | 0 | 0 | 0 | 0 | 0 | 0 | C1 | 0 | -1 | 0 | -5 | -4 | 1 | 9 | 0 | 0 | 0 | 0 | 0 | -4 | 0 | -4 | 0 | 4 | 4 | 0 | 0 | 636.4901 | 947.666 | 1675.5594 | 2713.589 | 6365.0097 | 636.4901 | 947.666 | 1675.5594 | 2713.589 | 6365.0097
C2 | 0 | 0 | 0 | 0 | 0 | 0 | 0 | 0 | 0 | 0 | 0 | 0 | 0 | 0 | 0 | 0 | 0 | 0 | 0 | 0 | C2 | -2 | -4 | -12 | -1 | -25 | 9 | 35 | 0 | 0 | 0 | -4 | 0 | -35 | -3 | -6 | 5 | 40 | 0 | 0 | 0 | 909.2716 | 1353.8086 | 2393.6563 | 3876.5557 | 9092.871 | 909.2716 | 1353.8086 | 2393.6563 | 3876.5557 | 9092.871
C3 | 0 | 0 | 0 | 0 | 0 | 0 | 0 | 0 | 0 | 0 | 0 | 0 | 0 | 0 | 0 | 0 | 0 | 0 | 0 | 0 | C3 | -1 | 0 | -1 | -1 | -10 | 1 | 12 | 0 | 0 | 0 | -3 | 0 | -10 | -2 | 0 | 3 | 12 | 3 | 0 | 0 | 1363.9074 | 2030.7128 | 3590.4845 | 5814.8336 | 13639.3066 | 1363.9074 | 2030.7128 | 3590.4845 | 5814.8336 | 13639.3066
C4 | 0 | 0 | 0 | 0 | 0 | 0 | 0 | 0 | 0 | 0 | 0 | 0 | 0 | 0 | 0 | 0 | 0 | 0 | 0 | 0 | C4 | 0 | 0 | 0 | -2 | -2 | 0 | 4 | 0 | 0 | 0 | 0 | 0 | 0 | 0 | 0 | 0 | 0 | 0 | 0 | 0 | 2273.179 | 3384.5214 | 5984.1408 | 9691.3893 | 22732.1776 | 2273.179 | 3384.5214 | 5984.1408 | 9691.3893 | 22732.1776
Test 2: | Removals HI 1: 0; Additions HI 1: 0; Removals HI 1: 0; Removals HI 2: Pass; Additions HI 1: 0; Additions HI 2: Pass | Test 2: | -71 |  |  |  |  | 71 |  |  |  |  | -71 | Pass |  |  |  | 71 | Pass
Test 3: | Removals HI 1: 0; Removals HI 2: 0%; Removals HI 1: 0; Removals HI 2: 0%; Removals HI 3: Pass | Test 3: | -21 | 29.58% | [8 empty] | -7 | 9.859% | Pass
test 1: | Removals HI 1: 0; Removals HI 1: 0 | test 1: | -519141.0599 | [9 empty] | -237390.4619
| Additions HI 5: ED1 target:; Removals HI 1: 0 | [10 empty] | ED1 target: | -128967.1307
EHV OHL Support - Poles | [20 empty] | EHV OHL Support - Poles
| Removals HI 1: NAW; Removals HI 1: NAW - Restated |  | NAW | [9 empty] | NAW - Restated | [9 empty] | Risk Points
| Removals HI 1: Removals; Additions HI 1: Additions; Removals HI 1: Removals; Additions HI 1: Additions |  | Removals |  |  |  |  | Additions |  |  |  |  | Removals |  |  |  |  | Additions |  |  |  |  | NAW |  |  |  |  | Restated NAW
| HI 1 | HI 2 | HI 3 | HI 4 | HI 5 | HI 1 | HI 2 | HI 3 | HI 4 | HI 5 | HI 1 | HI 2 | HI 3 | HI 4 | HI 5 | HI 1 | HI 2 | HI 3 | HI 4 | HI 5 |  | HI 1 | HI 2 | HI 3 | HI 4 | HI 5 | HI 1 | HI 2 | HI 3 | HI 4 | HI 5 | HI 1 | HI 2 | HI 3 | HI 4 | HI 5 | HI 1 | HI 2 | HI 3 | HI 4 | HI 5 | HI 1 | HI 2 | HI 3 | HI 4 | HI 5 | HI 1 | HI 2 | HI 3 | HI 4 | HI 5
C1 | -34 | -299 | -824 | -440 | -200 | 2213 | 0 | 0 | 0 | 0 | -23 | -9 | -69 | -483 | -805 | 1394 | 0 | 0 | 0 | 0 | C1 | 0 | 0 | 0 | 0 | 0 | 0 | 0 | 0 | 0 | 0 | 0 | 0 | 0 | 0 | 0 | 0 | 0 | 0 | 0 | 0 | 0.12148 | 0.5225 | 1.5081 | 3.3757 | 6.4227 | 19.3604 | 28.8256 | 50.9662 | 82.5404 | 193.6073
C2 |  | -118 | -577 | -376 | -126 | 950 | 0 | 0 | 0 | 0 | -37 | -23 | -81 | -678 | -728 | 1596 | 0 | 0 | 0 | 0 | C2 | 0 | 0 | 0 | 0 | 0 | 0 | 0 | 0 | 0 | 0 | 0 | 0 | 0 | 0 | 0 | 0 | 0 | 0 | 0 | 0 | 0.17355 | 0.74643 | 2.1544 | 4.8224 | 9.1753 | 27.6577 | 41.1794 | 72.8089 | 117.9149 | 276.5818
C3 | -17 | -58 | -406 | -277 | -75 | 918 | 0 | 0 | 0 | 0 | -206 | -11 | -14 | -81 | -489 | 1021 | 0 | 0 | 0 | 0 | C3 | 0 | 0 | 0 | 0 | 0 | 0 | 0 | 0 | 0 | 0 | 0 | 0 | 0 | 0 | 0 | 0 | 0 | 0 | 0 | 0 | 0.26032 | 1.1196 | 3.2316 | 7.2335 | 13.763 | 41.4866 | 61.7691 | 109.2133 | 176.8723 | 414.8728
C4 | -9 | -46 | -131 | 0 | -36 | 287 | 0 | 0 | 0 | 0 | -54 | -12 | -10 | -56 | -180 | 357 | 0 | 0 | 0 | 0 | C4 | 0 | 0 | 0 | 0 | 0 | 0 | 0 | 0 | 0 | 0 | 0 | 0 | 0 | 0 | 0 | 0 | 0 | 0 | 0 | 0 | 0.43387 | 1.8661 | 5.386 | 12.0559 | 22.9383 | 69.1443 | 102.9485 | 182.0222 | 294.7872 | 691.4546
SQ NPG-11
Test 2: | Removals HI 1: -4049; Additions HI 1: 4368; Removals HI 1: -4049; Removals HI 2: Pass; Additions HI 1: 4368; Additions HI 2: Pass | Test 2: | 0 |  |  |  |  | 0 |  |  |  |  | 0 | Pass |  |  |  | 0 | Pass
Test 3: | Removals HI 1: -2519; Removals HI 2: 62.21%; Removals HI 1: -375; Removals HI 2: 9.262%; Removals HI 3: Pass | Test 3: | 0 | 0% | [8 empty] | 0 | 0% | Pass
test 1: | Removals HI 1: -14511.6628; Removals HI 1: -864821.5655 | test 1: | 0 | [9 empty] | 0
| Additions HI 5: ED1 target:; Removals HI 1: -726649.1663 | [10 empty] | ED1 target: | 0
EHV OHL Fittings | [20 empty] | EHV OHL Fittings
| Removals HI 1: NAW; Removals HI 1: NAW - Restated |  | NAW | [9 empty] | NAW - Restated | [9 empty] | Risk Points
| Removals HI 1: Removals; Additions HI 1: Additions; Removals HI 1: Removals; Additions HI 1: Additions |  | Removals |  |  |  |  | Additions |  |  |  |  | Removals |  |  |  |  | Additions |  |  |  |  | NAW |  |  |  |  | Restated NAW
| HI 1 | HI 2 | HI 3 | HI 4 | HI 5 | HI 1 | HI 2 | HI 3 | HI 4 | HI 5 | HI 1 | HI 2 | HI 3 | HI 4 | HI 5 | HI 1 | HI 2 | HI 3 | HI 4 | HI 5 |  | HI 1 | HI 2 | HI 3 | HI 4 | HI 5 | HI 1 | HI 2 | HI 3 | HI 4 | HI 5 | HI 1 | HI 2 | HI 3 | HI 4 | HI 5 | HI 1 | HI 2 | HI 3 | HI 4 | HI 5 | HI 1 | HI 2 | HI 3 | HI 4 | HI 5 | HI 1 | HI 2 | HI 3 | HI 4 | HI 5
C1 | -20 | 0 | -26 | 0 | -88 | 134 | 0 | 0 | 0 | 0 | 0 | 0 | 0 | 0 | -4 | 4 | 0 | 0 | 0 | 0 | C1 | 0 | 0 | 0 | 0 | 0 | 0 | 0 | 0 | 0 | 0 | 0 | 0 | 0 | 0 | 0 | 0 | 0 | 0 | 0 | 0 | 4.4628 | 6.6446 | 11.7483 | 19.0265 | 44.6287 | 4.4628 | 6.6446 | 11.7483 | 19.0265 | 44.6287
C2 | -2 | 0 | 0 | 0 | -6 | 8 | 0 | 0 | 0 | 0 | -2 | 0 | 0 | -32 | -96 | 130 | 0 | 0 | 0 | 0 | C2 | 0 | 0 | 0 | 0 | 0 | 0 | 0 | 0 | 0 | 0 | 0 | 0 | 0 | 0 | 0 | 0 | 0 | 0 | 0 | 0 | 6.3754 | 9.4923 | 16.7833 | 27.1807 | 63.7553 | 6.3754 | 9.4923 | 16.7833 | 27.1807 | 63.7553
C3 | -2 | 0 | 0 | 0 | 0 | 2 | 0 | 0 | 0 | 0 | 0 | 0 | 0 | -2 | -12 | 14 | 0 | 0 | 0 | 0 | C3 | 0 | 0 | 0 | 0 | 0 | 0 | 0 | 0 | 0 | 0 | 0 | 0 | 0 | 0 | 0 | 0 | 0 | 0 | 0 | 0 | 9.5631 | 14.2385 | 25.1749 | 40.7711 | 95.6329 | 9.5631 | 14.2385 | 25.1749 | 40.7711 | 95.6329
C4 | 0 | 0 | -4 | 0 | 0 | 4 | 0 | 0 | 0 | 0 | 0 | 0 | 0 | 0 | 0 | 0 | 0 | 0 | 0 | 0 | C4 | 0 | 0 | 0 | 0 | 0 | 0 | 0 | 0 | 0 | 0 | 0 | 0 | 0 | 0 | 0 | 0 | 0 | 0 | 0 | 0 | 15.9385 | 23.7308 | 41.9582 | 67.9518 | 159.3882 | 15.9385 | 23.7308 | 41.9582 | 67.9518 | 159.3882
Test 2: | Removals HI 1: -148; Additions HI 1: 148; Removals HI 1: -148; Removals HI 2: Pass; Additions HI 1: 148; Additions HI 2: Pass | Test 2: | 0 |  |  |  |  | 0 |  |  |  |  | 0 | Pass |  |  |  | 0 | Pass
Test 3: | Removals HI 1: -54; Removals HI 2: 36.49%; Removals HI 1: -2; Removals HI 2: 1.351%; Removals HI 3: Pass | Test 3: | 0 | 0% | [8 empty] | 0 | 0% | Pass
test 1: | Removals HI 1: -4904.2779; Removals HI 1: -8410.6923 | test 1: | 0 | [9 empty] | 0
| Additions HI 5: ED1 target:; Removals HI 1: -7430.1529 | [10 empty] | ED1 target: | 0
EHV OHL (Tower Line) Conductor | [20 empty] | EHV OHL (Tower Line) Conductor | bar: Removals HI 1 to Removals HI 4
| Removals HI 1: NAW; Removals HI 1: NAW - Restated |  | NAW | [9 empty] | NAW - Restated | [9 empty] | Risk Points
| Removals HI 1: Removals; Additions HI 1: Additions; Removals HI 1: Removals; Additions HI 1: Additions |  | Removals |  |  |  |  | Additions |  |  |  |  | Removals |  |  |  |  | Additions |  |  |  |  | NAW |  |  |  |  | Restated NAW
| HI 1 | HI 2 | HI 3 | HI 4 | HI 5 | HI 1 | HI 2 | HI 3 | HI 4 | HI 5 | HI 1 | HI 2 | HI 3 | HI 4 | HI 5 | HI 1 | HI 2 | HI 3 | HI 4 | HI 5 |  | HI 1 | HI 2 | HI 3 | HI 4 | HI 5 | HI 1 | HI 2 | HI 3 | HI 4 | HI 5 | HI 1 | HI 2 | HI 3 | HI 4 | HI 5 | HI 1 | HI 2 | HI 3 | HI 4 | HI 5 | HI 1 | HI 2 | HI 3 | HI 4 | HI 5 | HI 1 | HI 2 | HI 3 | HI 4 | HI 5
C1 | 0 | 0 | -2.3 | 0 | -2.2 | 4.5 | 0 | 0 | 0 | 0 | 0 | 0 | -2.2 | -0.5 | 0 | 2.7 | 0 | 0 | 0 | 0 | C1 | 0 | 0 | 0 | 0 | 0 | 0 | 0 | 0 | 0 | 0 | 0 | 0 | 0 | 0 | 0 | 0 | 0 | 0 | 0 | 0 | 38.6191 | 57.4998 | 101.6648 | 164.6474 | 386.1979 | 38.6191 | 57.4998 | 101.6648 | 164.6474 | 386.1979
C2 | 0 | 0 | -0.2 | 0 | -0.2 | 0.4 | 0 | 0 | 0 | 0 | 0 | 0 | -2.2 | -0.2 | 0 | 2.4 | 0 | 0 | 0 | 0 | C2 | 0 | 0 | 0 | 0 | 0 | 0 | 0 | 0 | 0 | 0 | 0 | 0 | 0 | 0 | 0 | 0 | 0 | 0 | 0 | 0 | 55.1702 | 82.1425 | 145.2355 | 235.2106 | 551.7113 | 55.1702 | 82.1425 | 145.2355 | 235.2106 | 551.7113
C3 | 0 | 0 | 0 | 0 | 0 | 0 | 0 | 0 | 0 | 0 | 0 | 0 | 0 | 0 | 0 | 0 | 0 | 0 | 0 | 0 | C3 | 0 | 0 | 0 | 0 | 0 | 0 | 0 | 0 | 0 | 0 | 0 | 0 | 0 | 0 | 0 | 0 | 0 | 0 | 0 | 0 | 82.7553 | 123.2138 | 217.8532 | 352.8159 | 827.567 | 82.7553 | 123.2138 | 217.8532 | 352.8159 | 827.567
C4 | 0 | 0 | -0.2 | 0 | 0 | 0.2 | 0 | 0 | 0 | 0 | 0 | 0 | 0 | 0 | 0 | 0 | 0 | 0 | 0 | 0 | C4 | 0 | 0 | 0 | 0 | 0 | 0 | 0 | 0 | 0 | 0 | 0 | 0 | 0 | 0 | 0 | 0 | 0 | 0 | 0 | 0 | 137.9255 | 205.3563 | 363.0887 | 588.0265 | 1379.2783 | 137.9255 | 205.3563 | 363.0887 | 588.0265 | 1379.2783
Test 2: | Removals HI 1: -5.1; Additions HI 1: 5.1; Removals HI 1: -5.1; Removals HI 2: Pass; Additions HI 1: 5.1; Additions HI 2: Fail | Test 2: | 0 |  |  |  |  | 0 |  |  |  |  | 0 | Pass |  |  |  | 0 | Pass
Test 3: | Removals HI 1: -2.7; Removals HI 2: 52.94%; Removals HI 1: 0; Removals HI 2: 0%; Removals HI 3: Pass | Test 3: | 0 | 0% | [8 empty] | 0 | 0% | Pass
test 1: | Removals HI 1: -1295.4716; Removals HI 1: -672.5465 | test 1: | 0 | [9 empty] | 0
| Additions HI 5: ED1 target:; Removals HI 1: -435.8674 | [10 empty] | ED1 target: | 0
132kV CBs | [20 empty] | 132kV CBs
| Removals HI 1: NAW; Removals HI 1: NAW - Restated |  | NAW | [9 empty] | NAW - Restated | [9 empty] | Risk Points
| Removals HI 1: Removals; Additions HI 1: Additions; Removals HI 1: Removals; Additions HI 1: Additions |  | Removals |  |  |  |  | Additions |  |  |  |  | Removals |  |  |  |  | Additions |  |  |  |  | NAW |  |  |  |  | Restated NAW
| HI 1 | HI 2 | HI 3 | HI 4 | HI 5 | HI 1 | HI 2 | HI 3 | HI 4 | HI 5 | HI 1 | HI 2 | HI 3 | HI 4 | HI 5 | HI 1 | HI 2 | HI 3 | HI 4 | HI 5 |  | HI 1 | HI 2 | HI 3 | HI 4 | HI 5 | HI 1 | HI 2 | HI 3 | HI 4 | HI 5 | HI 1 | HI 2 | HI 3 | HI 4 | HI 5 | HI 1 | HI 2 | HI 3 | HI 4 | HI 5 | HI 1 | HI 2 | HI 3 | HI 4 | HI 5 | HI 1 | HI 2 | HI 3 | HI 4 | HI 5
C1 | 0 | 0 | 0 | -1 | -10 | 12 | 0 | 0 | 0 | 0 | 0 | 0 | 0 | -2 | -11 | 14 | 0 | 0 | 0 | 0 | C1 | 0 | 0 | 0 | 0 | 0 | 0 | 0 | 0 | 0 | 0 | 0 | 0 | 0 | 0 | 0 | 0 | 0 | 0 | 0 | 0 | 1649.905 | 2456.5328 | 4343.3729 | 7034.1455 | 16499.3315 | 1649.905 | 2456.5328 | 4343.3729 | 7034.1455 | 16499.3315
C2 | 0 | 0 | 0 | -1 | -1 | 2 | 0 | 0 | 0 | 0 | 0 | 0 | 0 | 0 | 0 | 0 | 0 | 0 | 0 | 0 | C2 | 0 | 0 | 0 | 0 | 0 | 0 | 0 | 0 | 0 | 0 | 0 | 0 | 0 | 0 | 0 | 0 | 0 | 0 | 0 | 0 | 2357.0072 | 3509.3326 | 6204.8184 | 10048.7793 | 23570.4736 | 2357.0072 | 3509.3326 | 6204.8184 | 10048.7793 | 23570.4736
C3 | 0 | 0 | 0 | 0 | 0 | 0 | 0 | 0 | 0 | 0 | 0 | 0 | 0 | 0 | 0 | 0 | 0 | 0 | 0 | 0 | C3 | 0 | 0 | 0 | 0 | 0 | 0 | 0 | 0 | 0 | 0 | 0 | 0 | 0 | 0 | 0 | 0 | 0 | 0 | 0 | 0 | 3535.5108 | 5263.9989 | 9307.2275 | 15073.169 | 35355.7104 | 3535.5108 | 5263.9989 | 9307.2275 | 15073.169 | 35355.7104
C4 | 0 | 0 | 0 | 0 | 0 | 0 | 0 | 0 | 0 | 0 | 0 | 0 | 0 | 0 | 0 | 0 | 0 | 0 | 0 | 0 | C4 | 0 | 0 | 0 | 0 | 0 | 0 | 0 | 0 | 0 | 0 | 0 | 0 | 0 | 0 | 0 | 0 | 0 | 0 | 0 | 0 | 5892.5179 | 8773.3315 | 15512.0459 | 25121.9483 | 58926.1841 | 5892.5179 | 8773.3315 | 15512.0459 | 25121.9483 | 58926.1841
Test 2: | Removals HI 1: -13; Additions HI 1: 14; Removals HI 1: -13; Removals HI 2: Pass; Additions HI 1: 14; Additions HI 2: Pass | Test 2: | 0 |  |  |  |  | 0 |  |  |  |  | 0 | Pass |  |  |  | 0 | Pass
Test 3: | Removals HI 1: 0; Removals HI 2: 0%; Removals HI 1: 0; Removals HI 2: 0%; Removals HI 3: Pass | Test 3: | 0 | 0% | [8 empty] | 0 | 0% | Pass
test 1: | Removals HI 1: -205646.7138; Removals HI 1: -195560.9379 | test 1: | 0 | [9 empty] | 0
| Additions HI 5: ED1 target:; Removals HI 1: -172462.2677 | [10 empty] | ED1 target: | 0
132kV Transformer | [20 empty] | 132kV Transformer
| Removals HI 1: NAW; Removals HI 1: NAW - Restated |  | NAW | [9 empty] | NAW - Restated | [9 empty] | Risk Points
| Removals HI 1: Removals; Additions HI 1: Additions; Removals HI 1: Removals; Additions HI 1: Additions |  | Removals |  |  |  |  | Additions |  |  |  |  | Removals |  |  |  |  | Additions |  |  |  |  | NAW |  |  |  |  | Restated NAW
| HI 1 | HI 2 | HI 3 | HI 4 | HI 5 | HI 1 | HI 2 | HI 3 | HI 4 | HI 5 | HI 1 | HI 2 | HI 3 | HI 4 | HI 5 | HI 1 | HI 2 | HI 3 | HI 4 | HI 5 |  | HI 1 | HI 2 | HI 3 | HI 4 | HI 5 | HI 1 | HI 2 | HI 3 | HI 4 | HI 5 | HI 1 | HI 2 | HI 3 | HI 4 | HI 5 | HI 1 | HI 2 | HI 3 | HI 4 | HI 5 | HI 1 | HI 2 | HI 3 | HI 4 | HI 5 | HI 1 | HI 2 | HI 3 | HI 4 | HI 5
C1 | 0 | 0 | 0 | 0 | 0 | 0 | 0 | 0 | 0 | 0 | 0 | 0 | 0 | 0 | 0 | 0 | 0 | 0 | 0 | 0 | C1 | 0 | 0 | 0 | 0 | 0 | 0 | 0 | 0 | 0 | 0 | 0 | 0 | 0 | 0 | 0 | 0 | 0 | 0 | 0 | 0 | 269.6569 | 1159.7883 | 3347.4427 | 7492.8981 | 14256.4324 | 4229.8947 | 6297.8627 | 11135.1925 | 18033.5806 | 42299.6687
C2 | 0 | 0 | 0 | -1 | -6 | 7 | 0 | 0 | 0 | 0 | 0 | 0 | -1 | -1 | -6 | 8 | 0 | 0 | 0 | 0 | C2 | 0 | 0 | -2 | 0 | 0 | 0 | 2 | 0 | 0 | 0 | 0 | 0 | -1 | 0 | 0 | 0 | 1 | 0 | 0 | 0 | 385.2241 | 1656.8404 | 4782.061 | 10704.1401 | 20366.332 | 6042.7068 | 8996.9467 | 15907.4179 | 25762.258 | 60428.0981
C3 | 0 | 0 | 0 | 0 | 0 | 0 | 0 | 0 | 0 | 0 | 0 | 0 | 0 | 0 | 0 | 0 | 0 | 0 | 0 | 0 | C3 | 0 | 0 | 0 | 0 | 0 | 0 | 0 | 0 | 0 | 0 | 0 | 0 | 0 | -1 | 0 | 0 | 0 | 1 | 0 | 0 | 577.8362 | 2485.2606 | 7173.0914 | 16056.2101 | 30549.4981 | 9064.0601 | 13495.42 | 23861.1268 | 38643.387 | 90642.1472
C4 | 0 | 0 | 0 | -1 | 0 | 1 | 0 | 0 | 0 | 0 | 0 | 0 | 0 | 0 | 0 | 0 | 0 | 0 | 0 | 0 | C4 | 0 | 0 | 0 | 0 | 0 | 0 | 0 | 0 | 0 | 0 | 0 | 0 | 0 | 0 | 0 | 0 | 0 | 0 | 0 | 0 | 963.0604 | 4142.101 | 11955.1524 | 26760.3502 | 50915.8301 | 15106.7669 | 22492.3667 | 39768.5446 | 64405.645 | 151070.2453
Test 2: | Removals HI 1: -8; Additions HI 1: 8; Removals HI 1: -8; Removals HI 2: Pass; Additions HI 1: 8; Additions HI 2: Pass | Test 2: | -2 |  |  |  |  | 2 |  |  |  |  | -2 | Pass |  |  |  | 2 | Pass
Test 3: | Removals HI 1: 0; Removals HI 2: 0%; Removals HI 1: 0; Removals HI 2: 12.5%; Removals HI 3: Fail | Test 3: | -2 | 100% | [8 empty] | 0 | 0% | Pass
test 1: | Removals HI 1: -159662.4825; Removals HI 1: -404238.2645 | test 1: | -9564.1219 | [9 empty] | -54550.8049
| Additions HI 5: ED1 target:; Removals HI 1: -355896.6104 | [10 empty] | ED1 target: | -21692.7314
132kV UG Cable (Gas) | [20 empty] | 132kV UG Cable (Gas)
| Removals HI 1: NAW; Removals HI 1: NAW - Restated |  | NAW | [9 empty] | NAW - Restated | [9 empty] | Risk Points
| Removals HI 1: Removals; Additions HI 1: Additions; Removals HI 1: Removals; Additions HI 1: Additions |  | Removals |  |  |  |  | Additions |  |  |  |  | Removals |  |  |  |  | Additions |  |  |  |  | NAW |  |  |  |  | Restated NAW
| HI 1 | HI 2 | HI 3 | HI 4 | HI 5 | HI 1 | HI 2 | HI 3 | HI 4 | HI 5 | HI 1 | HI 2 | HI 3 | HI 4 | HI 5 | HI 1 | HI 2 | HI 3 | HI 4 | HI 5 |  | HI 1 | HI 2 | HI 3 | HI 4 | HI 5 | HI 1 | HI 2 | HI 3 | HI 4 | HI 5 | HI 1 | HI 2 | HI 3 | HI 4 | HI 5 | HI 1 | HI 2 | HI 3 | HI 4 | HI 5 | HI 1 | HI 2 | HI 3 | HI 4 | HI 5 | HI 1 | HI 2 | HI 3 | HI 4 | HI 5
C1 | 0 | 0 | 0 | 0 | 0 | 0 | 0 | 0 | 0 | 0 | 0 | 0 | 0 | 0 | 0 | 0 | 0 | 0 | 0 | 0 | C1 | 0 | 0 | 0 | 0 | 0 | 0 | 0 | 0 | 0 | 0 | 0 | 0 | 0 | 0 | 0 | 0 | 0 | 0 | 0 | 0 | 758.4988 | 1129.324 | 1996.7473 | 3233.7566 | 7585.1178 | 758.4988 | 1129.324 | 1996.7473 | 3233.7566 | 7585.1178
C2 | 0 | 0 | 0 | 0 | 0 | 0 | 0 | 0 | 0 | 0 | 0 | 0 | 0 | 0 | 0 | 0 | 0 | 0 | 0 | 0 | C2 | 0 | 0 | 0 | 0 | 0 | 0 | 0 | 0 | 0 | 0 | 0 | 0 | 0 | 0 | 0 | 0 | 0 | 0 | 0 | 0 | 1083.5698 | 1613.32 | 2852.4961 | 4619.6523 | 10835.8826 | 1083.5698 | 1613.32 | 2852.4961 | 4619.6523 | 10835.8826
C3 | 0 | 0 | 0 | 0 | 0 | 0 | 0 | 0 | 0 | 0 | 0 | 0 | 0 | 0 | 0 | 0 | 0 | 0 | 0 | 0 | C3 | 0 | 0 | 0 | 0 | 0 | 0 | 0 | 0 | 0 | 0 | 0 | 0 | 0 | 0 | 0 | 0 | 0 | 0 | 0 | 0 | 1625.3547 | 2419.98 | 4278.7441 | 6929.4785 | 16253.8239 | 1625.3547 | 2419.98 | 4278.7441 | 6929.4785 | 16253.8239
C4 | 0 | 0 | 0 | 0 | 0 | 0 | 0 | 0 | 0 | 0 | 0 | 0 | 0 | 0 | 0 | 0 | 0 | 0 | 0 | 0 | C4 | 0 | 0 | 0 | 0 | 0 | 0 | 0 | 0 | 0 | 0 | 0 | 0 | 0 | 0 | 0 | 0 | 0 | 0 | 0 | 0 | 2708.9245 | 4033.3 | 7131.2402 | 11549.1308 | 27089.7066 | 2708.9245 | 4033.3 | 7131.2402 | 11549.1308 | 27089.7066
Test 2: | Removals HI 1: 0; Additions HI 1: 0; Removals HI 1: 0; Removals HI 2: Pass; Additions HI 1: 0; Additions HI 2: Pass | Test 2: | 0 |  |  |  |  | 0 |  |  |  |  | 0 | Pass |  |  |  | 0 | Pass
Test 3: | Removals HI 1: 0; Removals HI 2: 0%; Removals HI 1: 0; Removals HI 2: 0%; Removals HI 3: Pass | Test 3: | 0 | 0% | [8 empty] | 0 | 0% | Pass
test 1: | Removals HI 1: 0; Removals HI 1: 0 | test 1: | 0 | [9 empty] | 0
| Additions HI 5: ED1 target:; Removals HI 1: 0 | [10 empty] | ED1 target: | 0
132kV UG Cable (Oil) | [20 empty] | 132kV UG Cable (Oil)
| Removals HI 1: NAW; Removals HI 1: NAW - Restated |  | NAW | [9 empty] | NAW - Restated | [9 empty] | Risk Points
| Removals HI 1: Removals; Additions HI 1: Additions; Removals HI 1: Removals; Additions HI 1: Additions |  | Removals |  |  |  |  | Additions |  |  |  |  | Removals |  |  |  |  | Additions |  |  |  |  | NAW |  |  |  |  | Restated NAW
| HI 1 | HI 2 | HI 3 | HI 4 | HI 5 | HI 1 | HI 2 | HI 3 | HI 4 | HI 5 | HI 1 | HI 2 | HI 3 | HI 4 | HI 5 | HI 1 | HI 2 | HI 3 | HI 4 | HI 5 |  | HI 1 | HI 2 | HI 3 | HI 4 | HI 5 | HI 1 | HI 2 | HI 3 | HI 4 | HI 5 | HI 1 | HI 2 | HI 3 | HI 4 | HI 5 | HI 1 | HI 2 | HI 3 | HI 4 | HI 5 | HI 1 | HI 2 | HI 3 | HI 4 | HI 5 | HI 1 | HI 2 | HI 3 | HI 4 | HI 5
C1 | 0 | 0 | 0 | -9.6158 | -0.29371 | 0 | 0 | 0 | 0 | 0 | 0 | 0 | 0 | -0.2 | -12 | 0 | 0 | 0 | 0 | 0 | C1 | 0 | 0 | 0 | 0 | 0 | 0 | 0 | 0 | 0 | 0 | 0 | 0 | 0 | 0 | 0 | 0 | 0 | 0 | 0 | 0 | 53.924 | 231.926 | 669.3972 | 1498.3751 | 2850.8973 | 6535.6509 | 9730.8879 | 17205.0925 | 27863.8581 | 65357.6231
C2 | 0 | 0 | 0 | -6.9209 | -3.7779 | 0 | 0 | 0 | 0 | 0 | 0 | 0 | -4.6 | -4.5 | -8.8 | 0 | 0 | 0 | 0 | 0 | C2 | 0 | 0 | 0 | 0 | 0 | 0 | 0 | 0 | 0 | 0 | 0 | 0 | 0 | 0 | 0 | 0 | 0 | 0 | 0 | 0 | 77.0343 | 331.3229 | 956.2816 | 2140.5358 | 4072.7104 | 9336.6441 | 13901.2685 | 24578.7036 | 39805.5115 | 93368.033
C3 | 0 | 0 | 0 | -6.8471 | -9.0589 | 0 | 0 | 0 | 0 | 0 | 0 | 0 | -3 | -5.6 | -4.2 | 0 | 0 | 0 | 0 | 0 | C3 | 0 | 0 | 0 | 0 | 0 | 0 | 0 | 0 | 0 | 0 | 0 | 0 | 0 | 0 | 0 | 0 | 0 | 0 | 0 | 0 | 115.5515 | 496.9843 | 1434.4225 | 3210.8037 | 6109.0657 | 14004.9661 | 20851.9027 | 36868.0554 | 59708.2673 | 140052.0494
C4 | 0 | 0 | 0 | -3.3212 | -3.0645 | 0 | 0 | 0 | 0 | 0 | 0 | 0 | 0 | 0 | 0 | 0 | 0 | 0 | 0 | 0 | C4 | 0 | 0 | 0 | 0 | 0 | 0 | 0 | 0 | 0 | 0 | 0 | 0 | 0 | 0 | 0 | 0 | 0 | 0 | 0 | 0 | 192.5858 | 828.3071 | 2390.7041 | 5351.3395 | 10181.7761 | 23341.6102 | 34753.1712 | 61446.7591 | 99513.7788 | 233420.0824
Test 2: | Removals HI 1: -42.9; Additions HI 1: 0; Removals HI 1: -42.9; Removals HI 2: Pass; Additions HI 1: 0; Additions HI 2: Pass | Test 2: | 0 |  |  |  |  | 0 |  |  |  |  | 0 | Pass |  |  |  | 0 | Pass
Test 3: | Removals HI 1: 0; Removals HI 2: 0%; Removals HI 1: 0; Removals HI 2: 0%; Removals HI 3: Pass | Test 3: | 0 | 0% | [8 empty] | 0 | 0% | Pass
test 1: | Removals HI 1: -171747.2529; Removals HI 1: -2936878.8477 | test 1: | 0 | [9 empty] | 0
| Additions HI 5: ED1 target:; Removals HI 1: -2936878.8477 | [10 empty] | ED1 target: | 0
132kV UG Cable (Non Pressurised) | [20 empty] | 132kV UG Cable (Non Pressurised)
| Removals HI 1: NAW; Removals HI 1: NAW - Restated |  | NAW | [9 empty] | NAW - Restated | [9 empty] | Risk Points
| Removals HI 1: Removals; Additions HI 1: Additions; Removals HI 1: Removals; Additions HI 1: Additions |  | Removals |  |  |  |  | Additions |  |  |  |  | Removals |  |  |  |  | Additions |  |  |  |  | NAW |  |  |  |  | Restated NAW
| HI 1 | HI 2 | HI 3 | HI 4 | HI 5 | HI 1 | HI 2 | HI 3 | HI 4 | HI 5 | HI 1 | HI 2 | HI 3 | HI 4 | HI 5 | HI 1 | HI 2 | HI 3 | HI 4 | HI 5 |  | HI 1 | HI 2 | HI 3 | HI 4 | HI 5 | HI 1 | HI 2 | HI 3 | HI 4 | HI 5 | HI 1 | HI 2 | HI 3 | HI 4 | HI 5 | HI 1 | HI 2 | HI 3 | HI 4 | HI 5 | HI 1 | HI 2 | HI 3 | HI 4 | HI 5 | HI 1 | HI 2 | HI 3 | HI 4 | HI 5
C1 | 0 | 0 | 0 | 0 | 0 | 9.0872 | 0 | 0 | 0 | 0 | 0 | 0 | 0 | 0 | 0 | 0 | 0 | 0 | 0 | 0 | C1 | 0 | 0 | 0 | 0 | 0 | 0 | 0 | 0 | 0 | 0 | 0 | 0 | 0 | 0 | 0 | 0 | 0 | 0 | 0 | 0 | 1763.7389 | 7585.8012 | 21894.5433 | 49008.6306 | 88960.9246 | 1378.7379 | 2052.7938 | 3629.5257 | 5878.0613 | 13787.6139
C2 | 0 | 0 | 0 | 0 | 0 | 15.0648 | 0 | 0 | 0 | 0 | 0 | 0 | 0 | 0 | 0 | -3.1 | 0 | 0 | 0 | 0 | C2 | 0 | 0 | 0 | 0 | 0 | 0 | 0 | 0 | 0 | 0 | 0 | 0 | 0 | 0 | 0 | 0 | 0 | 0 | 0 | 0 | 2519.6269 | 10836.8589 | 31277.919 | 70012.3294 | 127087.0352 | 1969.6255 | 2932.5626 | 5185.0367 | 8397.2305 | 19696.5913
C3 | 0 | 0 | 0 | 0 | 0 | 12.6891 | 0 | 0 | 0 | 0 | 0 | 0 | 0 | 0 | 0 | 46 | 0 | 0 | 0 | 0 | C3 | 0 | 0 | 0 | 0 | 0 | 0 | 0 | 0 | 0 | 0 | 0 | 0 | 0 | 0 | 0 | 0 | 0 | 0 | 0 | 0 | 3779.4404 | 16255.2884 | 46916.8786 | 105018.494 | 190630.5528 | 2954.4383 | 4398.8439 | 7777.5551 | 12595.8457 | 29544.887
C4 | 0 | 0 | 0 | 0 | 0 | 6.0589 | 0 | 0 | 0 | 0 | 0 | 0 | 0 | 0 | 0 | 0 | 0 | 0 | 0 | 0 | C4 | 0 | 0 | 0 | 0 | 0 | 0 | 0 | 0 | 0 | 0 | 0 | 0 | 0 | 0 | 0 | 0 | 0 | 0 | 0 | 0 | 6299.0673 | 27092.1473 | 78194.7976 | 175030.8234 | 317717.5879 | 4924.0639 | 7331.4066 | 12962.5918 | 20993.0762 | 49241.4783
Test 2: | Removals HI 1: 0; Additions HI 1: 42.9; Removals HI 1: 0; Removals HI 2: Pass; Additions HI 1: 42.9; Additions HI 2: Pass | Test 2: | 0 |  |  |  |  | 0 |  |  |  |  | 0 | Pass |  |  |  | 0 | Pass
Test 3: | Removals HI 1: 0; Removals HI 2: 0%; Removals HI 1: 0; Removals HI 2: 0%; Removals HI 3: Pass | Test 3: | 0 | 0% | [8 empty] | 0 | 0% | Pass
test 1: | Removals HI 1: 0; Removals HI 1: 0 | test 1: | 0 | [9 empty] | 0
| Additions HI 5: ED1 target:; Removals HI 1: 129798.3234 | [10 empty] | ED1 target: | 0
132kV OHL Support - Tower | [20 empty] | 132kV OHL Support - Tower
| Removals HI 1: NAW; Removals HI 1: NAW - Restated |  | NAW | [9 empty] | NAW - Restated | [9 empty] | Risk Points
| Removals HI 1: Removals; Additions HI 1: Additions; Removals HI 1: Removals; Additions HI 1: Additions |  | Removals |  |  |  |  | Additions |  |  |  |  | Removals |  |  |  |  | Additions |  |  |  |  | NAW |  |  |  |  | Restated NAW
| HI 1 | HI 2 | HI 3 | HI 4 | HI 5 | HI 1 | HI 2 | HI 3 | HI 4 | HI 5 | HI 1 | HI 2 | HI 3 | HI 4 | HI 5 | HI 1 | HI 2 | HI 3 | HI 4 | HI 5 |  | HI 1 | HI 2 | HI 3 | HI 4 | HI 5 | HI 1 | HI 2 | HI 3 | HI 4 | HI 5 | HI 1 | HI 2 | HI 3 | HI 4 | HI 5 | HI 1 | HI 2 | HI 3 | HI 4 | HI 5 | HI 1 | HI 2 | HI 3 | HI 4 | HI 5 | HI 1 | HI 2 | HI 3 | HI 4 | HI 5
C1 | 0 | 0 | 0 | 0 | 0 | 0 | 0 | 0 | 0 | 0 | 0 | 0 | 0 | 0 | 0 | 0 | 0 | 0 | 0 | 0 | C1 | -1 | -1 | -77 | -77 | -130 | 123 | 163 | 0 | 0 | 0 | 0 | -3 | -280 | -1 | 0 | 11 | 273 | 0 | 0 | 0 | 1236.0407 | 1840.3329 | 3253.8755 | 5269.6912 | 12360.6174 | 1236.0407 | 1840.3329 | 3253.8755 | 5269.6912 | 12360.6174
C2 | 0 | 0 | 0 | 0 | 0 | 0 | 0 | 0 | 0 | 0 | 0 | 0 | 0 | 0 | 0 | 0 | 0 | 0 | 0 | 0 | C2 | -21 | -6 | -88 | -64 | -178 | 207 | 150 | 0 | 0 | 0 | -17 | -12 | -238 | 0 | 0 | 59 | 208 | 0 | 0 | 0 | 1765.7724 | 2629.047 | 4648.3935 | 7528.1303 | 17658.0249 | 1765.7724 | 2629.047 | 4648.3935 | 7528.1303 | 17658.0249
C3 | 0 | 0 | 0 | 0 | 0 | 0 | 0 | 0 | 0 | 0 | 0 | 0 | 0 | 0 | 0 | 0 | 0 | 0 | 0 | 0 | C3 | -43 | -2 | -20 | -30 | -39 | 75 | 59 | 0 | 0 | 0 | -39 | -11 | -128 | 0 | 0 | 61 | 117 | 0 | 0 | 0 | 2648.6586 | 3943.5705 | 6972.5903 | 11292.1954 | 26487.0374 | 2648.6586 | 3943.5705 | 6972.5903 | 11292.1954 | 26487.0374
C4 | 0 | 0 | 0 | 0 | 0 | 0 | 0 | 0 | 0 | 0 | 0 | 0 | 0 | 0 | 0 | 0 | 0 | 0 | 0 | 0 | C4 | 0 | 0 | -4 | -2 | 0 | 6 | 0 | 0 | 0 | 0 | 0 | 0 | 0 | -54 | 0 | 0 | 54 | 0 | 0 | 0 | 4414.4309 | 6572.6174 | 11620.9838 | 18820.3256 | 44145.0623 | 4414.4309 | 6572.6174 | 11620.9838 | 18820.3256 | 44145.0623
Test 2: | Removals HI 1: 0; Additions HI 1: 0; Removals HI 1: 0; Removals HI 2: Pass; Additions HI 1: 0; Additions HI 2: Pass | Test 2: | -783 |  |  |  |  | 783 |  |  |  |  | -783 | Pass |  |  |  | 783 | Pass
Test 3: | Removals HI 1: 0; Removals HI 2: 0%; Removals HI 1: 0; Removals HI 2: 0%; Removals HI 3: Pass | Test 3: | -263 | 33.59% | [8 empty] | -82 | 10.47% | Pass
test 1: | Removals HI 1: 0; Removals HI 1: 0 | test 1: | -8070230.3468 | [9 empty] | -4145226.2812
| Additions HI 5: ED1 target:; Removals HI 1: 0 | [10 empty] | ED1 target: | -2000309.3556
132kV OHL Fittings | [20 empty] | 132kV OHL Fittings
| Removals HI 1: NAW; Removals HI 1: NAW - Restated |  | NAW | [9 empty] | NAW - Restated | [9 empty] | Risk Points
| Removals HI 1: Removals; Additions HI 1: Additions; Removals HI 1: Removals; Additions HI 1: Additions |  | Removals |  |  |  |  | Additions |  |  |  |  | Removals |  |  |  |  | Additions |  |  |  |  | NAW |  |  |  |  | Restated NAW
| HI 1 | HI 2 | HI 3 | HI 4 | HI 5 | HI 1 | HI 2 | HI 3 | HI 4 | HI 5 | HI 1 | HI 2 | HI 3 | HI 4 | HI 5 | HI 1 | HI 2 | HI 3 | HI 4 | HI 5 |  | HI 1 | HI 2 | HI 3 | HI 4 | HI 5 | HI 1 | HI 2 | HI 3 | HI 4 | HI 5 | HI 1 | HI 2 | HI 3 | HI 4 | HI 5 | HI 1 | HI 2 | HI 3 | HI 4 | HI 5 | HI 1 | HI 2 | HI 3 | HI 4 | HI 5 | HI 1 | HI 2 | HI 3 | HI 4 | HI 5
C1 | -210 | -150 | -230 | -24 | -274 | 888 | 0 | 0 | 0 | 0 | 0 | -6 | -193 | -198 | -64 | 461 | 0 | 0 | 0 | 0 | C1 | [20 empty] | 6.374 | 9.4902 | 16.7796 | 27.1748 | 63.7413 | 6.374 | 9.4902 | 16.7796 | 27.1748 | 63.7413
C2 | 0 | 0 | -48 | 0 | -6 | 54 | 0 | 0 | 0 | 0 | 0 | -20 | -124 | -229 | -91 | 464 | 0 | 0 | 0 | 0 | C2 | [20 empty] | 9.1057 | 13.5575 | 23.9709 | 38.8211 | 91.059 | 9.1057 | 13.5575 | 23.9709 | 38.8211 | 91.059
C3 | -4 | -4 | -4 | 0 | 0 | 12 | 0 | 0 | 0 | 0 | 0 | 0 | -4 | -13 | -12 | 29 | 0 | 0 | 0 | 0 | C3 | [20 empty] | 13.6586 | 20.3362 | 35.9563 | 58.2316 | 136.5885 | 13.6586 | 20.3362 | 35.9563 | 58.2316 | 136.5885
C4 | 0 | 0 | 0 | 0 | 0 | 0 | 0 | 0 | 0 | 0 | 0 | 0 | 0 | 0 | 0 | 0 | 0 | 0 | 0 | 0 | C4 | [20 empty] | 22.7644 | 33.8937 | 59.9271 | 97.0527 | 227.6475 | 22.7644 | 33.8937 | 59.9271 | 97.0527 | 227.6475
Test 2: | Removals HI 1: -954; Additions HI 1: 954; Removals HI 1: -954; Removals HI 2: Pass; Additions HI 1: 954; Additions HI 2: Pass | Test 2: | 0 |  |  |  |  | 0 |  |  |  |  | 0 | Pass |  |  |  | 0 | Pass
Test 3: | Removals HI 1: -650; Removals HI 2: 68.13%; Removals HI 1: -26; Removals HI 2: 2.725%; Removals HI 3: Pass | Test 3: | 0 | 0% | [8 empty] | 0 | 0% | Pass
test 1: | Removals HI 1: -26715.4561; Removals HI 1: -35715.2851 | test 1: | 0 | [9 empty] | 0
| Additions HI 5: ED1 target:; Removals HI 1: -28155.6968 | [10 empty] | ED1 target: | 0
132kV OHL (Tower Line) Conductor | [20 empty] | 132kV OHL (Tower Line) Conductor | bar: Removals HI 1 to Removals HI 4
| Removals HI 1: NAW; Removals HI 1: NAW - Restated |  | NAW | [9 empty] | NAW - Restated | [9 empty] | Risk Points
| Removals HI 1: Removals; Additions HI 1: Additions; Removals HI 1: Removals; Additions HI 1: Additions |  | Removals |  |  |  |  | Additions |  |  |  |  | Removals |  |  |  |  | Additions |  |  |  |  | NAW |  |  |  |  | Restated NAW
| HI 1 | HI 2 | HI 3 | HI 4 | HI 5 | HI 1 | HI 2 | HI 3 | HI 4 | HI 5 | HI 1 | HI 2 | HI 3 | HI 4 | HI 5 | HI 1 | HI 2 | HI 3 | HI 4 | HI 5 |  | HI 1 | HI 2 | HI 3 | HI 4 | HI 5 | HI 1 | HI 2 | HI 3 | HI 4 | HI 5 | HI 1 | HI 2 | HI 3 | HI 4 | HI 5 | HI 1 | HI 2 | HI 3 | HI 4 | HI 5 | HI 1 | HI 2 | HI 3 | HI 4 | HI 5 | HI 1 | HI 2 | HI 3 | HI 4 | HI 5
C1 | 0 | 0 | 0 | -49.3 | -87.5 | 136.8 | 0 | 0 | 0 | 0 | 0 | 0 | -43.6 | 0 | 0 | 43.6 | 0 | 0 | 0 | 0 | C1 | [20 empty] | 41.7845 | 62.2126 | 109.9976 | 178.1425 | 417.852 | 41.7845 | 62.2126 | 109.9976 | 178.1425 | 417.852
C2 | 0 | 0 | 0 | 0 | -7.1 | 7.1 | 0 | 0 | 0 | 0 | 0 | 0 | -48.4 | 0 | 0 | 48.4 | 0 | 0 | 0 | 0 | C2 | [20 empty] | 59.6921 | 88.8752 | 157.1394 | 254.4892 | 596.9314 | 59.6921 | 88.8752 | 157.1394 | 254.4892 | 596.9314
C3 | 0 | 0 | 0 | 0 | -3.1 | 3.1 | 0 | 0 | 0 | 0 | 0 | 0 | -55 | 0 | 0 | 55 | 0 | 0 | 0 | 0 | C3 | [20 empty] | 89.5382 | 133.3128 | 235.7091 | 381.7338 | 895.3971 | 89.5382 | 133.3128 | 235.7091 | 381.7338 | 895.3971
C4 | 0 | 0 | 0 | 0 | 0 | 0 | 0 | 0 | 0 | 0 | 0 | 0 | 0 | 0 | 0 | 0 | 0 | 0 | 0 | 0 | C4 | [20 empty] | 149.2303 | 222.188 | 392.8486 | 636.2231 | 1492.3284 | 149.2303 | 222.188 | 392.8486 | 636.2231 | 1492.3284
Test 2: | Removals HI 1: -147; Additions HI 1: 147; Removals HI 1: -147; Removals HI 2: Pass; Additions HI 1: 147; Additions HI 2: Pass | Test 2: | 0 |  |  |  |  | 0 |  |  |  |  | 0 | Pass |  |  |  | 0 | Pass
Test 3: | Removals HI 1: 0; Removals HI 2: 0%; Removals HI 1: 0; Removals HI 2: 0%; Removals HI 3: Pass | Test 3: | 0 | 0% | [8 empty] | 0 | 0% | Pass
test 1: | Removals HI 1: -52358.4133; Removals HI 1: -25365.4464 | test 1: | 0 | [9 empty] | 0
| Additions HI 5: ED1 target:; Removals HI 1: -15729.9445 | [10 empty] | ED1 target: | 0