## Schedule 2
Schedule 2D: Network Assets Workbook
| DNO Name: | NPG
| Reporting price base: | Price base (2012/13)
Contents
DNO Name |  | NAW1 - NPgN | DPCR5 View of HIs
[DNO] |  | NAW2 - NPgN | Total Secondary Deliverables - RIIO-ED1
WPD |  | NAW3 - NPgN | Asset Replacement Secondary Deliverables - RIIO-ED1
ENWL |  | NAW4 - NPgN | Refurbishment Secondary Deliverables - RIIO-ED1
NPG |  | NAW5 - NPgN | General Reinforcement Secondary Deliverables - RIIO-ED1
SP |  | NAW6 - NPgN | Faults Secondary Deliverables - RIIO-ED1
SSE |  | NAW7 - NPgN | High Value Projects Secondary Deliverables - RIIO-ED1
UKPN |  | NAW8 - NPgN | Average Criticality - RIIO-ED1
|  | NAW1 - NPgY | DPCR5 View of HIs
|  | NAW2 - NPgY | Total Secondary Deliverables - RIIO-ED1
|  | NAW3 - NPgY | Asset Replacement Secondary Deliverables - RIIO-ED1
|  | NAW4 - NPgY | Refurbishment Secondary Deliverables - RIIO-ED1
|  | NAW5 - NPgY | General Reinforcement Secondary Deliverables - RIIO-ED1
|  | NAW6 - NPgY | Faults Secondary Deliverables - RIIO-ED1
|  | NAW7 - NPgY | High Value Projects Secondary Deliverables - RIIO-ED1
|  | NAW8 - NPgY | Average Criticality - RIIO-ED1
|  | NPgN | HI Probabilities of Failure
|  | NPgY | HI Probabilities of Failure

## NAW1 - DPCR5 View - NPgN
HI2: Secondary deliverables RIIO-ED1
NPgN
Price base (2012/13)
| ASSET CATEGORIES | ASSET REGISTER |  | HEALTH INDEX - CURRENT (as at 31 March) |  |  |  |  | HEALTH INDEX - 31 March 2015 (with no further DPCR5 intervention) |  |  |  |  | HEALTH INDEX - 31 March 2015 (with DPCR5 actual & forecast intervention) |  |  |  |  | DATA QUALITY - CURRENT (as at 31 March)
[19 empty] | Number of assets included for HI output measure | Primary form of measure | Number of assets actually observed | Average age of data used | Description of the form of measure used to assign a HI, the quality of data used, and any other relevant information | Degradation assumption adopted
|  | Current (as at 31 March) | Forecast (as at 31 March 2015) | HI 1 | HI 2 | HI 3 | HI 4 | HI 5 | HI 1 | HI 2 | HI 3 | HI 4 | HI 5 | HI 1 | HI 2 | HI 3 | HI 4 | HI 5 | Assets | Health Condition Age Other | % | Years | Commentary | Description
LV Network
LV Switchgear and Other
LV UGB
| LV OHL Support | 0 | 0 | [15 empty] | 0
[Please insert new asset category as required]
[Please insert new asset category as required]
[Please insert new asset category as required]
[Please insert new asset category as required]
[Please insert new asset category as required]
HV Network
| HV Switchgear (GM) - Primary | 0 | 0 | [15 empty] | 0
| HV Switchgear (GM) - Distribution | 0 | 0 | [15 empty] | 0
HV Transformer (GM)
HV UG Cable
| HV OHL Support - Poles | 0 | 0 | [15 empty] | 0
[Please insert new asset category as required]
[Please insert new asset category as required]
[Please insert new asset category as required]
[Please insert new asset category as required]
[Please insert new asset category as required]
EHV Network
| EHV Switchgear (GM) | 0 | 0 | [15 empty] | 0
| EHV Transformer | 0 | 0 | [15 empty] | 0
| EHV UG Cable (Gas) | 0 | 0 | [15 empty] | 0
| EHV UG Cable (Oil) | 0 | 0 | [15 empty] | 0
| EHV UG Cable (Non Pressurised) | 0 | 0 | [15 empty] | 0
| EHV OHL Support - Towers | 0 | 0 | [15 empty] | 0
| EHV OHL Support - Poles | 0 | 0 | [15 empty] | 0
| EHV OHL Fittings and Conductors (Tower Lines) | 0 | 0 | [15 empty] | 0
[Please insert new asset category as required]
[Please insert new asset category as required]
[Please insert new asset category as required]
[Please insert new asset category as required]
[Please insert new asset category as required]
132kV Network
| 132kV CBs | 0 | 0 | [15 empty] | 0
| 132kV Transformer | 0 | 0 | [15 empty] | 0
| 132kV UG Cable (Gas) | 0 | 0 | [15 empty] | 0
| 132kV UG Cable (Oil) | 0 | 0 | [15 empty] | 0
| 132kV UG Cable (Non Pressurised) | 0 | 0 | [15 empty] | 0
| 132kV OHL Support - Tower | 0 | 0 | [15 empty] | 0
| 132kV OHL Fittings and Conductors (Tower Lines) | 0 | 0 | [15 empty] | 0
[Please insert new asset category as required]
[Please insert new asset category as required]
[Please insert new asset category as required]
[Please insert new asset category as required]
[Please insert new asset category as required]
Other
Submarine Cables
[Please insert new asset category as required]
[Please insert new asset category as required]
[Please insert new asset category as required]
[Please insert new asset category as required]
[Please insert new asset category as required]
Health Index Definitions
|  | HI1 | New or as new
|  | HI2 | Good or seviceable condition
|  | HI3 | Deterioration requires assessment and monitoring
|  | HI4 | Material deterioration, intervention requires consideration
|  | HI5 | End of serviceable life, intervention required

## NAW2 - Total - NPgN
HI2: Secondary deliverables RIIO-ED1
NPgN
Price base (2012/13)
| ASSET CATEGORIES |  | ASSET REGISTER |  |  | End of DPCR5 (31 March 2015) with investment | [5 empty] | End of DPCR5 (31 March 2015) without investment | [5 empty] | Mid-Period Review (31 March 2019) with investment | [5 empty] | Mid-Period Review (31 March 2019) without investment | [5 empty] | End of RIIO-ED1 (31 March 2023) with investment | [5 empty] | End of RIIO-ED1 (31 March 2023) without investment
Is it your current intention to have a health index for this asset category in the RIIO-ED1 control period.
|  |  | as at 31st March 2015 | as at 31st March 2023 |  | HI 1 | HI 2 | HI 3 | HI 4 | HI 5 |  | HI 1 | HI 2 | HI 3 | HI 4 | HI 5 |  | HI 1 | HI 2 | HI 3 | HI 4 | HI 5 |  | HI 1 | HI 2 | HI 3 | HI 4 | HI 5 |  | HI 1 | HI 2 | HI 3 | HI 4 | HI 5 |  | HI 1 | HI 2 | HI 3 | HI 4 | HI 5
LV Network
| LV Switchgear and Other |  |  |  | C1 | [5 empty] | 0 | [5 empty] | 0 | 0 | 0 | 0 | 0 | 0 | 0 | [5 empty] | 0 | 0 | 0 | 0 | 0 | 0 | 0 | [5 empty] | 0 | Yes
[5 empty] | C2 | [5 empty] | 0 | [5 empty] | 0 | 0 | 0 | 0 | 0 | 0 | 0 | [5 empty] | 0 | 0 | 0 | 0 | 0 | 0 | 0 | [5 empty] | 0 | No
[5 empty] | C3 | [5 empty] | 0 | [5 empty] | 0 | 0 | 0 | 0 | 0 | 0 | 0 | [5 empty] | 0 | 0 | 0 | 0 | 0 | 0 | 0 | [5 empty] | 0
[5 empty] | C4 | [5 empty] | 0 | [5 empty] | 0 | 0 | 0 | 0 | 0 | 0 | 0 | [5 empty] | 0 | 0 | 0 | 0 | 0 | 0 | 0 | [5 empty] | 0
[6 empty] | 0 | 0 | 0 | 0 | 0 |  | 0 | 0 | 0 | 0 | 0 |  | 0 | 0 | 0 | 0 | 0 |  | 0 | 0 | 0 | 0 | 0 |  | 0 | 0 | 0 | 0 | 0 |  | 0 | 0 | 0 | 0 | 0
| LV UGB |  |  |  | C1 | [5 empty] | 0 | [5 empty] | 0 | 0 | 0 | 0 | 0 | 0 | 0 | [5 empty] | 0 | 0 | 0 | 0 | 0 | 0 | 0 | [5 empty] | 0
[5 empty] | C2 | [5 empty] | 0 | [5 empty] | 0 | 0 | 0 | 0 | 0 | 0 | 0 | [5 empty] | 0 | 0 | 0 | 0 | 0 | 0 | 0 | [5 empty] | 0
[5 empty] | C3 | [5 empty] | 0 | [5 empty] | 0 | 0 | 0 | 0 | 0 | 0 | 0 | [5 empty] | 0 | 0 | 0 | 0 | 0 | 0 | 0 | [5 empty] | 0
[5 empty] | C4 | [5 empty] | 0 | [5 empty] | 0 | 0 | 0 | 0 | 0 | 0 | 0 | [5 empty] | 0 | 0 | 0 | 0 | 0 | 0 | 0 | [5 empty] | 0
[6 empty] | 0 | 0 | 0 | 0 | 0 |  | 0 | 0 | 0 | 0 | 0 |  | 0 | 0 | 0 | 0 | 0 |  | 0 | 0 | 0 | 0 | 0 |  | 0 | 0 | 0 | 0 | 0 |  | 0 | 0 | 0 | 0 | 0
| LV OHL Support |  |  |  | C1 | 11040 | 2799 | 13826 | 1778 | 2174 | 31617 | 11040 | 2799 | 13826 | 1778 | 2174 | 31617 | 11370 | 2626 | 14274 | 1246 | 1918 | 31434 | 9903 | 2626 | 14869 | 1662 | 2557 | 31617 | 12647 | 2150 | 1147 | 12565 | 2680 | 31189 | 9223 | 2150 | 1945 | 14224 | 4075 | 31617
[5 empty] | C2 | 7940 | 2384 | 7723 | 1517 | 1693 | 21257 | 7940 | 2384 | 7723 | 1517 | 1693 | 21257 | 7998 | 2415 | 8082 | 1099 | 1524 | 21118 | 6953 | 2415 | 8419 | 1465 | 2005 | 21257 | 8576 | 1968 | 931 | 7352 | 2263 | 21090 | 6276 | 1968 | 1445 | 8223 | 3345 | 21257
[5 empty] | C3 | 5255 | 1391 | 4435 | 716 | 723 | 12520 | 5255 | 1391 | 4435 | 716 | 723 | 12520 | 4955 | 1536 | 4799 | 520 | 659 | 12469 | 4538 | 1583 | 4838 | 694 | 867 | 12520 | 5181 | 1132 | 787 | 4266 | 1006 | 12372 | 3987 | 1395 | 914 | 4743 | 1481 | 12520
[5 empty] | C4 | 2147 | 777 | 2123 | 265 | 205 | 5517 | 2147 | 777 | 2123 | 265 | 205 | 5517 | 2032 | 914 | 2152 | 178 | 214 | 5490 | 1804 | 932 | 2265 | 234 | 282 | 5517 | 1996 | 631 | 460 | 2040 | 333 | 5460 | 1515 | 682 | 597 | 2233 | 490 | 5517
|  |  | 70911 | 70111 |  | 26382 | 7351 | 28107 | 4276 | 4795 |  | 26382 | 7351 | 28107 | 4276 | 4795 |  | 26355 | 7491 | 29307 | 3043 | 4315 |  | 23198 | 7556 | 30391 | 4055 | 5711 |  | 28400 | 5881 | 3325 | 26223 | 6282 |  | 21001 | 6195 | 4901 | 29423 | 9391
| [Please insert new asset category as required] |  |  |  | C1 | [5 empty] | 0 | [5 empty] | 0 | 0 | 0 | 0 | 0 | 0 | 0 | [5 empty] | 0 | 0 | 0 | 0 | 0 | 0 | 0 | [5 empty] | 0
[5 empty] | C2 | [5 empty] | 0 | [5 empty] | 0 | 0 | 0 | 0 | 0 | 0 | 0 | [5 empty] | 0 | 0 | 0 | 0 | 0 | 0 | 0 | [5 empty] | 0
[5 empty] | C3 | [5 empty] | 0 | [5 empty] | 0 | 0 | 0 | 0 | 0 | 0 | 0 | [5 empty] | 0 | 0 | 0 | 0 | 0 | 0 | 0 | [5 empty] | 0
[5 empty] | C4 | [5 empty] | 0 | [5 empty] | 0 | 0 | 0 | 0 | 0 | 0 | 0 | [5 empty] | 0 | 0 | 0 | 0 | 0 | 0 | 0 | [5 empty] | 0
[6 empty] | 0 | 0 | 0 | 0 | 0 |  | 0 | 0 | 0 | 0 | 0 |  | 0 | 0 | 0 | 0 | 0 |  | 0 | 0 | 0 | 0 | 0 |  | 0 | 0 | 0 | 0 | 0 |  | 0 | 0 | 0 | 0 | 0
| [Please insert new asset category as required] |  |  |  | C1 | [5 empty] | 0 | [5 empty] | 0 | 0 | 0 | 0 | 0 | 0 | 0 | [5 empty] | 0 | 0 | 0 | 0 | 0 | 0 | 0 | [5 empty] | 0
[5 empty] | C2 | [5 empty] | 0 | [5 empty] | 0 | 0 | 0 | 0 | 0 | 0 | 0 | [5 empty] | 0 | 0 | 0 | 0 | 0 | 0 | 0 | [5 empty] | 0
[5 empty] | C3 | [5 empty] | 0 | [5 empty] | 0 | 0 | 0 | 0 | 0 | 0 | 0 | [5 empty] | 0 | 0 | 0 | 0 | 0 | 0 | 0 | [5 empty] | 0
[5 empty] | C4 | [5 empty] | 0 | [5 empty] | 0 | 0 | 0 | 0 | 0 | 0 | 0 | [5 empty] | 0 | 0 | 0 | 0 | 0 | 0 | 0 | [5 empty] | 0
[6 empty] | 0 | 0 | 0 | 0 | 0 |  | 0 | 0 | 0 | 0 | 0 |  | 0 | 0 | 0 | 0 | 0 |  | 0 | 0 | 0 | 0 | 0 |  | 0 | 0 | 0 | 0 | 0 |  | 0 | 0 | 0 | 0 | 0
| [Please insert new asset category as required] |  |  |  | C1 | [5 empty] | 0 | [5 empty] | 0 | 0 | 0 | 0 | 0 | 0 | 0 | [5 empty] | 0 | 0 | 0 | 0 | 0 | 0 | 0 | [5 empty] | 0
[5 empty] | C2 | [5 empty] | 0 | [5 empty] | 0 | 0 | 0 | 0 | 0 | 0 | 0 | [5 empty] | 0 | 0 | 0 | 0 | 0 | 0 | 0 | [5 empty] | 0
[5 empty] | C3 | [5 empty] | 0 | [5 empty] | 0 | 0 | 0 | 0 | 0 | 0 | 0 | [5 empty] | 0 | 0 | 0 | 0 | 0 | 0 | 0 | [5 empty] | 0
[5 empty] | C4 | [5 empty] | 0 | [5 empty] | 0 | 0 | 0 | 0 | 0 | 0 | 0 | [5 empty] | 0 | 0 | 0 | 0 | 0 | 0 | 0 | [5 empty] | 0
[6 empty] | 0 | 0 | 0 | 0 | 0 |  | 0 | 0 | 0 | 0 | 0 |  | 0 | 0 | 0 | 0 | 0 |  | 0 | 0 | 0 | 0 | 0 |  | 0 | 0 | 0 | 0 | 0 |  | 0 | 0 | 0 | 0 | 0
| [Please insert new asset category as required] |  |  |  | C1 | [5 empty] | 0 | [5 empty] | 0 | 0 | 0 | 0 | 0 | 0 | 0 | [5 empty] | 0 | 0 | 0 | 0 | 0 | 0 | 0 | [5 empty] | 0
[5 empty] | C2 | [5 empty] | 0 | [5 empty] | 0 | 0 | 0 | 0 | 0 | 0 | 0 | [5 empty] | 0 | 0 | 0 | 0 | 0 | 0 | 0 | [5 empty] | 0
[5 empty] | C3 | [5 empty] | 0 | [5 empty] | 0 | 0 | 0 | 0 | 0 | 0 | 0 | [5 empty] | 0 | 0 | 0 | 0 | 0 | 0 | 0 | [5 empty] | 0
[5 empty] | C4 | [5 empty] | 0 | [5 empty] | 0 | 0 | 0 | 0 | 0 | 0 | 0 | [5 empty] | 0 | 0 | 0 | 0 | 0 | 0 | 0 | [5 empty] | 0
[6 empty] | 0 | 0 | 0 | 0 | 0 |  | 0 | 0 | 0 | 0 | 0 |  | 0 | 0 | 0 | 0 | 0 |  | 0 | 0 | 0 | 0 | 0 |  | 0 | 0 | 0 | 0 | 0 |  | 0 | 0 | 0 | 0 | 0
| [Please insert new asset category as required] |  |  |  | C1 | [5 empty] | 0 | [5 empty] | 0 | 0 | 0 | 0 | 0 | 0 | 0 | [5 empty] | 0 | 0 | 0 | 0 | 0 | 0 | 0 | [5 empty] | 0
[5 empty] | C2 | [5 empty] | 0 | [5 empty] | 0 | 0 | 0 | 0 | 0 | 0 | 0 | [5 empty] | 0 | 0 | 0 | 0 | 0 | 0 | 0 | [5 empty] | 0
[5 empty] | C3 | [5 empty] | 0 | [5 empty] | 0 | 0 | 0 | 0 | 0 | 0 | 0 | [5 empty] | 0 | 0 | 0 | 0 | 0 | 0 | 0 | [5 empty] | 0
[5 empty] | C4 | [5 empty] | 0 | [5 empty] | 0 | 0 | 0 | 0 | 0 | 0 | 0 | [5 empty] | 0 | 0 | 0 | 0 | 0 | 0 | 0 | [5 empty] | 0
[6 empty] | 0 | 0 | 0 | 0 | 0 |  | 0 | 0 | 0 | 0 | 0 |  | 0 | 0 | 0 | 0 | 0 |  | 0 | 0 | 0 | 0 | 0 |  | 0 | 0 | 0 | 0 | 0 |  | 0 | 0 | 0 | 0 | 0
HV Network
| HV Switchgear (GM) - Primary |  |  |  | C1 | 345 | 149 | 151 | 49 | 54 | 748 | 345 | 149 | 151 | 49 | 54 | 748 | 333 | 186 | 7 | 163 | 59 | 748 | 299 | 186 | 9 | 176 | 78 | 748 | 434 | 129 | 94 | 17 | 68 | 742 | 265 | 129 | 94 | 24 | 237 | 749
[5 empty] | C2 | 533 | 132 | 120 | 25 | 91 | 901 | 533 | 132 | 120 | 25 | 91 | 901 | 468 | 196 | 55 | 89 | 92 | 900 | 446 | 203 | 56 | 98 | 98 | 901 | 543 | 183 | 49 | 41 | 81 | 897 | 407 | 193 | 59 | 58 | 183 | 900
[5 empty] | C3 | 455 | 141 | 144 | 28 | 40 | 808 | 455 | 141 | 144 | 28 | 40 | 808 | 441 | 154 | 60 | 100 | 46 | 801 | 408 | 172 | 64 | 107 | 57 | 808 | 463 | 152 | 45 | 59 | 75 | 794 | 352 | 158 | 80 | 73 | 145 | 808
[5 empty] | C4 | 44 | 4 | 19 | 0 | 0 | 67 | 44 | 4 | 19 | 0 | 0 | 67 | 30 | 14 | 19 | 4 | 0 | 67 | 30 | 14 | 19 | 4 | 0 | 67 | 30 | 14 | 4 | 16 | 3 | 67 | 30 | 14 | 4 | 16 | 3 | 67
|  |  | 2524 | 2500 |  | 1377 | 426 | 434 | 102 | 185 |  | 1377 | 426 | 434 | 102 | 185 |  | 1272 | 550 | 141 | 356 | 197 |  | 1183 | 575 | 148 | 385 | 233 |  | 1470 | 478 | 192 | 133 | 227 |  | 1054 | 494 | 237 | 171 | 568
| HV Switchgear (GM) - Distribution |  |  |  | C1 | 1290 | 104 | 299 | 49 | 29 | 1771 | 1290 | 104 | 299 | 49 | 29 | 1771 | 1273 | 102 | 265 | 71 | 29 | 1740 | 1253 | 102 | 265 | 102 | 49 | 1771 | 1212 | 140 | 55 | 238 | 55 | 1700 | 1166 | 140 | 55 | 299 | 111 | 1771
[5 empty] | C2 | 8370 | 1059 | 1516 | 356 | 212 | 11513 | 8370 | 1059 | 1516 | 356 | 212 | 11513 | 8359 | 1011 | 891 | 595 | 188 | 11044 | 8088 | 1061 | 1208 | 779 | 377 | 11513 | 8170 | 921 | 197 | 990 | 322 | 10600 | 7640 | 1021 | 564 | 1455 | 833 | 11513
[5 empty] | C3 | 1621 | 146 | 216 | 25 | 14 | 2022 | 1621 | 146 | 216 | 25 | 14 | 2022 | 1608 | 171 | 110 | 63 | 15 | 1967 | 1574 | 171 | 157 | 90 | 30 | 2022 | 1571 | 172 | 20 | 102 | 43 | 1908 | 1501 | 172 | 75 | 173 | 101 | 2022
[5 empty] | C4 | 0 | 0 | 0 | 0 | 0 | 0 | 0 | 0 | 0 | 0 | 0 | 0 | 0 | 0 | 0 | 0 | 0 | 0 | 0 | 0 | 0 | 0 | 0 | 0 | 0 | 0 | 0 | 0 | 0 | 0 | 0 | 0 | 0 | 0 | 0 | 0
|  |  | 15306 | 14208 |  | 11281 | 1309 | 2031 | 430 | 255 |  | 11281 | 1309 | 2031 | 430 | 255 |  | 11240 | 1284 | 1266 | 729 | 232 |  | 10915 | 1334 | 1630 | 971 | 456 |  | 10953 | 1233 | 272 | 1330 | 420 |  | 10307 | 1333 | 694 | 1927 | 1045
| HV Transformer (GM) |  |  |  | C1 | 901 | 26 | 13 | 0 | 0 | 940 | 901 | 26 | 13 | 0 | 0 | 940 | 896 | 38 | 6 | 0 | 0 | 940 | 881 | 38 | 21 | 0 | 0 | 940 | 876 | 60 | 0 | 4 | 0 | 940 | 850 | 60 | 15 | 15 | 0 | 940
[5 empty] | C2 | 7291 | 245 | 141 | 21 | 4 | 7702 | 7291 | 245 | 141 | 21 | 4 | 7702 | 7298 | 333 | 59 | 11 | 1 | 7702 | 7104 | 359 | 197 | 38 | 4 | 7702 | 7050 | 603 | 4 | 36 | 9 | 7702 | 6619 | 753 | 151 | 147 | 32 | 7702
[5 empty] | C3 | 1220 | 82 | 49 | 7 | 0 | 1358 | 1220 | 82 | 49 | 7 | 0 | 1358 | 1302 | 31 | 22 | 3 | 0 | 1358 | 1172 | 102 | 75 | 9 | 0 | 1358 | 1311 | 28 | 4 | 14 | 1 | 1358 | 1072 | 165 | 65 | 52 | 4 | 1358
[5 empty] | C4 | 4 | 0 | 0 | 0 | 0 | 4 | 4 | 0 | 0 | 0 | 0 | 4 | 4 | 0 | 0 | 0 | 0 | 4 | 4 | 0 | 0 | 0 | 0 | 4 | 4 | 0 | 0 | 0 | 0 | 4 | 4 | 0 | 0 | 0 | 0 | 4
|  |  | 10004 | 10004 |  | 9416 | 353 | 203 | 28 | 4 |  | 9416 | 353 | 203 | 28 | 4 |  | 9500 | 402 | 87 | 14 | 1 |  | 9161 | 499 | 293 | 47 | 4 |  | 9241 | 691 | 8 | 54 | 10 |  | 8545 | 978 | 231 | 214 | 36
| HV UG Cable |  |  |  | C1 | [5 empty] | 0 | [5 empty] | 0 | 0 | 0 | 0 | 0 | 0 | 0 | [5 empty] | 0 | 0 | 0 | 0 | 0 | 0 | 0 | [5 empty] | 0
[5 empty] | C2 | [5 empty] | 0 | [5 empty] | 0 | 0 | 0 | 0 | 0 | 0 | 0 | [5 empty] | 0 | 0 | 0 | 0 | 0 | 0 | 0 | [5 empty] | 0
[5 empty] | C3 | [5 empty] | 0 | [5 empty] | 0 | 0 | 0 | 0 | 0 | 0 | 0 | [5 empty] | 0 | 0 | 0 | 0 | 0 | 0 | 0 | [5 empty] | 0
[5 empty] | C4 | [5 empty] | 0 | [5 empty] | 0 | 0 | 0 | 0 | 0 | 0 | 0 | [5 empty] | 0 | 0 | 0 | 0 | 0 | 0 | 0 | [5 empty] | 0
[6 empty] | 0 | 0 | 0 | 0 | 0 |  | 0 | 0 | 0 | 0 | 0 |  | 0 | 0 | 0 | 0 | 0 |  | 0 | 0 | 0 | 0 | 0 |  | 0 | 0 | 0 | 0 | 0 |  | 0 | 0 | 0 | 0 | 0
| HV OHL Support - Poles |  |  |  | C1 | 16895 | 5418 | 13307 | 2333 | 2044 | 39997 | 16895 | 5418 | 13307 | 2333 | 2044 | 39997 | 16651 | 4349 | 15266 | 1750 | 1981 | 39997 | 15351 | 4349 | 15266 | 2279 | 2752 | 39997 | 17896 | 3789 | 3169 | 12570 | 2573 | 39997 | 13668 | 3789 | 3169 | 14642 | 4729 | 39997
[5 empty] | C2 | 28948 | 7652 | 16964 | 2973 | 3475 | 60012 | 28948 | 7652 | 16964 | 2973 | 3475 | 60012 | 27632 | 7741 | 19357 | 2185 | 3097 | 60012 | 25605 | 7741 | 19357 | 3008 | 4301 | 60012 | 28398 | 6662 | 4612 | 16387 | 3953 | 60012 | 23169 | 6662 | 4612 | 18718 | 6851 | 60012
[5 empty] | C3 | 9178 | 2418 | 4820 | 851 | 777 | 18044 | 9178 | 2418 | 4820 | 851 | 777 | 18044 | 8702 | 2619 | 5455 | 555 | 713 | 18044 | 8103 | 2619 | 5497 | 841 | 984 | 18044 | 8851 | 2266 | 1404 | 4556 | 967 | 18044 | 7236 | 2266 | 1523 | 5284 | 1735 | 18044
[5 empty] | C4 | 3757 | 1272 | 2097 | 214 | 271 | 7611 | 3757 | 1272 | 2097 | 214 | 271 | 7611 | 3610 | 1324 | 2311 | 158 | 208 | 7611 | 3208 | 1342 | 2512 | 223 | 326 | 7611 | 3994 | 1068 | 593 | 1767 | 189 | 7611 | 2810 | 1120 | 828 | 2330 | 523 | 7611
|  |  | 125664 | 125664 |  | 58778 | 16760 | 37188 | 6371 | 6567 |  | 58778 | 16760 | 37188 | 6371 | 6567 |  | 56595 | 16033 | 42389 | 4648 | 5999 |  | 52267 | 16051 | 42632 | 6351 | 8363 |  | 59139 | 13785 | 9778 | 35280 | 7682 |  | 46883 | 13837 | 10132 | 40974 | 13838
| [Please insert new asset category as required] |  |  |  | C1 | [5 empty] | 0 | [5 empty] | 0 | 0 | 0 | 0 | 0 | 0 | 0 | [5 empty] | 0 | 0 | 0 | 0 | 0 | 0 | 0 | [5 empty] | 0
[5 empty] | C2 | [5 empty] | 0 | [5 empty] | 0 | 0 | 0 | 0 | 0 | 0 | 0 | [5 empty] | 0 | 0 | 0 | 0 | 0 | 0 | 0 | [5 empty] | 0
[5 empty] | C3 | [5 empty] | 0 | [5 empty] | 0 | 0 | 0 | 0 | 0 | 0 | 0 | [5 empty] | 0 | 0 | 0 | 0 | 0 | 0 | 0 | [5 empty] | 0
[5 empty] | C4 | [5 empty] | 0 | [5 empty] | 0 | 0 | 0 | 0 | 0 | 0 | 0 | [5 empty] | 0 | 0 | 0 | 0 | 0 | 0 | 0 | [5 empty] | 0
[6 empty] | 0 | 0 | 0 | 0 | 0 |  | 0 | 0 | 0 | 0 | 0 |  | 0 | 0 | 0 | 0 | 0 |  | 0 | 0 | 0 | 0 | 0 |  | 0 | 0 | 0 | 0 | 0 |  | 0 | 0 | 0 | 0 | 0
| [Please insert new asset category as required] |  |  |  | C1 | [5 empty] | 0 | [5 empty] | 0 | 0 | 0 | 0 | 0 | 0 | 0 | [5 empty] | 0 | 0 | 0 | 0 | 0 | 0 | 0 | [5 empty] | 0
[5 empty] | C2 | [5 empty] | 0 | [5 empty] | 0 | 0 | 0 | 0 | 0 | 0 | 0 | [5 empty] | 0 | 0 | 0 | 0 | 0 | 0 | 0 | [5 empty] | 0
[5 empty] | C3 | [5 empty] | 0 | [5 empty] | 0 | 0 | 0 | 0 | 0 | 0 | 0 | [5 empty] | 0 | 0 | 0 | 0 | 0 | 0 | 0 | [5 empty] | 0
[5 empty] | C4 | [5 empty] | 0 | [5 empty] | 0 | 0 | 0 | 0 | 0 | 0 | 0 | [5 empty] | 0 | 0 | 0 | 0 | 0 | 0 | 0 | [5 empty] | 0
[6 empty] | 0 | 0 | 0 | 0 | 0 |  | 0 | 0 | 0 | 0 | 0 |  | 0 | 0 | 0 | 0 | 0 |  | 0 | 0 | 0 | 0 | 0 |  | 0 | 0 | 0 | 0 | 0 |  | 0 | 0 | 0 | 0 | 0
| [Please insert new asset category as required] |  |  |  | C1 | [5 empty] | 0 | [5 empty] | 0 | 0 | 0 | 0 | 0 | 0 | 0 | [5 empty] | 0 | 0 | 0 | 0 | 0 | 0 | 0 | [5 empty] | 0
[5 empty] | C2 | [5 empty] | 0 | [5 empty] | 0 | 0 | 0 | 0 | 0 | 0 | 0 | [5 empty] | 0 | 0 | 0 | 0 | 0 | 0 | 0 | [5 empty] | 0
[5 empty] | C3 | [5 empty] | 0 | [5 empty] | 0 | 0 | 0 | 0 | 0 | 0 | 0 | [5 empty] | 0 | 0 | 0 | 0 | 0 | 0 | 0 | [5 empty] | 0
[5 empty] | C4 | [5 empty] | 0 | [5 empty] | 0 | 0 | 0 | 0 | 0 | 0 | 0 | [5 empty] | 0 | 0 | 0 | 0 | 0 | 0 | 0 | [5 empty] | 0
[6 empty] | 0 | 0 | 0 | 0 | 0 |  | 0 | 0 | 0 | 0 | 0 |  | 0 | 0 | 0 | 0 | 0 |  | 0 | 0 | 0 | 0 | 0 |  | 0 | 0 | 0 | 0 | 0 |  | 0 | 0 | 0 | 0 | 0
| [Please insert new asset category as required] |  |  |  | C1 | [5 empty] | 0 | [5 empty] | 0 | 0 | 0 | 0 | 0 | 0 | 0 | [5 empty] | 0 | 0 | 0 | 0 | 0 | 0 | 0 | [5 empty] | 0
[5 empty] | C2 | [5 empty] | 0 | [5 empty] | 0 | 0 | 0 | 0 | 0 | 0 | 0 | [5 empty] | 0 | 0 | 0 | 0 | 0 | 0 | 0 | [5 empty] | 0
[5 empty] | C3 | [5 empty] | 0 | [5 empty] | 0 | 0 | 0 | 0 | 0 | 0 | 0 | [5 empty] | 0 | 0 | 0 | 0 | 0 | 0 | 0 | [5 empty] | 0
[5 empty] | C4 | [5 empty] | 0 | [5 empty] | 0 | 0 | 0 | 0 | 0 | 0 | 0 | [5 empty] | 0 | 0 | 0 | 0 | 0 | 0 | 0 | [5 empty] | 0
[6 empty] | 0 | 0 | 0 | 0 | 0 |  | 0 | 0 | 0 | 0 | 0 |  | 0 | 0 | 0 | 0 | 0 |  | 0 | 0 | 0 | 0 | 0 |  | 0 | 0 | 0 | 0 | 0 |  | 0 | 0 | 0 | 0 | 0
| [Please insert new asset category as required] |  |  |  | C1 | [5 empty] | 0 | [5 empty] | 0 | 0 | 0 | 0 | 0 | 0 | 0 | [5 empty] | 0 | 0 | 0 | 0 | 0 | 0 | 0 | [5 empty] | 0
[5 empty] | C2 | [5 empty] | 0 | [5 empty] | 0 | 0 | 0 | 0 | 0 | 0 | 0 | [5 empty] | 0 | 0 | 0 | 0 | 0 | 0 | 0 | [5 empty] | 0
[5 empty] | C3 | [5 empty] | 0 | [5 empty] | 0 | 0 | 0 | 0 | 0 | 0 | 0 | [5 empty] | 0 | 0 | 0 | 0 | 0 | 0 | 0 | [5 empty] | 0
[5 empty] | C4 | [5 empty] | 0 | [5 empty] | 0 | 0 | 0 | 0 | 0 | 0 | 0 | [5 empty] | 0 | 0 | 0 | 0 | 0 | 0 | 0 | [5 empty] | 0
[6 empty] | 0 | 0 | 0 | 0 | 0 |  | 0 | 0 | 0 | 0 | 0 |  | 0 | 0 | 0 | 0 | 0 |  | 0 | 0 | 0 | 0 | 0 |  | 0 | 0 | 0 | 0 | 0 |  | 0 | 0 | 0 | 0 | 0
EHV Network
| EHV Switchgear (GM) |  |  |  | C1 | 159 | 9 | 1 | 0 | 0 | 169 | 159 | 9 | 1 | 0 | 0 | 169 | 132 | 36 | 1 | 0 | 0 | 169 | 132 | 36 | 1 | 0 | 0 | 169 | 120 | 43 | 7 | 0 | 0 | 170 | 118 | 43 | 7 | 1 | 0 | 169
[5 empty] | C2 | 188 | 103 | 24 | 47 | 21 | 383 | 188 | 103 | 24 | 47 | 21 | 383 | 135 | 140 | 26 | 44 | 37 | 382 | 131 | 143 | 27 | 44 | 37 | 382 | 179 | 112 | 46 | 27 | 20 | 384 | 120 | 112 | 53 | 39 | 59 | 383
[5 empty] | C3 | 27 | 13 | 12 | 1 | 0 | 53 | 27 | 13 | 12 | 1 | 0 | 53 | 16 | 24 | 0 | 13 | 0 | 53 | 16 | 24 | 0 | 13 | 0 | 53 | 14 | 17 | 9 | 12 | 1 | 53 | 14 | 17 | 9 | 12 | 1 | 53
[5 empty] | C4 | 2 | 34 | 8 | 0 | 0 | 44 | 2 | 34 | 8 | 0 | 0 | 44 | 2 | 3 | 38 | 1 | 0 | 44 | 2 | 3 | 38 | 1 | 0 | 44 | 17 | 1 | 25 | 1 | 0 | 44 | 2 | 1 | 30 | 11 | 0 | 44
|  |  | 649 | 651 |  | 376 | 159 | 45 | 48 | 21 |  | 376 | 159 | 45 | 48 | 21 |  | 285 | 203 | 65 | 58 | 37 |  | 281 | 206 | 66 | 58 | 37 |  | 330 | 173 | 87 | 40 | 21 |  | 254 | 173 | 99 | 63 | 60
| EHV Transformer |  |  |  | C1 | 23 | 14 | 0 | 0 | 0 | 37 | 23 | 14 | 0 | 0 | 0 | 37 | 21 | 13 | 3 | 0 | 0 | 37 | 19 | 14 | 4 | 0 | 0 | 37 | 20 | 12 | 5 | 0 | 0 | 37 | 14 | 12 | 10 | 1 | 0 | 37
[5 empty] | C2 | 167 | 73 | 10 | 4 | 6 | 260 | 167 | 73 | 10 | 4 | 6 | 260 | 144 | 77 | 22 | 6 | 9 | 258 | 141 | 77 | 23 | 8 | 9 | 258 | 118 | 79 | 47 | 13 | 1 | 258 | 99 | 79 | 47 | 18 | 15 | 258
[5 empty] | C3 | 30 | 11 | 2 | 2 | 0 | 45 | 30 | 11 | 2 | 2 | 0 | 45 | 27 | 11 | 6 | 1 | 0 | 45 | 25 | 11 | 6 | 1 | 2 | 45 | 23 | 10 | 10 | 2 | 0 | 45 | 20 | 10 | 8 | 4 | 3 | 45
[5 empty] | C4 | 0 | 0 | 0 | 0 | 0 | 0 | 0 | 0 | 0 | 0 | 0 | 0 | 0 | 0 | 0 | 0 | 0 | 0 | 0 | 0 | 0 | 0 | 0 | 0 | 0 | 0 | 0 | 0 | 0 | 0 | 0 | 0 | 0 | 0 | 0 | 0
|  |  | 342 | 340 |  | 220 | 98 | 12 | 6 | 6 |  | 220 | 98 | 12 | 6 | 6 |  | 192 | 101 | 31 | 7 | 9 |  | 185 | 102 | 33 | 9 | 11 |  | 161 | 101 | 62 | 15 | 1 |  | 133 | 101 | 65 | 23 | 18
| EHV UG Cable (Gas) |  |  |  | C1 | 0 | 0 | 0 | 0 | 0 | 0 | 0 | 0 | 0 | 0 | 0 | 0 | 0 | 0 | 0 | 0 | 0 | 0 | 0 | 0 | 0 | 0 | 0 | 0 | 0 | 0 | 0 | 0 | 0 | 0 | 0 | 0 | 0 | 0 | 0 | 0
[5 empty] | C2 | 1.803 | 1.31 | 54.4619 | 0 | 2.047 | 59.6219 | 1.803 | 1.31 | 54.4619 | 0 | 2.047 | 59.6219 | 1.803 | 0 | 54.7729 | 0.099 | 1.347 | 58.0219 | 1.803 | 0 | 55.2729 | 0.499 | 2.047 | 59.6219 | 1.803 | 0 | 35.6009 | 18.572 | 1.146 | 57.1219 | 1.803 | 0 | 35.9009 | 19.372 | 2.546 | 59.6219
[5 empty] | C3 | 0 | 0 | 0 | 0 | 0 | 0 | 0 | 0 | 0 | 0 | 0 | 0 | 0 | 0 | 0 | 0 | 0 | 0 | 0 | 0 | 0 | 0 | 0 | 0 | 0 | 0 | 0 | 0 | 0 | 0 | 0 | 0 | 0 | 0 | 0 | 0
[5 empty] | C4 | 0 | 0 | 0 | 0 | 0 | 0 | 0 | 0 | 0 | 0 | 0 | 0 | 0 | 0 | 0 | 0 | 0 | 0 | 0 | 0 | 0 | 0 | 0 | 0 | 0 | 0 | 0 | 0 | 0 | 0 | 0 | 0 | 0 | 0 | 0 | 0
|  |  | 59.6219 | 57.1219 |  | 1.803 | 1.31 | 54.4619 | 0 | 2.047 |  | 1.803 | 1.31 | 54.4619 | 0 | 2.047 |  | 1.803 | 0 | 54.7729 | 0.099 | 1.347 |  | 1.803 | 0 | 55.2729 | 0.499 | 2.047 |  | 1.803 | 0 | 35.6009 | 18.572 | 1.146 |  | 1.803 | 0 | 35.9009 | 19.372 | 2.546
| EHV UG Cable (Oil) |  |  |  | C1 | 37.6269 | 7.731 | 82.293 | 32.851 | 12.331 | 172.8329 | 37.6269 | 7.731 | 82.293 | 32.851 | 12.331 | 172.8329 | 15.084 | 28.703 | 82.928 | 30.781 | 12.044 | 169.54 | 15.084 | 28.703 | 82.928 | 30.781 | 15.044 | 172.54 | 10.143 | 28.359 | 86.312 | 2.221 | 39.605 | 166.64 | 10.143 | 28.359 | 86.312 | 2.221 | 45.605 | 172.64
[5 empty] | C2 | 5.971 | 3.213 | 56.176 | 36.288 | 10.344 | 111.992 | 5.971 | 3.213 | 56.176 | 36.288 | 10.344 | 111.992 | 3.77 | 5.414 | 55.888 | 34.907 | 9.613 | 109.592 | 3.77 | 5.414 | 55.888 | 34.907 | 12.013 | 111.992 | 3.34 | 3.134 | 54.01 | 4.776 | 41.932 | 107.192 | 3.34 | 3.134 | 54.01 | 4.776 | 46.732 | 111.992
[5 empty] | C3 | 16.782 | 7.397 | 97.437 | 55.645 | 10.536 | 187.797 | 16.782 | 7.397 | 97.437 | 55.645 | 10.536 | 187.797 | 16.153 | 3.718 | 95.835 | 39.91 | 20.681 | 176.297 | 16.153 | 3.718 | 95.835 | 46.41 | 25.881 | 187.997 | 12.051 | 6.867 | 89.152 | 0.047 | 56.68 | 164.797 | 12.051 | 6.867 | 89.152 | 10.447 | 69.58 | 188.097
[5 empty] | C4 | 0 | 0 | 0 | 0 | 0 | 0 | 0 | 0 | 0 | 0 | 0 | 0 | 0 | 0 | 0 | 0 | 0 | 0 | 0 | 0 | 0 | 0 | 0 | 0 | 0 | 0 | 0 | 0 | 0 | 0 | 0 | 0 | 0 | 0 | 0 | 0
|  |  | 472.6219 | 438.629 |  | 60.3799 | 18.341 | 235.906 | 124.784 | 33.211 |  | 60.3799 | 18.341 | 235.906 | 124.784 | 33.211 |  | 35.007 | 37.835 | 234.651 | 105.598 | 42.338 |  | 35.007 | 37.835 | 234.651 | 112.098 | 52.938 |  | 25.534 | 38.36 | 229.474 | 7.044 | 138.217 |  | 25.534 | 38.36 | 229.474 | 17.444 | 161.917
| EHV UG Cable (Non Pressurised) |  |  |  | C1 | 13.2678 | 36.7074 | 0 | 0 | 43.962 | 93.9372 | 13.2678 | 36.7074 | 0 | 0 | 43.962 | 93.9372 | 28.2678 | 0 | 36.7074 | 0 | 40.462 | 105.4372 | 13.2678 | 0 | 36.7074 | 0 | 43.962 | 93.9372 | 42.9388 | 0.329 | 36.7074 | 0 | 36.962 | 116.9372 | 12.9388 | 0.329 | 36.7074 | 0 | 43.962 | 93.9372
[5 empty] | C2 | 121.4473 | 53.149 | 2.975 | 0 | 10.9076 | 188.4789 | 121.4473 | 53.149 | 2.975 | 0 | 10.9076 | 188.4789 | 123.4473 | 0.22 | 55.685 | 0.019 | 10.0076 | 189.3789 | 121.4473 | 0.22 | 55.685 | 0.219 | 10.9076 | 188.4789 | 134.922 | 0.6453 | 53.732 | 1.753 | 9.3266 | 200.3789 | 121.022 | 0.6453 | 53.732 | 1.953 | 11.1266 | 188.4789
[5 empty] | C3 | 94.8763 | 37.3444 | 2.84 | 0 | 21.3815 | 156.4422 | 94.8763 | 37.3444 | 2.84 | 0 | 21.3815 | 156.4422 | 116.8763 | 0 | 35.5444 | 1.14 | 19.8815 | 173.4422 | 94.8763 | 0 | 37.3444 | 2.84 | 21.3815 | 156.4422 | 127.8763 | 0 | 35.4444 | 0 | 18.7215 | 182.0422 | 94.8763 | 0 | 37.3444 | 0 | 24.2215 | 156.4422
[5 empty] | C4 | 1.305 | 0.091 | 0 | 0 | 0 | 1.396 | 1.305 | 0.091 | 0 | 0 | 0 | 1.396 | 2.305 | 0 | 0.091 | 0 | 0 | 2.396 | 1.305 | 0 | 0.091 | 0 | 0 | 1.396 | 3.305 | 0 | 0.091 | 0 | 0 | 3.396 | 1.305 | 0 | 0.091 | 0 | 0 | 1.396
|  |  | 440.2543 | 502.7543 |  | 230.8964 | 127.2918 | 5.815 | 0 | 76.2511 |  | 230.8964 | 127.2918 | 5.815 | 0 | 76.2511 |  | 270.8964 | 0.22 | 128.0278 | 1.159 | 70.3511 |  | 230.8964 | 0.22 | 129.8278 | 3.059 | 76.2511 |  | 309.0421 | 0.9743 | 125.9748 | 1.753 | 65.0101 |  | 230.1421 | 0.9743 | 127.8748 | 1.953 | 79.3101
| EHV OHL Support - Towers |  |  |  | C1 | 0 | 0 | 0 | 0 | 0 | 0 | 0 | 0 | 0 | 0 | 0 | 0 | 0 | 0 | 0 | 0 | 0 | 0 | 0 | 0 | 0 | 0 | 0 | 0 | 0 | 0 | 0 | 0 | 0 | 0 | 0 | 0 | 0 | 0 | 0 | 0
[5 empty] | C2 | 120 | 295 | 663 | 1 | 139 | 1218 | 120 | 295 | 663 | 1 | 139 | 1218 | 105 | 835 | 141 | 0 | 0 | 1081 | 103 | 279 | 693 | 4 | 139 | 1218 | 23 | 884 | 174 | 0 | 0 | 1081 | 21 | 252 | 799 | 7 | 139 | 1218
[5 empty] | C3 | 19 | 20 | 165 | 0 | 0 | 204 | 19 | 20 | 165 | 0 | 0 | 204 | 17 | 92 | 95 | 0 | 0 | 204 | 17 | 19 | 168 | 0 | 0 | 204 | 8 | 152 | 44 | 0 | 0 | 204 | 8 | 25 | 169 | 2 | 0 | 204
[5 empty] | C4 | 0 | 0 | 8 | 0 | 0 | 8 | 0 | 0 | 8 | 0 | 0 | 8 | 0 | 0 | 8 | 0 | 0 | 8 | 0 | 0 | 8 | 0 | 0 | 8 | 0 | 0 | 8 | 0 | 0 | 8 | 0 | 0 | 8 | 0 | 0 | 8
|  |  | 1430 | 1293 |  | 139 | 315 | 836 | 1 | 139 |  | 139 | 315 | 836 | 1 | 139 |  | 122 | 927 | 244 | 0 | 0 |  | 120 | 298 | 869 | 4 | 139 |  | 31 | 1036 | 226 | 0 | 0 |  | 29 | 277 | 976 | 9 | 139
| EHV OHL Support - Poles |  |  |  | C1 | 1980 | 1087 | 348 | 87 | 160 | 3662 | 1980 | 1087 | 348 | 87 | 160 | 3662 | 1660 | 1383 | 399 | 103 | 117 | 3662 | 1520 | 1383 | 488 | 107 | 164 | 3662 | 1464 | 1196 | 514 | 346 | 142 | 3662 | 1324 | 1123 | 514 | 509 | 192 | 3662
[5 empty] | C2 | 2146 | 1107 | 1793 | 547 | 171 | 5764 | 2146 | 1107 | 1793 | 547 | 171 | 5764 | 2094 | 1623 | 1684 | 143 | 200 | 5744 | 1920 | 1298 | 1801 | 515 | 230 | 5764 | 1996 | 964 | 931 | 1616 | 237 | 5744 | 1802 | 496 | 931 | 2270 | 265 | 5764
[5 empty] | C3 | 145 | 51 | 22 | 3 | 5 | 226 | 145 | 51 | 22 | 3 | 5 | 226 | 142 | 40 | 38 | 3 | 3 | 226 | 137 | 40 | 41 | 3 | 5 | 226 | 126 | 49 | 11 | 37 | 3 | 226 | 121 | 46 | 11 | 43 | 5 | 226
[5 empty] | C4 | 354 | 146 | 187 | 30 | 60 | 777 | 354 | 146 | 187 | 30 | 60 | 777 | 369 | 169 | 170 | 26 | 41 | 775 | 325 | 169 | 180 | 39 | 64 | 777 | 353 | 138 | 73 | 140 | 71 | 775 | 309 | 112 | 73 | 208 | 75 | 777
|  |  | 10429 | 10407 |  | 4625 | 2391 | 2350 | 667 | 396 |  | 4625 | 2391 | 2350 | 667 | 396 |  | 4265 | 3215 | 2291 | 275 | 361 |  | 3902 | 2890 | 2510 | 664 | 463 |  | 3939 | 2347 | 1529 | 2139 | 453 |  | 3556 | 1777 | 1529 | 3030 | 537
| EHV OHL Fittings |  |  |  | C1 | 16 | 0 | 11 | 6 | 146 | 179 | 16 | 0 | 11 | 6 | 146 | 179 | 16 | 0 | 11 | 6 | 146 | 179 | 16 | 0 | 11 | 6 | 146 | 179 | 16 | 0 | 0 | 17 | 146 | 179 | 16 | 0 | 0 | 17 | 146 | 179
[5 empty] | C2 | 889 | 176 | 182 | 124 | 1076 | 2447 | 889 | 176 | 182 | 124 | 1076 | 2447 | 1789 | 176 | 182 | 24 | 276 | 2447 | 889 | 176 | 182 | 124 | 1076 | 2447 | 1829 | 60 | 176 | 200 | 182 | 2447 | 829 | 60 | 176 | 250 | 1132 | 2447
[5 empty] | C3 | 94 | 6 | 8 | 14 | 58 | 180 | 94 | 6 | 8 | 14 | 58 | 180 | 94 | 6 | 8 | 14 | 58 | 180 | 94 | 6 | 8 | 14 | 58 | 180 | 122 | 6 | 6 | 16 | 30 | 180 | 88 | 6 | 6 | 16 | 64 | 180
[5 empty] | C4 | 2 | 16 | 22 | 12 | 2 | 54 | 2 | 16 | 22 | 12 | 2 | 54 | 2 | 16 | 22 | 12 | 2 | 54 | 2 | 16 | 22 | 12 | 2 | 54 | 0 | 10 | 8 | 22 | 14 | 54 | 0 | 10 | 8 | 22 | 14 | 54
|  |  | 2860 | 2860 |  | 1001 | 198 | 223 | 156 | 1282 |  | 1001 | 198 | 223 | 156 | 1282 |  | 1901 | 198 | 223 | 56 | 482 |  | 1001 | 198 | 223 | 156 | 1282 |  | 1967 | 76 | 190 | 255 | 372 |  | 933 | 76 | 190 | 305 | 1356
| EHV OHL (Tower Line) Conductor |  |  |  | C1 | 0 | 0 | 0 | 0 | 0 | 0 | 0 | 0 | 0 | 0 | 0 | 0 | 0 | 0 | 0 | 0 | 0 | 0 | 0 | 0 | 0 | 0 | 0 | 0 | 0 | 0 | 0 | 0 | 0 | 0 | 0 | 0 | 0 | 0 | 0 | 0
[5 empty] | C2 | 104 | 344.2 | 42.4 | 15.6 | 0 | 506.2 | 104 | 344.2 | 42.4 | 15.6 | 0 | 506.2 | 181.1 | 170.4 | 135.9 | 13.7 | 5.1 | 506.2 | 77.2 | 251.8 | 155.3 | 16.8 | 5.1 | 506.2 | 168.6 | 60.9 | 224.1 | 42.1 | 10.5 | 506.2 | 51.2 | 60.9 | 324.1 | 52.7 | 17.3 | 506.2
[5 empty] | C3 | 33.5 | 50.1 | 4.5 | 1.1 | 0 | 89.2 | 33.5 | 50.1 | 4.5 | 1.1 | 0 | 89.2 | 25.7 | 28.9 | 31.5 | 2.5 | 0.6 | 89.2 | 25.7 | 28.9 | 31.5 | 2.5 | 0.6 | 89.2 | 27.9 | 10.5 | 47.3 | 3.4 | 0 | 89.1 | 25.1 | 10.5 | 47.3 | 3.4 | 2.8 | 89.1
[5 empty] | C4 | 2.3 | 0 | 0 | 0 | 0 | 2.3 | 2.3 | 0 | 0 | 0 | 0 | 2.3 | 2.3 | 0 | 0 | 0 | 0 | 2.3 | 2.3 | 0 | 0 | 0 | 0 | 2.3 | 2.3 | 0 | 0 | 0 | 0 | 2.3 | 2.3 | 0 | 0 | 0 | 0 | 2.3
[6 empty] | 139.8 | 394.3 | 46.9 | 16.7 | 0 |  | 139.8 | 394.3 | 46.9 | 16.7 | 0 |  | 209.1 | 199.3 | 167.4 | 16.2 | 5.7 |  | 105.2 | 280.7 | 186.8 | 19.3 | 5.7 |  | 198.8 | 71.4 | 271.4 | 45.5 | 10.5 |  | 78.6 | 71.4 | 371.4 | 56.1 | 20.1
| [Please insert new asset category as required] |  |  |  | C1 | [5 empty] | 0 | [5 empty] | 0 | 0 | 0 | 0 | 0 | 0 | 0 | [5 empty] | 0 | 0 | 0 | 0 | 0 | 0 | 0 | [5 empty] | 0
[5 empty] | C2 | [5 empty] | 0 | [5 empty] | 0 | 0 | 0 | 0 | 0 | 0 | 0 | [5 empty] | 0 | 0 | 0 | 0 | 0 | 0 | 0 | [5 empty] | 0
[5 empty] | C3 | [5 empty] | 0 | [5 empty] | 0 | 0 | 0 | 0 | 0 | 0 | 0 | [5 empty] | 0 | 0 | 0 | 0 | 0 | 0 | 0 | [5 empty] | 0
[5 empty] | C4 | [5 empty] | 0 | [5 empty] | 0 | 0 | 0 | 0 | 0 | 0 | 0 | [5 empty] | 0 | 0 | 0 | 0 | 0 | 0 | 0 | [5 empty] | 0
[6 empty] | 0 | 0 | 0 | 0 | 0 |  | 0 | 0 | 0 | 0 | 0 |  | 0 | 0 | 0 | 0 | 0 |  | 0 | 0 | 0 | 0 | 0 |  | 0 | 0 | 0 | 0 | 0 |  | 0 | 0 | 0 | 0 | 0
| [Please insert new asset category as required] |  |  |  | C1 | [5 empty] | 0 | [5 empty] | 0 | 0 | 0 | 0 | 0 | 0 | 0 | [5 empty] | 0 | 0 | 0 | 0 | 0 | 0 | 0 | [5 empty] | 0
[5 empty] | C2 | [5 empty] | 0 | [5 empty] | 0 | 0 | 0 | 0 | 0 | 0 | 0 | [5 empty] | 0 | 0 | 0 | 0 | 0 | 0 | 0 | [5 empty] | 0
[5 empty] | C3 | [5 empty] | 0 | [5 empty] | 0 | 0 | 0 | 0 | 0 | 0 | 0 | [5 empty] | 0 | 0 | 0 | 0 | 0 | 0 | 0 | [5 empty] | 0
[5 empty] | C4 | [5 empty] | 0 | [5 empty] | 0 | 0 | 0 | 0 | 0 | 0 | 0 | [5 empty] | 0 | 0 | 0 | 0 | 0 | 0 | 0 | [5 empty] | 0
[6 empty] | 0 | 0 | 0 | 0 | 0 |  | 0 | 0 | 0 | 0 | 0 |  | 0 | 0 | 0 | 0 | 0 |  | 0 | 0 | 0 | 0 | 0 |  | 0 | 0 | 0 | 0 | 0 |  | 0 | 0 | 0 | 0 | 0
| [Please insert new asset category as required] |  |  |  | C1 | [5 empty] | 0 | [5 empty] | 0 | 0 | 0 | 0 | 0 | 0 | 0 | [5 empty] | 0 | 0 | 0 | 0 | 0 | 0 | 0 | [5 empty] | 0
[5 empty] | C2 | [5 empty] | 0 | [5 empty] | 0 | 0 | 0 | 0 | 0 | 0 | 0 | [5 empty] | 0 | 0 | 0 | 0 | 0 | 0 | 0 | [5 empty] | 0
[5 empty] | C3 | [5 empty] | 0 | [5 empty] | 0 | 0 | 0 | 0 | 0 | 0 | 0 | [5 empty] | 0 | 0 | 0 | 0 | 0 | 0 | 0 | [5 empty] | 0
[5 empty] | C4 | [5 empty] | 0 | [5 empty] | 0 | 0 | 0 | 0 | 0 | 0 | 0 | [5 empty] | 0 | 0 | 0 | 0 | 0 | 0 | 0 | [5 empty] | 0
[6 empty] | 0 | 0 | 0 | 0 | 0 |  | 0 | 0 | 0 | 0 | 0 |  | 0 | 0 | 0 | 0 | 0 |  | 0 | 0 | 0 | 0 | 0 |  | 0 | 0 | 0 | 0 | 0 |  | 0 | 0 | 0 | 0 | 0
| [Please insert new asset category as required] |  |  |  | C1 | [5 empty] | 0 | [5 empty] | 0 | 0 | 0 | 0 | 0 | 0 | 0 | [5 empty] | 0 | 0 | 0 | 0 | 0 | 0 | 0 | [5 empty] | 0
[5 empty] | C2 | [5 empty] | 0 | [5 empty] | 0 | 0 | 0 | 0 | 0 | 0 | 0 | [5 empty] | 0 | 0 | 0 | 0 | 0 | 0 | 0 | [5 empty] | 0
[5 empty] | C3 | [5 empty] | 0 | [5 empty] | 0 | 0 | 0 | 0 | 0 | 0 | 0 | [5 empty] | 0 | 0 | 0 | 0 | 0 | 0 | 0 | [5 empty] | 0
[5 empty] | C4 | [5 empty] | 0 | [5 empty] | 0 | 0 | 0 | 0 | 0 | 0 | 0 | [5 empty] | 0 | 0 | 0 | 0 | 0 | 0 | 0 | [5 empty] | 0
[6 empty] | 0 | 0 | 0 | 0 | 0 |  | 0 | 0 | 0 | 0 | 0 |  | 0 | 0 | 0 | 0 | 0 |  | 0 | 0 | 0 | 0 | 0 |  | 0 | 0 | 0 | 0 | 0 |  | 0 | 0 | 0 | 0 | 0
132kV Network
| 132kV CBs |  |  |  | C1 | 45 | 2 | 0 | 0 | 8 | 55 | 45 | 2 | 0 | 0 | 8 | 55 | 37 | 10 | 0 | 0 | 8 | 55 | 37 | 10 | 0 | 0 | 8 | 55 | 44 | 10 | 2 | 0 | 0 | 56 | 35 | 10 | 2 | 0 | 8 | 55
[5 empty] | C2 | 7 | 0 | 0 | 0 | 0 | 7 | 7 | 0 | 0 | 0 | 0 | 7 | 7 | 0 | 0 | 0 | 0 | 7 | 7 | 0 | 0 | 0 | 0 | 7 | 7 | 0 | 0 | 0 | 0 | 7 | 7 | 0 | 0 | 0 | 0 | 7
[5 empty] | C3 | 3 | 0 | 0 | 0 | 0 | 3 | 3 | 0 | 0 | 0 | 0 | 3 | 3 | 0 | 0 | 0 | 0 | 3 | 3 | 0 | 0 | 0 | 0 | 3 | 3 | 0 | 0 | 0 | 0 | 3 | 3 | 0 | 0 | 0 | 0 | 3
[5 empty] | C4 | 18 | 0 | 0 | 0 | 0 | 18 | 18 | 0 | 0 | 0 | 0 | 18 | 18 | 0 | 0 | 0 | 0 | 18 | 18 | 0 | 0 | 0 | 0 | 18 | 18 | 0 | 0 | 0 | 0 | 18 | 18 | 0 | 0 | 0 | 0 | 18
|  |  | 83 | 84 |  | 73 | 2 | 0 | 0 | 8 |  | 73 | 2 | 0 | 0 | 8 |  | 65 | 10 | 0 | 0 | 8 |  | 65 | 10 | 0 | 0 | 8 |  | 72 | 10 | 2 | 0 | 0 |  | 63 | 10 | 2 | 0 | 8
| 132kV Transformer |  |  |  | C1 | 23 | 0 | 0 | 0 | 0 | 23 | 23 | 0 | 0 | 0 | 0 | 23 | 19 | 4 | 0 | 0 | 0 | 23 | 19 | 4 | 0 | 0 | 0 | 23 | 18 | 5 | 0 | 0 | 0 | 23 | 18 | 5 | 0 | 0 | 0 | 23
[5 empty] | C2 | 32 | 11 | 0 | 0 | 1 | 44 | 32 | 11 | 0 | 0 | 1 | 44 | 28 | 13 | 3 | 0 | 0 | 44 | 27 | 13 | 3 | 0 | 1 | 44 | 22 | 18 | 3 | 1 | 0 | 44 | 20 | 13 | 8 | 2 | 1 | 44
[5 empty] | C3 | 10 | 1 | 0 | 0 | 0 | 11 | 10 | 1 | 0 | 0 | 0 | 11 | 10 | 1 | 0 | 0 | 0 | 11 | 10 | 1 | 0 | 0 | 0 | 11 | 10 | 0 | 1 | 0 | 0 | 11 | 10 | 0 | 1 | 0 | 0 | 11
[5 empty] | C4 | 1 | 0 | 0 | 0 | 0 | 1 | 1 | 0 | 0 | 0 | 0 | 1 | 1 | 0 | 0 | 0 | 0 | 1 | 1 | 0 | 0 | 0 | 0 | 1 | 1 | 0 | 0 | 0 | 0 | 1 | 1 | 0 | 0 | 0 | 0 | 1
|  |  | 79 | 79 |  | 66 | 12 | 0 | 0 | 1 |  | 66 | 12 | 0 | 0 | 1 |  | 58 | 18 | 3 | 0 | 0 |  | 57 | 18 | 3 | 0 | 1 |  | 51 | 23 | 4 | 1 | 0 |  | 49 | 18 | 9 | 2 | 1
| 132kV UG Cable (Gas) |  |  |  | C1 | 0 | 0 | 0 | 0 | 0 | 0 | 0 | 0 | 0 | 0 | 0 | 0 | 0 | 0 | 0 | 0 | 0 | 0 | 0 | 0 | 0 | 0 | 0 | 0 | 0 | 0 | 0 | 0 | 0 | 0 | 0 | 0 | 0 | 0 | 0 | 0
[5 empty] | C2 | 0 | 0 | 0 | 0 | 0 | 0 | 0 | 0 | 0 | 0 | 0 | 0 | 0 | 0 | 0 | 0 | 0 | 0 | 0 | 0 | 0 | 0 | 0 | 0 | 0 | 0 | 0 | 0 | 0 | 0 | 0 | 0 | 0 | 0 | 0 | 0
[5 empty] | C3 | 0 | 0 | 0 | 0 | 0 | 0 | 0 | 0 | 0 | 0 | 0 | 0 | 0 | 0 | 0 | 0 | 0 | 0 | 0 | 0 | 0 | 0 | 0 | 0 | 0 | 0 | 0 | 0 | 0 | 0 | 0 | 0 | 0 | 0 | 0 | 0
[5 empty] | C4 | 0 | 0 | 0 | 0 | 0 | 0 | 0 | 0 | 0 | 0 | 0 | 0 | 0 | 0 | 0 | 0 | 0 | 0 | 0 | 0 | 0 | 0 | 0 | 0 | 0 | 0 | 0 | 0 | 0 | 0 | 0 | 0 | 0 | 0 | 0 | 0
|  |  | 0 | 0 |  | 0 | 0 | 0 | 0 | 0 |  | 0 | 0 | 0 | 0 | 0 |  | 0 | 0 | 0 | 0 | 0 |  | 0 | 0 | 0 | 0 | 0 |  | 0 | 0 | 0 | 0 | 0 |  | 0 | 0 | 0 | 0 | 0
| 132kV UG Cable (Oil) |  |  |  | C1 | 4.225 | 1.087 | 1.792 | 0 | 0 | 7.104 | 4.225 | 1.087 | 1.792 | 0 | 0 | 7.104 | 0.612 | 4.7 | 1.792 | 0 | 0 | 7.104 | 0.612 | 4.7 | 1.792 | 0 | 0 | 7.104 | 0.612 | 3.613 | 2.879 | 0 | 0 | 7.104 | 0.612 | 3.613 | 2.879 | 0 | 0 | 7.104
[5 empty] | C2 | 0.133 | 5.005 | 5.05 | 0.554 | 1.038 | 11.78 | 0.133 | 5.005 | 5.05 | 0.554 | 1.038 | 11.78 | 0.133 | 3.678 | 6.377 | 0.554 | 0.538 | 11.28 | 0.133 | 3.678 | 6.377 | 0.554 | 1.038 | 11.78 | 0.133 | 0 | 8.728 | 0.127 | 0.592 | 9.58 | 0.133 | 0 | 8.728 | 1.327 | 1.592 | 11.78
[5 empty] | C3 | 0 | 2.2513 | 16.143 | 3.768 | 15.137 | 37.2993 | 0 | 2.2513 | 16.143 | 3.768 | 15.137 | 37.2993 | 0 | 2.2513 | 14.378 | 1.096 | 10.274 | 27.9993 | 0 | 2.2513 | 15.578 | 4.296 | 15.174 | 37.2993 | 0 | 1.667 | 16.1623 | 0 | 2.07 | 19.8993 | 0 | 1.667 | 16.1623 | 0 | 19.47 | 37.2993
[5 empty] | C4 | 0 | 0 | 0 | 0 | 0 | 0 | 0 | 0 | 0 | 0 | 0 | 0 | 0 | 0 | 0 | 0 | 0 | 0 | 0 | 0 | 0 | 0 | 0 | 0 | 0 | 0 | 0 | 0 | 0 | 0 | 0 | 0 | 0 | 0 | 0 | 0
|  |  | 56.1833 | 36.5833 |  | 4.358 | 8.3433 | 22.985 | 4.322 | 16.175 |  | 4.358 | 8.3433 | 22.985 | 4.322 | 16.175 |  | 0.745 | 10.6293 | 22.547 | 1.65 | 10.812 |  | 0.745 | 10.6293 | 23.747 | 4.85 | 16.212 |  | 0.745 | 5.28 | 27.7693 | 0.127 | 2.662 |  | 0.745 | 5.28 | 27.7693 | 1.327 | 21.062
| 132kV UG Cable (Non Pressurised) |  |  |  | C1 | 0 | 0 | 0 | 0 | 0 | 0 | 0 | 0 | 0 | 0 | 0 | 0 | 0 | 0 | 0 | 0 | 0 | 0 | 0 | 0 | 0 | 0 | 0 | 0 | 0 | 0 | 0 | 0 | 0 | 0 | 0 | 0 | 0 | 0 | 0 | 0
[5 empty] | C2 | 17.118 | 18.74 | 0 | 0 | 2.619 | 38.477 | 17.118 | 18.74 | 0 | 0 | 2.619 | 38.477 | 26.918 | 0 | 18.74 | 0 | 2.619 | 48.277 | 17.118 | 0 | 18.74 | 0 | 2.619 | 38.477 | 36.718 | 0 | 18.74 | 0 | 2.619 | 58.077 | 17.118 | 0 | 18.74 | 0 | 2.619 | 38.477
[5 empty] | C3 | 0 | 0 | 0 | 0 | 0 | 0 | 0 | 0 | 0 | 0 | 0 | 0 | 0 | 0 | 0 | 0 | 0 | 0 | 0 | 0 | 0 | 0 | 0 | 0 | 0 | 0 | 0 | 0 | 0 | 0 | 0 | 0 | 0 | 0 | 0 | 0
[5 empty] | C4 | 0 | 0 | 0 | 0 | 0 | 0 | 0 | 0 | 0 | 0 | 0 | 0 | 0 | 0 | 0 | 0 | 0 | 0 | 0 | 0 | 0 | 0 | 0 | 0 | 0 | 0 | 0 | 0 | 0 | 0 | 0 | 0 | 0 | 0 | 0 | 0
|  |  | 38.477 | 58.077 |  | 17.118 | 18.74 | 0 | 0 | 2.619 |  | 17.118 | 18.74 | 0 | 0 | 2.619 |  | 26.918 | 0 | 18.74 | 0 | 2.619 |  | 17.118 | 0 | 18.74 | 0 | 2.619 |  | 36.718 | 0 | 18.74 | 0 | 2.619 |  | 17.118 | 0 | 18.74 | 0 | 2.619
| 132kV OHL Support - Tower |  |  |  | C1 | 0 | 0 | 0 | 0 | 0 | 0 | 0 | 0 | 0 | 0 | 0 | 0 | 0 | 0 | 0 | 0 | 0 | 0 | 0 | 0 | 0 | 0 | 0 | 0 | 0 | 0 | 0 | 0 | 0 | 0 | 0 | 0 | 0 | 0 | 0 | 0
[5 empty] | C2 | 411 | 81 | 546 | 0 | 0 | 1038 | 411 | 81 | 546 | 0 | 0 | 1038 | 405 | 295 | 338 | 0 | 0 | 1038 | 405 | 78 | 555 | 0 | 0 | 1038 | 228 | 527 | 283 | 0 | 0 | 1038 | 228 | 177 | 633 | 0 | 0 | 1038
[5 empty] | C3 | 80 | 0 | 43 | 0 | 0 | 123 | 80 | 0 | 43 | 0 | 0 | 123 | 80 | 0 | 43 | 0 | 0 | 123 | 80 | 0 | 43 | 0 | 0 | 123 | 38 | 22 | 63 | 0 | 0 | 123 | 38 | 22 | 63 | 0 | 0 | 123
[5 empty] | C4 | 0 | 0 | 0 | 0 | 0 | 0 | 0 | 0 | 0 | 0 | 0 | 0 | 0 | 0 | 0 | 0 | 0 | 0 | 0 | 0 | 0 | 0 | 0 | 0 | 0 | 0 | 0 | 0 | 0 | 0 | 0 | 0 | 0 | 0 | 0 | 0
|  |  | 1161 | 1161 |  | 491 | 81 | 589 | 0 | 0 |  | 491 | 81 | 589 | 0 | 0 |  | 485 | 295 | 381 | 0 | 0 |  | 485 | 78 | 598 | 0 | 0 |  | 266 | 549 | 346 | 0 | 0 |  | 266 | 199 | 696 | 0 | 0
| 132kV OHL Fittings |  |  |  | C1 | 187 | 0 | 0 | 1 | 7 | 195 | 187 | 0 | 0 | 1 | 7 | 195 | 187 | 0 | 0 | 0 | 8 | 195 | 187 | 0 | 0 | 0 | 8 | 195 | 187 | 0 | 0 | 0 | 8 | 195 | 187 | 0 | 0 | 0 | 8 | 195
[5 empty] | C2 | 1145 | 73 | 196 | 76 | 486 | 1976 | 1145 | 73 | 196 | 76 | 486 | 1976 | 1445 | 69 | 94 | 108 | 260 | 1976 | 1145 | 69 | 94 | 108 | 560 | 1976 | 1608 | 2 | 47 | 0 | 319 | 1976 | 1143 | 2 | 65 | 127 | 639 | 1976
[5 empty] | C3 | 51 | 10 | 25 | 1 | 64 | 151 | 51 | 10 | 25 | 1 | 64 | 151 | 71 | 4 | 10 | 1 | 65 | 151 | 51 | 10 | 10 | 15 | 65 | 151 | 88 | 0 | 6 | 15 | 42 | 151 | 51 | 0 | 10 | 21 | 69 | 151
[5 empty] | C4 | 0 | 0 | 0 | 0 | 0 | 0 | 0 | 0 | 0 | 0 | 0 | 0 | 0 | 0 | 0 | 0 | 0 | 0 | 0 | 0 | 0 | 0 | 0 | 0 | 0 | 0 | 0 | 0 | 0 | 0 | 0 | 0 | 0 | 0 | 0 | 0
|  |  | 2322 | 2322 |  | 1383 | 83 | 221 | 78 | 557 |  | 1383 | 83 | 221 | 78 | 557 |  | 1703 | 73 | 104 | 109 | 333 |  | 1383 | 79 | 104 | 123 | 633 |  | 1883 | 2 | 53 | 15 | 369 |  | 1381 | 2 | 75 | 148 | 716
| 132kV OHL (Tower Line) Conductor |  |  |  | C1 | 55.7 | 0 | 0 | 0 | 0.4 | 56.1 | 55.7 | 0 | 0 | 0 | 0.4 | 56.1 | 54 | 1.7 | 0 | 0 | 0.4 | 56.1 | 54 | 1.7 | 0 | 0 | 0.4 | 56.1 | 54 | 1.7 | 0 | 0 | 0.4 | 56.1 | 54 | 1.7 | 0 | 0 | 0.4 | 56.1
[5 empty] | C2 | 245.4 | 154.5 | 23.3 | 1.9 | 0 | 425.1 | 245.4 | 154.5 | 23.3 | 1.9 | 0 | 425.1 | 196.4 | 138.2 | 86.2 | 4.3 | 0 | 425.1 | 196.4 | 138.2 | 86.2 | 4.3 | 0 | 425.1 | 113.4 | 183.5 | 96.5 | 29.4 | 2.3 | 425.1 | 113.4 | 183.5 | 96.5 | 29.4 | 2.3 | 425.1
[5 empty] | C3 | 69.7 | 27.6 | 2.2 | 0 | 0 | 99.5 | 69.7 | 27.6 | 2.2 | 0 | 0 | 99.5 | 59.9 | 30.8 | 8.8 | 0 | 0 | 99.5 | 59.9 | 30.8 | 8.8 | 0 | 0 | 99.5 | 33.3 | 47.4 | 14.3 | 4.6 | 0 | 99.6 | 33.3 | 47.4 | 14.3 | 4.6 | 0 | 99.6
[5 empty] | C4 | 0 | 0 | 0 | 0 | 0 | 0 | 0 | 0 | 0 | 0 | 0 | 0 | 0 | 0 | 0 | 0 | 0 | 0 | 0 | 0 | 0 | 0 | 0 | 0 | 0 | 0 | 0 | 0 | 0 | 0 | 0 | 0 | 0 | 0 | 0 | 0
[6 empty] | 370.8 | 182.1 | 25.5 | 1.9 | 0.4 |  | 370.8 | 182.1 | 25.5 | 1.9 | 0.4 |  | 310.3 | 170.7 | 95 | 4.3 | 0.4 |  | 310.3 | 170.7 | 95 | 4.3 | 0.4 |  | 200.7 | 232.6 | 110.8 | 34 | 2.7 |  | 200.7 | 232.6 | 110.8 | 34 | 2.7
| [Please insert new asset category as required] |  |  |  | C1 | [5 empty] | 0 | [5 empty] | 0 | 0 | 0 | 0 | 0 | 0 | 0 | [5 empty] | 0 | 0 | 0 | 0 | 0 | 0 | 0 | [5 empty] | 0
[5 empty] | C2 | [5 empty] | 0 | [5 empty] | 0 | 0 | 0 | 0 | 0 | 0 | 0 | [5 empty] | 0 | 0 | 0 | 0 | 0 | 0 | 0 | [5 empty] | 0
[5 empty] | C3 | [5 empty] | 0 | [5 empty] | 0 | 0 | 0 | 0 | 0 | 0 | 0 | [5 empty] | 0 | 0 | 0 | 0 | 0 | 0 | 0 | [5 empty] | 0
[5 empty] | C4 | [5 empty] | 0 | [5 empty] | 0 | 0 | 0 | 0 | 0 | 0 | 0 | [5 empty] | 0 | 0 | 0 | 0 | 0 | 0 | 0 | [5 empty] | 0
[6 empty] | 0 | 0 | 0 | 0 | 0 |  | 0 | 0 | 0 | 0 | 0 |  | 0 | 0 | 0 | 0 | 0 |  | 0 | 0 | 0 | 0 | 0 |  | 0 | 0 | 0 | 0 | 0 |  | 0 | 0 | 0 | 0 | 0
| [Please insert new asset category as required] |  |  |  | C1 | [5 empty] | 0 | [5 empty] | 0 | 0 | 0 | 0 | 0 | 0 | 0 | [5 empty] | 0 | 0 | 0 | 0 | 0 | 0 | 0 | [5 empty] | 0
[5 empty] | C2 | [5 empty] | 0 | [5 empty] | 0 | 0 | 0 | 0 | 0 | 0 | 0 | [5 empty] | 0 | 0 | 0 | 0 | 0 | 0 | 0 | [5 empty] | 0
[5 empty] | C3 | [5 empty] | 0 | [5 empty] | 0 | 0 | 0 | 0 | 0 | 0 | 0 | [5 empty] | 0 | 0 | 0 | 0 | 0 | 0 | 0 | [5 empty] | 0
[5 empty] | C4 | [5 empty] | 0 | [5 empty] | 0 | 0 | 0 | 0 | 0 | 0 | 0 | [5 empty] | 0 | 0 | 0 | 0 | 0 | 0 | 0 | [5 empty] | 0
[6 empty] | 0 | 0 | 0 | 0 | 0 |  | 0 | 0 | 0 | 0 | 0 |  | 0 | 0 | 0 | 0 | 0 |  | 0 | 0 | 0 | 0 | 0 |  | 0 | 0 | 0 | 0 | 0 |  | 0 | 0 | 0 | 0 | 0
| [Please insert new asset category as required] |  |  |  | C1 | [5 empty] | 0 | [5 empty] | 0 | 0 | 0 | 0 | 0 | 0 | 0 | [5 empty] | 0 | 0 | 0 | 0 | 0 | 0 | 0 | [5 empty] | 0
[5 empty] | C2 | [5 empty] | 0 | [5 empty] | 0 | 0 | 0 | 0 | 0 | 0 | 0 | [5 empty] | 0 | 0 | 0 | 0 | 0 | 0 | 0 | [5 empty] | 0
[5 empty] | C3 | [5 empty] | 0 | [5 empty] | 0 | 0 | 0 | 0 | 0 | 0 | 0 | [5 empty] | 0 | 0 | 0 | 0 | 0 | 0 | 0 | [5 empty] | 0
[5 empty] | C4 | [5 empty] | 0 | [5 empty] | 0 | 0 | 0 | 0 | 0 | 0 | 0 | [5 empty] | 0 | 0 | 0 | 0 | 0 | 0 | 0 | [5 empty] | 0
[6 empty] | 0 | 0 | 0 | 0 | 0 |  | 0 | 0 | 0 | 0 | 0 |  | 0 | 0 | 0 | 0 | 0 |  | 0 | 0 | 0 | 0 | 0 |  | 0 | 0 | 0 | 0 | 0 |  | 0 | 0 | 0 | 0 | 0
| [Please insert new asset category as required] |  |  |  | C1 | [5 empty] | 0 | [5 empty] | 0 | 0 | 0 | 0 | 0 | 0 | 0 | [5 empty] | 0 | 0 | 0 | 0 | 0 | 0 | 0 | [5 empty] | 0
[5 empty] | C2 | [5 empty] | 0 | [5 empty] | 0 | 0 | 0 | 0 | 0 | 0 | 0 | [5 empty] | 0 | 0 | 0 | 0 | 0 | 0 | 0 | [5 empty] | 0
[5 empty] | C3 | [5 empty] | 0 | [5 empty] | 0 | 0 | 0 | 0 | 0 | 0 | 0 | [5 empty] | 0 | 0 | 0 | 0 | 0 | 0 | 0 | [5 empty] | 0
[5 empty] | C4 | [5 empty] | 0 | [5 empty] | 0 | 0 | 0 | 0 | 0 | 0 | 0 | [5 empty] | 0 | 0 | 0 | 0 | 0 | 0 | 0 | [5 empty] | 0
[6 empty] | 0 | 0 | 0 | 0 | 0 |  | 0 | 0 | 0 | 0 | 0 |  | 0 | 0 | 0 | 0 | 0 |  | 0 | 0 | 0 | 0 | 0 |  | 0 | 0 | 0 | 0 | 0 |  | 0 | 0 | 0 | 0 | 0
Other
| Submarine Cables |  |  |  | C1 | [5 empty] | 0 | [5 empty] | 0 | 0 | 0 | 0 | 0 | 0 | 0 | [5 empty] | 0 | 0 | 0 | 0 | 0 | 0 | 0 | [5 empty] | 0
[5 empty] | C2 | [5 empty] | 0 | [5 empty] | 0 | 0 | 0 | 0 | 0 | 0 | 0 | [5 empty] | 0 | 0 | 0 | 0 | 0 | 0 | 0 | [5 empty] | 0
[5 empty] | C3 | [5 empty] | 0 | [5 empty] | 0 | 0 | 0 | 0 | 0 | 0 | 0 | [5 empty] | 0 | 0 | 0 | 0 | 0 | 0 | 0 | [5 empty] | 0
[5 empty] | C4 | [5 empty] | 0 | [5 empty] | 0 | 0 | 0 | 0 | 0 | 0 | 0 | [5 empty] | 0 | 0 | 0 | 0 | 0 | 0 | 0 | [5 empty] | 0
[6 empty] | 0 | 0 | 0 | 0 | 0 |  | 0 | 0 | 0 | 0 | 0 |  | 0 | 0 | 0 | 0 | 0 |  | 0 | 0 | 0 | 0 | 0 |  | 0 | 0 | 0 | 0 | 0 |  | 0 | 0 | 0 | 0 | 0
| [Please insert new asset category as required] |  |  |  | C1 | [5 empty] | 0 | [5 empty] | 0 | 0 | 0 | 0 | 0 | 0 | 0 | [5 empty] | 0 | 0 | 0 | 0 | 0 | 0 | 0 | [5 empty] | 0
[5 empty] | C2 | [5 empty] | 0 | [5 empty] | 0 | 0 | 0 | 0 | 0 | 0 | 0 | [5 empty] | 0 | 0 | 0 | 0 | 0 | 0 | 0 | [5 empty] | 0
[5 empty] | C3 | [5 empty] | 0 | [5 empty] | 0 | 0 | 0 | 0 | 0 | 0 | 0 | [5 empty] | 0 | 0 | 0 | 0 | 0 | 0 | 0 | [5 empty] | 0
[5 empty] | C4 | [5 empty] | 0 | [5 empty] | 0 | 0 | 0 | 0 | 0 | 0 | 0 | [5 empty] | 0 | 0 | 0 | 0 | 0 | 0 | 0 | [5 empty] | 0
[6 empty] | 0 | 0 | 0 | 0 | 0 |  | 0 | 0 | 0 | 0 | 0 |  | 0 | 0 | 0 | 0 | 0 |  | 0 | 0 | 0 | 0 | 0 |  | 0 | 0 | 0 | 0 | 0 |  | 0 | 0 | 0 | 0 | 0
| [Please insert new asset category as required] |  |  |  | C1 | [5 empty] | 0 | [5 empty] | 0 | 0 | 0 | 0 | 0 | 0 | 0 | [5 empty] | 0 | 0 | 0 | 0 | 0 | 0 | 0 | [5 empty] | 0
[5 empty] | C2 | [5 empty] | 0 | [5 empty] | 0 | 0 | 0 | 0 | 0 | 0 | 0 | [5 empty] | 0 | 0 | 0 | 0 | 0 | 0 | 0 | [5 empty] | 0
[5 empty] | C3 | [5 empty] | 0 | [5 empty] | 0 | 0 | 0 | 0 | 0 | 0 | 0 | [5 empty] | 0 | 0 | 0 | 0 | 0 | 0 | 0 | [5 empty] | 0
[5 empty] | C4 | [5 empty] | 0 | [5 empty] | 0 | 0 | 0 | 0 | 0 | 0 | 0 | [5 empty] | 0 | 0 | 0 | 0 | 0 | 0 | 0 | [5 empty] | 0
[6 empty] | 0 | 0 | 0 | 0 | 0 |  | 0 | 0 | 0 | 0 | 0 |  | 0 | 0 | 0 | 0 | 0 |  | 0 | 0 | 0 | 0 | 0 |  | 0 | 0 | 0 | 0 | 0 |  | 0 | 0 | 0 | 0 | 0
| [Please insert new asset category as required] |  |  |  | C1 | [5 empty] | 0 | [5 empty] | 0 | 0 | 0 | 0 | 0 | 0 | 0 | [5 empty] | 0 | 0 | 0 | 0 | 0 | 0 | 0 | [5 empty] | 0
[5 empty] | C2 | [5 empty] | 0 | [5 empty] | 0 | 0 | 0 | 0 | 0 | 0 | 0 | [5 empty] | 0 | 0 | 0 | 0 | 0 | 0 | 0 | [5 empty] | 0
[5 empty] | C3 | [5 empty] | 0 | [5 empty] | 0 | 0 | 0 | 0 | 0 | 0 | 0 | [5 empty] | 0 | 0 | 0 | 0 | 0 | 0 | 0 | [5 empty] | 0
[5 empty] | C4 | [5 empty] | 0 | [5 empty] | 0 | 0 | 0 | 0 | 0 | 0 | 0 | [5 empty] | 0 | 0 | 0 | 0 | 0 | 0 | 0 | [5 empty] | 0
[6 empty] | 0 | 0 | 0 | 0 | 0 |  | 0 | 0 | 0 | 0 | 0 |  | 0 | 0 | 0 | 0 | 0 |  | 0 | 0 | 0 | 0 | 0 |  | 0 | 0 | 0 | 0 | 0 |  | 0 | 0 | 0 | 0 | 0
| [Please insert new asset category as required] |  |  |  | C1 | [5 empty] | 0 | [5 empty] | 0 | 0 | 0 | 0 | 0 | 0 | 0 | [5 empty] | 0 | 0 | 0 | 0 | 0 | 0 | 0 | [5 empty] | 0
[5 empty] | C2 | [5 empty] | 0 | [5 empty] | 0 | 0 | 0 | 0 | 0 | 0 | 0 | [5 empty] | 0 | 0 | 0 | 0 | 0 | 0 | 0 | [5 empty] | 0
[5 empty] | C3 | [5 empty] | 0 | [5 empty] | 0 | 0 | 0 | 0 | 0 | 0 | 0 | [5 empty] | 0 | 0 | 0 | 0 | 0 | 0 | 0 | [5 empty] | 0
[5 empty] | C4 | [5 empty] | 0 | [5 empty] | 0 | 0 | 0 | 0 | 0 | 0 | 0 | [5 empty] | 0 | 0 | 0 | 0 | 0 | 0 | 0 | [5 empty] | 0
[6 empty] | 0 | 0 | 0 | 0 | 0 |  | 0 | 0 | 0 | 0 | 0 |  | 0 | 0 | 0 | 0 | 0 |  | 0 | 0 | 0 | 0 | 0 |  | 0 | 0 | 0 | 0 | 0 |  | 0 | 0 | 0 | 0 | 0
| [Please insert new asset category as required] |  |  |  | C1 | [5 empty] | 0 | [5 empty] | 0 | 0 | 0 | 0 | 0 | 0 | 0 | [5 empty] | 0 | 0 | 0 | 0 | 0 | 0 | 0 | [5 empty] | 0
[5 empty] | C2 | [5 empty] | 0 | [5 empty] | 0 | 0 | 0 | 0 | 0 | 0 | 0 | [5 empty] | 0 | 0 | 0 | 0 | 0 | 0 | 0 | [5 empty] | 0
[5 empty] | C3 | [5 empty] | 0 | [5 empty] | 0 | 0 | 0 | 0 | 0 | 0 | 0 | [5 empty] | 0 | 0 | 0 | 0 | 0 | 0 | 0 | [5 empty] | 0
[5 empty] | C4 | [5 empty] | 0 | [5 empty] | 0 | 0 | 0 | 0 | 0 | 0 | 0 | [5 empty] | 0 | 0 | 0 | 0 | 0 | 0 | 0 | [5 empty] | 0
[6 empty] | 0 | 0 | 0 | 0 | 0 |  | 0 | 0 | 0 | 0 | 0 |  | 0 | 0 | 0 | 0 | 0 |  | 0 | 0 | 0 | 0 | 0 |  | 0 | 0 | 0 | 0 | 0 |  | 0 | 0 | 0 | 0 | 0
| TOTAL |  | 244831.1585 | 242777.1655 |  | 116433.1554 | 30288.4261 | 72630.5679 | 12310.706 | 14346.7031 |  | 116433.1554 | 30288.4261 | 72630.5679 | 12310.706 | 14346.7031 |  | 114892.7694 | 31218.6843 | 77253.1387 | 9424.006 | 12107.5671 |  | 104904.0694 | 30394.0843 | 80244.0387 | 12967.106 | 17497.1671 |  | 118676.3421 | 26733.6143 | 16893.759 | 65591.996 | 16059.8541 |  | 95008.6421 | 25818.6143 | 20757.959 | 76419.196 | 28003.2541
Health Index Definitions
|  |  | HI1 | New or as new
|  |  | HI2 | Good or seviceable condition
|  |  | HI3 | Deterioration requires assessment and monitoring
|  |  | HI4 | Material deterioration, intervention requires consideration
|  |  | HI5 | End of serviceable life, intervention required
Criticality Index Definitions
|  |  | C1 | Low criticality
|  |  | C2 | Average criticality
|  |  | C3 | High criticality
|  |  | C4 | Very high criticality

## NAW3 - Asset Repl - NPgN
HI2: Secondary deliverables RIIO-ED1
NPgN
Price base (2012/13)
| ASSET CATEGORIES |  | ASSET REGISTER |  |  | End of DPCR5 (31 March 2015) with investment | [5 empty] | End of DPCR5 (31 March 2015) without investment | [5 empty] | Mid-Period Review (31 March 2019) planned investment | [5 empty] | Mid-Period Review (31 March 2019) without investment | [5 empty] | End of RIIO-ED1 (31 March 2023) planned investment | [5 empty] | End of RIIO-ED1 (31 March 2023) without investment
Is it your current intention to have a health index for this asset category in the RIIO-ED1 control period.
|  |  | as at 31st March 2015 | as at 31st March 2023 |  | HI 1 | HI 2 | HI 3 | HI 4 | HI 5 |  | HI 1 | HI 2 | HI 3 | HI 4 | HI 5 |  | HI 1 | HI 2 | HI 3 | HI 4 | HI 5 |  | HI 1 | HI 2 | HI 3 | HI 4 | HI 5 |  | HI 1 | HI 2 | HI 3 | HI 4 | HI 5 |  | HI 1 | HI 2 | HI 3 | HI 4 | HI 5
LV Network
| LV Switchgear and Other |  |  |  | C1 | 0 | 0 | 0 | 0 | 0 | 0 | 0 | 0 | 0 | 0 | 0 | 0 | [5 empty] | 0 | 0 | 0 | 0 | 0 | 0 | 0 | [5 empty] | 0 | 0 | 0 | 0 | 0 | 0 | 0 | Yes
[5 empty] | C2 | 0 | 0 | 0 | 0 | 0 | 0 | 0 | 0 | 0 | 0 | 0 | 0 | [5 empty] | 0 | 0 | 0 | 0 | 0 | 0 | 0 | [5 empty] | 0 | 0 | 0 | 0 | 0 | 0 | 0 | No
[5 empty] | C3 | 0 | 0 | 0 | 0 | 0 | 0 | 0 | 0 | 0 | 0 | 0 | 0 | [5 empty] | 0 | 0 | 0 | 0 | 0 | 0 | 0 | [5 empty] | 0 | 0 | 0 | 0 | 0 | 0 | 0
[5 empty] | C4 | 0 | 0 | 0 | 0 | 0 | 0 | 0 | 0 | 0 | 0 | 0 | 0 | [5 empty] | 0 | 0 | 0 | 0 | 0 | 0 | 0 | [5 empty] | 0 | 0 | 0 | 0 | 0 | 0 | 0
|  |  | 0 | 0 |  | 0 | 0 | 0 | 0 | 0 |  | 0 | 0 | 0 | 0 | 0 |  | 0 | 0 | 0 | 0 | 0 |  | 0 | 0 | 0 | 0 | 0 |  | 0 | 0 | 0 | 0 | 0 |  | 0 | 0 | 0 | 0 | 0
| LV UGB |  |  |  | C1 | 0 | 0 | 0 | 0 | 0 | 0 | 0 | 0 | 0 | 0 | 0 | 0 | [5 empty] | 0 | 0 | 0 | 0 | 0 | 0 | 0 | [5 empty] | 0 | 0 | 0 | 0 | 0 | 0 | 0
[5 empty] | C2 | 0 | 0 | 0 | 0 | 0 | 0 | 0 | 0 | 0 | 0 | 0 | 0 | [5 empty] | 0 | 0 | 0 | 0 | 0 | 0 | 0 | [5 empty] | 0 | 0 | 0 | 0 | 0 | 0 | 0
[5 empty] | C3 | 0 | 0 | 0 | 0 | 0 | 0 | 0 | 0 | 0 | 0 | 0 | 0 | [5 empty] | 0 | 0 | 0 | 0 | 0 | 0 | 0 | [5 empty] | 0 | 0 | 0 | 0 | 0 | 0 | 0
[5 empty] | C4 | 0 | 0 | 0 | 0 | 0 | 0 | 0 | 0 | 0 | 0 | 0 | 0 | [5 empty] | 0 | 0 | 0 | 0 | 0 | 0 | 0 | [5 empty] | 0 | 0 | 0 | 0 | 0 | 0 | 0
|  |  | 0 | 0 |  | 0 | 0 | 0 | 0 | 0 |  | 0 | 0 | 0 | 0 | 0 |  | 0 | 0 | 0 | 0 | 0 |  | 0 | 0 | 0 | 0 | 0 |  | 0 | 0 | 0 | 0 | 0 |  | 0 | 0 | 0 | 0 | 0
| LV OHL Support |  |  |  | C1 | 11040 | 2799 | 13826 | 1778 | 2174 | 31617 | 11040 | 2799 | 13826 | 1778 | 2174 | 31617 | 1467 | 0 | -595 | -416 | -639 | -183 | 9903 | 2626 | 14869 | 1662 | 2557 | 31617 | 3424 | 0 | -798 | -1659 | -1395 | -428 | 9223 | 2150 | 1945 | 14224 | 4075 | 31617
[5 empty] | C2 | 7940 | 2384 | 7723 | 1517 | 1693 | 21257 | 7940 | 2384 | 7723 | 1517 | 1693 | 21257 | 1045 | 0 | -337 | -366 | -481 | -139 | 6953 | 2415 | 8419 | 1465 | 2005 | 21257 | 2300 | 0 | -514 | -871 | -1082 | -167 | 6276 | 1968 | 1445 | 8223 | 3345 | 21257
[5 empty] | C3 | 5255 | 1391 | 4435 | 716 | 723 | 12520 | 5255 | 1391 | 4435 | 716 | 723 | 12520 | 417 | -47 | -39 | -174 | -208 | -51 | 4538 | 1583 | 4838 | 694 | 867 | 12520 | 1194 | -263 | -127 | -477 | -475 | -148 | 3987 | 1395 | 914 | 4743 | 1481 | 12520
[5 empty] | C4 | 2147 | 777 | 2123 | 265 | 205 | 5517 | 2147 | 777 | 2123 | 265 | 205 | 5517 | 228 | -18 | -113 | -56 | -68 | -27 | 1804 | 932 | 2265 | 234 | 282 | 5517 | 481 | -51 | -137 | -193 | -157 | -57 | 1515 | 682 | 597 | 2233 | 490 | 5517
|  |  | 47782 | 46782 |  | 26382 | 7351 | 28107 | 4276 | 4795 |  | 26382 | 7351 | 28107 | 4276 | 4795 |  | 3157 | -65 | -1084 | -1012 | -1396 |  | 23198 | 7556 | 30391 | 4055 | 5711 |  | 7399 | -314 | -1576 | -3200 | -3109 |  | 21001 | 6195 | 4901 | 29423 | 9391
| [Please insert new asset category as required] |  |  |  | C1 | 0 | 0 | 0 | 0 | 0 | 0 | 0 | 0 | 0 | 0 | 0 | 0 | [5 empty] | 0 | 0 | 0 | 0 | 0 | 0 | 0 | [5 empty] | 0 | 0 | 0 | 0 | 0 | 0 | 0
[5 empty] | C2 | 0 | 0 | 0 | 0 | 0 | 0 | 0 | 0 | 0 | 0 | 0 | 0 | [5 empty] | 0 | 0 | 0 | 0 | 0 | 0 | 0 | [5 empty] | 0 | 0 | 0 | 0 | 0 | 0 | 0
[5 empty] | C3 | 0 | 0 | 0 | 0 | 0 | 0 | 0 | 0 | 0 | 0 | 0 | 0 | [5 empty] | 0 | 0 | 0 | 0 | 0 | 0 | 0 | [5 empty] | 0 | 0 | 0 | 0 | 0 | 0 | 0
[5 empty] | C4 | 0 | 0 | 0 | 0 | 0 | 0 | 0 | 0 | 0 | 0 | 0 | 0 | [5 empty] | 0 | 0 | 0 | 0 | 0 | 0 | 0 | [5 empty] | 0 | 0 | 0 | 0 | 0 | 0 | 0
|  |  | 0 | 0 |  | 0 | 0 | 0 | 0 | 0 |  | 0 | 0 | 0 | 0 | 0 |  | 0 | 0 | 0 | 0 | 0 |  | 0 | 0 | 0 | 0 | 0 |  | 0 | 0 | 0 | 0 | 0 |  | 0 | 0 | 0 | 0 | 0
| [Please insert new asset category as required] |  |  |  | C1 | 0 | 0 | 0 | 0 | 0 | 0 | 0 | 0 | 0 | 0 | 0 | 0 | [5 empty] | 0 | 0 | 0 | 0 | 0 | 0 | 0 | [5 empty] | 0 | 0 | 0 | 0 | 0 | 0 | 0
[5 empty] | C2 | 0 | 0 | 0 | 0 | 0 | 0 | 0 | 0 | 0 | 0 | 0 | 0 | [5 empty] | 0 | 0 | 0 | 0 | 0 | 0 | 0 | [5 empty] | 0 | 0 | 0 | 0 | 0 | 0 | 0
[5 empty] | C3 | 0 | 0 | 0 | 0 | 0 | 0 | 0 | 0 | 0 | 0 | 0 | 0 | [5 empty] | 0 | 0 | 0 | 0 | 0 | 0 | 0 | [5 empty] | 0 | 0 | 0 | 0 | 0 | 0 | 0
[5 empty] | C4 | 0 | 0 | 0 | 0 | 0 | 0 | 0 | 0 | 0 | 0 | 0 | 0 | [5 empty] | 0 | 0 | 0 | 0 | 0 | 0 | 0 | [5 empty] | 0 | 0 | 0 | 0 | 0 | 0 | 0
|  |  | 0 | 0 |  | 0 | 0 | 0 | 0 | 0 |  | 0 | 0 | 0 | 0 | 0 |  | 0 | 0 | 0 | 0 | 0 |  | 0 | 0 | 0 | 0 | 0 |  | 0 | 0 | 0 | 0 | 0 |  | 0 | 0 | 0 | 0 | 0
| [Please insert new asset category as required] |  |  |  | C1 | 0 | 0 | 0 | 0 | 0 | 0 | 0 | 0 | 0 | 0 | 0 | 0 | [5 empty] | 0 | 0 | 0 | 0 | 0 | 0 | 0 | [5 empty] | 0 | 0 | 0 | 0 | 0 | 0 | 0
[5 empty] | C2 | 0 | 0 | 0 | 0 | 0 | 0 | 0 | 0 | 0 | 0 | 0 | 0 | [5 empty] | 0 | 0 | 0 | 0 | 0 | 0 | 0 | [5 empty] | 0 | 0 | 0 | 0 | 0 | 0 | 0
[5 empty] | C3 | 0 | 0 | 0 | 0 | 0 | 0 | 0 | 0 | 0 | 0 | 0 | 0 | [5 empty] | 0 | 0 | 0 | 0 | 0 | 0 | 0 | [5 empty] | 0 | 0 | 0 | 0 | 0 | 0 | 0
[5 empty] | C4 | 0 | 0 | 0 | 0 | 0 | 0 | 0 | 0 | 0 | 0 | 0 | 0 | [5 empty] | 0 | 0 | 0 | 0 | 0 | 0 | 0 | [5 empty] | 0 | 0 | 0 | 0 | 0 | 0 | 0
|  |  | 0 | 0 |  | 0 | 0 | 0 | 0 | 0 |  | 0 | 0 | 0 | 0 | 0 |  | 0 | 0 | 0 | 0 | 0 |  | 0 | 0 | 0 | 0 | 0 |  | 0 | 0 | 0 | 0 | 0 |  | 0 | 0 | 0 | 0 | 0
| [Please insert new asset category as required] |  |  |  | C1 | 0 | 0 | 0 | 0 | 0 | 0 | 0 | 0 | 0 | 0 | 0 | 0 | [5 empty] | 0 | 0 | 0 | 0 | 0 | 0 | 0 | [5 empty] | 0 | 0 | 0 | 0 | 0 | 0 | 0
[5 empty] | C2 | 0 | 0 | 0 | 0 | 0 | 0 | 0 | 0 | 0 | 0 | 0 | 0 | [5 empty] | 0 | 0 | 0 | 0 | 0 | 0 | 0 | [5 empty] | 0 | 0 | 0 | 0 | 0 | 0 | 0
[5 empty] | C3 | 0 | 0 | 0 | 0 | 0 | 0 | 0 | 0 | 0 | 0 | 0 | 0 | [5 empty] | 0 | 0 | 0 | 0 | 0 | 0 | 0 | [5 empty] | 0 | 0 | 0 | 0 | 0 | 0 | 0
[5 empty] | C4 | 0 | 0 | 0 | 0 | 0 | 0 | 0 | 0 | 0 | 0 | 0 | 0 | [5 empty] | 0 | 0 | 0 | 0 | 0 | 0 | 0 | [5 empty] | 0 | 0 | 0 | 0 | 0 | 0 | 0
|  |  | 0 | 0 |  | 0 | 0 | 0 | 0 | 0 |  | 0 | 0 | 0 | 0 | 0 |  | 0 | 0 | 0 | 0 | 0 |  | 0 | 0 | 0 | 0 | 0 |  | 0 | 0 | 0 | 0 | 0 |  | 0 | 0 | 0 | 0 | 0
| [Please insert new asset category as required] |  |  |  | C1 | 0 | 0 | 0 | 0 | 0 | 0 | 0 | 0 | 0 | 0 | 0 | 0 | [5 empty] | 0 | 0 | 0 | 0 | 0 | 0 | 0 | [5 empty] | 0 | 0 | 0 | 0 | 0 | 0 | 0
[5 empty] | C2 | 0 | 0 | 0 | 0 | 0 | 0 | 0 | 0 | 0 | 0 | 0 | 0 | [5 empty] | 0 | 0 | 0 | 0 | 0 | 0 | 0 | [5 empty] | 0 | 0 | 0 | 0 | 0 | 0 | 0
[5 empty] | C3 | 0 | 0 | 0 | 0 | 0 | 0 | 0 | 0 | 0 | 0 | 0 | 0 | [5 empty] | 0 | 0 | 0 | 0 | 0 | 0 | 0 | [5 empty] | 0 | 0 | 0 | 0 | 0 | 0 | 0
[5 empty] | C4 | 0 | 0 | 0 | 0 | 0 | 0 | 0 | 0 | 0 | 0 | 0 | 0 | [5 empty] | 0 | 0 | 0 | 0 | 0 | 0 | 0 | [5 empty] | 0 | 0 | 0 | 0 | 0 | 0 | 0
|  |  | 0 | 0 |  | 0 | 0 | 0 | 0 | 0 |  | 0 | 0 | 0 | 0 | 0 |  | 0 | 0 | 0 | 0 | 0 |  | 0 | 0 | 0 | 0 | 0 |  | 0 | 0 | 0 | 0 | 0 |  | 0 | 0 | 0 | 0 | 0
HV Network
| HV Switchgear (GM) - Primary |  |  |  | C1 | 345 | 149 | 151 | 49 | 54 | 748 | 345 | 149 | 151 | 49 | 54 | 748 | 34 | 0 | -2 | -13 | -19 | 0 | 299 | 186 | 9 | 176 | 78 | 748 | 94 | 0 | 0 | -7 | -94 | -7 | 265 | 129 | 94 | 24 | 237 | 749
[5 empty] | C2 | 533 | 132 | 120 | 25 | 91 | 901 | 533 | 132 | 120 | 25 | 91 | 901 | 22 | -7 | -1 | -9 | -6 | -1 | 446 | 203 | 56 | 98 | 98 | 901 | 111 | -10 | -10 | -17 | -77 | -3 | 407 | 193 | 59 | 58 | 183 | 900
[5 empty] | C3 | 455 | 141 | 144 | 28 | 40 | 808 | 455 | 141 | 144 | 28 | 40 | 808 | 33 | -18 | -4 | -7 | -11 | -7 | 408 | 172 | 64 | 107 | 57 | 808 | 111 | -6 | -35 | -14 | -70 | -14 | 352 | 158 | 80 | 73 | 145 | 808
[5 empty] | C4 | 44 | 4 | 19 | 0 | 0 | 67 | 44 | 4 | 19 | 0 | 0 | 67 | 0 | 0 | 0 | 0 | 0 | 0 | 30 | 14 | 19 | 4 | 0 | 67 | 0 | 0 | 0 | 0 | 0 | 0 | 30 | 14 | 4 | 16 | 3 | 67
|  |  | 4274 | 4244 |  | 1377 | 426 | 434 | 102 | 185 |  | 1377 | 426 | 434 | 102 | 185 |  | 89 | -25 | -7 | -29 | -36 |  | 1183 | 575 | 148 | 385 | 233 |  | 316 | -16 | -45 | -38 | -241 |  | 1054 | 494 | 237 | 171 | 568
| HV Switchgear (GM) - Distribution |  |  |  | C1 | 1290 | 104 | 299 | 49 | 29 | 1771 | 1290 | 104 | 299 | 49 | 29 | 1771 | 20 | 0 | 0 | -31 | -20 | -31 | 1253 | 102 | 265 | 102 | 49 | 1771 | 46 | 0 | 0 | -61 | -56 | -71 | 1166 | 140 | 55 | 299 | 111 | 1771
[5 empty] | C2 | 8370 | 1059 | 1516 | 356 | 212 | 11513 | 8370 | 1059 | 1516 | 356 | 212 | 11513 | 271 | -50 | -317 | -184 | -189 | -469 | 8088 | 1061 | 1208 | 779 | 377 | 11513 | 530 | -100 | -367 | -465 | -511 | -913 | 7640 | 1021 | 564 | 1455 | 833 | 11513
[5 empty] | C3 | 1621 | 146 | 216 | 25 | 14 | 2022 | 1621 | 146 | 216 | 25 | 14 | 2022 | 34 | 0 | -47 | -27 | -15 | -55 | 1574 | 171 | 157 | 90 | 30 | 2022 | 70 | 0 | -55 | -71 | -58 | -114 | 1501 | 172 | 75 | 173 | 101 | 2022
[5 empty] | C4 | 0 | 0 | 0 | 0 | 0 | 0 | 0 | 0 | 0 | 0 | 0 | 0 | 0 | 0 | 0 | 0 | 0 | 0 | 0 | 0 | 0 | 0 | 0 | 0 | 0 | 0 | 0 | 0 | 0 | 0 | 0 | 0 | 0 | 0 | 0 | 0
|  |  | 30337 | 26699 |  | 11281 | 1309 | 2031 | 430 | 255 |  | 11281 | 1309 | 2031 | 430 | 255 |  | 325 | -50 | -364 | -242 | -224 |  | 10915 | 1334 | 1630 | 971 | 456 |  | 646 | -100 | -422 | -597 | -625 |  | 10307 | 1333 | 694 | 1927 | 1045
| HV Transformer (GM) |  |  |  | C1 | 901 | 26 | 13 | 0 | 0 | 940 | 901 | 26 | 13 | 0 | 0 | 940 | 15 | 0 | -15 | 0 | 0 | 0 | 881 | 38 | 21 | 0 | 0 | 940 | 26 | 0 | -15 | -11 | 0 | 0 | 850 | 60 | 15 | 15 | 0 | 940
[5 empty] | C2 | 7291 | 245 | 141 | 21 | 4 | 7702 | 7291 | 245 | 141 | 21 | 4 | 7702 | 194 | -26 | -138 | -27 | -3 | 0 | 7104 | 359 | 197 | 38 | 4 | 7702 | 431 | -150 | -147 | -111 | -23 | 0 | 6619 | 753 | 151 | 147 | 32 | 7702
[5 empty] | C3 | 1220 | 82 | 49 | 7 | 0 | 1358 | 1220 | 82 | 49 | 7 | 0 | 1358 | 130 | -71 | -53 | -6 | 0 | 0 | 1172 | 102 | 75 | 9 | 0 | 1358 | 239 | -137 | -61 | -38 | -3 | 0 | 1072 | 165 | 65 | 52 | 4 | 1358
[5 empty] | C4 | 4 | 0 | 0 | 0 | 0 | 4 | 4 | 0 | 0 | 0 | 0 | 4 | 0 | 0 | 0 | 0 | 0 | 0 | 4 | 0 | 0 | 0 | 0 | 4 | 0 | 0 | 0 | 0 | 0 | 0 | 4 | 0 | 0 | 0 | 0 | 4
|  |  | 15360 | 15360 |  | 9416 | 353 | 203 | 28 | 4 |  | 9416 | 353 | 203 | 28 | 4 |  | 339 | -97 | -206 | -33 | -3 |  | 9161 | 499 | 293 | 47 | 4 |  | 696 | -287 | -223 | -160 | -26 |  | 8545 | 978 | 231 | 214 | 36
| HV UG Cable |  |  |  | C1 | 0 | 0 | 0 | 0 | 0 | 0 | 0 | 0 | 0 | 0 | 0 | 0 | [5 empty] | 0 | 0 | 0 | 0 | 0 | 0 | 0 | [5 empty] | 0 | 0 | 0 | 0 | 0 | 0 | 0
[5 empty] | C2 | 0 | 0 | 0 | 0 | 0 | 0 | 0 | 0 | 0 | 0 | 0 | 0 | [5 empty] | 0 | 0 | 0 | 0 | 0 | 0 | 0 | [5 empty] | 0 | 0 | 0 | 0 | 0 | 0 | 0
[5 empty] | C3 | 0 | 0 | 0 | 0 | 0 | 0 | 0 | 0 | 0 | 0 | 0 | 0 | [5 empty] | 0 | 0 | 0 | 0 | 0 | 0 | 0 | [5 empty] | 0 | 0 | 0 | 0 | 0 | 0 | 0
[5 empty] | C4 | 0 | 0 | 0 | 0 | 0 | 0 | 0 | 0 | 0 | 0 | 0 | 0 | [5 empty] | 0 | 0 | 0 | 0 | 0 | 0 | 0 | [5 empty] | 0 | 0 | 0 | 0 | 0 | 0 | 0
|  |  | 0 | 0 |  | 0 | 0 | 0 | 0 | 0 |  | 0 | 0 | 0 | 0 | 0 |  | 0 | 0 | 0 | 0 | 0 |  | 0 | 0 | 0 | 0 | 0 |  | 0 | 0 | 0 | 0 | 0 |  | 0 | 0 | 0 | 0 | 0
| HV OHL Support - Poles |  |  |  | C1 | 16895 | 5418 | 13307 | 2333 | 2044 | 39997 | 16895 | 5418 | 13307 | 2333 | 2044 | 39997 | 1300 | 0 | 0 | -529 | -771 | 0 | 15351 | 4349 | 15266 | 2279 | 2752 | 39997 | 4228 | 0 | 0 | -2072 | -2156 | 0 | 13668 | 3789 | 3169 | 14642 | 4729 | 39997
[5 empty] | C2 | 28948 | 7652 | 16964 | 2973 | 3475 | 60012 | 28948 | 7652 | 16964 | 2973 | 3475 | 60012 | 2027 | 0 | 0 | -823 | -1204 | 0 | 25605 | 7741 | 19357 | 3008 | 4301 | 60012 | 5229 | 0 | 0 | -2331 | -2898 | 0 | 23169 | 6662 | 4612 | 18718 | 6851 | 60012
[5 empty] | C3 | 9178 | 2418 | 4820 | 851 | 777 | 18044 | 9178 | 2418 | 4820 | 851 | 777 | 18044 | 599 | 0 | -42 | -286 | -271 | 0 | 8103 | 2619 | 5497 | 841 | 984 | 18044 | 1615 | 0 | -119 | -728 | -768 | 0 | 7236 | 2266 | 1523 | 5284 | 1735 | 18044
[5 empty] | C4 | 3757 | 1272 | 2097 | 214 | 271 | 7611 | 3757 | 1272 | 2097 | 214 | 271 | 7611 | 402 | -18 | -201 | -65 | -118 | 0 | 3208 | 1342 | 2512 | 223 | 326 | 7611 | 1184 | -52 | -235 | -563 | -334 | 0 | 2810 | 1120 | 828 | 2330 | 523 | 7611
|  |  | 114978 | 114978 |  | 58778 | 16760 | 37188 | 6371 | 6567 |  | 58778 | 16760 | 37188 | 6371 | 6567 |  | 4328 | -18 | -243 | -1703 | -2364 |  | 52267 | 16051 | 42632 | 6351 | 8363 |  | 12256 | -52 | -354 | -5694 | -6156 |  | 46883 | 13837 | 10132 | 40974 | 13838
| [Please insert new asset category as required] |  |  |  | C1 | 0 | 0 | 0 | 0 | 0 | 0 | 0 | 0 | 0 | 0 | 0 | 0 | [5 empty] | 0 | 0 | 0 | 0 | 0 | 0 | 0 | [5 empty] | 0 | 0 | 0 | 0 | 0 | 0 | 0
[5 empty] | C2 | 0 | 0 | 0 | 0 | 0 | 0 | 0 | 0 | 0 | 0 | 0 | 0 | [5 empty] | 0 | 0 | 0 | 0 | 0 | 0 | 0 | [5 empty] | 0 | 0 | 0 | 0 | 0 | 0 | 0
[5 empty] | C3 | 0 | 0 | 0 | 0 | 0 | 0 | 0 | 0 | 0 | 0 | 0 | 0 | [5 empty] | 0 | 0 | 0 | 0 | 0 | 0 | 0 | [5 empty] | 0 | 0 | 0 | 0 | 0 | 0 | 0
[5 empty] | C4 | 0 | 0 | 0 | 0 | 0 | 0 | 0 | 0 | 0 | 0 | 0 | 0 | [5 empty] | 0 | 0 | 0 | 0 | 0 | 0 | 0 | [5 empty] | 0 | 0 | 0 | 0 | 0 | 0 | 0
|  |  | 0 | 0 |  | 0 | 0 | 0 | 0 | 0 |  | 0 | 0 | 0 | 0 | 0 |  | 0 | 0 | 0 | 0 | 0 |  | 0 | 0 | 0 | 0 | 0 |  | 0 | 0 | 0 | 0 | 0 |  | 0 | 0 | 0 | 0 | 0
| [Please insert new asset category as required] |  |  |  | C1 | 0 | 0 | 0 | 0 | 0 | 0 | 0 | 0 | 0 | 0 | 0 | 0 | [5 empty] | 0 | 0 | 0 | 0 | 0 | 0 | 0 | [5 empty] | 0 | 0 | 0 | 0 | 0 | 0 | 0
[5 empty] | C2 | 0 | 0 | 0 | 0 | 0 | 0 | 0 | 0 | 0 | 0 | 0 | 0 | [5 empty] | 0 | 0 | 0 | 0 | 0 | 0 | 0 | [5 empty] | 0 | 0 | 0 | 0 | 0 | 0 | 0
[5 empty] | C3 | 0 | 0 | 0 | 0 | 0 | 0 | 0 | 0 | 0 | 0 | 0 | 0 | [5 empty] | 0 | 0 | 0 | 0 | 0 | 0 | 0 | [5 empty] | 0 | 0 | 0 | 0 | 0 | 0 | 0
[5 empty] | C4 | 0 | 0 | 0 | 0 | 0 | 0 | 0 | 0 | 0 | 0 | 0 | 0 | [5 empty] | 0 | 0 | 0 | 0 | 0 | 0 | 0 | [5 empty] | 0 | 0 | 0 | 0 | 0 | 0 | 0
|  |  | 0 | 0 |  | 0 | 0 | 0 | 0 | 0 |  | 0 | 0 | 0 | 0 | 0 |  | 0 | 0 | 0 | 0 | 0 |  | 0 | 0 | 0 | 0 | 0 |  | 0 | 0 | 0 | 0 | 0 |  | 0 | 0 | 0 | 0 | 0
| [Please insert new asset category as required] |  |  |  | C1 | 0 | 0 | 0 | 0 | 0 | 0 | 0 | 0 | 0 | 0 | 0 | 0 | [5 empty] | 0 | 0 | 0 | 0 | 0 | 0 | 0 | [5 empty] | 0 | 0 | 0 | 0 | 0 | 0 | 0
[5 empty] | C2 | 0 | 0 | 0 | 0 | 0 | 0 | 0 | 0 | 0 | 0 | 0 | 0 | [5 empty] | 0 | 0 | 0 | 0 | 0 | 0 | 0 | [5 empty] | 0 | 0 | 0 | 0 | 0 | 0 | 0
[5 empty] | C3 | 0 | 0 | 0 | 0 | 0 | 0 | 0 | 0 | 0 | 0 | 0 | 0 | [5 empty] | 0 | 0 | 0 | 0 | 0 | 0 | 0 | [5 empty] | 0 | 0 | 0 | 0 | 0 | 0 | 0
[5 empty] | C4 | 0 | 0 | 0 | 0 | 0 | 0 | 0 | 0 | 0 | 0 | 0 | 0 | [5 empty] | 0 | 0 | 0 | 0 | 0 | 0 | 0 | [5 empty] | 0 | 0 | 0 | 0 | 0 | 0 | 0
|  |  | 0 | 0 |  | 0 | 0 | 0 | 0 | 0 |  | 0 | 0 | 0 | 0 | 0 |  | 0 | 0 | 0 | 0 | 0 |  | 0 | 0 | 0 | 0 | 0 |  | 0 | 0 | 0 | 0 | 0 |  | 0 | 0 | 0 | 0 | 0
| [Please insert new asset category as required] |  |  |  | C1 | 0 | 0 | 0 | 0 | 0 | 0 | 0 | 0 | 0 | 0 | 0 | 0 | [5 empty] | 0 | 0 | 0 | 0 | 0 | 0 | 0 | [5 empty] | 0 | 0 | 0 | 0 | 0 | 0 | 0
[5 empty] | C2 | 0 | 0 | 0 | 0 | 0 | 0 | 0 | 0 | 0 | 0 | 0 | 0 | [5 empty] | 0 | 0 | 0 | 0 | 0 | 0 | 0 | [5 empty] | 0 | 0 | 0 | 0 | 0 | 0 | 0
[5 empty] | C3 | 0 | 0 | 0 | 0 | 0 | 0 | 0 | 0 | 0 | 0 | 0 | 0 | [5 empty] | 0 | 0 | 0 | 0 | 0 | 0 | 0 | [5 empty] | 0 | 0 | 0 | 0 | 0 | 0 | 0
[5 empty] | C4 | 0 | 0 | 0 | 0 | 0 | 0 | 0 | 0 | 0 | 0 | 0 | 0 | [5 empty] | 0 | 0 | 0 | 0 | 0 | 0 | 0 | [5 empty] | 0 | 0 | 0 | 0 | 0 | 0 | 0
|  |  | 0 | 0 |  | 0 | 0 | 0 | 0 | 0 |  | 0 | 0 | 0 | 0 | 0 |  | 0 | 0 | 0 | 0 | 0 |  | 0 | 0 | 0 | 0 | 0 |  | 0 | 0 | 0 | 0 | 0 |  | 0 | 0 | 0 | 0 | 0
| [Please insert new asset category as required] |  |  |  | C1 | 0 | 0 | 0 | 0 | 0 | 0 | 0 | 0 | 0 | 0 | 0 | 0 | [5 empty] | 0 | 0 | 0 | 0 | 0 | 0 | 0 | [5 empty] | 0 | 0 | 0 | 0 | 0 | 0 | 0
[5 empty] | C2 | 0 | 0 | 0 | 0 | 0 | 0 | 0 | 0 | 0 | 0 | 0 | 0 | [5 empty] | 0 | 0 | 0 | 0 | 0 | 0 | 0 | [5 empty] | 0 | 0 | 0 | 0 | 0 | 0 | 0
[5 empty] | C3 | 0 | 0 | 0 | 0 | 0 | 0 | 0 | 0 | 0 | 0 | 0 | 0 | [5 empty] | 0 | 0 | 0 | 0 | 0 | 0 | 0 | [5 empty] | 0 | 0 | 0 | 0 | 0 | 0 | 0
[5 empty] | C4 | 0 | 0 | 0 | 0 | 0 | 0 | 0 | 0 | 0 | 0 | 0 | 0 | [5 empty] | 0 | 0 | 0 | 0 | 0 | 0 | 0 | [5 empty] | 0 | 0 | 0 | 0 | 0 | 0 | 0
|  |  | 0 | 0 |  | 0 | 0 | 0 | 0 | 0 |  | 0 | 0 | 0 | 0 | 0 |  | 0 | 0 | 0 | 0 | 0 |  | 0 | 0 | 0 | 0 | 0 |  | 0 | 0 | 0 | 0 | 0 |  | 0 | 0 | 0 | 0 | 0
EHV Network
| EHV Switchgear (GM) |  |  |  | C1 | 159 | 9 | 1 | 0 | 0 | 169 | 159 | 9 | 1 | 0 | 0 | 169 | 0 | 0 | 0 | 0 | 0 | 0 | 132 | 36 | 1 | 0 | 0 | 169 | 2 | 0 | 0 | -1 | 0 | 1 | 118 | 43 | 7 | 1 | 0 | 169
[5 empty] | C2 | 188 | 103 | 24 | 47 | 21 | 383 | 188 | 103 | 24 | 47 | 21 | 383 | 4 | -3 | -1 | 0 | 0 | 0 | 131 | 143 | 27 | 44 | 37 | 382 | 59 | 0 | -7 | -12 | -39 | 1 | 120 | 112 | 53 | 39 | 59 | 383
[5 empty] | C3 | 27 | 13 | 12 | 1 | 0 | 53 | 27 | 13 | 12 | 1 | 0 | 53 | 0 | 0 | 0 | 0 | 0 | 0 | 16 | 24 | 0 | 13 | 0 | 53 | 0 | 0 | 0 | 0 | 0 | 0 | 14 | 17 | 9 | 12 | 1 | 53
[5 empty] | C4 | 2 | 34 | 8 | 0 | 0 | 44 | 2 | 34 | 8 | 0 | 0 | 44 | 0 | 0 | 0 | 0 | 0 | 0 | 2 | 3 | 38 | 1 | 0 | 44 | 15 | 0 | -5 | -10 | 0 | 0 | 2 | 1 | 30 | 11 | 0 | 44
|  |  | 1438 | 1447 |  | 376 | 159 | 45 | 48 | 21 |  | 376 | 159 | 45 | 48 | 21 |  | 4 | -3 | -1 | 0 | 0 |  | 281 | 206 | 66 | 58 | 37 |  | 76 | 0 | -12 | -23 | -39 |  | 254 | 173 | 99 | 63 | 60
| EHV Transformer |  |  |  | C1 | 23 | 14 | 0 | 0 | 0 | 37 | 23 | 14 | 0 | 0 | 0 | 37 | 2 | -1 | -1 | 0 | 0 | 0 | 19 | 14 | 4 | 0 | 0 | 37 | 6 | 0 | -5 | -1 | 0 | 0 | 14 | 12 | 10 | 1 | 0 | 37
[5 empty] | C2 | 167 | 73 | 10 | 4 | 6 | 260 | 167 | 73 | 10 | 4 | 6 | 260 | 3 | 0 | -1 | -2 | 0 | 0 | 141 | 77 | 23 | 8 | 9 | 258 | 19 | 0 | -2 | -9 | -8 | 0 | 99 | 79 | 47 | 18 | 15 | 258
[5 empty] | C3 | 30 | 11 | 2 | 2 | 0 | 45 | 30 | 11 | 2 | 2 | 0 | 45 | 2 | 0 | 0 | 0 | -2 | 0 | 25 | 11 | 6 | 1 | 2 | 45 | 3 | 0 | 0 | 0 | -3 | 0 | 20 | 10 | 8 | 4 | 3 | 45
[5 empty] | C4 | 0 | 0 | 0 | 0 | 0 | 0 | 0 | 0 | 0 | 0 | 0 | 0 | 0 | 0 | 0 | 0 | 0 | 0 | 0 | 0 | 0 | 0 | 0 | 0 | 0 | 0 | 0 | 0 | 0 | 0 | 0 | 0 | 0 | 0 | 0 | 0
|  |  | 662 | 660 |  | 220 | 98 | 12 | 6 | 6 |  | 220 | 98 | 12 | 6 | 6 |  | 7 | -1 | -2 | -2 | -2 |  | 185 | 102 | 33 | 9 | 11 |  | 28 | 0 | -7 | -10 | -11 |  | 133 | 101 | 65 | 23 | 18
| EHV UG Cable (Gas) |  |  |  | C1 | 0 | 0 | 0 | 0 | 0 | 0 | 0 | 0 | 0 | 0 | 0 | 0 | 0 | 0 | 0 | 0 | 0 | 0 | 0 | 0 | 0 | 0 | 0 | 0 | 0 | 0 | 0 | 0 | 0 | 0 | 0 | 0 | 0 | 0 | 0 | 0
[5 empty] | C2 | 1.803 | 1.31 | 54.4619 | 0 | 2.047 | 59.6219 | 1.803 | 1.31 | 54.4619 | 0 | 2.047 | 59.6219 | 0 | 0 | -0.5 | -0.4 | -0.7 | -1.6 | 1.803 | 0 | 55.2729 | 0.499 | 2.047 | 59.6219 | 0 | 0 | -0.3 | -0.8 | -1.4 | -2.5 | 1.803 | 0 | 35.9009 | 19.372 | 2.546 | 59.6219
[5 empty] | C3 | 0 | 0 | 0 | 0 | 0 | 0 | 0 | 0 | 0 | 0 | 0 | 0 | 0 | 0 | 0 | 0 | 0 | 0 | 0 | 0 | 0 | 0 | 0 | 0 | 0 | 0 | 0 | 0 | 0 | 0 | 0 | 0 | 0 | 0 | 0 | 0
[5 empty] | C4 | 0 | 0 | 0 | 0 | 0 | 0 | 0 | 0 | 0 | 0 | 0 | 0 | 0 | 0 | 0 | 0 | 0 | 0 | 0 | 0 | 0 | 0 | 0 | 0 | 0 | 0 | 0 | 0 | 0 | 0 | 0 | 0 | 0 | 0 | 0 | 0
|  |  | 115 | 105 |  | 1.803 | 1.31 | 54.4619 | 0 | 2.047 |  | 1.803 | 1.31 | 54.4619 | 0 | 2.047 |  | 0 | 0 | -0.5 | -0.4 | -0.7 |  | 1.803 | 0 | 55.2729 | 0.499 | 2.047 |  | 0 | 0 | -0.3 | -0.8 | -1.4 |  | 1.803 | 0 | 35.9009 | 19.372 | 2.546
| EHV UG Cable (Oil) |  |  |  | C1 | 37.6269 | 7.731 | 82.293 | 32.851 | 12.331 | 172.8329 | 37.6269 | 7.731 | 82.293 | 32.851 | 12.331 | 172.8329 | 0 | 0 | 0 | 0 | -3 | -3 | 15.084 | 28.703 | 82.928 | 30.781 | 15.044 | 172.54 | 0 | 0 | 0 | 0 | -6 | -6 | 10.143 | 28.359 | 86.312 | 2.221 | 45.605 | 172.64
[5 empty] | C2 | 5.971 | 3.213 | 56.176 | 36.288 | 10.344 | 111.992 | 5.971 | 3.213 | 56.176 | 36.288 | 10.344 | 111.992 | 0 | 0 | 0 | 0 | -2.4 | -2.4 | 3.77 | 5.414 | 55.888 | 34.907 | 12.013 | 111.992 | 0 | 0 | 0 | 0 | -4.8 | -4.8 | 3.34 | 3.134 | 54.01 | 4.776 | 46.732 | 111.992
[5 empty] | C3 | 16.782 | 7.397 | 97.437 | 55.645 | 10.536 | 187.797 | 16.782 | 7.397 | 97.437 | 55.645 | 10.536 | 187.797 | 0 | 0 | 0 | -6.5 | -5.2 | -11.7 | 16.153 | 3.718 | 95.835 | 46.41 | 25.881 | 187.997 | 0 | 0 | 0 | -10.4 | -12.9 | -23.3 | 12.051 | 6.867 | 89.152 | 10.447 | 69.58 | 188.097
[5 empty] | C4 | 0 | 0 | 0 | 0 | 0 | 0 | 0 | 0 | 0 | 0 | 0 | 0 | 0 | 0 | 0 | 0 | 0 | 0 | 0 | 0 | 0 | 0 | 0 | 0 | 0 | 0 | 0 | 0 | 0 | 0 | 0 | 0 | 0 | 0 | 0 | 0
|  |  | 304 | 266 |  | 60.3799 | 18.341 | 235.906 | 124.784 | 33.211 |  | 60.3799 | 18.341 | 235.906 | 124.784 | 33.211 |  | 0 | 0 | 0 | -6.5 | -10.6 |  | 35.007 | 37.835 | 234.651 | 112.098 | 52.938 |  | 0 | 0 | 0 | -10.4 | -23.7 |  | 25.534 | 38.36 | 229.474 | 17.444 | 161.917
| EHV UG Cable (Non Pressurised) |  |  |  | C1 | 13.2678 | 36.7074 | 0 | 0 | 43.962 | 93.9372 | 13.2678 | 36.7074 | 0 | 0 | 43.962 | 93.9372 | 15 | 0 | 0 | 0 | -3.5 | 11.5 | 13.2678 | 0 | 36.7074 | 0 | 43.962 | 93.9372 | 30 | 0 | 0 | 0 | -7 | 23 | 12.9388 | 0.329 | 36.7074 | 0 | 43.962 | 93.9372
[5 empty] | C2 | 121.4473 | 53.149 | 2.975 | 0 | 10.9076 | 188.4789 | 121.4473 | 53.149 | 2.975 | 0 | 10.9076 | 188.4789 | 2 | 0 | 0 | -0.2 | -0.9 | 0.9 | 121.4473 | 0.22 | 55.685 | 0.219 | 10.9076 | 188.4789 | 13.9 | 0 | 0 | -0.2 | -1.8 | 11.9 | 121.022 | 0.6453 | 53.732 | 1.953 | 11.1266 | 188.4789
[5 empty] | C3 | 94.8763 | 37.3444 | 2.84 | 0 | 21.3815 | 156.4422 | 94.8763 | 37.3444 | 2.84 | 0 | 21.3815 | 156.4422 | 22 | 0 | -1.8 | -1.7 | -1.5 | 17 | 94.8763 | 0 | 37.3444 | 2.84 | 21.3815 | 156.4422 | 33 | 0 | -1.9 | 0 | -5.5 | 25.6 | 94.8763 | 0 | 37.3444 | 0 | 24.2215 | 156.4422
[5 empty] | C4 | 1.305 | 0.091 | 0 | 0 | 0 | 1.396 | 1.305 | 0.091 | 0 | 0 | 0 | 1.396 | 1 | 0 | 0 | 0 | 0 | 1 | 1.305 | 0 | 0.091 | 0 | 0 | 1.396 | 2 | 0 | 0 | 0 | 0 | 2 | 1.305 | 0 | 0.091 | 0 | 0 | 1.396
|  |  | 1082 | 1132 |  | 230.8964 | 127.2918 | 5.815 | 0 | 76.2511 |  | 230.8964 | 127.2918 | 5.815 | 0 | 76.2511 |  | 40 | 0 | -1.8 | -1.9 | -5.9 |  | 230.8964 | 0.22 | 129.8278 | 3.059 | 76.2511 |  | 78.9 | 0 | -1.9 | -0.2 | -14.3 |  | 230.1421 | 0.9743 | 127.8748 | 1.953 | 79.3101
| EHV OHL Support - Towers |  |  |  | C1 | 0 | 0 | 0 | 0 | 0 | 0 | 0 | 0 | 0 | 0 | 0 | 0 | 0 | 0 | 0 | 0 | 0 | 0 | 0 | 0 | 58 | 0 | 9 | 67 | 0 | 0 | 0 | 0 | 0 | 0 | 0 | 0 | 0 | 0 | 0 | 0
[5 empty] | C2 | 120 | 295 | 663 | 1 | 139 | 1218 | 120 | 295 | 663 | 1 | 139 | 1218 | 2 | 0 | 0 | 0 | -139 | -137 | 0 | 1 | 77 | 0 | 9 | 87 | 2 | 0 | 0 | 0 | -139 | -137 | 21 | 252 | 799 | 7 | 139 | 1218
[5 empty] | C3 | 19 | 20 | 165 | 0 | 0 | 204 | 19 | 20 | 165 | 0 | 0 | 204 | 0 | 0 | 0 | 0 | 0 | 0 | 8 | 0 | 16 | 0 | 0 | 24 | 0 | 0 | 0 | 0 | 0 | 0 | 8 | 25 | 169 | 2 | 0 | 204
[5 empty] | C4 | 0 | 0 | 8 | 0 | 0 | 8 | 0 | 0 | 8 | 0 | 0 | 8 | 0 | 0 | 0 | 0 | 0 | 0 | 0 | 0 | 0 | 0 | 0 | 0 | 0 | 0 | 0 | 0 | 0 | 0 | 0 | 0 | 8 | 0 | 0 | 8
|  |  | 182 | 182 |  | 139 | 315 | 836 | 1 | 139 |  | 139 | 315 | 836 | 1 | 139 |  | 2 | 0 | 0 | 0 | -139 |  | 8 | 1 | 151 | 0 | 18 |  | 2 | 0 | 0 | 0 | -139 |  | 29 | 277 | 976 | 9 | 139
| EHV OHL Support - Poles |  |  |  | C1 | 1980 | 1087 | 348 | 87 | 160 | 3662 | 1980 | 1087 | 348 | 87 | 160 | 3662 | 140 | 0 | -89 | -4 | -47 | 0 | 1520 | 1383 | 488 | 107 | 164 | 3662 | 140 | 0 | 0 | -90 | -50 | 0 | 1324 | 1123 | 514 | 509 | 192 | 3662
[5 empty] | C2 | 2146 | 1107 | 1793 | 547 | 171 | 5764 | 2146 | 1107 | 1793 | 547 | 171 | 5764 | 174 | 0 | -117 | -47 | -30 | -20 | 1920 | 1298 | 1801 | 515 | 230 | 5764 | 194 | 0 | 0 | -186 | -28 | -20 | 1802 | 496 | 931 | 2270 | 265 | 5764
[5 empty] | C3 | 145 | 51 | 22 | 3 | 5 | 226 | 145 | 51 | 22 | 3 | 5 | 226 | 5 | 0 | -3 | 0 | -2 | 0 | 137 | 40 | 41 | 3 | 5 | 226 | 5 | 0 | 0 | -3 | -2 | 0 | 121 | 46 | 11 | 43 | 5 | 226
[5 empty] | C4 | 354 | 146 | 187 | 30 | 60 | 777 | 354 | 146 | 187 | 30 | 60 | 777 | 44 | 0 | -10 | -13 | -23 | -2 | 325 | 169 | 180 | 39 | 64 | 777 | 44 | 0 | 0 | -42 | -4 | -2 | 309 | 112 | 73 | 208 | 75 | 777
|  |  | 28717 | 29040 |  | 4625 | 2391 | 2350 | 667 | 396 |  | 4625 | 2391 | 2350 | 667 | 396 |  | 363 | 0 | -219 | -64 | -102 |  | 3902 | 2890 | 2510 | 664 | 463 |  | 383 | 0 | 0 | -321 | -84 |  | 3556 | 1777 | 1529 | 3030 | 537
| EHV OHL Fittings |  |  |  | C1 | 16 | 0 | 11 | 6 | 146 | 179 | 16 | 0 | 11 | 6 | 146 | 179 | 0 | 0 | 0 | 0 | 0 | 0 | 16 | 0 | 11 | 6 | 146 | 179 | 0 | 0 | 0 | 0 | 0 | 0 | 16 | 0 | 0 | 17 | 146 | 179
[5 empty] | C2 | 889 | 176 | 182 | 124 | 1076 | 2447 | 889 | 176 | 182 | 124 | 1076 | 2447 | 900 | 0 | 0 | -100 | -800 | 0 | 889 | 176 | 182 | 124 | 1076 | 2447 | 1000 | 0 | 0 | -50 | -950 | 0 | 829 | 60 | 176 | 250 | 1132 | 2447
[5 empty] | C3 | 94 | 6 | 8 | 14 | 58 | 180 | 94 | 6 | 8 | 14 | 58 | 180 | 0 | 0 | 0 | 0 | 0 | 0 | 94 | 6 | 8 | 14 | 58 | 180 | 34 | 0 | 0 | 0 | -34 | 0 | 88 | 6 | 6 | 16 | 64 | 180
[5 empty] | C4 | 2 | 16 | 22 | 12 | 2 | 54 | 2 | 16 | 22 | 12 | 2 | 54 | 0 | 0 | 0 | 0 | 0 | 0 | 2 | 16 | 22 | 12 | 2 | 54 | 0 | 0 | 0 | 0 | 0 | 0 | 0 | 10 | 8 | 22 | 14 | 54
|  |  | 42 | 42 |  | 1001 | 198 | 223 | 156 | 1282 |  | 1001 | 198 | 223 | 156 | 1282 |  | 900 | 0 | 0 | -100 | -800 |  | 1001 | 198 | 223 | 156 | 1282 |  | 1034 | 0 | 0 | -50 | -984 |  | 933 | 76 | 190 | 305 | 1356
| EHV OHL (Tower Line) Conductor |  |  |  | C1 | 0 | 0 | 0 | 0 | 0 | 0 | 0 | 0 | 0 | 0 | 0 | 0 | 0 | 0 | 0 | 0 | 0 | 0 | 0 | 0 | 0 | 0 | 0 | 0 | 0 | 0 | 0 | 0 | 0 | 0 | 0 | 0 | 0 | 0 | 0 | 0
[5 empty] | C2 | 104 | 344.2 | 42.4 | 15.6 | 0 | 506.2 | 104 | 344.2 | 42.4 | 15.6 | 0 | 506.2 | 103.9 | -81.4 | -19.4 | -3.1 | 0 | 1.3323e-15 | 77.2 | 251.8 | 155.3 | 16.8 | 5.1 | 506.2 | 117.4 | 0 | -100 | -10.6 | -6.8 | -9.77e-15 | 51.2 | 60.9 | 324.1 | 52.7 | 17.3 | 506.2
[5 empty] | C3 | 33.5 | 50.1 | 4.5 | 1.1 | 0 | 89.2 | 33.5 | 50.1 | 4.5 | 1.1 | 0 | 89.2 | 0 | 0 | 0 | 0 | 0 | 0 | 25.7 | 28.9 | 31.5 | 2.5 | 0.6 | 89.2 | 2.8 | 0 | 0 | 0 | -2.8 | 0 | 25.1 | 10.5 | 47.3 | 3.4 | 2.8 | 89.1
[5 empty] | C4 | 2.3 | 0 | 0 | 0 | 0 | 2.3 | 2.3 | 0 | 0 | 0 | 0 | 2.3 | 0 | 0 | 0 | 0 | 0 | 0 | 2.3 | 0 | 0 | 0 | 0 | 2.3 | 0 | 0 | 0 | 0 | 0 | 0 | 2.3 | 0 | 0 | 0 | 0 | 2.3
|  |  | 0 | 0 |  | 139.8 | 394.3 | 46.9 | 16.7 | 0 |  | 139.8 | 394.3 | 46.9 | 16.7 | 0 |  | 103.9 | -81.4 | -19.4 | -3.1 | 0 |  | 105.2 | 280.7 | 186.8 | 19.3 | 5.7 |  | 120.2 | 0 | -100 | -10.6 | -9.6 |  | 78.6 | 71.4 | 371.4 | 56.1 | 20.1
| [Please insert new asset category as required] |  |  |  | C1 | 0 | 0 | 0 | 0 | 0 | 0 | 0 | 0 | 0 | 0 | 0 | 0 | [5 empty] | 0 | 0 | 0 | 0 | 0 | 0 | 0 | [5 empty] | 0 | 0 | 0 | 0 | 0 | 0 | 0
[5 empty] | C2 | 0 | 0 | 0 | 0 | 0 | 0 | 0 | 0 | 0 | 0 | 0 | 0 | [5 empty] | 0 | 0 | 0 | 0 | 0 | 0 | 0 | [5 empty] | 0 | 0 | 0 | 0 | 0 | 0 | 0
[5 empty] | C3 | 0 | 0 | 0 | 0 | 0 | 0 | 0 | 0 | 0 | 0 | 0 | 0 | [5 empty] | 0 | 0 | 0 | 0 | 0 | 0 | 0 | [5 empty] | 0 | 0 | 0 | 0 | 0 | 0 | 0
[5 empty] | C4 | 0 | 0 | 0 | 0 | 0 | 0 | 0 | 0 | 0 | 0 | 0 | 0 | [5 empty] | 0 | 0 | 0 | 0 | 0 | 0 | 0 | [5 empty] | 0 | 0 | 0 | 0 | 0 | 0 | 0
|  |  | 0 | 0 |  | 0 | 0 | 0 | 0 | 0 |  | 0 | 0 | 0 | 0 | 0 |  | 0 | 0 | 0 | 0 | 0 |  | 0 | 0 | 0 | 0 | 0 |  | 0 | 0 | 0 | 0 | 0 |  | 0 | 0 | 0 | 0 | 0
| [Please insert new asset category as required] |  |  |  | C1 | 0 | 0 | 0 | 0 | 0 | 0 | 0 | 0 | 0 | 0 | 0 | 0 | [5 empty] | 0 | 0 | 0 | 0 | 0 | 0 | 0 | [5 empty] | 0 | 0 | 0 | 0 | 0 | 0 | 0
[5 empty] | C2 | 0 | 0 | 0 | 0 | 0 | 0 | 0 | 0 | 0 | 0 | 0 | 0 | [5 empty] | 0 | 0 | 0 | 0 | 0 | 0 | 0 | [5 empty] | 0 | 0 | 0 | 0 | 0 | 0 | 0
[5 empty] | C3 | 0 | 0 | 0 | 0 | 0 | 0 | 0 | 0 | 0 | 0 | 0 | 0 | [5 empty] | 0 | 0 | 0 | 0 | 0 | 0 | 0 | [5 empty] | 0 | 0 | 0 | 0 | 0 | 0 | 0
[5 empty] | C4 | 0 | 0 | 0 | 0 | 0 | 0 | 0 | 0 | 0 | 0 | 0 | 0 | [5 empty] | 0 | 0 | 0 | 0 | 0 | 0 | 0 | [5 empty] | 0 | 0 | 0 | 0 | 0 | 0 | 0
|  |  | 0 | 0 |  | 0 | 0 | 0 | 0 | 0 |  | 0 | 0 | 0 | 0 | 0 |  | 0 | 0 | 0 | 0 | 0 |  | 0 | 0 | 0 | 0 | 0 |  | 0 | 0 | 0 | 0 | 0 |  | 0 | 0 | 0 | 0 | 0
| [Please insert new asset category as required] |  |  |  | C1 | 0 | 0 | 0 | 0 | 0 | 0 | 0 | 0 | 0 | 0 | 0 | 0 | [5 empty] | 0 | 0 | 0 | 0 | 0 | 0 | 0 | [5 empty] | 0 | 0 | 0 | 0 | 0 | 0 | 0
[5 empty] | C2 | 0 | 0 | 0 | 0 | 0 | 0 | 0 | 0 | 0 | 0 | 0 | 0 | [5 empty] | 0 | 0 | 0 | 0 | 0 | 0 | 0 | [5 empty] | 0 | 0 | 0 | 0 | 0 | 0 | 0
[5 empty] | C3 | 0 | 0 | 0 | 0 | 0 | 0 | 0 | 0 | 0 | 0 | 0 | 0 | [5 empty] | 0 | 0 | 0 | 0 | 0 | 0 | 0 | [5 empty] | 0 | 0 | 0 | 0 | 0 | 0 | 0
[5 empty] | C4 | 0 | 0 | 0 | 0 | 0 | 0 | 0 | 0 | 0 | 0 | 0 | 0 | [5 empty] | 0 | 0 | 0 | 0 | 0 | 0 | 0 | [5 empty] | 0 | 0 | 0 | 0 | 0 | 0 | 0
|  |  | 0 | 0 |  | 0 | 0 | 0 | 0 | 0 |  | 0 | 0 | 0 | 0 | 0 |  | 0 | 0 | 0 | 0 | 0 |  | 0 | 0 | 0 | 0 | 0 |  | 0 | 0 | 0 | 0 | 0 |  | 0 | 0 | 0 | 0 | 0
| [Please insert new asset category as required] |  |  |  | C1 | 0 | 0 | 0 | 0 | 0 | 0 | 0 | 0 | 0 | 0 | 0 | 0 | [5 empty] | 0 | 0 | 0 | 0 | 0 | 0 | 0 | [5 empty] | 0 | 0 | 0 | 0 | 0 | 0 | 0
[5 empty] | C2 | 0 | 0 | 0 | 0 | 0 | 0 | 0 | 0 | 0 | 0 | 0 | 0 | [5 empty] | 0 | 0 | 0 | 0 | 0 | 0 | 0 | [5 empty] | 0 | 0 | 0 | 0 | 0 | 0 | 0
[5 empty] | C3 | 0 | 0 | 0 | 0 | 0 | 0 | 0 | 0 | 0 | 0 | 0 | 0 | [5 empty] | 0 | 0 | 0 | 0 | 0 | 0 | 0 | [5 empty] | 0 | 0 | 0 | 0 | 0 | 0 | 0
[5 empty] | C4 | 0 | 0 | 0 | 0 | 0 | 0 | 0 | 0 | 0 | 0 | 0 | 0 | [5 empty] | 0 | 0 | 0 | 0 | 0 | 0 | 0 | [5 empty] | 0 | 0 | 0 | 0 | 0 | 0 | 0
|  |  | 0 | 0 |  | 0 | 0 | 0 | 0 | 0 |  | 0 | 0 | 0 | 0 | 0 |  | 0 | 0 | 0 | 0 | 0 |  | 0 | 0 | 0 | 0 | 0 |  | 0 | 0 | 0 | 0 | 0 |  | 0 | 0 | 0 | 0 | 0
132kV Network
| 132kV CBs |  |  |  | C1 | 45 | 2 | 0 | 0 | 8 | 55 | 45 | 2 | 0 | 0 | 8 | 55 | 0 | 0 | 0 | 0 | 0 | 0 | 37 | 10 | 0 | 0 | 8 | 55 | 9 | 0 | 0 | 0 | -8 | 1 | 35 | 10 | 2 | 0 | 8 | 55
[5 empty] | C2 | 7 | 0 | 0 | 0 | 0 | 7 | 7 | 0 | 0 | 0 | 0 | 7 | 0 | 0 | 0 | 0 | 0 | 0 | 7 | 0 | 0 | 0 | 0 | 7 | 0 | 0 | 0 | 0 | 0 | 0 | 7 | 0 | 0 | 0 | 0 | 7
[5 empty] | C3 | 3 | 0 | 0 | 0 | 0 | 3 | 3 | 0 | 0 | 0 | 0 | 3 | 0 | 0 | 0 | 0 | 0 | 0 | 3 | 0 | 0 | 0 | 0 | 3 | 0 | 0 | 0 | 0 | 0 | 0 | 3 | 0 | 0 | 0 | 0 | 3
[5 empty] | C4 | 18 | 0 | 0 | 0 | 0 | 18 | 18 | 0 | 0 | 0 | 0 | 18 | 0 | 0 | 0 | 0 | 0 | 0 | 18 | 0 | 0 | 0 | 0 | 18 | 0 | 0 | 0 | 0 | 0 | 0 | 18 | 0 | 0 | 0 | 0 | 18
|  |  | 176 | 177 |  | 73 | 2 | 0 | 0 | 8 |  | 73 | 2 | 0 | 0 | 8 |  | 0 | 0 | 0 | 0 | 0 |  | 65 | 10 | 0 | 0 | 8 |  | 9 | 0 | 0 | 0 | -8 |  | 63 | 10 | 2 | 0 | 8
| 132kV Transformer |  |  |  | C1 | 23 | 0 | 0 | 0 | 0 | 23 | 23 | 0 | 0 | 0 | 0 | 23 | 0 | 0 | 0 | 0 | 0 | 0 | 19 | 4 | 0 | 0 | 0 | 23 | 0 | 0 | 0 | 0 | 0 | 0 | 18 | 5 | 0 | 0 | 0 | 23
[5 empty] | C2 | 32 | 11 | 0 | 0 | 1 | 44 | 32 | 11 | 0 | 0 | 1 | 44 | 1 | 0 | 0 | 0 | -1 | 0 | 27 | 13 | 3 | 0 | 1 | 44 | 2 | 0 | 0 | -1 | -1 | 0 | 20 | 13 | 8 | 2 | 1 | 44
[5 empty] | C3 | 10 | 1 | 0 | 0 | 0 | 11 | 10 | 1 | 0 | 0 | 0 | 11 | 0 | 0 | 0 | 0 | 0 | 0 | 10 | 1 | 0 | 0 | 0 | 11 | 0 | 0 | 0 | 0 | 0 | 0 | 10 | 0 | 1 | 0 | 0 | 11
[5 empty] | C4 | 1 | 0 | 0 | 0 | 0 | 1 | 1 | 0 | 0 | 0 | 0 | 1 | 0 | 0 | 0 | 0 | 0 | 0 | 1 | 0 | 0 | 0 | 0 | 1 | 0 | 0 | 0 | 0 | 0 | 0 | 1 | 0 | 0 | 0 | 0 | 1
|  |  | 134 | 134 |  | 66 | 12 | 0 | 0 | 1 |  | 66 | 12 | 0 | 0 | 1 |  | 1 | 0 | 0 | 0 | -1 |  | 57 | 18 | 3 | 0 | 1 |  | 2 | 0 | 0 | -1 | -1 |  | 49 | 18 | 9 | 2 | 1
| 132kV UG Cable (Gas) |  |  |  | C1 | 0 | 0 | 0 | 0 | 0 | 0 | 0 | 0 | 0 | 0 | 0 | 0 | 0 | 0 | 0 | 0 | 0 | 0 | 0 | 0 | 0 | 0 | 0 | 0 | 0 | 0 | 0 | 0 | 0 | 0 | 0 | 0 | 0 | 0 | 0 | 0
[5 empty] | C2 | 0 | 0 | 0 | 0 | 0 | 0 | 0 | 0 | 0 | 0 | 0 | 0 | 0 | 0 | 0 | 0 | 0 | 0 | 0 | 0 | 0 | 0 | 0 | 0 | 0 | 0 | 0 | 0 | 0 | 0 | 0 | 0 | 0 | 0 | 0 | 0
[5 empty] | C3 | 0 | 0 | 0 | 0 | 0 | 0 | 0 | 0 | 0 | 0 | 0 | 0 | 0 | 0 | 0 | 0 | 0 | 0 | 0 | 0 | 0 | 0 | 0 | 0 | 0 | 0 | 0 | 0 | 0 | 0 | 0 | 0 | 0 | 0 | 0 | 0
[5 empty] | C4 | 0 | 0 | 0 | 0 | 0 | 0 | 0 | 0 | 0 | 0 | 0 | 0 | 0 | 0 | 0 | 0 | 0 | 0 | 0 | 0 | 0 | 0 | 0 | 0 | 0 | 0 | 0 | 0 | 0 | 0 | 0 | 0 | 0 | 0 | 0 | 0
|  |  | 3 | 3 |  | 0 | 0 | 0 | 0 | 0 |  | 0 | 0 | 0 | 0 | 0 |  | 0 | 0 | 0 | 0 | 0 |  | 0 | 0 | 0 | 0 | 0 |  | 0 | 0 | 0 | 0 | 0 |  | 0 | 0 | 0 | 0 | 0
| 132kV UG Cable (Oil) |  |  |  | C1 | 4.225 | 1.087 | 1.792 | 0 | 0 | 7.104 | 4.225 | 1.087 | 1.792 | 0 | 0 | 7.104 | 0 | 0 | 0 | 0 | 0 | 0 | 0.612 | 4.7 | 1.792 | 0 | 0 | 7.104 | 0 | 0 | 0 | 0 | 0 | 0 | 0.612 | 3.613 | 2.879 | 0 | 0 | 7.104
[5 empty] | C2 | 0.133 | 5.005 | 5.05 | 0.554 | 1.038 | 11.78 | 0.133 | 5.005 | 5.05 | 0.554 | 1.038 | 11.78 | 0 | 0 | 0 | 0 | -0.5 | -0.5 | 0.133 | 3.678 | 6.377 | 0.554 | 1.038 | 11.78 | 0 | 0 | 0 | -1.2 | -1 | -2.2 | 0.133 | 0 | 8.728 | 1.327 | 1.592 | 11.78
[5 empty] | C3 | 0 | 2.2513 | 16.143 | 3.768 | 15.137 | 37.2993 | 0 | 2.2513 | 16.143 | 3.768 | 15.137 | 37.2993 | 0 | 0 | -1.2 | -3.2 | -4.9 | -9.3 | 0 | 2.2513 | 15.578 | 4.296 | 15.174 | 37.2993 | 0 | 0 | 0 | 0 | -17.4 | -17.4 | 0 | 1.667 | 16.1623 | 0 | 19.47 | 37.2993
[5 empty] | C4 | 0 | 0 | 0 | 0 | 0 | 0 | 0 | 0 | 0 | 0 | 0 | 0 | 0 | 0 | 0 | 0 | 0 | 0 | 0 | 0 | 0 | 0 | 0 | 0 | 0 | 0 | 0 | 0 | 0 | 0 | 0 | 0 | 0 | 0 | 0 | 0
|  |  | 114 | 70 |  | 4.358 | 8.3433 | 22.985 | 4.322 | 16.175 |  | 4.358 | 8.3433 | 22.985 | 4.322 | 16.175 |  | 0 | 0 | -1.2 | -3.2 | -5.4 |  | 0.745 | 10.6293 | 23.747 | 4.85 | 16.212 |  | 0 | 0 | 0 | -1.2 | -18.4 |  | 0.745 | 5.28 | 27.7693 | 1.327 | 21.062
| 132kV UG Cable (Non Pressurised) |  |  |  | C1 | 0 | 0 | 0 | 0 | 0 | 0 | 0 | 0 | 0 | 0 | 0 | 0 | 0 | 0 | 0 | 0 | 0 | 0 | 0 | 0 | 0 | 0 | 0 | 0 | 0 | 0 | 0 | 0 | 0 | 0 | 0 | 0 | 0 | 0 | 0 | 0
[5 empty] | C2 | 17.118 | 18.74 | 0 | 0 | 2.619 | 38.477 | 17.118 | 18.74 | 0 | 0 | 2.619 | 38.477 | 9.8 | 0 | 0 | 0 | 0 | 9.8 | 17.118 | 0 | 18.74 | 0 | 2.619 | 38.477 | 19.6 | 0 | 0 | 0 | 0 | 19.6 | 17.118 | 0 | 18.74 | 0 | 2.619 | 38.477
[5 empty] | C3 | 0 | 0 | 0 | 0 | 0 | 0 | 0 | 0 | 0 | 0 | 0 | 0 | 0 | 0 | 0 | 0 | 0 | 0 | 0 | 0 | 0 | 0 | 0 | 0 | 0 | 0 | 0 | 0 | 0 | 0 | 0 | 0 | 0 | 0 | 0 | 0
[5 empty] | C4 | 0 | 0 | 0 | 0 | 0 | 0 | 0 | 0 | 0 | 0 | 0 | 0 | 0 | 0 | 0 | 0 | 0 | 0 | 0 | 0 | 0 | 0 | 0 | 0 | 0 | 0 | 0 | 0 | 0 | 0 | 0 | 0 | 0 | 0 | 0 | 0
|  |  | 90 | 144 |  | 17.118 | 18.74 | 0 | 0 | 2.619 |  | 17.118 | 18.74 | 0 | 0 | 2.619 |  | 9.8 | 0 | 0 | 0 | 0 |  | 17.118 | 0 | 18.74 | 0 | 2.619 |  | 19.6 | 0 | 0 | 0 | 0 |  | 17.118 | 0 | 18.74 | 0 | 2.619
| 132kV OHL Support - Tower |  |  |  | C1 | 0 | 0 | 0 | 0 | 0 | 0 | 0 | 0 | 0 | 0 | 0 | 0 | 0 | 0 | 0 | 0 | 0 | 0 | 8 | 3 | 71 | 0 | 0 | 82 | 0 | 0 | 0 | 0 | 0 | 0 | 0 | 0 | 0 | 0 | 0 | 0
[5 empty] | C2 | 411 | 81 | 546 | 0 | 0 | 1038 | 411 | 81 | 546 | 0 | 0 | 1038 | 0 | 0 | 0 | 0 | 0 | 0 | 267 | 169 | 1303 | 0 | 3 | 1742 | 0 | 0 | 0 | 0 | 0 | 0 | 228 | 177 | 633 | 0 | 0 | 1038
[5 empty] | C3 | 80 | 0 | 43 | 0 | 0 | 123 | 80 | 0 | 43 | 0 | 0 | 123 | 0 | 0 | 0 | 0 | 0 | 0 | 78 | 14 | 191 | 0 | 3 | 286 | 0 | 0 | 0 | 0 | 0 | 0 | 38 | 22 | 63 | 0 | 0 | 123
[5 empty] | C4 | 0 | 0 | 0 | 0 | 0 | 0 | 0 | 0 | 0 | 0 | 0 | 0 | 0 | 0 | 0 | 0 | 0 | 0 | 0 | 0 | 0 | 0 | 0 | 0 | 0 | 0 | 0 | 0 | 0 | 0 | 0 | 0 | 0 | 0 | 0 | 0
|  |  | 2115 | 2115 |  | 491 | 81 | 589 | 0 | 0 |  | 491 | 81 | 589 | 0 | 0 |  | 0 | 0 | 0 | 0 | 0 |  | 353 | 186 | 1565 | 0 | 6 |  | 0 | 0 | 0 | 0 | 0 |  | 266 | 199 | 696 | 0 | 0
| 132kV OHL Fittings |  |  |  | C1 | 187 | 0 | 0 | 1 | 7 | 195 | 187 | 0 | 0 | 1 | 7 | 195 | 0 | 0 | 0 | 0 | 0 | 0 | 187 | 0 | 0 | 0 | 8 | 195 | 0 | 0 | 0 | 0 | 0 | 0 | 187 | 0 | 0 | 0 | 8 | 195
[5 empty] | C2 | 1145 | 73 | 196 | 76 | 486 | 1976 | 1145 | 73 | 196 | 76 | 486 | 1976 | 300 | 0 | 0 | 0 | -300 | 0 | 1145 | 69 | 94 | 108 | 560 | 1976 | 465 | 0 | -18 | -127 | -320 | 0 | 1143 | 2 | 65 | 127 | 639 | 1976
[5 empty] | C3 | 51 | 10 | 25 | 1 | 64 | 151 | 51 | 10 | 25 | 1 | 64 | 151 | 20 | -6 | 0 | -14 | 0 | 0 | 51 | 10 | 10 | 15 | 65 | 151 | 37 | 0 | -4 | -6 | -27 | 0 | 51 | 0 | 10 | 21 | 69 | 151
[5 empty] | C4 | 0 | 0 | 0 | 0 | 0 | 0 | 0 | 0 | 0 | 0 | 0 | 0 | 0 | 0 | 0 | 0 | 0 | 0 | 0 | 0 | 0 | 0 | 0 | 0 | 0 | 0 | 0 | 0 | 0 | 0 | 0 | 0 | 0 | 0 | 0 | 0
|  |  | 1054 | 1054 |  | 1383 | 83 | 221 | 78 | 557 |  | 1383 | 83 | 221 | 78 | 557 |  | 320 | -6 | 0 | -14 | -300 |  | 1383 | 79 | 104 | 123 | 633 |  | 502 | 0 | -22 | -133 | -347 |  | 1381 | 2 | 75 | 148 | 716
| 132kV OHL (Tower Line) Conductor |  |  |  | C1 | 55.7 | 0 | 0 | 0 | 0.4 | 56.1 | 55.7 | 0 | 0 | 0 | 0.4 | 56.1 | 0 | 0 | 0 | 0 | 0 | 0 | 54 | 1.7 | 0 | 0 | 0.4 | 56.1 | 0 | 0 | 0 | 0 | 0 | 0 | 54 | 1.7 | 0 | 0 | 0.4 | 56.1
[5 empty] | C2 | 245.4 | 154.5 | 23.3 | 1.9 | 0 | 425.1 | 245.4 | 154.5 | 23.3 | 1.9 | 0 | 425.1 | 0 | 0 | 0 | 0 | 0 | 0 | 196.4 | 138.2 | 86.2 | 4.3 | 0 | 425.1 | 0 | 0 | 0 | 0 | 0 | 0 | 113.4 | 183.5 | 96.5 | 29.4 | 2.3 | 425.1
[5 empty] | C3 | 69.7 | 27.6 | 2.2 | 0 | 0 | 99.5 | 69.7 | 27.6 | 2.2 | 0 | 0 | 99.5 | 0 | 0 | 0 | 0 | 0 | 0 | 59.9 | 30.8 | 8.8 | 0 | 0 | 99.5 | 0 | 0 | 0 | 0 | 0 | 0 | 33.3 | 47.4 | 14.3 | 4.6 | 0 | 99.6
[5 empty] | C4 | 0 | 0 | 0 | 0 | 0 | 0 | 0 | 0 | 0 | 0 | 0 | 0 | 0 | 0 | 0 | 0 | 0 | 0 | 0 | 0 | 0 | 0 | 0 | 0 | 0 | 0 | 0 | 0 | 0 | 0 | 0 | 0 | 0 | 0 | 0 | 0
|  |  | 0 | 0 |  | 370.8 | 182.1 | 25.5 | 1.9 | 0.4 |  | 370.8 | 182.1 | 25.5 | 1.9 | 0.4 |  | 0 | 0 | 0 | 0 | 0 |  | 310.3 | 170.7 | 95 | 4.3 | 0.4 |  | 0 | 0 | 0 | 0 | 0 |  | 200.7 | 232.6 | 110.8 | 34 | 2.7
| [Please insert new asset category as required] |  |  |  | C1 | 0 | 0 | 0 | 0 | 0 | 0 | 0 | 0 | 0 | 0 | 0 | 0 | [5 empty] | 0 | 0 | 0 | 0 | 0 | 0 | 0 | [5 empty] | 0 | 0 | 0 | 0 | 0 | 0 | 0
[5 empty] | C2 | 0 | 0 | 0 | 0 | 0 | 0 | 0 | 0 | 0 | 0 | 0 | 0 | [5 empty] | 0 | 0 | 0 | 0 | 0 | 0 | 0 | [5 empty] | 0 | 0 | 0 | 0 | 0 | 0 | 0
[5 empty] | C3 | 0 | 0 | 0 | 0 | 0 | 0 | 0 | 0 | 0 | 0 | 0 | 0 | [5 empty] | 0 | 0 | 0 | 0 | 0 | 0 | 0 | [5 empty] | 0 | 0 | 0 | 0 | 0 | 0 | 0
[5 empty] | C4 | 0 | 0 | 0 | 0 | 0 | 0 | 0 | 0 | 0 | 0 | 0 | 0 | [5 empty] | 0 | 0 | 0 | 0 | 0 | 0 | 0 | [5 empty] | 0 | 0 | 0 | 0 | 0 | 0 | 0
|  |  | 0 | 0 |  | 0 | 0 | 0 | 0 | 0 |  | 0 | 0 | 0 | 0 | 0 |  | 0 | 0 | 0 | 0 | 0 |  | 0 | 0 | 0 | 0 | 0 |  | 0 | 0 | 0 | 0 | 0 |  | 0 | 0 | 0 | 0 | 0
| [Please insert new asset category as required] |  |  |  | C1 | 0 | 0 | 0 | 0 | 0 | 0 | 0 | 0 | 0 | 0 | 0 | 0 | [5 empty] | 0 | 0 | 0 | 0 | 0 | 0 | 0 | [5 empty] | 0 | 0 | 0 | 0 | 0 | 0 | 0
[5 empty] | C2 | 0 | 0 | 0 | 0 | 0 | 0 | 0 | 0 | 0 | 0 | 0 | 0 | [5 empty] | 0 | 0 | 0 | 0 | 0 | 0 | 0 | [5 empty] | 0 | 0 | 0 | 0 | 0 | 0 | 0
[5 empty] | C3 | 0 | 0 | 0 | 0 | 0 | 0 | 0 | 0 | 0 | 0 | 0 | 0 | [5 empty] | 0 | 0 | 0 | 0 | 0 | 0 | 0 | [5 empty] | 0 | 0 | 0 | 0 | 0 | 0 | 0
[5 empty] | C4 | 0 | 0 | 0 | 0 | 0 | 0 | 0 | 0 | 0 | 0 | 0 | 0 | [5 empty] | 0 | 0 | 0 | 0 | 0 | 0 | 0 | [5 empty] | 0 | 0 | 0 | 0 | 0 | 0 | 0
|  |  | 0 | 0 |  | 0 | 0 | 0 | 0 | 0 |  | 0 | 0 | 0 | 0 | 0 |  | 0 | 0 | 0 | 0 | 0 |  | 0 | 0 | 0 | 0 | 0 |  | 0 | 0 | 0 | 0 | 0 |  | 0 | 0 | 0 | 0 | 0
| [Please insert new asset category as required] |  |  |  | C1 | 0 | 0 | 0 | 0 | 0 | 0 | 0 | 0 | 0 | 0 | 0 | 0 | [5 empty] | 0 | 0 | 0 | 0 | 0 | 0 | 0 | [5 empty] | 0 | 0 | 0 | 0 | 0 | 0 | 0
[5 empty] | C2 | 0 | 0 | 0 | 0 | 0 | 0 | 0 | 0 | 0 | 0 | 0 | 0 | [5 empty] | 0 | 0 | 0 | 0 | 0 | 0 | 0 | [5 empty] | 0 | 0 | 0 | 0 | 0 | 0 | 0
[5 empty] | C3 | 0 | 0 | 0 | 0 | 0 | 0 | 0 | 0 | 0 | 0 | 0 | 0 | [5 empty] | 0 | 0 | 0 | 0 | 0 | 0 | 0 | [5 empty] | 0 | 0 | 0 | 0 | 0 | 0 | 0
[5 empty] | C4 | 0 | 0 | 0 | 0 | 0 | 0 | 0 | 0 | 0 | 0 | 0 | 0 | [5 empty] | 0 | 0 | 0 | 0 | 0 | 0 | 0 | [5 empty] | 0 | 0 | 0 | 0 | 0 | 0 | 0
|  |  | 0 | 0 |  | 0 | 0 | 0 | 0 | 0 |  | 0 | 0 | 0 | 0 | 0 |  | 0 | 0 | 0 | 0 | 0 |  | 0 | 0 | 0 | 0 | 0 |  | 0 | 0 | 0 | 0 | 0 |  | 0 | 0 | 0 | 0 | 0
| [Please insert new asset category as required] |  |  |  | C1 | 0 | 0 | 0 | 0 | 0 | 0 | 0 | 0 | 0 | 0 | 0 | 0 | [5 empty] | 0 | 0 | 0 | 0 | 0 | 0 | 0 | [5 empty] | 0 | 0 | 0 | 0 | 0 | 0 | 0
[5 empty] | C2 | 0 | 0 | 0 | 0 | 0 | 0 | 0 | 0 | 0 | 0 | 0 | 0 | [5 empty] | 0 | 0 | 0 | 0 | 0 | 0 | 0 | [5 empty] | 0 | 0 | 0 | 0 | 0 | 0 | 0
[5 empty] | C3 | 0 | 0 | 0 | 0 | 0 | 0 | 0 | 0 | 0 | 0 | 0 | 0 | [5 empty] | 0 | 0 | 0 | 0 | 0 | 0 | 0 | [5 empty] | 0 | 0 | 0 | 0 | 0 | 0 | 0
[5 empty] | C4 | 0 | 0 | 0 | 0 | 0 | 0 | 0 | 0 | 0 | 0 | 0 | 0 | [5 empty] | 0 | 0 | 0 | 0 | 0 | 0 | 0 | [5 empty] | 0 | 0 | 0 | 0 | 0 | 0 | 0
|  |  | 0 | 0 |  | 0 | 0 | 0 | 0 | 0 |  | 0 | 0 | 0 | 0 | 0 |  | 0 | 0 | 0 | 0 | 0 |  | 0 | 0 | 0 | 0 | 0 |  | 0 | 0 | 0 | 0 | 0 |  | 0 | 0 | 0 | 0 | 0
Other
| Submarine Cables |  |  |  | C1 | 0 | 0 | 0 | 0 | 0 | 0 | 0 | 0 | 0 | 0 | 0 | 0 | [5 empty] | 0 | 0 | 0 | 0 | 0 | 0 | 0 | [5 empty] | 0 | 0 | 0 | 0 | 0 | 0 | 0
[5 empty] | C2 | 0 | 0 | 0 | 0 | 0 | 0 | 0 | 0 | 0 | 0 | 0 | 0 | [5 empty] | 0 | 0 | 0 | 0 | 0 | 0 | 0 | [5 empty] | 0 | 0 | 0 | 0 | 0 | 0 | 0
[5 empty] | C3 | 0 | 0 | 0 | 0 | 0 | 0 | 0 | 0 | 0 | 0 | 0 | 0 | [5 empty] | 0 | 0 | 0 | 0 | 0 | 0 | 0 | [5 empty] | 0 | 0 | 0 | 0 | 0 | 0 | 0
[5 empty] | C4 | 0 | 0 | 0 | 0 | 0 | 0 | 0 | 0 | 0 | 0 | 0 | 0 | [5 empty] | 0 | 0 | 0 | 0 | 0 | 0 | 0 | [5 empty] | 0 | 0 | 0 | 0 | 0 | 0 | 0
|  |  | 0 | 0 |  | 0 | 0 | 0 | 0 | 0 |  | 0 | 0 | 0 | 0 | 0 |  | 0 | 0 | 0 | 0 | 0 |  | 0 | 0 | 0 | 0 | 0 |  | 0 | 0 | 0 | 0 | 0 |  | 0 | 0 | 0 | 0 | 0
| [Please insert new asset category as required] |  |  |  | C1 | 0 | 0 | 0 | 0 | 0 | 0 | 0 | 0 | 0 | 0 | 0 | 0 | [5 empty] | 0 | 0 | 0 | 0 | 0 | 0 | 0 | [5 empty] | 0 | 0 | 0 | 0 | 0 | 0 | 0
[5 empty] | C2 | 0 | 0 | 0 | 0 | 0 | 0 | 0 | 0 | 0 | 0 | 0 | 0 | [5 empty] | 0 | 0 | 0 | 0 | 0 | 0 | 0 | [5 empty] | 0 | 0 | 0 | 0 | 0 | 0 | 0
[5 empty] | C3 | 0 | 0 | 0 | 0 | 0 | 0 | 0 | 0 | 0 | 0 | 0 | 0 | [5 empty] | 0 | 0 | 0 | 0 | 0 | 0 | 0 | [5 empty] | 0 | 0 | 0 | 0 | 0 | 0 | 0
[5 empty] | C4 | 0 | 0 | 0 | 0 | 0 | 0 | 0 | 0 | 0 | 0 | 0 | 0 | [5 empty] | 0 | 0 | 0 | 0 | 0 | 0 | 0 | [5 empty] | 0 | 0 | 0 | 0 | 0 | 0 | 0
|  |  | 0 | 0 |  | 0 | 0 | 0 | 0 | 0 |  | 0 | 0 | 0 | 0 | 0 |  | 0 | 0 | 0 | 0 | 0 |  | 0 | 0 | 0 | 0 | 0 |  | 0 | 0 | 0 | 0 | 0 |  | 0 | 0 | 0 | 0 | 0
| [Please insert new asset category as required] |  |  |  | C1 | 0 | 0 | 0 | 0 | 0 | 0 | 0 | 0 | 0 | 0 | 0 | 0 | [5 empty] | 0 | 0 | 0 | 0 | 0 | 0 | 0 | [5 empty] | 0 | 0 | 0 | 0 | 0 | 0 | 0
[5 empty] | C2 | 0 | 0 | 0 | 0 | 0 | 0 | 0 | 0 | 0 | 0 | 0 | 0 | [5 empty] | 0 | 0 | 0 | 0 | 0 | 0 | 0 | [5 empty] | 0 | 0 | 0 | 0 | 0 | 0 | 0
[5 empty] | C3 | 0 | 0 | 0 | 0 | 0 | 0 | 0 | 0 | 0 | 0 | 0 | 0 | [5 empty] | 0 | 0 | 0 | 0 | 0 | 0 | 0 | [5 empty] | 0 | 0 | 0 | 0 | 0 | 0 | 0
[5 empty] | C4 | 0 | 0 | 0 | 0 | 0 | 0 | 0 | 0 | 0 | 0 | 0 | 0 | [5 empty] | 0 | 0 | 0 | 0 | 0 | 0 | 0 | [5 empty] | 0 | 0 | 0 | 0 | 0 | 0 | 0
|  |  | 0 | 0 |  | 0 | 0 | 0 | 0 | 0 |  | 0 | 0 | 0 | 0 | 0 |  | 0 | 0 | 0 | 0 | 0 |  | 0 | 0 | 0 | 0 | 0 |  | 0 | 0 | 0 | 0 | 0 |  | 0 | 0 | 0 | 0 | 0
| [Please insert new asset category as required] |  |  |  | C1 | 0 | 0 | 0 | 0 | 0 | 0 | 0 | 0 | 0 | 0 | 0 | 0 | [5 empty] | 0 | 0 | 0 | 0 | 0 | 0 | 0 | [5 empty] | 0 | 0 | 0 | 0 | 0 | 0 | 0
[5 empty] | C2 | 0 | 0 | 0 | 0 | 0 | 0 | 0 | 0 | 0 | 0 | 0 | 0 | [5 empty] | 0 | 0 | 0 | 0 | 0 | 0 | 0 | [5 empty] | 0 | 0 | 0 | 0 | 0 | 0 | 0
[5 empty] | C3 | 0 | 0 | 0 | 0 | 0 | 0 | 0 | 0 | 0 | 0 | 0 | 0 | [5 empty] | 0 | 0 | 0 | 0 | 0 | 0 | 0 | [5 empty] | 0 | 0 | 0 | 0 | 0 | 0 | 0
[5 empty] | C4 | 0 | 0 | 0 | 0 | 0 | 0 | 0 | 0 | 0 | 0 | 0 | 0 | [5 empty] | 0 | 0 | 0 | 0 | 0 | 0 | 0 | [5 empty] | 0 | 0 | 0 | 0 | 0 | 0 | 0
|  |  | 0 | 0 |  | 0 | 0 | 0 | 0 | 0 |  | 0 | 0 | 0 | 0 | 0 |  | 0 | 0 | 0 | 0 | 0 |  | 0 | 0 | 0 | 0 | 0 |  | 0 | 0 | 0 | 0 | 0 |  | 0 | 0 | 0 | 0 | 0
| [Please insert new asset category as required] |  |  |  | C1 | 0 | 0 | 0 | 0 | 0 | 0 | 0 | 0 | 0 | 0 | 0 | 0 | [5 empty] | 0 | 0 | 0 | 0 | 0 | 0 | 0 | [5 empty] | 0 | 0 | 0 | 0 | 0 | 0 | 0
[5 empty] | C2 | 0 | 0 | 0 | 0 | 0 | 0 | 0 | 0 | 0 | 0 | 0 | 0 | [5 empty] | 0 | 0 | 0 | 0 | 0 | 0 | 0 | [5 empty] | 0 | 0 | 0 | 0 | 0 | 0 | 0
[5 empty] | C3 | 0 | 0 | 0 | 0 | 0 | 0 | 0 | 0 | 0 | 0 | 0 | 0 | [5 empty] | 0 | 0 | 0 | 0 | 0 | 0 | 0 | [5 empty] | 0 | 0 | 0 | 0 | 0 | 0 | 0
[5 empty] | C4 | 0 | 0 | 0 | 0 | 0 | 0 | 0 | 0 | 0 | 0 | 0 | 0 | [5 empty] | 0 | 0 | 0 | 0 | 0 | 0 | 0 | [5 empty] | 0 | 0 | 0 | 0 | 0 | 0 | 0
|  |  | 0 | 0 |  | 0 | 0 | 0 | 0 | 0 |  | 0 | 0 | 0 | 0 | 0 |  | 0 | 0 | 0 | 0 | 0 |  | 0 | 0 | 0 | 0 | 0 |  | 0 | 0 | 0 | 0 | 0 |  | 0 | 0 | 0 | 0 | 0
| [Please insert new asset category as required] |  |  |  | C1 | 0 | 0 | 0 | 0 | 0 | 0 | 0 | 0 | 0 | 0 | 0 | 0 | [5 empty] | 0 | 0 | 0 | 0 | 0 | 0 | 0 | [5 empty] | 0 | 0 | 0 | 0 | 0 | 0 | 0
[5 empty] | C2 | 0 | 0 | 0 | 0 | 0 | 0 | 0 | 0 | 0 | 0 | 0 | 0 | [5 empty] | 0 | 0 | 0 | 0 | 0 | 0 | 0 | [5 empty] | 0 | 0 | 0 | 0 | 0 | 0 | 0
[5 empty] | C3 | 0 | 0 | 0 | 0 | 0 | 0 | 0 | 0 | 0 | 0 | 0 | 0 | [5 empty] | 0 | 0 | 0 | 0 | 0 | 0 | 0 | [5 empty] | 0 | 0 | 0 | 0 | 0 | 0 | 0
[5 empty] | C4 | 0 | 0 | 0 | 0 | 0 | 0 | 0 | 0 | 0 | 0 | 0 | 0 | [5 empty] | 0 | 0 | 0 | 0 | 0 | 0 | 0 | [5 empty] | 0 | 0 | 0 | 0 | 0 | 0 | 0
|  |  | 0 | 0 |  | 0 | 0 | 0 | 0 | 0 |  | 0 | 0 | 0 | 0 | 0 |  | 0 | 0 | 0 | 0 | 0 |  | 0 | 0 | 0 | 0 | 0 |  | 0 | 0 | 0 | 0 | 0 |  | 0 | 0 | 0 | 0 | 0
| TOTAL |  | 248959 | 244634 |  | 116433.1554 | 30288.4261 | 72630.5679 | 12310.706 | 14346.7031 |  | 116433.1554 | 30288.4261 | 72630.5679 | 12310.706 | 14346.7031 |  | 9988.7 | -346.4 | -2148.9 | -3214.1 | -5389.6 |  | 104660.0694 | 30205.0843 | 80493.0387 | 12963.106 | 17382.1671 |  | 23567.7 | -769 | -2763.2 | -10250.2 | -11837.4 |  | 95008.6421 | 25818.6143 | 20757.959 | 76419.196 | 28003.2541
Health Index Definitions
|  |  | HI1 | New or as new
|  |  | HI2 | Good or seviceable condition
|  |  | HI3 | Deterioration requires assessment and monitoring
|  |  | HI4 | Material deterioration, intervention requires consideration
|  |  | HI5 | End of serviceable life, intervention required
Criticality Index Definitions
|  |  | C1 | Low criticality
|  |  | C2 | Average criticality
|  |  | C3 | High criticality
|  |  | C4 | Very high criticality

## NAW4 - Refurb - NPgN
HI2: Secondary deliverables RIIO-ED1
NPgN
Price base (2012/13)
| ASSET CATEGORIES |  | ASSET REGISTER |  |  | End of DPCR5 (31 March 2015) with investment | [5 empty] | End of DPCR5 (31 March 2015) without investment | [5 empty] | Mid-Period Review (31 March 2019) planned investment | [5 empty] | Mid-Period Review (31 March 2019) without investment | [5 empty] | End of RIIO-ED1 (31 March 2023) planned investment | [5 empty] | End of RIIO-ED1 (31 March 2023) without investment
Is it your current intention to have a health index for this asset category in the RIIO-ED1 control period.
|  |  | as at 31st March 2015 | as at 31st March 2023 |  | HI 1 | HI 2 | HI 3 | HI 4 | HI 5 |  | HI 1 | HI 2 | HI 3 | HI 4 | HI 5 |  | HI 1 | HI 2 | HI 3 | HI 4 | HI 5 |  | HI 1 | HI 2 | HI 3 | HI 4 | HI 5 |  | HI 1 | HI 2 | HI 3 | HI 4 | HI 5 |  | HI 1 | HI 2 | HI 3 | HI 4 | HI 5
LV Network
| LV Switchgear and Other |  |  |  | C1 | 0 | 0 | 0 | 0 | 0 | 0 | 0 | 0 | 0 | 0 | 0 | 0 | [5 empty] | 0 | 0 | 0 | 0 | 0 | 0 | 0 | [5 empty] | 0 | 0 | 0 | 0 | 0 | 0 | 0 | Yes
[5 empty] | C2 | 0 | 0 | 0 | 0 | 0 | 0 | 0 | 0 | 0 | 0 | 0 | 0 | [5 empty] | 0 | 0 | 0 | 0 | 0 | 0 | 0 | [5 empty] | 0 | 0 | 0 | 0 | 0 | 0 | 0 | No
[5 empty] | C3 | 0 | 0 | 0 | 0 | 0 | 0 | 0 | 0 | 0 | 0 | 0 | 0 | [5 empty] | 0 | 0 | 0 | 0 | 0 | 0 | 0 | [5 empty] | 0 | 0 | 0 | 0 | 0 | 0 | 0
[5 empty] | C4 | 0 | 0 | 0 | 0 | 0 | 0 | 0 | 0 | 0 | 0 | 0 | 0 | [5 empty] | 0 | 0 | 0 | 0 | 0 | 0 | 0 | [5 empty] | 0 | 0 | 0 | 0 | 0 | 0 | 0
|  |  | 0 | 0 |  | 0 | 0 | 0 | 0 | 0 |  | 0 | 0 | 0 | 0 | 0 |  | 0 | 0 | 0 | 0 | 0 |  | 0 | 0 | 0 | 0 | 0 |  | 0 | 0 | 0 | 0 | 0 |  | 0 | 0 | 0 | 0 | 0
| LV UGB |  |  |  | C1 | 0 | 0 | 0 | 0 | 0 | 0 | 0 | 0 | 0 | 0 | 0 | 0 | [5 empty] | 0 | 0 | 0 | 0 | 0 | 0 | 0 | [5 empty] | 0 | 0 | 0 | 0 | 0 | 0 | 0
[5 empty] | C2 | 0 | 0 | 0 | 0 | 0 | 0 | 0 | 0 | 0 | 0 | 0 | 0 | [5 empty] | 0 | 0 | 0 | 0 | 0 | 0 | 0 | [5 empty] | 0 | 0 | 0 | 0 | 0 | 0 | 0
[5 empty] | C3 | 0 | 0 | 0 | 0 | 0 | 0 | 0 | 0 | 0 | 0 | 0 | 0 | [5 empty] | 0 | 0 | 0 | 0 | 0 | 0 | 0 | [5 empty] | 0 | 0 | 0 | 0 | 0 | 0 | 0
[5 empty] | C4 | 0 | 0 | 0 | 0 | 0 | 0 | 0 | 0 | 0 | 0 | 0 | 0 | [5 empty] | 0 | 0 | 0 | 0 | 0 | 0 | 0 | [5 empty] | 0 | 0 | 0 | 0 | 0 | 0 | 0
|  |  | 0 | 0 |  | 0 | 0 | 0 | 0 | 0 |  | 0 | 0 | 0 | 0 | 0 |  | 0 | 0 | 0 | 0 | 0 |  | 0 | 0 | 0 | 0 | 0 |  | 0 | 0 | 0 | 0 | 0 |  | 0 | 0 | 0 | 0 | 0
| LV OHL Support |  |  |  | C1 | 11040 | 2799 | 13826 | 1778 | 2174 | 31617 | 11040 | 2799 | 13826 | 1778 | 2174 | 31617 | [5 empty] | 0 | 9903 | 2626 | 14869 | 1662 | 2557 | 31617 | [5 empty] | 0 | 9223 | 2150 | 1945 | 14224 | 4075 | 31617
[5 empty] | C2 | 7940 | 2384 | 7723 | 1517 | 1693 | 21257 | 7940 | 2384 | 7723 | 1517 | 1693 | 21257 | [5 empty] | 0 | 6953 | 2415 | 8419 | 1465 | 2005 | 21257 | [5 empty] | 0 | 6276 | 1968 | 1445 | 8223 | 3345 | 21257
[5 empty] | C3 | 5255 | 1391 | 4435 | 716 | 723 | 12520 | 5255 | 1391 | 4435 | 716 | 723 | 12520 | [5 empty] | 0 | 4538 | 1583 | 4838 | 694 | 867 | 12520 | [5 empty] | 0 | 3987 | 1395 | 914 | 4743 | 1481 | 12520
[5 empty] | C4 | 2147 | 777 | 2123 | 265 | 205 | 5517 | 2147 | 777 | 2123 | 265 | 205 | 5517 | [5 empty] | 0 | 1804 | 932 | 2265 | 234 | 282 | 5517 | [5 empty] | 0 | 1515 | 682 | 597 | 2233 | 490 | 5517
|  |  | 47782 | 46782 |  | 26382 | 7351 | 28107 | 4276 | 4795 |  | 26382 | 7351 | 28107 | 4276 | 4795 |  | 0 | 0 | 0 | 0 | 0 |  | 23198 | 7556 | 30391 | 4055 | 5711 |  | 0 | 0 | 0 | 0 | 0 |  | 21001 | 6195 | 4901 | 29423 | 9391
| [Please insert new asset category as required] |  |  |  | C1 | 0 | 0 | 0 | 0 | 0 | 0 | 0 | 0 | 0 | 0 | 0 | 0 | [5 empty] | 0 | 0 | 0 | 0 | 0 | 0 | 0 | [5 empty] | 0 | 0 | 0 | 0 | 0 | 0 | 0
[5 empty] | C2 | 0 | 0 | 0 | 0 | 0 | 0 | 0 | 0 | 0 | 0 | 0 | 0 | [5 empty] | 0 | 0 | 0 | 0 | 0 | 0 | 0 | [5 empty] | 0 | 0 | 0 | 0 | 0 | 0 | 0
[5 empty] | C3 | 0 | 0 | 0 | 0 | 0 | 0 | 0 | 0 | 0 | 0 | 0 | 0 | [5 empty] | 0 | 0 | 0 | 0 | 0 | 0 | 0 | [5 empty] | 0 | 0 | 0 | 0 | 0 | 0 | 0
[5 empty] | C4 | 0 | 0 | 0 | 0 | 0 | 0 | 0 | 0 | 0 | 0 | 0 | 0 | [5 empty] | 0 | 0 | 0 | 0 | 0 | 0 | 0 | [5 empty] | 0 | 0 | 0 | 0 | 0 | 0 | 0
|  |  | 0 | 0 |  | 0 | 0 | 0 | 0 | 0 |  | 0 | 0 | 0 | 0 | 0 |  | 0 | 0 | 0 | 0 | 0 |  | 0 | 0 | 0 | 0 | 0 |  | 0 | 0 | 0 | 0 | 0 |  | 0 | 0 | 0 | 0 | 0
| [Please insert new asset category as required] |  |  |  | C1 | 0 | 0 | 0 | 0 | 0 | 0 | 0 | 0 | 0 | 0 | 0 | 0 | [5 empty] | 0 | 0 | 0 | 0 | 0 | 0 | 0 | [5 empty] | 0 | 0 | 0 | 0 | 0 | 0 | 0
[5 empty] | C2 | 0 | 0 | 0 | 0 | 0 | 0 | 0 | 0 | 0 | 0 | 0 | 0 | [5 empty] | 0 | 0 | 0 | 0 | 0 | 0 | 0 | [5 empty] | 0 | 0 | 0 | 0 | 0 | 0 | 0
[5 empty] | C3 | 0 | 0 | 0 | 0 | 0 | 0 | 0 | 0 | 0 | 0 | 0 | 0 | [5 empty] | 0 | 0 | 0 | 0 | 0 | 0 | 0 | [5 empty] | 0 | 0 | 0 | 0 | 0 | 0 | 0
[5 empty] | C4 | 0 | 0 | 0 | 0 | 0 | 0 | 0 | 0 | 0 | 0 | 0 | 0 | [5 empty] | 0 | 0 | 0 | 0 | 0 | 0 | 0 | [5 empty] | 0 | 0 | 0 | 0 | 0 | 0 | 0
|  |  | 0 | 0 |  | 0 | 0 | 0 | 0 | 0 |  | 0 | 0 | 0 | 0 | 0 |  | 0 | 0 | 0 | 0 | 0 |  | 0 | 0 | 0 | 0 | 0 |  | 0 | 0 | 0 | 0 | 0 |  | 0 | 0 | 0 | 0 | 0
| [Please insert new asset category as required] |  |  |  | C1 | 0 | 0 | 0 | 0 | 0 | 0 | 0 | 0 | 0 | 0 | 0 | 0 | [5 empty] | 0 | 0 | 0 | 0 | 0 | 0 | 0 | [5 empty] | 0 | 0 | 0 | 0 | 0 | 0 | 0
[5 empty] | C2 | 0 | 0 | 0 | 0 | 0 | 0 | 0 | 0 | 0 | 0 | 0 | 0 | [5 empty] | 0 | 0 | 0 | 0 | 0 | 0 | 0 | [5 empty] | 0 | 0 | 0 | 0 | 0 | 0 | 0
[5 empty] | C3 | 0 | 0 | 0 | 0 | 0 | 0 | 0 | 0 | 0 | 0 | 0 | 0 | [5 empty] | 0 | 0 | 0 | 0 | 0 | 0 | 0 | [5 empty] | 0 | 0 | 0 | 0 | 0 | 0 | 0
[5 empty] | C4 | 0 | 0 | 0 | 0 | 0 | 0 | 0 | 0 | 0 | 0 | 0 | 0 | [5 empty] | 0 | 0 | 0 | 0 | 0 | 0 | 0 | [5 empty] | 0 | 0 | 0 | 0 | 0 | 0 | 0
|  |  | 0 | 0 |  | 0 | 0 | 0 | 0 | 0 |  | 0 | 0 | 0 | 0 | 0 |  | 0 | 0 | 0 | 0 | 0 |  | 0 | 0 | 0 | 0 | 0 |  | 0 | 0 | 0 | 0 | 0 |  | 0 | 0 | 0 | 0 | 0
| [Please insert new asset category as required] |  |  |  | C1 | 0 | 0 | 0 | 0 | 0 | 0 | 0 | 0 | 0 | 0 | 0 | 0 | [5 empty] | 0 | 0 | 0 | 0 | 0 | 0 | 0 | [5 empty] | 0 | 0 | 0 | 0 | 0 | 0 | 0
[5 empty] | C2 | 0 | 0 | 0 | 0 | 0 | 0 | 0 | 0 | 0 | 0 | 0 | 0 | [5 empty] | 0 | 0 | 0 | 0 | 0 | 0 | 0 | [5 empty] | 0 | 0 | 0 | 0 | 0 | 0 | 0
[5 empty] | C3 | 0 | 0 | 0 | 0 | 0 | 0 | 0 | 0 | 0 | 0 | 0 | 0 | [5 empty] | 0 | 0 | 0 | 0 | 0 | 0 | 0 | [5 empty] | 0 | 0 | 0 | 0 | 0 | 0 | 0
[5 empty] | C4 | 0 | 0 | 0 | 0 | 0 | 0 | 0 | 0 | 0 | 0 | 0 | 0 | [5 empty] | 0 | 0 | 0 | 0 | 0 | 0 | 0 | [5 empty] | 0 | 0 | 0 | 0 | 0 | 0 | 0
|  |  | 0 | 0 |  | 0 | 0 | 0 | 0 | 0 |  | 0 | 0 | 0 | 0 | 0 |  | 0 | 0 | 0 | 0 | 0 |  | 0 | 0 | 0 | 0 | 0 |  | 0 | 0 | 0 | 0 | 0 |  | 0 | 0 | 0 | 0 | 0
| [Please insert new asset category as required] |  |  |  | C1 | 0 | 0 | 0 | 0 | 0 | 0 | 0 | 0 | 0 | 0 | 0 | 0 | [5 empty] | 0 | 0 | 0 | 0 | 0 | 0 | 0 | [5 empty] | 0 | 0 | 0 | 0 | 0 | 0 | 0
[5 empty] | C2 | 0 | 0 | 0 | 0 | 0 | 0 | 0 | 0 | 0 | 0 | 0 | 0 | [5 empty] | 0 | 0 | 0 | 0 | 0 | 0 | 0 | [5 empty] | 0 | 0 | 0 | 0 | 0 | 0 | 0
[5 empty] | C3 | 0 | 0 | 0 | 0 | 0 | 0 | 0 | 0 | 0 | 0 | 0 | 0 | [5 empty] | 0 | 0 | 0 | 0 | 0 | 0 | 0 | [5 empty] | 0 | 0 | 0 | 0 | 0 | 0 | 0
[5 empty] | C4 | 0 | 0 | 0 | 0 | 0 | 0 | 0 | 0 | 0 | 0 | 0 | 0 | [5 empty] | 0 | 0 | 0 | 0 | 0 | 0 | 0 | [5 empty] | 0 | 0 | 0 | 0 | 0 | 0 | 0
|  |  | 0 | 0 |  | 0 | 0 | 0 | 0 | 0 |  | 0 | 0 | 0 | 0 | 0 |  | 0 | 0 | 0 | 0 | 0 |  | 0 | 0 | 0 | 0 | 0 |  | 0 | 0 | 0 | 0 | 0 |  | 0 | 0 | 0 | 0 | 0
HV Network
| HV Switchgear (GM) - Primary |  |  |  | C1 | 345 | 149 | 151 | 49 | 54 | 748 | 345 | 149 | 151 | 49 | 54 | 748 | 0 | 0 | 0 | 0 | 0 | 0 | 299 | 186 | 9 | 176 | 78 | 748 | 75 | 0 | 0 | 0 | -75 | 0 | 265 | 129 | 94 | 24 | 237 | 749
[5 empty] | C2 | 533 | 132 | 120 | 25 | 91 | 901 | 533 | 132 | 120 | 25 | 91 | 901 | 0 | 0 | 0 | 0 | 0 | 0 | 446 | 203 | 56 | 98 | 98 | 901 | 25 | 0 | 0 | 0 | -25 | 0 | 407 | 193 | 59 | 58 | 183 | 900
[5 empty] | C3 | 455 | 141 | 144 | 28 | 40 | 808 | 455 | 141 | 144 | 28 | 40 | 808 | 0 | 0 | 0 | 0 | 0 | 0 | 408 | 172 | 64 | 107 | 57 | 808 | 0 | 0 | 0 | 0 | 0 | 0 | 352 | 158 | 80 | 73 | 145 | 808
[5 empty] | C4 | 44 | 4 | 19 | 0 | 0 | 67 | 44 | 4 | 19 | 0 | 0 | 67 | 0 | 0 | 0 | 0 | 0 | 0 | 30 | 14 | 19 | 4 | 0 | 67 | 0 | 0 | 0 | 0 | 0 | 0 | 30 | 14 | 4 | 16 | 3 | 67
|  |  | 4274 | 4244 |  | 1377 | 426 | 434 | 102 | 185 |  | 1377 | 426 | 434 | 102 | 185 |  | 0 | 0 | 0 | 0 | 0 |  | 1183 | 575 | 148 | 385 | 233 |  | 100 | 0 | 0 | 0 | -100 |  | 1054 | 494 | 237 | 171 | 568
| HV Switchgear (GM) - Distribution |  |  |  | C1 | 1290 | 104 | 299 | 49 | 29 | 1771 | 1290 | 104 | 299 | 49 | 29 | 1771 | [5 empty] | 0 | 1253 | 102 | 265 | 102 | 49 | 1771 | [5 empty] | 0 | 1166 | 140 | 55 | 299 | 111 | 1771
[5 empty] | C2 | 8370 | 1059 | 1516 | 356 | 212 | 11513 | 8370 | 1059 | 1516 | 356 | 212 | 11513 | [5 empty] | 0 | 8088 | 1061 | 1208 | 779 | 377 | 11513 | [5 empty] | 0 | 7640 | 1021 | 564 | 1455 | 833 | 11513
[5 empty] | C3 | 1621 | 146 | 216 | 25 | 14 | 2022 | 1621 | 146 | 216 | 25 | 14 | 2022 | [5 empty] | 0 | 1574 | 171 | 157 | 90 | 30 | 2022 | [5 empty] | 0 | 1501 | 172 | 75 | 173 | 101 | 2022
[5 empty] | C4 | 0 | 0 | 0 | 0 | 0 | 0 | 0 | 0 | 0 | 0 | 0 | 0 | [5 empty] | 0 | 0 | 0 | 0 | 0 | 0 | 0 | [5 empty] | 0 | 0 | 0 | 0 | 0 | 0 | 0
|  |  | 30337 | 26699 |  | 11281 | 1309 | 2031 | 430 | 255 |  | 11281 | 1309 | 2031 | 430 | 255 |  | 0 | 0 | 0 | 0 | 0 |  | 10915 | 1334 | 1630 | 971 | 456 |  | 0 | 0 | 0 | 0 | 0 |  | 10307 | 1333 | 694 | 1927 | 1045
| HV Transformer (GM) |  |  |  | C1 | 901 | 26 | 13 | 0 | 0 | 940 | 901 | 26 | 13 | 0 | 0 | 940 | [5 empty] | 0 | 881 | 38 | 21 | 0 | 0 | 940 | [5 empty] | 0 | 850 | 60 | 15 | 15 | 0 | 940
[5 empty] | C2 | 7291 | 245 | 141 | 21 | 4 | 7702 | 7291 | 245 | 141 | 21 | 4 | 7702 | [5 empty] | 0 | 7104 | 359 | 197 | 38 | 4 | 7702 | [5 empty] | 0 | 6619 | 753 | 151 | 147 | 32 | 7702
[5 empty] | C3 | 1220 | 82 | 49 | 7 | 0 | 1358 | 1220 | 82 | 49 | 7 | 0 | 1358 | [5 empty] | 0 | 1172 | 102 | 75 | 9 | 0 | 1358 | [5 empty] | 0 | 1072 | 165 | 65 | 52 | 4 | 1358
[5 empty] | C4 | 4 | 0 | 0 | 0 | 0 | 4 | 4 | 0 | 0 | 0 | 0 | 4 | [5 empty] | 0 | 4 | 0 | 0 | 0 | 0 | 4 | [5 empty] | 0 | 4 | 0 | 0 | 0 | 0 | 4
|  |  | 15360 | 15360 |  | 9416 | 353 | 203 | 28 | 4 |  | 9416 | 353 | 203 | 28 | 4 |  | 0 | 0 | 0 | 0 | 0 |  | 9161 | 499 | 293 | 47 | 4 |  | 0 | 0 | 0 | 0 | 0 |  | 8545 | 978 | 231 | 214 | 36
| HV UG Cable |  |  |  | C1 | 0 | 0 | 0 | 0 | 0 | 0 | 0 | 0 | 0 | 0 | 0 | 0 | [5 empty] | 0 | 0 | 0 | 0 | 0 | 0 | 0 | [5 empty] | 0 | 0 | 0 | 0 | 0 | 0 | 0
[5 empty] | C2 | 0 | 0 | 0 | 0 | 0 | 0 | 0 | 0 | 0 | 0 | 0 | 0 | [5 empty] | 0 | 0 | 0 | 0 | 0 | 0 | 0 | [5 empty] | 0 | 0 | 0 | 0 | 0 | 0 | 0
[5 empty] | C3 | 0 | 0 | 0 | 0 | 0 | 0 | 0 | 0 | 0 | 0 | 0 | 0 | [5 empty] | 0 | 0 | 0 | 0 | 0 | 0 | 0 | [5 empty] | 0 | 0 | 0 | 0 | 0 | 0 | 0
[5 empty] | C4 | 0 | 0 | 0 | 0 | 0 | 0 | 0 | 0 | 0 | 0 | 0 | 0 | [5 empty] | 0 | 0 | 0 | 0 | 0 | 0 | 0 | [5 empty] | 0 | 0 | 0 | 0 | 0 | 0 | 0
|  |  | 0 | 0 |  | 0 | 0 | 0 | 0 | 0 |  | 0 | 0 | 0 | 0 | 0 |  | 0 | 0 | 0 | 0 | 0 |  | 0 | 0 | 0 | 0 | 0 |  | 0 | 0 | 0 | 0 | 0 |  | 0 | 0 | 0 | 0 | 0
| HV OHL Support - Poles |  |  |  | C1 | 16895 | 5418 | 13307 | 2333 | 2044 | 39997 | 16895 | 5418 | 13307 | 2333 | 2044 | 39997 | [5 empty] | 0 | 15351 | 4349 | 15266 | 2279 | 2752 | 39997 | [5 empty] | 0 | 13668 | 3789 | 3169 | 14642 | 4729 | 39997
[5 empty] | C2 | 28948 | 7652 | 16964 | 2973 | 3475 | 60012 | 28948 | 7652 | 16964 | 2973 | 3475 | 60012 | [5 empty] | 0 | 25605 | 7741 | 19357 | 3008 | 4301 | 60012 | [5 empty] | 0 | 23169 | 6662 | 4612 | 18718 | 6851 | 60012
[5 empty] | C3 | 9178 | 2418 | 4820 | 851 | 777 | 18044 | 9178 | 2418 | 4820 | 851 | 777 | 18044 | [5 empty] | 0 | 8103 | 2619 | 5497 | 841 | 984 | 18044 | [5 empty] | 0 | 7236 | 2266 | 1523 | 5284 | 1735 | 18044
[5 empty] | C4 | 3757 | 1272 | 2097 | 214 | 271 | 7611 | 3757 | 1272 | 2097 | 214 | 271 | 7611 | [5 empty] | 0 | 3208 | 1342 | 2512 | 223 | 326 | 7611 | [5 empty] | 0 | 2810 | 1120 | 828 | 2330 | 523 | 7611
|  |  | 114978 | 114978 |  | 58778 | 16760 | 37188 | 6371 | 6567 |  | 58778 | 16760 | 37188 | 6371 | 6567 |  | 0 | 0 | 0 | 0 | 0 |  | 52267 | 16051 | 42632 | 6351 | 8363 |  | 0 | 0 | 0 | 0 | 0 |  | 46883 | 13837 | 10132 | 40974 | 13838
| [Please insert new asset category as required] |  |  |  | C1 | 0 | 0 | 0 | 0 | 0 | 0 | 0 | 0 | 0 | 0 | 0 | 0 | [5 empty] | 0 | 0 | 0 | 0 | 0 | 0 | 0 | [5 empty] | 0 | 0 | 0 | 0 | 0 | 0 | 0
[5 empty] | C2 | 0 | 0 | 0 | 0 | 0 | 0 | 0 | 0 | 0 | 0 | 0 | 0 | [5 empty] | 0 | 0 | 0 | 0 | 0 | 0 | 0 | [5 empty] | 0 | 0 | 0 | 0 | 0 | 0 | 0
[5 empty] | C3 | 0 | 0 | 0 | 0 | 0 | 0 | 0 | 0 | 0 | 0 | 0 | 0 | [5 empty] | 0 | 0 | 0 | 0 | 0 | 0 | 0 | [5 empty] | 0 | 0 | 0 | 0 | 0 | 0 | 0
[5 empty] | C4 | 0 | 0 | 0 | 0 | 0 | 0 | 0 | 0 | 0 | 0 | 0 | 0 | [5 empty] | 0 | 0 | 0 | 0 | 0 | 0 | 0 | [5 empty] | 0 | 0 | 0 | 0 | 0 | 0 | 0
|  |  | 0 | 0 |  | 0 | 0 | 0 | 0 | 0 |  | 0 | 0 | 0 | 0 | 0 |  | 0 | 0 | 0 | 0 | 0 |  | 0 | 0 | 0 | 0 | 0 |  | 0 | 0 | 0 | 0 | 0 |  | 0 | 0 | 0 | 0 | 0
| [Please insert new asset category as required] |  |  |  | C1 | 0 | 0 | 0 | 0 | 0 | 0 | 0 | 0 | 0 | 0 | 0 | 0 | [5 empty] | 0 | 0 | 0 | 0 | 0 | 0 | 0 | [5 empty] | 0 | 0 | 0 | 0 | 0 | 0 | 0
[5 empty] | C2 | 0 | 0 | 0 | 0 | 0 | 0 | 0 | 0 | 0 | 0 | 0 | 0 | [5 empty] | 0 | 0 | 0 | 0 | 0 | 0 | 0 | [5 empty] | 0 | 0 | 0 | 0 | 0 | 0 | 0
[5 empty] | C3 | 0 | 0 | 0 | 0 | 0 | 0 | 0 | 0 | 0 | 0 | 0 | 0 | [5 empty] | 0 | 0 | 0 | 0 | 0 | 0 | 0 | [5 empty] | 0 | 0 | 0 | 0 | 0 | 0 | 0
[5 empty] | C4 | 0 | 0 | 0 | 0 | 0 | 0 | 0 | 0 | 0 | 0 | 0 | 0 | [5 empty] | 0 | 0 | 0 | 0 | 0 | 0 | 0 | [5 empty] | 0 | 0 | 0 | 0 | 0 | 0 | 0
|  |  | 0 | 0 |  | 0 | 0 | 0 | 0 | 0 |  | 0 | 0 | 0 | 0 | 0 |  | 0 | 0 | 0 | 0 | 0 |  | 0 | 0 | 0 | 0 | 0 |  | 0 | 0 | 0 | 0 | 0 |  | 0 | 0 | 0 | 0 | 0
| [Please insert new asset category as required] |  |  |  | C1 | 0 | 0 | 0 | 0 | 0 | 0 | 0 | 0 | 0 | 0 | 0 | 0 | [5 empty] | 0 | 0 | 0 | 0 | 0 | 0 | 0 | [5 empty] | 0 | 0 | 0 | 0 | 0 | 0 | 0
[5 empty] | C2 | 0 | 0 | 0 | 0 | 0 | 0 | 0 | 0 | 0 | 0 | 0 | 0 | [5 empty] | 0 | 0 | 0 | 0 | 0 | 0 | 0 | [5 empty] | 0 | 0 | 0 | 0 | 0 | 0 | 0
[5 empty] | C3 | 0 | 0 | 0 | 0 | 0 | 0 | 0 | 0 | 0 | 0 | 0 | 0 | [5 empty] | 0 | 0 | 0 | 0 | 0 | 0 | 0 | [5 empty] | 0 | 0 | 0 | 0 | 0 | 0 | 0
[5 empty] | C4 | 0 | 0 | 0 | 0 | 0 | 0 | 0 | 0 | 0 | 0 | 0 | 0 | [5 empty] | 0 | 0 | 0 | 0 | 0 | 0 | 0 | [5 empty] | 0 | 0 | 0 | 0 | 0 | 0 | 0
|  |  | 0 | 0 |  | 0 | 0 | 0 | 0 | 0 |  | 0 | 0 | 0 | 0 | 0 |  | 0 | 0 | 0 | 0 | 0 |  | 0 | 0 | 0 | 0 | 0 |  | 0 | 0 | 0 | 0 | 0 |  | 0 | 0 | 0 | 0 | 0
| [Please insert new asset category as required] |  |  |  | C1 | 0 | 0 | 0 | 0 | 0 | 0 | 0 | 0 | 0 | 0 | 0 | 0 | [5 empty] | 0 | 0 | 0 | 0 | 0 | 0 | 0 | [5 empty] | 0 | 0 | 0 | 0 | 0 | 0 | 0
[5 empty] | C2 | 0 | 0 | 0 | 0 | 0 | 0 | 0 | 0 | 0 | 0 | 0 | 0 | [5 empty] | 0 | 0 | 0 | 0 | 0 | 0 | 0 | [5 empty] | 0 | 0 | 0 | 0 | 0 | 0 | 0
[5 empty] | C3 | 0 | 0 | 0 | 0 | 0 | 0 | 0 | 0 | 0 | 0 | 0 | 0 | [5 empty] | 0 | 0 | 0 | 0 | 0 | 0 | 0 | [5 empty] | 0 | 0 | 0 | 0 | 0 | 0 | 0
[5 empty] | C4 | 0 | 0 | 0 | 0 | 0 | 0 | 0 | 0 | 0 | 0 | 0 | 0 | [5 empty] | 0 | 0 | 0 | 0 | 0 | 0 | 0 | [5 empty] | 0 | 0 | 0 | 0 | 0 | 0 | 0
|  |  | 0 | 0 |  | 0 | 0 | 0 | 0 | 0 |  | 0 | 0 | 0 | 0 | 0 |  | 0 | 0 | 0 | 0 | 0 |  | 0 | 0 | 0 | 0 | 0 |  | 0 | 0 | 0 | 0 | 0 |  | 0 | 0 | 0 | 0 | 0
| [Please insert new asset category as required] |  |  |  | C1 | 0 | 0 | 0 | 0 | 0 | 0 | 0 | 0 | 0 | 0 | 0 | 0 | [5 empty] | 0 | 0 | 0 | 0 | 0 | 0 | 0 | [5 empty] | 0 | 0 | 0 | 0 | 0 | 0 | 0
[5 empty] | C2 | 0 | 0 | 0 | 0 | 0 | 0 | 0 | 0 | 0 | 0 | 0 | 0 | [5 empty] | 0 | 0 | 0 | 0 | 0 | 0 | 0 | [5 empty] | 0 | 0 | 0 | 0 | 0 | 0 | 0
[5 empty] | C3 | 0 | 0 | 0 | 0 | 0 | 0 | 0 | 0 | 0 | 0 | 0 | 0 | [5 empty] | 0 | 0 | 0 | 0 | 0 | 0 | 0 | [5 empty] | 0 | 0 | 0 | 0 | 0 | 0 | 0
[5 empty] | C4 | 0 | 0 | 0 | 0 | 0 | 0 | 0 | 0 | 0 | 0 | 0 | 0 | [5 empty] | 0 | 0 | 0 | 0 | 0 | 0 | 0 | [5 empty] | 0 | 0 | 0 | 0 | 0 | 0 | 0
|  |  | 0 | 0 |  | 0 | 0 | 0 | 0 | 0 |  | 0 | 0 | 0 | 0 | 0 |  | 0 | 0 | 0 | 0 | 0 |  | 0 | 0 | 0 | 0 | 0 |  | 0 | 0 | 0 | 0 | 0 |  | 0 | 0 | 0 | 0 | 0
EHV Network
| EHV Switchgear (GM) |  |  |  | C1 | 159 | 9 | 1 | 0 | 0 | 169 | 159 | 9 | 1 | 0 | 0 | 169 | [5 empty] | 0 | 132 | 36 | 1 | 0 | 0 | 169 | [5 empty] | 0 | 118 | 43 | 7 | 1 | 0 | 169
[5 empty] | C2 | 188 | 103 | 24 | 47 | 21 | 383 | 188 | 103 | 24 | 47 | 21 | 383 | [5 empty] | 0 | 131 | 143 | 27 | 44 | 37 | 382 | [5 empty] | 0 | 120 | 112 | 53 | 39 | 59 | 383
[5 empty] | C3 | 27 | 13 | 12 | 1 | 0 | 53 | 27 | 13 | 12 | 1 | 0 | 53 | [5 empty] | 0 | 16 | 24 | 0 | 13 | 0 | 53 | [5 empty] | 0 | 14 | 17 | 9 | 12 | 1 | 53
[5 empty] | C4 | 2 | 34 | 8 | 0 | 0 | 44 | 2 | 34 | 8 | 0 | 0 | 44 | [5 empty] | 0 | 2 | 3 | 38 | 1 | 0 | 44 | [5 empty] | 0 | 2 | 1 | 30 | 11 | 0 | 44
|  |  | 1438 | 1447 |  | 376 | 159 | 45 | 48 | 21 |  | 376 | 159 | 45 | 48 | 21 |  | 0 | 0 | 0 | 0 | 0 |  | 281 | 206 | 66 | 58 | 37 |  | 0 | 0 | 0 | 0 | 0 |  | 254 | 173 | 99 | 63 | 60
| EHV Transformer |  |  |  | C1 | 23 | 14 | 0 | 0 | 0 | 37 | 23 | 14 | 0 | 0 | 0 | 37 | 0 | 0 | 0 | 0 | 0 | 0 | 19 | 14 | 4 | 0 | 0 | 37 | 0 | 0 | 0 | 0 | 0 | 0 | 14 | 12 | 10 | 1 | 0 | 37
[5 empty] | C2 | 167 | 73 | 10 | 4 | 6 | 260 | 167 | 73 | 10 | 4 | 6 | 260 | 0 | 0 | 0 | 0 | 0 | 0 | 141 | 77 | 23 | 8 | 9 | 258 | 0 | 0 | 2 | 4 | -6 | 0 | 99 | 79 | 47 | 18 | 15 | 258
[5 empty] | C3 | 30 | 11 | 2 | 2 | 0 | 45 | 30 | 11 | 2 | 2 | 0 | 45 | 0 | 0 | 0 | 0 | 0 | 0 | 25 | 11 | 6 | 1 | 2 | 45 | 0 | 0 | 2 | -2 | 0 | 0 | 20 | 10 | 8 | 4 | 3 | 45
[5 empty] | C4 | 0 | 0 | 0 | 0 | 0 | 0 | 0 | 0 | 0 | 0 | 0 | 0 | 0 | 0 | 0 | 0 | 0 | 0 | 0 | 0 | 0 | 0 | 0 | 0 | 0 | 0 | 0 | 0 | 0 | 0 | 0 | 0 | 0 | 0 | 0 | 0
|  |  | 662 | 660 |  | 220 | 98 | 12 | 6 | 6 |  | 220 | 98 | 12 | 6 | 6 |  | 0 | 0 | 0 | 0 | 0 |  | 185 | 102 | 33 | 9 | 11 |  | 0 | 0 | 4 | 2 | -6 |  | 133 | 101 | 65 | 23 | 18
| EHV UG Cable (Gas) |  |  |  | C1 | 0 | 0 | 0 | 0 | 0 | 0 | 0 | 0 | 0 | 0 | 0 | 0 | [5 empty] | 0 | 0 | 0 | 0 | 0 | 0 | 0 | [5 empty] | 0 | 0 | 0 | 0 | 0 | 0 | 0
[5 empty] | C2 | 1.803 | 1.31 | 54.4619 | 0 | 2.047 | 59.6219 | 1.803 | 1.31 | 54.4619 | 0 | 2.047 | 59.6219 | [5 empty] | 0 | 1.803 | 0 | 55.2729 | 0.499 | 2.047 | 59.6219 | [5 empty] | 0 | 1.803 | 0 | 35.9009 | 19.372 | 2.546 | 59.6219
[5 empty] | C3 | 0 | 0 | 0 | 0 | 0 | 0 | 0 | 0 | 0 | 0 | 0 | 0 | [5 empty] | 0 | 0 | 0 | 0 | 0 | 0 | 0 | [5 empty] | 0 | 0 | 0 | 0 | 0 | 0 | 0
[5 empty] | C4 | 0 | 0 | 0 | 0 | 0 | 0 | 0 | 0 | 0 | 0 | 0 | 0 | [5 empty] | 0 | 0 | 0 | 0 | 0 | 0 | 0 | [5 empty] | 0 | 0 | 0 | 0 | 0 | 0 | 0
|  |  | 115 | 105 |  | 1.803 | 1.31 | 54.4619 | 0 | 2.047 |  | 1.803 | 1.31 | 54.4619 | 0 | 2.047 |  | 0 | 0 | 0 | 0 | 0 |  | 1.803 | 0 | 55.2729 | 0.499 | 2.047 |  | 0 | 0 | 0 | 0 | 0 |  | 1.803 | 0 | 35.9009 | 19.372 | 2.546
| EHV UG Cable (Oil) |  |  |  | C1 | 37.6269 | 7.731 | 82.293 | 32.851 | 12.331 | 172.8329 | 37.6269 | 7.731 | 82.293 | 32.851 | 12.331 | 172.8329 | [5 empty] | 0 | 15.084 | 28.703 | 82.928 | 30.781 | 15.044 | 172.54 | [5 empty] | 0 | 10.143 | 28.359 | 86.312 | 2.221 | 45.605 | 172.64
[5 empty] | C2 | 5.971 | 3.213 | 56.176 | 36.288 | 10.344 | 111.992 | 5.971 | 3.213 | 56.176 | 36.288 | 10.344 | 111.992 | [5 empty] | 0 | 3.77 | 5.414 | 55.888 | 34.907 | 12.013 | 111.992 | [5 empty] | 0 | 3.34 | 3.134 | 54.01 | 4.776 | 46.732 | 111.992
[5 empty] | C3 | 16.782 | 7.397 | 97.437 | 55.645 | 10.536 | 187.797 | 16.782 | 7.397 | 97.437 | 55.645 | 10.536 | 187.797 | [5 empty] | 0 | 16.153 | 3.718 | 95.835 | 46.41 | 25.881 | 187.997 | [5 empty] | 0 | 12.051 | 6.867 | 89.152 | 10.447 | 69.58 | 188.097
[5 empty] | C4 | 0 | 0 | 0 | 0 | 0 | 0 | 0 | 0 | 0 | 0 | 0 | 0 | [5 empty] | 0 | 0 | 0 | 0 | 0 | 0 | 0 | [5 empty] | 0 | 0 | 0 | 0 | 0 | 0 | 0
|  |  | 304 | 266 |  | 60.3799 | 18.341 | 235.906 | 124.784 | 33.211 |  | 60.3799 | 18.341 | 235.906 | 124.784 | 33.211 |  | 0 | 0 | 0 | 0 | 0 |  | 35.007 | 37.835 | 234.651 | 112.098 | 52.938 |  | 0 | 0 | 0 | 0 | 0 |  | 25.534 | 38.36 | 229.474 | 17.444 | 161.917
| EHV UG Cable (Non Pressurised) |  |  |  | C1 | 13.2678 | 36.7074 | 0 | 0 | 43.962 | 93.9372 | 13.2678 | 36.7074 | 0 | 0 | 43.962 | 93.9372 | [5 empty] | 0 | 13.2678 | 0 | 36.7074 | 0 | 43.962 | 93.9372 | [5 empty] | 0 | 12.9388 | 0.329 | 36.7074 | 0 | 43.962 | 93.9372
[5 empty] | C2 | 121.4473 | 53.149 | 2.975 | 0 | 10.9076 | 188.4789 | 121.4473 | 53.149 | 2.975 | 0 | 10.9076 | 188.4789 | [5 empty] | 0 | 121.4473 | 0.22 | 55.685 | 0.219 | 10.9076 | 188.4789 | [5 empty] | 0 | 121.022 | 0.6453 | 53.732 | 1.953 | 11.1266 | 188.4789
[5 empty] | C3 | 94.8763 | 37.3444 | 2.84 | 0 | 21.3815 | 156.4422 | 94.8763 | 37.3444 | 2.84 | 0 | 21.3815 | 156.4422 | [5 empty] | 0 | 94.8763 | 0 | 37.3444 | 2.84 | 21.3815 | 156.4422 | [5 empty] | 0 | 94.8763 | 0 | 37.3444 | 0 | 24.2215 | 156.4422
[5 empty] | C4 | 1.305 | 0.091 | 0 | 0 | 0 | 1.396 | 1.305 | 0.091 | 0 | 0 | 0 | 1.396 | [5 empty] | 0 | 1.305 | 0 | 0.091 | 0 | 0 | 1.396 | [5 empty] | 0 | 1.305 | 0 | 0.091 | 0 | 0 | 1.396
|  |  | 1082 | 1132 |  | 230.8964 | 127.2918 | 5.815 | 0 | 76.2511 |  | 230.8964 | 127.2918 | 5.815 | 0 | 76.2511 |  | 0 | 0 | 0 | 0 | 0 |  | 230.8964 | 0.22 | 129.8278 | 3.059 | 76.2511 |  | 0 | 0 | 0 | 0 | 0 |  | 230.1421 | 0.9743 | 127.8748 | 1.953 | 79.3101
| EHV OHL Support - Towers |  |  |  | C1 | 0 | 0 | 0 | 0 | 0 | 0 | 0 | 0 | 0 | 0 | 0 | 0 | 0 | 0 | 0 | 0 | 0 | 0 | 0 | 0 | 58 | 0 | 9 | 67 | 0 | 0 | 0 | 0 | 0 | 0 | 0 | 0 | 0 | 0 | 0 | 0
[5 empty] | C2 | 120 | 295 | 663 | 1 | 139 | 1218 | 120 | 295 | 663 | 1 | 139 | 1218 | 0 | 556 | -552 | -4 | 0 | 0 | 0 | 1 | 77 | 0 | 9 | 87 | 0 | 632 | -625 | -7 | 0 | 0 | 21 | 252 | 799 | 7 | 139 | 1218
[5 empty] | C3 | 19 | 20 | 165 | 0 | 0 | 204 | 19 | 20 | 165 | 0 | 0 | 204 | 0 | 73 | -73 | 0 | 0 | 0 | 8 | 0 | 16 | 0 | 0 | 24 | 0 | 127 | -125 | -2 | 0 | 0 | 8 | 25 | 169 | 2 | 0 | 204
[5 empty] | C4 | 0 | 0 | 8 | 0 | 0 | 8 | 0 | 0 | 8 | 0 | 0 | 8 | 0 | 0 | 0 | 0 | 0 | 0 | 0 | 0 | 0 | 0 | 0 | 0 | 0 | 0 | 0 | 0 | 0 | 0 | 0 | 0 | 8 | 0 | 0 | 8
|  |  | 182 | 182 |  | 139 | 315 | 836 | 1 | 139 |  | 139 | 315 | 836 | 1 | 139 |  | 0 | 629 | -625 | -4 | 0 |  | 8 | 1 | 151 | 0 | 18 |  | 0 | 759 | -750 | -9 | 0 |  | 29 | 277 | 976 | 9 | 139
| EHV OHL Support - Poles |  |  |  | C1 | 1980 | 1087 | 348 | 87 | 160 | 3662 | 1980 | 1087 | 348 | 87 | 160 | 3662 | 0 | 0 | 0 | 0 | 0 | 0 | 1520 | 1383 | 488 | 107 | 164 | 3662 | 0 | 73 | 0 | -73 | 0 | 0 | 1324 | 1123 | 514 | 509 | 192 | 3662
[5 empty] | C2 | 2146 | 1107 | 1793 | 547 | 171 | 5764 | 2146 | 1107 | 1793 | 547 | 171 | 5764 | 0 | 325 | 0 | -325 | 0 | 0 | 1920 | 1298 | 1801 | 515 | 230 | 5764 | 0 | 468 | 0 | -468 | 0 | 0 | 1802 | 496 | 931 | 2270 | 265 | 5764
[5 empty] | C3 | 145 | 51 | 22 | 3 | 5 | 226 | 145 | 51 | 22 | 3 | 5 | 226 | 0 | 0 | 0 | 0 | 0 | 0 | 137 | 40 | 41 | 3 | 5 | 226 | 0 | 3 | 0 | -3 | 0 | 0 | 121 | 46 | 11 | 43 | 5 | 226
[5 empty] | C4 | 354 | 146 | 187 | 30 | 60 | 777 | 354 | 146 | 187 | 30 | 60 | 777 | 0 | 0 | 0 | 0 | 0 | 0 | 325 | 169 | 180 | 39 | 64 | 777 | 0 | 26 | 0 | -26 | 0 | 0 | 309 | 112 | 73 | 208 | 75 | 777
|  |  | 28717 | 29040 |  | 4625 | 2391 | 2350 | 667 | 396 |  | 4625 | 2391 | 2350 | 667 | 396 |  | 0 | 325 | 0 | -325 | 0 |  | 3902 | 2890 | 2510 | 664 | 463 |  | 0 | 570 | 0 | -570 | 0 |  | 3556 | 1777 | 1529 | 3030 | 537
| EHV OHL Fittings |  |  |  | C1 | 16 | 0 | 11 | 6 | 146 | 179 | 16 | 0 | 11 | 6 | 146 | 179 | [5 empty] | 0 | 16 | 0 | 11 | 6 | 146 | 179 | [5 empty] | 0 | 16 | 0 | 0 | 17 | 146 | 179
[5 empty] | C2 | 889 | 176 | 182 | 124 | 1076 | 2447 | 889 | 176 | 182 | 124 | 1076 | 2447 | [5 empty] | 0 | 889 | 176 | 182 | 124 | 1076 | 2447 | [5 empty] | 0 | 829 | 60 | 176 | 250 | 1132 | 2447
[5 empty] | C3 | 94 | 6 | 8 | 14 | 58 | 180 | 94 | 6 | 8 | 14 | 58 | 180 | [5 empty] | 0 | 94 | 6 | 8 | 14 | 58 | 180 | [5 empty] | 0 | 88 | 6 | 6 | 16 | 64 | 180
[5 empty] | C4 | 2 | 16 | 22 | 12 | 2 | 54 | 2 | 16 | 22 | 12 | 2 | 54 | [5 empty] | 0 | 2 | 16 | 22 | 12 | 2 | 54 | [5 empty] | 0 | 0 | 10 | 8 | 22 | 14 | 54
|  |  | 42 | 42 |  | 1001 | 198 | 223 | 156 | 1282 |  | 1001 | 198 | 223 | 156 | 1282 |  | 0 | 0 | 0 | 0 | 0 |  | 1001 | 198 | 223 | 156 | 1282 |  | 0 | 0 | 0 | 0 | 0 |  | 933 | 76 | 190 | 305 | 1356
| EHV OHL (Tower Line) Conductor |  |  |  | C1 | 0 | 0 | 0 | 0 | 0 | 0 | 0 | 0 | 0 | 0 | 0 | 0 | [5 empty] | 0 | 0 | 0 | 0 | 0 | 0 | 0 | [5 empty] | 0 | 0 | 0 | 0 | 0 | 0 | 0
[5 empty] | C2 | 104 | 344.2 | 42.4 | 15.6 | 0 | 506.2 | 104 | 344.2 | 42.4 | 15.6 | 0 | 506.2 | [5 empty] | 0 | 77.2 | 251.8 | 155.3 | 16.8 | 5.1 | 506.2 | [5 empty] | 0 | 51.2 | 60.9 | 324.1 | 52.7 | 17.3 | 506.2
[5 empty] | C3 | 33.5 | 50.1 | 4.5 | 1.1 | 0 | 89.2 | 33.5 | 50.1 | 4.5 | 1.1 | 0 | 89.2 | [5 empty] | 0 | 25.7 | 28.9 | 31.5 | 2.5 | 0.6 | 89.2 | [5 empty] | 0 | 25.1 | 10.5 | 47.3 | 3.4 | 2.8 | 89.1
[5 empty] | C4 | 2.3 | 0 | 0 | 0 | 0 | 2.3 | 2.3 | 0 | 0 | 0 | 0 | 2.3 | [5 empty] | 0 | 2.3 | 0 | 0 | 0 | 0 | 2.3 | [5 empty] | 0 | 2.3 | 0 | 0 | 0 | 0 | 2.3
|  |  | 0 | 0 |  | 139.8 | 394.3 | 46.9 | 16.7 | 0 |  | 139.8 | 394.3 | 46.9 | 16.7 | 0 |  | 0 | 0 | 0 | 0 | 0 |  | 105.2 | 280.7 | 186.8 | 19.3 | 5.7 |  | 0 | 0 | 0 | 0 | 0 |  | 78.6 | 71.4 | 371.4 | 56.1 | 20.1
| [Please insert new asset category as required] |  |  |  | C1 | 0 | 0 | 0 | 0 | 0 | 0 | 0 | 0 | 0 | 0 | 0 | 0 | [5 empty] | 0 | 0 | 0 | 0 | 0 | 0 | 0 | [5 empty] | 0 | 0 | 0 | 0 | 0 | 0 | 0
[5 empty] | C2 | 0 | 0 | 0 | 0 | 0 | 0 | 0 | 0 | 0 | 0 | 0 | 0 | [5 empty] | 0 | 0 | 0 | 0 | 0 | 0 | 0 | [5 empty] | 0 | 0 | 0 | 0 | 0 | 0 | 0
[5 empty] | C3 | 0 | 0 | 0 | 0 | 0 | 0 | 0 | 0 | 0 | 0 | 0 | 0 | [5 empty] | 0 | 0 | 0 | 0 | 0 | 0 | 0 | [5 empty] | 0 | 0 | 0 | 0 | 0 | 0 | 0
[5 empty] | C4 | 0 | 0 | 0 | 0 | 0 | 0 | 0 | 0 | 0 | 0 | 0 | 0 | [5 empty] | 0 | 0 | 0 | 0 | 0 | 0 | 0 | [5 empty] | 0 | 0 | 0 | 0 | 0 | 0 | 0
|  |  | 0 | 0 |  | 0 | 0 | 0 | 0 | 0 |  | 0 | 0 | 0 | 0 | 0 |  | 0 | 0 | 0 | 0 | 0 |  | 0 | 0 | 0 | 0 | 0 |  | 0 | 0 | 0 | 0 | 0 |  | 0 | 0 | 0 | 0 | 0
| [Please insert new asset category as required] |  |  |  | C1 | 0 | 0 | 0 | 0 | 0 | 0 | 0 | 0 | 0 | 0 | 0 | 0 | [5 empty] | 0 | 0 | 0 | 0 | 0 | 0 | 0 | [5 empty] | 0 | 0 | 0 | 0 | 0 | 0 | 0
[5 empty] | C2 | 0 | 0 | 0 | 0 | 0 | 0 | 0 | 0 | 0 | 0 | 0 | 0 | [5 empty] | 0 | 0 | 0 | 0 | 0 | 0 | 0 | [5 empty] | 0 | 0 | 0 | 0 | 0 | 0 | 0
[5 empty] | C3 | 0 | 0 | 0 | 0 | 0 | 0 | 0 | 0 | 0 | 0 | 0 | 0 | [5 empty] | 0 | 0 | 0 | 0 | 0 | 0 | 0 | [5 empty] | 0 | 0 | 0 | 0 | 0 | 0 | 0
[5 empty] | C4 | 0 | 0 | 0 | 0 | 0 | 0 | 0 | 0 | 0 | 0 | 0 | 0 | [5 empty] | 0 | 0 | 0 | 0 | 0 | 0 | 0 | [5 empty] | 0 | 0 | 0 | 0 | 0 | 0 | 0
|  |  | 0 | 0 |  | 0 | 0 | 0 | 0 | 0 |  | 0 | 0 | 0 | 0 | 0 |  | 0 | 0 | 0 | 0 | 0 |  | 0 | 0 | 0 | 0 | 0 |  | 0 | 0 | 0 | 0 | 0 |  | 0 | 0 | 0 | 0 | 0
| [Please insert new asset category as required] |  |  |  | C1 | 0 | 0 | 0 | 0 | 0 | 0 | 0 | 0 | 0 | 0 | 0 | 0 | [5 empty] | 0 | 0 | 0 | 0 | 0 | 0 | 0 | [5 empty] | 0 | 0 | 0 | 0 | 0 | 0 | 0
[5 empty] | C2 | 0 | 0 | 0 | 0 | 0 | 0 | 0 | 0 | 0 | 0 | 0 | 0 | [5 empty] | 0 | 0 | 0 | 0 | 0 | 0 | 0 | [5 empty] | 0 | 0 | 0 | 0 | 0 | 0 | 0
[5 empty] | C3 | 0 | 0 | 0 | 0 | 0 | 0 | 0 | 0 | 0 | 0 | 0 | 0 | [5 empty] | 0 | 0 | 0 | 0 | 0 | 0 | 0 | [5 empty] | 0 | 0 | 0 | 0 | 0 | 0 | 0
[5 empty] | C4 | 0 | 0 | 0 | 0 | 0 | 0 | 0 | 0 | 0 | 0 | 0 | 0 | [5 empty] | 0 | 0 | 0 | 0 | 0 | 0 | 0 | [5 empty] | 0 | 0 | 0 | 0 | 0 | 0 | 0
|  |  | 0 | 0 |  | 0 | 0 | 0 | 0 | 0 |  | 0 | 0 | 0 | 0 | 0 |  | 0 | 0 | 0 | 0 | 0 |  | 0 | 0 | 0 | 0 | 0 |  | 0 | 0 | 0 | 0 | 0 |  | 0 | 0 | 0 | 0 | 0
| [Please insert new asset category as required] |  |  |  | C1 | 0 | 0 | 0 | 0 | 0 | 0 | 0 | 0 | 0 | 0 | 0 | 0 | [5 empty] | 0 | 0 | 0 | 0 | 0 | 0 | 0 | [5 empty] | 0 | 0 | 0 | 0 | 0 | 0 | 0
[5 empty] | C2 | 0 | 0 | 0 | 0 | 0 | 0 | 0 | 0 | 0 | 0 | 0 | 0 | [5 empty] | 0 | 0 | 0 | 0 | 0 | 0 | 0 | [5 empty] | 0 | 0 | 0 | 0 | 0 | 0 | 0
[5 empty] | C3 | 0 | 0 | 0 | 0 | 0 | 0 | 0 | 0 | 0 | 0 | 0 | 0 | [5 empty] | 0 | 0 | 0 | 0 | 0 | 0 | 0 | [5 empty] | 0 | 0 | 0 | 0 | 0 | 0 | 0
[5 empty] | C4 | 0 | 0 | 0 | 0 | 0 | 0 | 0 | 0 | 0 | 0 | 0 | 0 | [5 empty] | 0 | 0 | 0 | 0 | 0 | 0 | 0 | [5 empty] | 0 | 0 | 0 | 0 | 0 | 0 | 0
|  |  | 0 | 0 |  | 0 | 0 | 0 | 0 | 0 |  | 0 | 0 | 0 | 0 | 0 |  | 0 | 0 | 0 | 0 | 0 |  | 0 | 0 | 0 | 0 | 0 |  | 0 | 0 | 0 | 0 | 0 |  | 0 | 0 | 0 | 0 | 0
132kV Network
| 132kV CBs |  |  |  | C1 | 45 | 2 | 0 | 0 | 8 | 55 | 45 | 2 | 0 | 0 | 8 | 55 | [5 empty] | 0 | 37 | 10 | 0 | 0 | 8 | 55 | [5 empty] | 0 | 35 | 10 | 2 | 0 | 8 | 55
[5 empty] | C2 | 7 | 0 | 0 | 0 | 0 | 7 | 7 | 0 | 0 | 0 | 0 | 7 | [5 empty] | 0 | 7 | 0 | 0 | 0 | 0 | 7 | [5 empty] | 0 | 7 | 0 | 0 | 0 | 0 | 7
[5 empty] | C3 | 3 | 0 | 0 | 0 | 0 | 3 | 3 | 0 | 0 | 0 | 0 | 3 | [5 empty] | 0 | 3 | 0 | 0 | 0 | 0 | 3 | [5 empty] | 0 | 3 | 0 | 0 | 0 | 0 | 3
[5 empty] | C4 | 18 | 0 | 0 | 0 | 0 | 18 | 18 | 0 | 0 | 0 | 0 | 18 | [5 empty] | 0 | 18 | 0 | 0 | 0 | 0 | 18 | [5 empty] | 0 | 18 | 0 | 0 | 0 | 0 | 18
|  |  | 176 | 177 |  | 73 | 2 | 0 | 0 | 8 |  | 73 | 2 | 0 | 0 | 8 |  | 0 | 0 | 0 | 0 | 0 |  | 65 | 10 | 0 | 0 | 8 |  | 0 | 0 | 0 | 0 | 0 |  | 63 | 10 | 2 | 0 | 8
| 132kV Transformer |  |  |  | C1 | 23 | 0 | 0 | 0 | 0 | 23 | 23 | 0 | 0 | 0 | 0 | 23 | 0 | 0 | 0 | 0 | 0 | 0 | 19 | 4 | 0 | 0 | 0 | 23 | 0 | 0 | 0 | 0 | 0 | 0 | 18 | 5 | 0 | 0 | 0 | 23
[5 empty] | C2 | 32 | 11 | 0 | 0 | 1 | 44 | 32 | 11 | 0 | 0 | 1 | 44 | 0 | 0 | 0 | 0 | 0 | 0 | 27 | 13 | 3 | 0 | 1 | 44 | 0 | 5 | -5 | 0 | 0 | 0 | 20 | 13 | 8 | 2 | 1 | 44
[5 empty] | C3 | 10 | 1 | 0 | 0 | 0 | 11 | 10 | 1 | 0 | 0 | 0 | 11 | 0 | 0 | 0 | 0 | 0 | 0 | 10 | 1 | 0 | 0 | 0 | 11 | 0 | 0 | 0 | 0 | 0 | 0 | 10 | 0 | 1 | 0 | 0 | 11
[5 empty] | C4 | 1 | 0 | 0 | 0 | 0 | 1 | 1 | 0 | 0 | 0 | 0 | 1 | 0 | 0 | 0 | 0 | 0 | 0 | 1 | 0 | 0 | 0 | 0 | 1 | 0 | 0 | 0 | 0 | 0 | 0 | 1 | 0 | 0 | 0 | 0 | 1
|  |  | 134 | 134 |  | 66 | 12 | 0 | 0 | 1 |  | 66 | 12 | 0 | 0 | 1 |  | 0 | 0 | 0 | 0 | 0 |  | 57 | 18 | 3 | 0 | 1 |  | 0 | 5 | -5 | 0 | 0 |  | 49 | 18 | 9 | 2 | 1
| 132kV UG Cable (Gas) |  |  |  | C1 | 0 | 0 | 0 | 0 | 0 | 0 | 0 | 0 | 0 | 0 | 0 | 0 | [5 empty] | 0 | 0 | 0 | 0 | 0 | 0 | 0 | [5 empty] | 0 | 0 | 0 | 0 | 0 | 0 | 0
[5 empty] | C2 | 0 | 0 | 0 | 0 | 0 | 0 | 0 | 0 | 0 | 0 | 0 | 0 | [5 empty] | 0 | 0 | 0 | 0 | 0 | 0 | 0 | [5 empty] | 0 | 0 | 0 | 0 | 0 | 0 | 0
[5 empty] | C3 | 0 | 0 | 0 | 0 | 0 | 0 | 0 | 0 | 0 | 0 | 0 | 0 | [5 empty] | 0 | 0 | 0 | 0 | 0 | 0 | 0 | [5 empty] | 0 | 0 | 0 | 0 | 0 | 0 | 0
[5 empty] | C4 | 0 | 0 | 0 | 0 | 0 | 0 | 0 | 0 | 0 | 0 | 0 | 0 | [5 empty] | 0 | 0 | 0 | 0 | 0 | 0 | 0 | [5 empty] | 0 | 0 | 0 | 0 | 0 | 0 | 0
|  |  | 3 | 3 |  | 0 | 0 | 0 | 0 | 0 |  | 0 | 0 | 0 | 0 | 0 |  | 0 | 0 | 0 | 0 | 0 |  | 0 | 0 | 0 | 0 | 0 |  | 0 | 0 | 0 | 0 | 0 |  | 0 | 0 | 0 | 0 | 0
| 132kV UG Cable (Oil) |  |  |  | C1 | 4.225 | 1.087 | 1.792 | 0 | 0 | 7.104 | 4.225 | 1.087 | 1.792 | 0 | 0 | 7.104 | [5 empty] | 0 | 0.612 | 4.7 | 1.792 | 0 | 0 | 7.104 | [5 empty] | 0 | 0.612 | 3.613 | 2.879 | 0 | 0 | 7.104
[5 empty] | C2 | 0.133 | 5.005 | 5.05 | 0.554 | 1.038 | 11.78 | 0.133 | 5.005 | 5.05 | 0.554 | 1.038 | 11.78 | [5 empty] | 0 | 0.133 | 3.678 | 6.377 | 0.554 | 1.038 | 11.78 | [5 empty] | 0 | 0.133 | 0 | 8.728 | 1.327 | 1.592 | 11.78
[5 empty] | C3 | 0 | 2.2513 | 16.143 | 3.768 | 15.137 | 37.2993 | 0 | 2.2513 | 16.143 | 3.768 | 15.137 | 37.2993 | [5 empty] | 0 | 0 | 2.2513 | 15.578 | 4.296 | 15.174 | 37.2993 | [5 empty] | 0 | 0 | 1.667 | 16.1623 | 0 | 19.47 | 37.2993
[5 empty] | C4 | 0 | 0 | 0 | 0 | 0 | 0 | 0 | 0 | 0 | 0 | 0 | 0 | [5 empty] | 0 | 0 | 0 | 0 | 0 | 0 | 0 | [5 empty] | 0 | 0 | 0 | 0 | 0 | 0 | 0
|  |  | 114 | 70 |  | 4.358 | 8.3433 | 22.985 | 4.322 | 16.175 |  | 4.358 | 8.3433 | 22.985 | 4.322 | 16.175 |  | 0 | 0 | 0 | 0 | 0 |  | 0.745 | 10.6293 | 23.747 | 4.85 | 16.212 |  | 0 | 0 | 0 | 0 | 0 |  | 0.745 | 5.28 | 27.7693 | 1.327 | 21.062
| 132kV UG Cable (Non Pressurised) |  |  |  | C1 | 0 | 0 | 0 | 0 | 0 | 0 | 0 | 0 | 0 | 0 | 0 | 0 | [5 empty] | 0 | 0 | 0 | 0 | 0 | 0 | 0 | [5 empty] | 0 | 0 | 0 | 0 | 0 | 0 | 0
[5 empty] | C2 | 17.118 | 18.74 | 0 | 0 | 2.619 | 38.477 | 17.118 | 18.74 | 0 | 0 | 2.619 | 38.477 | [5 empty] | 0 | 17.118 | 0 | 18.74 | 0 | 2.619 | 38.477 | [5 empty] | 0 | 17.118 | 0 | 18.74 | 0 | 2.619 | 38.477
[5 empty] | C3 | 0 | 0 | 0 | 0 | 0 | 0 | 0 | 0 | 0 | 0 | 0 | 0 | [5 empty] | 0 | 0 | 0 | 0 | 0 | 0 | 0 | [5 empty] | 0 | 0 | 0 | 0 | 0 | 0 | 0
[5 empty] | C4 | 0 | 0 | 0 | 0 | 0 | 0 | 0 | 0 | 0 | 0 | 0 | 0 | [5 empty] | 0 | 0 | 0 | 0 | 0 | 0 | 0 | [5 empty] | 0 | 0 | 0 | 0 | 0 | 0 | 0
|  |  | 90 | 144 |  | 17.118 | 18.74 | 0 | 0 | 2.619 |  | 17.118 | 18.74 | 0 | 0 | 2.619 |  | 0 | 0 | 0 | 0 | 0 |  | 17.118 | 0 | 18.74 | 0 | 2.619 |  | 0 | 0 | 0 | 0 | 0 |  | 17.118 | 0 | 18.74 | 0 | 2.619
| 132kV OHL Support - Tower |  |  |  | C1 | 0 | 0 | 0 | 0 | 0 | 0 | 0 | 0 | 0 | 0 | 0 | 0 | 0 | 0 | 0 | 0 | 0 | 0 | 8 | 3 | 71 | 0 | 0 | 82 | 0 | 0 | 0 | 0 | 0 | 0 | 0 | 0 | 0 | 0 | 0 | 0
[5 empty] | C2 | 411 | 81 | 546 | 0 | 0 | 1038 | 411 | 81 | 546 | 0 | 0 | 1038 | 0 | 217 | -217 | 0 | 0 | 0 | 267 | 169 | 1303 | 0 | 3 | 1742 | 0 | 350 | -350 | 0 | 0 | 0 | 228 | 177 | 633 | 0 | 0 | 1038
[5 empty] | C3 | 80 | 0 | 43 | 0 | 0 | 123 | 80 | 0 | 43 | 0 | 0 | 123 | 0 | 0 | 0 | 0 | 0 | 0 | 78 | 14 | 191 | 0 | 3 | 286 | 0 | 0 | 0 | 0 | 0 | 0 | 38 | 22 | 63 | 0 | 0 | 123
[5 empty] | C4 | 0 | 0 | 0 | 0 | 0 | 0 | 0 | 0 | 0 | 0 | 0 | 0 | 0 | 0 | 0 | 0 | 0 | 0 | 0 | 0 | 0 | 0 | 0 | 0 | 0 | 0 | 0 | 0 | 0 | 0 | 0 | 0 | 0 | 0 | 0 | 0
|  |  | 2115 | 2115 |  | 491 | 81 | 589 | 0 | 0 |  | 491 | 81 | 589 | 0 | 0 |  | 0 | 217 | -217 | 0 | 0 |  | 353 | 186 | 1565 | 0 | 6 |  | 0 | 350 | -350 | 0 | 0 |  | 266 | 199 | 696 | 0 | 0
| 132kV OHL Fittings |  |  |  | C1 | 187 | 0 | 0 | 1 | 7 | 195 | 187 | 0 | 0 | 1 | 7 | 195 | [5 empty] | 0 | 187 | 0 | 0 | 0 | 8 | 195 | [5 empty] | 0 | 187 | 0 | 0 | 0 | 8 | 195
[5 empty] | C2 | 1145 | 73 | 196 | 76 | 486 | 1976 | 1145 | 73 | 196 | 76 | 486 | 1976 | [5 empty] | 0 | 1145 | 69 | 94 | 108 | 560 | 1976 | [5 empty] | 0 | 1143 | 2 | 65 | 127 | 639 | 1976
[5 empty] | C3 | 51 | 10 | 25 | 1 | 64 | 151 | 51 | 10 | 25 | 1 | 64 | 151 | [5 empty] | 0 | 51 | 10 | 10 | 15 | 65 | 151 | [5 empty] | 0 | 51 | 0 | 10 | 21 | 69 | 151
[5 empty] | C4 | 0 | 0 | 0 | 0 | 0 | 0 | 0 | 0 | 0 | 0 | 0 | 0 | [5 empty] | 0 | 0 | 0 | 0 | 0 | 0 | 0 | [5 empty] | 0 | 0 | 0 | 0 | 0 | 0 | 0
|  |  | 1054 | 1054 |  | 1383 | 83 | 221 | 78 | 557 |  | 1383 | 83 | 221 | 78 | 557 |  | 0 | 0 | 0 | 0 | 0 |  | 1383 | 79 | 104 | 123 | 633 |  | 0 | 0 | 0 | 0 | 0 |  | 1381 | 2 | 75 | 148 | 716
| 132kV OHL (Tower Line) Conductor |  |  |  | C1 | 55.7 | 0 | 0 | 0 | 0.4 | 56.1 | 55.7 | 0 | 0 | 0 | 0.4 | 56.1 | [5 empty] | 0 | 54 | 1.7 | 0 | 0 | 0.4 | 56.1 | [5 empty] | 0 | 54 | 1.7 | 0 | 0 | 0.4 | 56.1
[5 empty] | C2 | 245.4 | 154.5 | 23.3 | 1.9 | 0 | 425.1 | 245.4 | 154.5 | 23.3 | 1.9 | 0 | 425.1 | [5 empty] | 0 | 196.4 | 138.2 | 86.2 | 4.3 | 0 | 425.1 | [5 empty] | 0 | 113.4 | 183.5 | 96.5 | 29.4 | 2.3 | 425.1
[5 empty] | C3 | 69.7 | 27.6 | 2.2 | 0 | 0 | 99.5 | 69.7 | 27.6 | 2.2 | 0 | 0 | 99.5 | [5 empty] | 0 | 59.9 | 30.8 | 8.8 | 0 | 0 | 99.5 | [5 empty] | 0 | 33.3 | 47.4 | 14.3 | 4.6 | 0 | 99.6
[5 empty] | C4 | 0 | 0 | 0 | 0 | 0 | 0 | 0 | 0 | 0 | 0 | 0 | 0 | [5 empty] | 0 | 0 | 0 | 0 | 0 | 0 | 0 | [5 empty] | 0 | 0 | 0 | 0 | 0 | 0 | 0
|  |  | 0 | 0 |  | 370.8 | 182.1 | 25.5 | 1.9 | 0.4 |  | 370.8 | 182.1 | 25.5 | 1.9 | 0.4 |  | 0 | 0 | 0 | 0 | 0 |  | 310.3 | 170.7 | 95 | 4.3 | 0.4 |  | 0 | 0 | 0 | 0 | 0 |  | 200.7 | 232.6 | 110.8 | 34 | 2.7
| [Please insert new asset category as required] |  |  |  | C1 | 0 | 0 | 0 | 0 | 0 | 0 | 0 | 0 | 0 | 0 | 0 | 0 | [5 empty] | 0 | 0 | 0 | 0 | 0 | 0 | 0 | [5 empty] | 0 | 0 | 0 | 0 | 0 | 0 | 0
[5 empty] | C2 | 0 | 0 | 0 | 0 | 0 | 0 | 0 | 0 | 0 | 0 | 0 | 0 | [5 empty] | 0 | 0 | 0 | 0 | 0 | 0 | 0 | [5 empty] | 0 | 0 | 0 | 0 | 0 | 0 | 0
[5 empty] | C3 | 0 | 0 | 0 | 0 | 0 | 0 | 0 | 0 | 0 | 0 | 0 | 0 | [5 empty] | 0 | 0 | 0 | 0 | 0 | 0 | 0 | [5 empty] | 0 | 0 | 0 | 0 | 0 | 0 | 0
[5 empty] | C4 | 0 | 0 | 0 | 0 | 0 | 0 | 0 | 0 | 0 | 0 | 0 | 0 | [5 empty] | 0 | 0 | 0 | 0 | 0 | 0 | 0 | [5 empty] | 0 | 0 | 0 | 0 | 0 | 0 | 0
|  |  | 0 | 0 |  | 0 | 0 | 0 | 0 | 0 |  | 0 | 0 | 0 | 0 | 0 |  | 0 | 0 | 0 | 0 | 0 |  | 0 | 0 | 0 | 0 | 0 |  | 0 | 0 | 0 | 0 | 0 |  | 0 | 0 | 0 | 0 | 0
| [Please insert new asset category as required] |  |  |  | C1 | 0 | 0 | 0 | 0 | 0 | 0 | 0 | 0 | 0 | 0 | 0 | 0 | [5 empty] | 0 | 0 | 0 | 0 | 0 | 0 | 0 | [5 empty] | 0 | 0 | 0 | 0 | 0 | 0 | 0
[5 empty] | C2 | 0 | 0 | 0 | 0 | 0 | 0 | 0 | 0 | 0 | 0 | 0 | 0 | [5 empty] | 0 | 0 | 0 | 0 | 0 | 0 | 0 | [5 empty] | 0 | 0 | 0 | 0 | 0 | 0 | 0
[5 empty] | C3 | 0 | 0 | 0 | 0 | 0 | 0 | 0 | 0 | 0 | 0 | 0 | 0 | [5 empty] | 0 | 0 | 0 | 0 | 0 | 0 | 0 | [5 empty] | 0 | 0 | 0 | 0 | 0 | 0 | 0
[5 empty] | C4 | 0 | 0 | 0 | 0 | 0 | 0 | 0 | 0 | 0 | 0 | 0 | 0 | [5 empty] | 0 | 0 | 0 | 0 | 0 | 0 | 0 | [5 empty] | 0 | 0 | 0 | 0 | 0 | 0 | 0
|  |  | 0 | 0 |  | 0 | 0 | 0 | 0 | 0 |  | 0 | 0 | 0 | 0 | 0 |  | 0 | 0 | 0 | 0 | 0 |  | 0 | 0 | 0 | 0 | 0 |  | 0 | 0 | 0 | 0 | 0 |  | 0 | 0 | 0 | 0 | 0
| [Please insert new asset category as required] |  |  |  | C1 | 0 | 0 | 0 | 0 | 0 | 0 | 0 | 0 | 0 | 0 | 0 | 0 | [5 empty] | 0 | 0 | 0 | 0 | 0 | 0 | 0 | [5 empty] | 0 | 0 | 0 | 0 | 0 | 0 | 0
[5 empty] | C2 | 0 | 0 | 0 | 0 | 0 | 0 | 0 | 0 | 0 | 0 | 0 | 0 | [5 empty] | 0 | 0 | 0 | 0 | 0 | 0 | 0 | [5 empty] | 0 | 0 | 0 | 0 | 0 | 0 | 0
[5 empty] | C3 | 0 | 0 | 0 | 0 | 0 | 0 | 0 | 0 | 0 | 0 | 0 | 0 | [5 empty] | 0 | 0 | 0 | 0 | 0 | 0 | 0 | [5 empty] | 0 | 0 | 0 | 0 | 0 | 0 | 0
[5 empty] | C4 | 0 | 0 | 0 | 0 | 0 | 0 | 0 | 0 | 0 | 0 | 0 | 0 | [5 empty] | 0 | 0 | 0 | 0 | 0 | 0 | 0 | [5 empty] | 0 | 0 | 0 | 0 | 0 | 0 | 0
|  |  | 0 | 0 |  | 0 | 0 | 0 | 0 | 0 |  | 0 | 0 | 0 | 0 | 0 |  | 0 | 0 | 0 | 0 | 0 |  | 0 | 0 | 0 | 0 | 0 |  | 0 | 0 | 0 | 0 | 0 |  | 0 | 0 | 0 | 0 | 0
| [Please insert new asset category as required] |  |  |  | C1 | 0 | 0 | 0 | 0 | 0 | 0 | 0 | 0 | 0 | 0 | 0 | 0 | [5 empty] | 0 | 0 | 0 | 0 | 0 | 0 | 0 | [5 empty] | 0 | 0 | 0 | 0 | 0 | 0 | 0
[5 empty] | C2 | 0 | 0 | 0 | 0 | 0 | 0 | 0 | 0 | 0 | 0 | 0 | 0 | [5 empty] | 0 | 0 | 0 | 0 | 0 | 0 | 0 | [5 empty] | 0 | 0 | 0 | 0 | 0 | 0 | 0
[5 empty] | C3 | 0 | 0 | 0 | 0 | 0 | 0 | 0 | 0 | 0 | 0 | 0 | 0 | [5 empty] | 0 | 0 | 0 | 0 | 0 | 0 | 0 | [5 empty] | 0 | 0 | 0 | 0 | 0 | 0 | 0
[5 empty] | C4 | 0 | 0 | 0 | 0 | 0 | 0 | 0 | 0 | 0 | 0 | 0 | 0 | [5 empty] | 0 | 0 | 0 | 0 | 0 | 0 | 0 | [5 empty] | 0 | 0 | 0 | 0 | 0 | 0 | 0
|  |  | 0 | 0 |  | 0 | 0 | 0 | 0 | 0 |  | 0 | 0 | 0 | 0 | 0 |  | 0 | 0 | 0 | 0 | 0 |  | 0 | 0 | 0 | 0 | 0 |  | 0 | 0 | 0 | 0 | 0 |  | 0 | 0 | 0 | 0 | 0
Other
| Submarine Cables |  |  |  | C1 | 0 | 0 | 0 | 0 | 0 | 0 | 0 | 0 | 0 | 0 | 0 | 0 | [5 empty] | 0 | 0 | 0 | 0 | 0 | 0 | 0 | [5 empty] | 0 | 0 | 0 | 0 | 0 | 0 | 0
[5 empty] | C2 | 0 | 0 | 0 | 0 | 0 | 0 | 0 | 0 | 0 | 0 | 0 | 0 | [5 empty] | 0 | 0 | 0 | 0 | 0 | 0 | 0 | [5 empty] | 0 | 0 | 0 | 0 | 0 | 0 | 0
[5 empty] | C3 | 0 | 0 | 0 | 0 | 0 | 0 | 0 | 0 | 0 | 0 | 0 | 0 | [5 empty] | 0 | 0 | 0 | 0 | 0 | 0 | 0 | [5 empty] | 0 | 0 | 0 | 0 | 0 | 0 | 0
[5 empty] | C4 | 0 | 0 | 0 | 0 | 0 | 0 | 0 | 0 | 0 | 0 | 0 | 0 | [5 empty] | 0 | 0 | 0 | 0 | 0 | 0 | 0 | [5 empty] | 0 | 0 | 0 | 0 | 0 | 0 | 0
|  |  | 0 | 0 |  | 0 | 0 | 0 | 0 | 0 |  | 0 | 0 | 0 | 0 | 0 |  | 0 | 0 | 0 | 0 | 0 |  | 0 | 0 | 0 | 0 | 0 |  | 0 | 0 | 0 | 0 | 0 |  | 0 | 0 | 0 | 0 | 0
| [Please insert new asset category as required] |  |  |  | C1 | 0 | 0 | 0 | 0 | 0 | 0 | 0 | 0 | 0 | 0 | 0 | 0 | [5 empty] | 0 | 0 | 0 | 0 | 0 | 0 | 0 | [5 empty] | 0 | 0 | 0 | 0 | 0 | 0 | 0
[5 empty] | C2 | 0 | 0 | 0 | 0 | 0 | 0 | 0 | 0 | 0 | 0 | 0 | 0 | [5 empty] | 0 | 0 | 0 | 0 | 0 | 0 | 0 | [5 empty] | 0 | 0 | 0 | 0 | 0 | 0 | 0
[5 empty] | C3 | 0 | 0 | 0 | 0 | 0 | 0 | 0 | 0 | 0 | 0 | 0 | 0 | [5 empty] | 0 | 0 | 0 | 0 | 0 | 0 | 0 | [5 empty] | 0 | 0 | 0 | 0 | 0 | 0 | 0
[5 empty] | C4 | 0 | 0 | 0 | 0 | 0 | 0 | 0 | 0 | 0 | 0 | 0 | 0 | [5 empty] | 0 | 0 | 0 | 0 | 0 | 0 | 0 | [5 empty] | 0 | 0 | 0 | 0 | 0 | 0 | 0
|  |  | 0 | 0 |  | 0 | 0 | 0 | 0 | 0 |  | 0 | 0 | 0 | 0 | 0 |  | 0 | 0 | 0 | 0 | 0 |  | 0 | 0 | 0 | 0 | 0 |  | 0 | 0 | 0 | 0 | 0 |  | 0 | 0 | 0 | 0 | 0
| [Please insert new asset category as required] |  |  |  | C1 | 0 | 0 | 0 | 0 | 0 | 0 | 0 | 0 | 0 | 0 | 0 | 0 | [5 empty] | 0 | 0 | 0 | 0 | 0 | 0 | 0 | [5 empty] | 0 | 0 | 0 | 0 | 0 | 0 | 0
[5 empty] | C2 | 0 | 0 | 0 | 0 | 0 | 0 | 0 | 0 | 0 | 0 | 0 | 0 | [5 empty] | 0 | 0 | 0 | 0 | 0 | 0 | 0 | [5 empty] | 0 | 0 | 0 | 0 | 0 | 0 | 0
[5 empty] | C3 | 0 | 0 | 0 | 0 | 0 | 0 | 0 | 0 | 0 | 0 | 0 | 0 | [5 empty] | 0 | 0 | 0 | 0 | 0 | 0 | 0 | [5 empty] | 0 | 0 | 0 | 0 | 0 | 0 | 0
[5 empty] | C4 | 0 | 0 | 0 | 0 | 0 | 0 | 0 | 0 | 0 | 0 | 0 | 0 | [5 empty] | 0 | 0 | 0 | 0 | 0 | 0 | 0 | [5 empty] | 0 | 0 | 0 | 0 | 0 | 0 | 0
|  |  | 0 | 0 |  | 0 | 0 | 0 | 0 | 0 |  | 0 | 0 | 0 | 0 | 0 |  | 0 | 0 | 0 | 0 | 0 |  | 0 | 0 | 0 | 0 | 0 |  | 0 | 0 | 0 | 0 | 0 |  | 0 | 0 | 0 | 0 | 0
| [Please insert new asset category as required] |  |  |  | C1 | 0 | 0 | 0 | 0 | 0 | 0 | 0 | 0 | 0 | 0 | 0 | 0 | [5 empty] | 0 | 0 | 0 | 0 | 0 | 0 | 0 | [5 empty] | 0 | 0 | 0 | 0 | 0 | 0 | 0
[5 empty] | C2 | 0 | 0 | 0 | 0 | 0 | 0 | 0 | 0 | 0 | 0 | 0 | 0 | [5 empty] | 0 | 0 | 0 | 0 | 0 | 0 | 0 | [5 empty] | 0 | 0 | 0 | 0 | 0 | 0 | 0
[5 empty] | C3 | 0 | 0 | 0 | 0 | 0 | 0 | 0 | 0 | 0 | 0 | 0 | 0 | [5 empty] | 0 | 0 | 0 | 0 | 0 | 0 | 0 | [5 empty] | 0 | 0 | 0 | 0 | 0 | 0 | 0
[5 empty] | C4 | 0 | 0 | 0 | 0 | 0 | 0 | 0 | 0 | 0 | 0 | 0 | 0 | [5 empty] | 0 | 0 | 0 | 0 | 0 | 0 | 0 | [5 empty] | 0 | 0 | 0 | 0 | 0 | 0 | 0
|  |  | 0 | 0 |  | 0 | 0 | 0 | 0 | 0 |  | 0 | 0 | 0 | 0 | 0 |  | 0 | 0 | 0 | 0 | 0 |  | 0 | 0 | 0 | 0 | 0 |  | 0 | 0 | 0 | 0 | 0 |  | 0 | 0 | 0 | 0 | 0
| [Please insert new asset category as required] |  |  |  | C1 | 0 | 0 | 0 | 0 | 0 | 0 | 0 | 0 | 0 | 0 | 0 | 0 | [5 empty] | 0 | 0 | 0 | 0 | 0 | 0 | 0 | [5 empty] | 0 | 0 | 0 | 0 | 0 | 0 | 0
[5 empty] | C2 | 0 | 0 | 0 | 0 | 0 | 0 | 0 | 0 | 0 | 0 | 0 | 0 | [5 empty] | 0 | 0 | 0 | 0 | 0 | 0 | 0 | [5 empty] | 0 | 0 | 0 | 0 | 0 | 0 | 0
[5 empty] | C3 | 0 | 0 | 0 | 0 | 0 | 0 | 0 | 0 | 0 | 0 | 0 | 0 | [5 empty] | 0 | 0 | 0 | 0 | 0 | 0 | 0 | [5 empty] | 0 | 0 | 0 | 0 | 0 | 0 | 0
[5 empty] | C4 | 0 | 0 | 0 | 0 | 0 | 0 | 0 | 0 | 0 | 0 | 0 | 0 | [5 empty] | 0 | 0 | 0 | 0 | 0 | 0 | 0 | [5 empty] | 0 | 0 | 0 | 0 | 0 | 0 | 0
|  |  | 0 | 0 |  | 0 | 0 | 0 | 0 | 0 |  | 0 | 0 | 0 | 0 | 0 |  | 0 | 0 | 0 | 0 | 0 |  | 0 | 0 | 0 | 0 | 0 |  | 0 | 0 | 0 | 0 | 0 |  | 0 | 0 | 0 | 0 | 0
| [Please insert new asset category as required] |  |  |  | C1 | 0 | 0 | 0 | 0 | 0 | 0 | 0 | 0 | 0 | 0 | 0 | 0 | [5 empty] | 0 | 0 | 0 | 0 | 0 | 0 | 0 | [5 empty] | 0 | 0 | 0 | 0 | 0 | 0 | 0
[5 empty] | C2 | 0 | 0 | 0 | 0 | 0 | 0 | 0 | 0 | 0 | 0 | 0 | 0 | [5 empty] | 0 | 0 | 0 | 0 | 0 | 0 | 0 | [5 empty] | 0 | 0 | 0 | 0 | 0 | 0 | 0
[5 empty] | C3 | 0 | 0 | 0 | 0 | 0 | 0 | 0 | 0 | 0 | 0 | 0 | 0 | [5 empty] | 0 | 0 | 0 | 0 | 0 | 0 | 0 | [5 empty] | 0 | 0 | 0 | 0 | 0 | 0 | 0
[5 empty] | C4 | 0 | 0 | 0 | 0 | 0 | 0 | 0 | 0 | 0 | 0 | 0 | 0 | [5 empty] | 0 | 0 | 0 | 0 | 0 | 0 | 0 | [5 empty] | 0 | 0 | 0 | 0 | 0 | 0 | 0
|  |  | 0 | 0 |  | 0 | 0 | 0 | 0 | 0 |  | 0 | 0 | 0 | 0 | 0 |  | 0 | 0 | 0 | 0 | 0 |  | 0 | 0 | 0 | 0 | 0 |  | 0 | 0 | 0 | 0 | 0 |  | 0 | 0 | 0 | 0 | 0
| TOTAL |  | 248959 | 244634 |  | 116433.1554 | 30288.4261 | 72630.5679 | 12310.706 | 14346.7031 |  | 116433.1554 | 30288.4261 | 72630.5679 | 12310.706 | 14346.7031 |  | 0 | 1171 | -842 | -329 | 0 |  | 104660.0694 | 30205.0843 | 80493.0387 | 12963.106 | 17382.1671 |  | 100 | 1684 | -1101 | -577 | -106 |  | 95008.6421 | 25818.6143 | 20757.959 | 76419.196 | 28003.2541
Health Index Definitions
|  |  | HI1 | New or as new
|  |  | HI2 | Good or seviceable condition
|  |  | HI3 | Deterioration requires assessment and monitoring
|  |  | HI4 | Material deterioration, intervention requires consideration
|  |  | HI5 | End of serviceable life, intervention required
Criticality Index Definitions
|  |  | C1 | Low criticality
|  |  | C2 | Average criticality
|  |  | C3 | High criticality
|  |  | C4 | Very high criticality

## NAW5 - General Reinfor - NPN
HI2: Secondary deliverables RIIO-ED1
NPgN
Price base (2012/13)
| ASSET CATEGORIES |  | ASSET REGISTER |  |  | End of DPCR5 (31 March 2015) with investment | [5 empty] | End of DPCR5 (31 March 2015) without investment | [5 empty] | Mid-Period Review (31 March 2019) planned investment | [5 empty] | Mid-Period Review (31 March 2019) without investment | [5 empty] | End of RIIO-ED1 (31 March 2023) planned investment | [5 empty] | End of RIIO-ED1 (31 March 2023) without investment
Is it your current intention to have a health index for this asset category in the RIIO-ED1 control period.
|  |  | as at 31st March 2015 | as at 31st March 2023 |  | HI 1 | HI 2 | HI 3 | HI 4 | HI 5 |  | HI 1 | HI 2 | HI 3 | HI 4 | HI 5 |  | HI 1 | HI 2 | HI 3 | HI 4 | HI 5 |  | HI 1 | HI 2 | HI 3 | HI 4 | HI 5 |  | HI 1 | HI 2 | HI 3 | HI 4 | HI 5 |  | HI 1 | HI 2 | HI 3 | HI 4 | HI 5
LV Network
| LV Switchgear and Other |  |  |  | C1 | 0 | 0 | 0 | 0 | 0 | 0 | 0 | 0 | 0 | 0 | 0 | 0 | [5 empty] | 0 | 0 | 0 | 0 | 0 | 0 | 0 | [5 empty] | 0 | 0 | 0 | 0 | 0 | 0 | 0 | Yes
[5 empty] | C2 | 0 | 0 | 0 | 0 | 0 | 0 | 0 | 0 | 0 | 0 | 0 | 0 | [5 empty] | 0 | 0 | 0 | 0 | 0 | 0 | 0 | [5 empty] | 0 | 0 | 0 | 0 | 0 | 0 | 0 | No
[5 empty] | C3 | 0 | 0 | 0 | 0 | 0 | 0 | 0 | 0 | 0 | 0 | 0 | 0 | [5 empty] | 0 | 0 | 0 | 0 | 0 | 0 | 0 | [5 empty] | 0 | 0 | 0 | 0 | 0 | 0 | 0
[5 empty] | C4 | 0 | 0 | 0 | 0 | 0 | 0 | 0 | 0 | 0 | 0 | 0 | 0 | [5 empty] | 0 | 0 | 0 | 0 | 0 | 0 | 0 | [5 empty] | 0 | 0 | 0 | 0 | 0 | 0 | 0
|  |  | 0 | 0 |  | 0 | 0 | 0 | 0 | 0 |  | 0 | 0 | 0 | 0 | 0 |  | 0 | 0 | 0 | 0 | 0 |  | 0 | 0 | 0 | 0 | 0 |  | 0 | 0 | 0 | 0 | 0 |  | 0 | 0 | 0 | 0 | 0
| LV UGB |  |  |  | C1 | 0 | 0 | 0 | 0 | 0 | 0 | 0 | 0 | 0 | 0 | 0 | 0 | [5 empty] | 0 | 0 | 0 | 0 | 0 | 0 | 0 | [5 empty] | 0 | 0 | 0 | 0 | 0 | 0 | 0
[5 empty] | C2 | 0 | 0 | 0 | 0 | 0 | 0 | 0 | 0 | 0 | 0 | 0 | 0 | [5 empty] | 0 | 0 | 0 | 0 | 0 | 0 | 0 | [5 empty] | 0 | 0 | 0 | 0 | 0 | 0 | 0
[5 empty] | C3 | 0 | 0 | 0 | 0 | 0 | 0 | 0 | 0 | 0 | 0 | 0 | 0 | [5 empty] | 0 | 0 | 0 | 0 | 0 | 0 | 0 | [5 empty] | 0 | 0 | 0 | 0 | 0 | 0 | 0
[5 empty] | C4 | 0 | 0 | 0 | 0 | 0 | 0 | 0 | 0 | 0 | 0 | 0 | 0 | [5 empty] | 0 | 0 | 0 | 0 | 0 | 0 | 0 | [5 empty] | 0 | 0 | 0 | 0 | 0 | 0 | 0
|  |  | 0 | 0 |  | 0 | 0 | 0 | 0 | 0 |  | 0 | 0 | 0 | 0 | 0 |  | 0 | 0 | 0 | 0 | 0 |  | 0 | 0 | 0 | 0 | 0 |  | 0 | 0 | 0 | 0 | 0 |  | 0 | 0 | 0 | 0 | 0
| LV OHL Support |  |  |  | C1 | 11040 | 2799 | 13826 | 1778 | 2174 | 31617 | 11040 | 2799 | 13826 | 1778 | 2174 | 31617 | [5 empty] | 0 | 9903 | 2626 | 14869 | 1662 | 2557 | 31617 | [5 empty] | 0 | 9223 | 2150 | 1945 | 14224 | 4075 | 31617
[5 empty] | C2 | 7940 | 2384 | 7723 | 1517 | 1693 | 21257 | 7940 | 2384 | 7723 | 1517 | 1693 | 21257 | [5 empty] | 0 | 6953 | 2415 | 8419 | 1465 | 2005 | 21257 | [5 empty] | 0 | 6276 | 1968 | 1445 | 8223 | 3345 | 21257
[5 empty] | C3 | 5255 | 1391 | 4435 | 716 | 723 | 12520 | 5255 | 1391 | 4435 | 716 | 723 | 12520 | [5 empty] | 0 | 4538 | 1583 | 4838 | 694 | 867 | 12520 | [5 empty] | 0 | 3987 | 1395 | 914 | 4743 | 1481 | 12520
[5 empty] | C4 | 2147 | 777 | 2123 | 265 | 205 | 5517 | 2147 | 777 | 2123 | 265 | 205 | 5517 | [5 empty] | 0 | 1804 | 932 | 2265 | 234 | 282 | 5517 | [5 empty] | 0 | 1515 | 682 | 597 | 2233 | 490 | 5517
|  |  | 47782 | 46782 |  | 26382 | 7351 | 28107 | 4276 | 4795 |  | 26382 | 7351 | 28107 | 4276 | 4795 |  | 0 | 0 | 0 | 0 | 0 |  | 23198 | 7556 | 30391 | 4055 | 5711 |  | 0 | 0 | 0 | 0 | 0 |  | 21001 | 6195 | 4901 | 29423 | 9391
| [Please insert new asset category as required] |  |  |  | C1 | 0 | 0 | 0 | 0 | 0 | 0 | 0 | 0 | 0 | 0 | 0 | 0 | [5 empty] | 0 | 0 | 0 | 0 | 0 | 0 | 0 | [5 empty] | 0 | 0 | 0 | 0 | 0 | 0 | 0
[5 empty] | C2 | 0 | 0 | 0 | 0 | 0 | 0 | 0 | 0 | 0 | 0 | 0 | 0 | [5 empty] | 0 | 0 | 0 | 0 | 0 | 0 | 0 | [5 empty] | 0 | 0 | 0 | 0 | 0 | 0 | 0
[5 empty] | C3 | 0 | 0 | 0 | 0 | 0 | 0 | 0 | 0 | 0 | 0 | 0 | 0 | [5 empty] | 0 | 0 | 0 | 0 | 0 | 0 | 0 | [5 empty] | 0 | 0 | 0 | 0 | 0 | 0 | 0
[5 empty] | C4 | 0 | 0 | 0 | 0 | 0 | 0 | 0 | 0 | 0 | 0 | 0 | 0 | [5 empty] | 0 | 0 | 0 | 0 | 0 | 0 | 0 | [5 empty] | 0 | 0 | 0 | 0 | 0 | 0 | 0
|  |  | 0 | 0 |  | 0 | 0 | 0 | 0 | 0 |  | 0 | 0 | 0 | 0 | 0 |  | 0 | 0 | 0 | 0 | 0 |  | 0 | 0 | 0 | 0 | 0 |  | 0 | 0 | 0 | 0 | 0 |  | 0 | 0 | 0 | 0 | 0
| [Please insert new asset category as required] |  |  |  | C1 | 0 | 0 | 0 | 0 | 0 | 0 | 0 | 0 | 0 | 0 | 0 | 0 | [5 empty] | 0 | 0 | 0 | 0 | 0 | 0 | 0 | [5 empty] | 0 | 0 | 0 | 0 | 0 | 0 | 0
[5 empty] | C2 | 0 | 0 | 0 | 0 | 0 | 0 | 0 | 0 | 0 | 0 | 0 | 0 | [5 empty] | 0 | 0 | 0 | 0 | 0 | 0 | 0 | [5 empty] | 0 | 0 | 0 | 0 | 0 | 0 | 0
[5 empty] | C3 | 0 | 0 | 0 | 0 | 0 | 0 | 0 | 0 | 0 | 0 | 0 | 0 | [5 empty] | 0 | 0 | 0 | 0 | 0 | 0 | 0 | [5 empty] | 0 | 0 | 0 | 0 | 0 | 0 | 0
[5 empty] | C4 | 0 | 0 | 0 | 0 | 0 | 0 | 0 | 0 | 0 | 0 | 0 | 0 | [5 empty] | 0 | 0 | 0 | 0 | 0 | 0 | 0 | [5 empty] | 0 | 0 | 0 | 0 | 0 | 0 | 0
|  |  | 0 | 0 |  | 0 | 0 | 0 | 0 | 0 |  | 0 | 0 | 0 | 0 | 0 |  | 0 | 0 | 0 | 0 | 0 |  | 0 | 0 | 0 | 0 | 0 |  | 0 | 0 | 0 | 0 | 0 |  | 0 | 0 | 0 | 0 | 0
| [Please insert new asset category as required] |  |  |  | C1 | 0 | 0 | 0 | 0 | 0 | 0 | 0 | 0 | 0 | 0 | 0 | 0 | [5 empty] | 0 | 0 | 0 | 0 | 0 | 0 | 0 | [5 empty] | 0 | 0 | 0 | 0 | 0 | 0 | 0
[5 empty] | C2 | 0 | 0 | 0 | 0 | 0 | 0 | 0 | 0 | 0 | 0 | 0 | 0 | [5 empty] | 0 | 0 | 0 | 0 | 0 | 0 | 0 | [5 empty] | 0 | 0 | 0 | 0 | 0 | 0 | 0
[5 empty] | C3 | 0 | 0 | 0 | 0 | 0 | 0 | 0 | 0 | 0 | 0 | 0 | 0 | [5 empty] | 0 | 0 | 0 | 0 | 0 | 0 | 0 | [5 empty] | 0 | 0 | 0 | 0 | 0 | 0 | 0
[5 empty] | C4 | 0 | 0 | 0 | 0 | 0 | 0 | 0 | 0 | 0 | 0 | 0 | 0 | [5 empty] | 0 | 0 | 0 | 0 | 0 | 0 | 0 | [5 empty] | 0 | 0 | 0 | 0 | 0 | 0 | 0
|  |  | 0 | 0 |  | 0 | 0 | 0 | 0 | 0 |  | 0 | 0 | 0 | 0 | 0 |  | 0 | 0 | 0 | 0 | 0 |  | 0 | 0 | 0 | 0 | 0 |  | 0 | 0 | 0 | 0 | 0 |  | 0 | 0 | 0 | 0 | 0
| [Please insert new asset category as required] |  |  |  | C1 | 0 | 0 | 0 | 0 | 0 | 0 | 0 | 0 | 0 | 0 | 0 | 0 | [5 empty] | 0 | 0 | 0 | 0 | 0 | 0 | 0 | [5 empty] | 0 | 0 | 0 | 0 | 0 | 0 | 0
[5 empty] | C2 | 0 | 0 | 0 | 0 | 0 | 0 | 0 | 0 | 0 | 0 | 0 | 0 | [5 empty] | 0 | 0 | 0 | 0 | 0 | 0 | 0 | [5 empty] | 0 | 0 | 0 | 0 | 0 | 0 | 0
[5 empty] | C3 | 0 | 0 | 0 | 0 | 0 | 0 | 0 | 0 | 0 | 0 | 0 | 0 | [5 empty] | 0 | 0 | 0 | 0 | 0 | 0 | 0 | [5 empty] | 0 | 0 | 0 | 0 | 0 | 0 | 0
[5 empty] | C4 | 0 | 0 | 0 | 0 | 0 | 0 | 0 | 0 | 0 | 0 | 0 | 0 | [5 empty] | 0 | 0 | 0 | 0 | 0 | 0 | 0 | [5 empty] | 0 | 0 | 0 | 0 | 0 | 0 | 0
|  |  | 0 | 0 |  | 0 | 0 | 0 | 0 | 0 |  | 0 | 0 | 0 | 0 | 0 |  | 0 | 0 | 0 | 0 | 0 |  | 0 | 0 | 0 | 0 | 0 |  | 0 | 0 | 0 | 0 | 0 |  | 0 | 0 | 0 | 0 | 0
| [Please insert new asset category as required] |  |  |  | C1 | 0 | 0 | 0 | 0 | 0 | 0 | 0 | 0 | 0 | 0 | 0 | 0 | [5 empty] | 0 | 0 | 0 | 0 | 0 | 0 | 0 | [5 empty] | 0 | 0 | 0 | 0 | 0 | 0 | 0
[5 empty] | C2 | 0 | 0 | 0 | 0 | 0 | 0 | 0 | 0 | 0 | 0 | 0 | 0 | [5 empty] | 0 | 0 | 0 | 0 | 0 | 0 | 0 | [5 empty] | 0 | 0 | 0 | 0 | 0 | 0 | 0
[5 empty] | C3 | 0 | 0 | 0 | 0 | 0 | 0 | 0 | 0 | 0 | 0 | 0 | 0 | [5 empty] | 0 | 0 | 0 | 0 | 0 | 0 | 0 | [5 empty] | 0 | 0 | 0 | 0 | 0 | 0 | 0
[5 empty] | C4 | 0 | 0 | 0 | 0 | 0 | 0 | 0 | 0 | 0 | 0 | 0 | 0 | [5 empty] | 0 | 0 | 0 | 0 | 0 | 0 | 0 | [5 empty] | 0 | 0 | 0 | 0 | 0 | 0 | 0
|  |  | 0 | 0 |  | 0 | 0 | 0 | 0 | 0 |  | 0 | 0 | 0 | 0 | 0 |  | 0 | 0 | 0 | 0 | 0 |  | 0 | 0 | 0 | 0 | 0 |  | 0 | 0 | 0 | 0 | 0 |  | 0 | 0 | 0 | 0 | 0
HV Network
| HV Switchgear (GM) - Primary |  |  |  | C1 | 345 | 149 | 151 | 49 | 54 | 748 | 345 | 149 | 151 | 49 | 54 | 748 | [5 empty] | 0 | 299 | 186 | 9 | 176 | 78 | 748 | [5 empty] | 0 | 265 | 129 | 94 | 24 | 237 | 749
[5 empty] | C2 | 533 | 132 | 120 | 25 | 91 | 901 | 533 | 132 | 120 | 25 | 91 | 901 | [5 empty] | 0 | 446 | 203 | 56 | 98 | 98 | 901 | [5 empty] | 0 | 407 | 193 | 59 | 58 | 183 | 900
[5 empty] | C3 | 455 | 141 | 144 | 28 | 40 | 808 | 455 | 141 | 144 | 28 | 40 | 808 | [5 empty] | 0 | 408 | 172 | 64 | 107 | 57 | 808 | [5 empty] | 0 | 352 | 158 | 80 | 73 | 145 | 808
[5 empty] | C4 | 44 | 4 | 19 | 0 | 0 | 67 | 44 | 4 | 19 | 0 | 0 | 67 | [5 empty] | 0 | 30 | 14 | 19 | 4 | 0 | 67 | [5 empty] | 0 | 30 | 14 | 4 | 16 | 3 | 67
|  |  | 4274 | 4244 |  | 1377 | 426 | 434 | 102 | 185 |  | 1377 | 426 | 434 | 102 | 185 |  | 0 | 0 | 0 | 0 | 0 |  | 1183 | 575 | 148 | 385 | 233 |  | 0 | 0 | 0 | 0 | 0 |  | 1054 | 494 | 237 | 171 | 568
| HV Switchgear (GM) - Distribution |  |  |  | C1 | 1290 | 104 | 299 | 49 | 29 | 1771 | 1290 | 104 | 299 | 49 | 29 | 1771 | [5 empty] | 0 | 1253 | 102 | 265 | 102 | 49 | 1771 | [5 empty] | 0 | 1166 | 140 | 55 | 299 | 111 | 1771
[5 empty] | C2 | 8370 | 1059 | 1516 | 356 | 212 | 11513 | 8370 | 1059 | 1516 | 356 | 212 | 11513 | [5 empty] | 0 | 8088 | 1061 | 1208 | 779 | 377 | 11513 | [5 empty] | 0 | 7640 | 1021 | 564 | 1455 | 833 | 11513
[5 empty] | C3 | 1621 | 146 | 216 | 25 | 14 | 2022 | 1621 | 146 | 216 | 25 | 14 | 2022 | [5 empty] | 0 | 1574 | 171 | 157 | 90 | 30 | 2022 | [5 empty] | 0 | 1501 | 172 | 75 | 173 | 101 | 2022
[5 empty] | C4 | 0 | 0 | 0 | 0 | 0 | 0 | 0 | 0 | 0 | 0 | 0 | 0 | [5 empty] | 0 | 0 | 0 | 0 | 0 | 0 | 0 | [5 empty] | 0 | 0 | 0 | 0 | 0 | 0 | 0
|  |  | 30337 | 26699 |  | 11281 | 1309 | 2031 | 430 | 255 |  | 11281 | 1309 | 2031 | 430 | 255 |  | 0 | 0 | 0 | 0 | 0 |  | 10915 | 1334 | 1630 | 971 | 456 |  | 0 | 0 | 0 | 0 | 0 |  | 10307 | 1333 | 694 | 1927 | 1045
| HV Transformer (GM) |  |  |  | C1 | 901 | 26 | 13 | 0 | 0 | 940 | 901 | 26 | 13 | 0 | 0 | 940 | [5 empty] | 0 | 881 | 38 | 21 | 0 | 0 | 940 | [5 empty] | 0 | 850 | 60 | 15 | 15 | 0 | 940
[5 empty] | C2 | 7291 | 245 | 141 | 21 | 4 | 7702 | 7291 | 245 | 141 | 21 | 4 | 7702 | [5 empty] | 0 | 7104 | 359 | 197 | 38 | 4 | 7702 | [5 empty] | 0 | 6619 | 753 | 151 | 147 | 32 | 7702
[5 empty] | C3 | 1220 | 82 | 49 | 7 | 0 | 1358 | 1220 | 82 | 49 | 7 | 0 | 1358 | [5 empty] | 0 | 1172 | 102 | 75 | 9 | 0 | 1358 | [5 empty] | 0 | 1072 | 165 | 65 | 52 | 4 | 1358
[5 empty] | C4 | 4 | 0 | 0 | 0 | 0 | 4 | 4 | 0 | 0 | 0 | 0 | 4 | [5 empty] | 0 | 4 | 0 | 0 | 0 | 0 | 4 | [5 empty] | 0 | 4 | 0 | 0 | 0 | 0 | 4
|  |  | 15360 | 15360 |  | 9416 | 353 | 203 | 28 | 4 |  | 9416 | 353 | 203 | 28 | 4 |  | 0 | 0 | 0 | 0 | 0 |  | 9161 | 499 | 293 | 47 | 4 |  | 0 | 0 | 0 | 0 | 0 |  | 8545 | 978 | 231 | 214 | 36
| HV UG Cable |  |  |  | C1 | 0 | 0 | 0 | 0 | 0 | 0 | 0 | 0 | 0 | 0 | 0 | 0 | [5 empty] | 0 | 0 | 0 | 0 | 0 | 0 | 0 | [5 empty] | 0 | 0 | 0 | 0 | 0 | 0 | 0
[5 empty] | C2 | 0 | 0 | 0 | 0 | 0 | 0 | 0 | 0 | 0 | 0 | 0 | 0 | [5 empty] | 0 | 0 | 0 | 0 | 0 | 0 | 0 | [5 empty] | 0 | 0 | 0 | 0 | 0 | 0 | 0
[5 empty] | C3 | 0 | 0 | 0 | 0 | 0 | 0 | 0 | 0 | 0 | 0 | 0 | 0 | [5 empty] | 0 | 0 | 0 | 0 | 0 | 0 | 0 | [5 empty] | 0 | 0 | 0 | 0 | 0 | 0 | 0
[5 empty] | C4 | 0 | 0 | 0 | 0 | 0 | 0 | 0 | 0 | 0 | 0 | 0 | 0 | [5 empty] | 0 | 0 | 0 | 0 | 0 | 0 | 0 | [5 empty] | 0 | 0 | 0 | 0 | 0 | 0 | 0
|  |  | 0 | 0 |  | 0 | 0 | 0 | 0 | 0 |  | 0 | 0 | 0 | 0 | 0 |  | 0 | 0 | 0 | 0 | 0 |  | 0 | 0 | 0 | 0 | 0 |  | 0 | 0 | 0 | 0 | 0 |  | 0 | 0 | 0 | 0 | 0
| HV OHL Support - Poles |  |  |  | C1 | 16895 | 5418 | 13307 | 2333 | 2044 | 39997 | 16895 | 5418 | 13307 | 2333 | 2044 | 39997 | [5 empty] | 0 | 15351 | 4349 | 15266 | 2279 | 2752 | 39997 | [5 empty] | 0 | 13668 | 3789 | 3169 | 14642 | 4729 | 39997
[5 empty] | C2 | 28948 | 7652 | 16964 | 2973 | 3475 | 60012 | 28948 | 7652 | 16964 | 2973 | 3475 | 60012 | [5 empty] | 0 | 25605 | 7741 | 19357 | 3008 | 4301 | 60012 | [5 empty] | 0 | 23169 | 6662 | 4612 | 18718 | 6851 | 60012
[5 empty] | C3 | 9178 | 2418 | 4820 | 851 | 777 | 18044 | 9178 | 2418 | 4820 | 851 | 777 | 18044 | [5 empty] | 0 | 8103 | 2619 | 5497 | 841 | 984 | 18044 | [5 empty] | 0 | 7236 | 2266 | 1523 | 5284 | 1735 | 18044
[5 empty] | C4 | 3757 | 1272 | 2097 | 214 | 271 | 7611 | 3757 | 1272 | 2097 | 214 | 271 | 7611 | [5 empty] | 0 | 3208 | 1342 | 2512 | 223 | 326 | 7611 | [5 empty] | 0 | 2810 | 1120 | 828 | 2330 | 523 | 7611
|  |  | 114978 | 114978 |  | 58778 | 16760 | 37188 | 6371 | 6567 |  | 58778 | 16760 | 37188 | 6371 | 6567 |  | 0 | 0 | 0 | 0 | 0 |  | 52267 | 16051 | 42632 | 6351 | 8363 |  | 0 | 0 | 0 | 0 | 0 |  | 46883 | 13837 | 10132 | 40974 | 13838
| [Please insert new asset category as required] |  |  |  | C1 | 0 | 0 | 0 | 0 | 0 | 0 | 0 | 0 | 0 | 0 | 0 | 0 | [5 empty] | 0 | 0 | 0 | 0 | 0 | 0 | 0 | [5 empty] | 0 | 0 | 0 | 0 | 0 | 0 | 0
[5 empty] | C2 | 0 | 0 | 0 | 0 | 0 | 0 | 0 | 0 | 0 | 0 | 0 | 0 | [5 empty] | 0 | 0 | 0 | 0 | 0 | 0 | 0 | [5 empty] | 0 | 0 | 0 | 0 | 0 | 0 | 0
[5 empty] | C3 | 0 | 0 | 0 | 0 | 0 | 0 | 0 | 0 | 0 | 0 | 0 | 0 | [5 empty] | 0 | 0 | 0 | 0 | 0 | 0 | 0 | [5 empty] | 0 | 0 | 0 | 0 | 0 | 0 | 0
[5 empty] | C4 | 0 | 0 | 0 | 0 | 0 | 0 | 0 | 0 | 0 | 0 | 0 | 0 | [5 empty] | 0 | 0 | 0 | 0 | 0 | 0 | 0 | [5 empty] | 0 | 0 | 0 | 0 | 0 | 0 | 0
|  |  | 0 | 0 |  | 0 | 0 | 0 | 0 | 0 |  | 0 | 0 | 0 | 0 | 0 |  | 0 | 0 | 0 | 0 | 0 |  | 0 | 0 | 0 | 0 | 0 |  | 0 | 0 | 0 | 0 | 0 |  | 0 | 0 | 0 | 0 | 0
| [Please insert new asset category as required] |  |  |  | C1 | 0 | 0 | 0 | 0 | 0 | 0 | 0 | 0 | 0 | 0 | 0 | 0 | [5 empty] | 0 | 0 | 0 | 0 | 0 | 0 | 0 | [5 empty] | 0 | 0 | 0 | 0 | 0 | 0 | 0
[5 empty] | C2 | 0 | 0 | 0 | 0 | 0 | 0 | 0 | 0 | 0 | 0 | 0 | 0 | [5 empty] | 0 | 0 | 0 | 0 | 0 | 0 | 0 | [5 empty] | 0 | 0 | 0 | 0 | 0 | 0 | 0
[5 empty] | C3 | 0 | 0 | 0 | 0 | 0 | 0 | 0 | 0 | 0 | 0 | 0 | 0 | [5 empty] | 0 | 0 | 0 | 0 | 0 | 0 | 0 | [5 empty] | 0 | 0 | 0 | 0 | 0 | 0 | 0
[5 empty] | C4 | 0 | 0 | 0 | 0 | 0 | 0 | 0 | 0 | 0 | 0 | 0 | 0 | [5 empty] | 0 | 0 | 0 | 0 | 0 | 0 | 0 | [5 empty] | 0 | 0 | 0 | 0 | 0 | 0 | 0
|  |  | 0 | 0 |  | 0 | 0 | 0 | 0 | 0 |  | 0 | 0 | 0 | 0 | 0 |  | 0 | 0 | 0 | 0 | 0 |  | 0 | 0 | 0 | 0 | 0 |  | 0 | 0 | 0 | 0 | 0 |  | 0 | 0 | 0 | 0 | 0
| [Please insert new asset category as required] |  |  |  | C1 | 0 | 0 | 0 | 0 | 0 | 0 | 0 | 0 | 0 | 0 | 0 | 0 | [5 empty] | 0 | 0 | 0 | 0 | 0 | 0 | 0 | [5 empty] | 0 | 0 | 0 | 0 | 0 | 0 | 0
[5 empty] | C2 | 0 | 0 | 0 | 0 | 0 | 0 | 0 | 0 | 0 | 0 | 0 | 0 | [5 empty] | 0 | 0 | 0 | 0 | 0 | 0 | 0 | [5 empty] | 0 | 0 | 0 | 0 | 0 | 0 | 0
[5 empty] | C3 | 0 | 0 | 0 | 0 | 0 | 0 | 0 | 0 | 0 | 0 | 0 | 0 | [5 empty] | 0 | 0 | 0 | 0 | 0 | 0 | 0 | [5 empty] | 0 | 0 | 0 | 0 | 0 | 0 | 0
[5 empty] | C4 | 0 | 0 | 0 | 0 | 0 | 0 | 0 | 0 | 0 | 0 | 0 | 0 | [5 empty] | 0 | 0 | 0 | 0 | 0 | 0 | 0 | [5 empty] | 0 | 0 | 0 | 0 | 0 | 0 | 0
|  |  | 0 | 0 |  | 0 | 0 | 0 | 0 | 0 |  | 0 | 0 | 0 | 0 | 0 |  | 0 | 0 | 0 | 0 | 0 |  | 0 | 0 | 0 | 0 | 0 |  | 0 | 0 | 0 | 0 | 0 |  | 0 | 0 | 0 | 0 | 0
| [Please insert new asset category as required] |  |  |  | C1 | 0 | 0 | 0 | 0 | 0 | 0 | 0 | 0 | 0 | 0 | 0 | 0 | [5 empty] | 0 | 0 | 0 | 0 | 0 | 0 | 0 | [5 empty] | 0 | 0 | 0 | 0 | 0 | 0 | 0
[5 empty] | C2 | 0 | 0 | 0 | 0 | 0 | 0 | 0 | 0 | 0 | 0 | 0 | 0 | [5 empty] | 0 | 0 | 0 | 0 | 0 | 0 | 0 | [5 empty] | 0 | 0 | 0 | 0 | 0 | 0 | 0
[5 empty] | C3 | 0 | 0 | 0 | 0 | 0 | 0 | 0 | 0 | 0 | 0 | 0 | 0 | [5 empty] | 0 | 0 | 0 | 0 | 0 | 0 | 0 | [5 empty] | 0 | 0 | 0 | 0 | 0 | 0 | 0
[5 empty] | C4 | 0 | 0 | 0 | 0 | 0 | 0 | 0 | 0 | 0 | 0 | 0 | 0 | [5 empty] | 0 | 0 | 0 | 0 | 0 | 0 | 0 | [5 empty] | 0 | 0 | 0 | 0 | 0 | 0 | 0
|  |  | 0 | 0 |  | 0 | 0 | 0 | 0 | 0 |  | 0 | 0 | 0 | 0 | 0 |  | 0 | 0 | 0 | 0 | 0 |  | 0 | 0 | 0 | 0 | 0 |  | 0 | 0 | 0 | 0 | 0 |  | 0 | 0 | 0 | 0 | 0
| [Please insert new asset category as required] |  |  |  | C1 | 0 | 0 | 0 | 0 | 0 | 0 | 0 | 0 | 0 | 0 | 0 | 0 | [5 empty] | 0 | 0 | 0 | 0 | 0 | 0 | 0 | [5 empty] | 0 | 0 | 0 | 0 | 0 | 0 | 0
[5 empty] | C2 | 0 | 0 | 0 | 0 | 0 | 0 | 0 | 0 | 0 | 0 | 0 | 0 | [5 empty] | 0 | 0 | 0 | 0 | 0 | 0 | 0 | [5 empty] | 0 | 0 | 0 | 0 | 0 | 0 | 0
[5 empty] | C3 | 0 | 0 | 0 | 0 | 0 | 0 | 0 | 0 | 0 | 0 | 0 | 0 | [5 empty] | 0 | 0 | 0 | 0 | 0 | 0 | 0 | [5 empty] | 0 | 0 | 0 | 0 | 0 | 0 | 0
[5 empty] | C4 | 0 | 0 | 0 | 0 | 0 | 0 | 0 | 0 | 0 | 0 | 0 | 0 | [5 empty] | 0 | 0 | 0 | 0 | 0 | 0 | 0 | [5 empty] | 0 | 0 | 0 | 0 | 0 | 0 | 0
|  |  | 0 | 0 |  | 0 | 0 | 0 | 0 | 0 |  | 0 | 0 | 0 | 0 | 0 |  | 0 | 0 | 0 | 0 | 0 |  | 0 | 0 | 0 | 0 | 0 |  | 0 | 0 | 0 | 0 | 0 |  | 0 | 0 | 0 | 0 | 0
EHV Network
| EHV Switchgear (GM) |  |  |  | C1 | 159 | 9 | 1 | 0 | 0 | 169 | 159 | 9 | 1 | 0 | 0 | 169 | [5 empty] | 0 | 132 | 36 | 1 | 0 | 0 | 169 | [5 empty] | 0 | 118 | 43 | 7 | 1 | 0 | 169
[5 empty] | C2 | 188 | 103 | 24 | 47 | 21 | 383 | 188 | 103 | 24 | 47 | 21 | 383 | [5 empty] | 0 | 131 | 143 | 27 | 44 | 37 | 382 | [5 empty] | 0 | 120 | 112 | 53 | 39 | 59 | 383
[5 empty] | C3 | 27 | 13 | 12 | 1 | 0 | 53 | 27 | 13 | 12 | 1 | 0 | 53 | [5 empty] | 0 | 16 | 24 | 0 | 13 | 0 | 53 | [5 empty] | 0 | 14 | 17 | 9 | 12 | 1 | 53
[5 empty] | C4 | 2 | 34 | 8 | 0 | 0 | 44 | 2 | 34 | 8 | 0 | 0 | 44 | [5 empty] | 0 | 2 | 3 | 38 | 1 | 0 | 44 | [5 empty] | 0 | 2 | 1 | 30 | 11 | 0 | 44
|  |  | 1438 | 1447 |  | 376 | 159 | 45 | 48 | 21 |  | 376 | 159 | 45 | 48 | 21 |  | 0 | 0 | 0 | 0 | 0 |  | 281 | 206 | 66 | 58 | 37 |  | 0 | 0 | 0 | 0 | 0 |  | 254 | 173 | 99 | 63 | 60
| EHV Transformer |  |  |  | C1 | 23 | 14 | 0 | 0 | 0 | 37 | 23 | 14 | 0 | 0 | 0 | 37 | [5 empty] | 0 | 19 | 14 | 4 | 0 | 0 | 37 | [5 empty] | 0 | 14 | 12 | 10 | 1 | 0 | 37
[5 empty] | C2 | 167 | 73 | 10 | 4 | 6 | 260 | 167 | 73 | 10 | 4 | 6 | 260 | [5 empty] | 0 | 141 | 77 | 23 | 8 | 9 | 258 | [5 empty] | 0 | 99 | 79 | 47 | 18 | 15 | 258
[5 empty] | C3 | 30 | 11 | 2 | 2 | 0 | 45 | 30 | 11 | 2 | 2 | 0 | 45 | [5 empty] | 0 | 25 | 11 | 6 | 1 | 2 | 45 | [5 empty] | 0 | 20 | 10 | 8 | 4 | 3 | 45
[5 empty] | C4 | 0 | 0 | 0 | 0 | 0 | 0 | 0 | 0 | 0 | 0 | 0 | 0 | [5 empty] | 0 | 0 | 0 | 0 | 0 | 0 | 0 | [5 empty] | 0 | 0 | 0 | 0 | 0 | 0 | 0
|  |  | 662 | 660 |  | 220 | 98 | 12 | 6 | 6 |  | 220 | 98 | 12 | 6 | 6 |  | 0 | 0 | 0 | 0 | 0 |  | 185 | 102 | 33 | 9 | 11 |  | 0 | 0 | 0 | 0 | 0 |  | 133 | 101 | 65 | 23 | 18
| EHV UG Cable (Gas) |  |  |  | C1 | 0 | 0 | 0 | 0 | 0 | 0 | 0 | 0 | 0 | 0 | 0 | 0 | [5 empty] | 0 | 0 | 0 | 0 | 0 | 0 | 0 | [5 empty] | 0 | 0 | 0 | 0 | 0 | 0 | 0
[5 empty] | C2 | 1.803 | 1.31 | 54.4619 | 0 | 2.047 | 59.6219 | 1.803 | 1.31 | 54.4619 | 0 | 2.047 | 59.6219 | [5 empty] | 0 | 1.803 | 0 | 55.2729 | 0.499 | 2.047 | 59.6219 | [5 empty] | 0 | 1.803 | 0 | 35.9009 | 19.372 | 2.546 | 59.6219
[5 empty] | C3 | 0 | 0 | 0 | 0 | 0 | 0 | 0 | 0 | 0 | 0 | 0 | 0 | [5 empty] | 0 | 0 | 0 | 0 | 0 | 0 | 0 | [5 empty] | 0 | 0 | 0 | 0 | 0 | 0 | 0
[5 empty] | C4 | 0 | 0 | 0 | 0 | 0 | 0 | 0 | 0 | 0 | 0 | 0 | 0 | [5 empty] | 0 | 0 | 0 | 0 | 0 | 0 | 0 | [5 empty] | 0 | 0 | 0 | 0 | 0 | 0 | 0
|  |  | 115 | 105 |  | 1.803 | 1.31 | 54.4619 | 0 | 2.047 |  | 1.803 | 1.31 | 54.4619 | 0 | 2.047 |  | 0 | 0 | 0 | 0 | 0 |  | 1.803 | 0 | 55.2729 | 0.499 | 2.047 |  | 0 | 0 | 0 | 0 | 0 |  | 1.803 | 0 | 35.9009 | 19.372 | 2.546
| EHV UG Cable (Oil) |  |  |  | C1 | 37.6269 | 7.731 | 82.293 | 32.851 | 12.331 | 172.8329 | 37.6269 | 7.731 | 82.293 | 32.851 | 12.331 | 172.8329 | [5 empty] | 0 | 15.084 | 28.703 | 82.928 | 30.781 | 15.044 | 172.54 | [5 empty] | 0 | 10.143 | 28.359 | 86.312 | 2.221 | 45.605 | 172.64
[5 empty] | C2 | 5.971 | 3.213 | 56.176 | 36.288 | 10.344 | 111.992 | 5.971 | 3.213 | 56.176 | 36.288 | 10.344 | 111.992 | [5 empty] | 0 | 3.77 | 5.414 | 55.888 | 34.907 | 12.013 | 111.992 | [5 empty] | 0 | 3.34 | 3.134 | 54.01 | 4.776 | 46.732 | 111.992
[5 empty] | C3 | 16.782 | 7.397 | 97.437 | 55.645 | 10.536 | 187.797 | 16.782 | 7.397 | 97.437 | 55.645 | 10.536 | 187.797 | [5 empty] | 0 | 16.153 | 3.718 | 95.835 | 46.41 | 25.881 | 187.997 | [5 empty] | 0 | 12.051 | 6.867 | 89.152 | 10.447 | 69.58 | 188.097
[5 empty] | C4 | 0 | 0 | 0 | 0 | 0 | 0 | 0 | 0 | 0 | 0 | 0 | 0 | [5 empty] | 0 | 0 | 0 | 0 | 0 | 0 | 0 | [5 empty] | 0 | 0 | 0 | 0 | 0 | 0 | 0
|  |  | 304 | 266 |  | 60.3799 | 18.341 | 235.906 | 124.784 | 33.211 |  | 60.3799 | 18.341 | 235.906 | 124.784 | 33.211 |  | 0 | 0 | 0 | 0 | 0 |  | 35.007 | 37.835 | 234.651 | 112.098 | 52.938 |  | 0 | 0 | 0 | 0 | 0 |  | 25.534 | 38.36 | 229.474 | 17.444 | 161.917
| EHV UG Cable (Non Pressurised) |  |  |  | C1 | 13.2678 | 36.7074 | 0 | 0 | 43.962 | 93.9372 | 13.2678 | 36.7074 | 0 | 0 | 43.962 | 93.9372 | [5 empty] | 0 | 13.2678 | 0 | 36.7074 | 0 | 43.962 | 93.9372 | [5 empty] | 0 | 12.9388 | 0.329 | 36.7074 | 0 | 43.962 | 93.9372
[5 empty] | C2 | 121.4473 | 53.149 | 2.975 | 0 | 10.9076 | 188.4789 | 121.4473 | 53.149 | 2.975 | 0 | 10.9076 | 188.4789 | [5 empty] | 0 | 121.4473 | 0.22 | 55.685 | 0.219 | 10.9076 | 188.4789 | [5 empty] | 0 | 121.022 | 0.6453 | 53.732 | 1.953 | 11.1266 | 188.4789
[5 empty] | C3 | 94.8763 | 37.3444 | 2.84 | 0 | 21.3815 | 156.4422 | 94.8763 | 37.3444 | 2.84 | 0 | 21.3815 | 156.4422 | [5 empty] | 0 | 94.8763 | 0 | 37.3444 | 2.84 | 21.3815 | 156.4422 | [5 empty] | 0 | 94.8763 | 0 | 37.3444 | 0 | 24.2215 | 156.4422
[5 empty] | C4 | 1.305 | 0.091 | 0 | 0 | 0 | 1.396 | 1.305 | 0.091 | 0 | 0 | 0 | 1.396 | [5 empty] | 0 | 1.305 | 0 | 0.091 | 0 | 0 | 1.396 | [5 empty] | 0 | 1.305 | 0 | 0.091 | 0 | 0 | 1.396
|  |  | 1082 | 1132 |  | 230.8964 | 127.2918 | 5.815 | 0 | 76.2511 |  | 230.8964 | 127.2918 | 5.815 | 0 | 76.2511 |  | 0 | 0 | 0 | 0 | 0 |  | 230.8964 | 0.22 | 129.8278 | 3.059 | 76.2511 |  | 0 | 0 | 0 | 0 | 0 |  | 230.1421 | 0.9743 | 127.8748 | 1.953 | 79.3101
| EHV OHL Support - Towers |  |  |  | C1 | 0 | 0 | 0 | 0 | 0 | 0 | 0 | 0 | 0 | 0 | 0 | 0 | [5 empty] | 0 | 0 | 0 | 0 | 0 | 0 | 0 | [5 empty] | 0 | 0 | 0 | 0 | 0 | 0 | 0
[5 empty] | C2 | 120 | 295 | 663 | 1 | 139 | 1218 | 120 | 295 | 663 | 1 | 139 | 1218 | [5 empty] | 0 | 103 | 279 | 693 | 4 | 139 | 1218 | [5 empty] | 0 | 21 | 252 | 799 | 7 | 139 | 1218
[5 empty] | C3 | 19 | 20 | 165 | 0 | 0 | 204 | 19 | 20 | 165 | 0 | 0 | 204 | [5 empty] | 0 | 17 | 19 | 168 | 0 | 0 | 204 | [5 empty] | 0 | 8 | 25 | 169 | 2 | 0 | 204
[5 empty] | C4 | 0 | 0 | 8 | 0 | 0 | 8 | 0 | 0 | 8 | 0 | 0 | 8 | [5 empty] | 0 | 0 | 0 | 8 | 0 | 0 | 8 | [5 empty] | 0 | 0 | 0 | 8 | 0 | 0 | 8
|  |  | 182 | 182 |  | 139 | 315 | 836 | 1 | 139 |  | 139 | 315 | 836 | 1 | 139 |  | 0 | 0 | 0 | 0 | 0 |  | 120 | 298 | 869 | 4 | 139 |  | 0 | 0 | 0 | 0 | 0 |  | 29 | 277 | 976 | 9 | 139
| EHV OHL Support - Poles |  |  |  | C1 | 1980 | 1087 | 348 | 87 | 160 | 3662 | 1980 | 1087 | 348 | 87 | 160 | 3662 | [5 empty] | 0 | 1520 | 1383 | 488 | 107 | 164 | 3662 | [5 empty] | 0 | 1324 | 1123 | 514 | 509 | 192 | 3662
[5 empty] | C2 | 2146 | 1107 | 1793 | 547 | 171 | 5764 | 2146 | 1107 | 1793 | 547 | 171 | 5764 | [5 empty] | 0 | 1920 | 1298 | 1801 | 515 | 230 | 5764 | [5 empty] | 0 | 1802 | 496 | 931 | 2270 | 265 | 5764
[5 empty] | C3 | 145 | 51 | 22 | 3 | 5 | 226 | 145 | 51 | 22 | 3 | 5 | 226 | [5 empty] | 0 | 137 | 40 | 41 | 3 | 5 | 226 | [5 empty] | 0 | 121 | 46 | 11 | 43 | 5 | 226
[5 empty] | C4 | 354 | 146 | 187 | 30 | 60 | 777 | 354 | 146 | 187 | 30 | 60 | 777 | [5 empty] | 0 | 325 | 169 | 180 | 39 | 64 | 777 | [5 empty] | 0 | 309 | 112 | 73 | 208 | 75 | 777
|  |  | 28717 | 29040 |  | 4625 | 2391 | 2350 | 667 | 396 |  | 4625 | 2391 | 2350 | 667 | 396 |  | 0 | 0 | 0 | 0 | 0 |  | 3902 | 2890 | 2510 | 664 | 463 |  | 0 | 0 | 0 | 0 | 0 |  | 3556 | 1777 | 1529 | 3030 | 537
| EHV OHL Fittings |  |  |  | C1 | 16 | 0 | 11 | 6 | 146 | 179 | 16 | 0 | 11 | 6 | 146 | 179 | [5 empty] | 0 | 16 | 0 | 11 | 6 | 146 | 179 | [5 empty] | 0 | 16 | 0 | 0 | 17 | 146 | 179
[5 empty] | C2 | 889 | 176 | 182 | 124 | 1076 | 2447 | 889 | 176 | 182 | 124 | 1076 | 2447 | [5 empty] | 0 | 889 | 176 | 182 | 124 | 1076 | 2447 | [5 empty] | 0 | 829 | 60 | 176 | 250 | 1132 | 2447
[5 empty] | C3 | 94 | 6 | 8 | 14 | 58 | 180 | 94 | 6 | 8 | 14 | 58 | 180 | [5 empty] | 0 | 94 | 6 | 8 | 14 | 58 | 180 | [5 empty] | 0 | 88 | 6 | 6 | 16 | 64 | 180
[5 empty] | C4 | 2 | 16 | 22 | 12 | 2 | 54 | 2 | 16 | 22 | 12 | 2 | 54 | [5 empty] | 0 | 2 | 16 | 22 | 12 | 2 | 54 | [5 empty] | 0 | 0 | 10 | 8 | 22 | 14 | 54
|  |  | 42 | 42 |  | 1001 | 198 | 223 | 156 | 1282 |  | 1001 | 198 | 223 | 156 | 1282 |  | 0 | 0 | 0 | 0 | 0 |  | 1001 | 198 | 223 | 156 | 1282 |  | 0 | 0 | 0 | 0 | 0 |  | 933 | 76 | 190 | 305 | 1356
| EHV OHL (Tower Line) Conductor |  |  |  | C1 | 0 | 0 | 0 | 0 | 0 | 0 | 0 | 0 | 0 | 0 | 0 | 0 | [5 empty] | 0 | 0 | 0 | 0 | 0 | 0 | 0 | [5 empty] | 0 | 0 | 0 | 0 | 0 | 0 | 0
[5 empty] | C2 | 104 | 344.2 | 42.4 | 15.6 | 0 | 506.2 | 104 | 344.2 | 42.4 | 15.6 | 0 | 506.2 | [5 empty] | 0 | 77.2 | 251.8 | 155.3 | 16.8 | 5.1 | 506.2 | [5 empty] | 0 | 51.2 | 60.9 | 324.1 | 52.7 | 17.3 | 506.2
[5 empty] | C3 | 33.5 | 50.1 | 4.5 | 1.1 | 0 | 89.2 | 33.5 | 50.1 | 4.5 | 1.1 | 0 | 89.2 | [5 empty] | 0 | 25.7 | 28.9 | 31.5 | 2.5 | 0.6 | 89.2 | [5 empty] | 0 | 25.1 | 10.5 | 47.3 | 3.4 | 2.8 | 89.1
[5 empty] | C4 | 2.3 | 0 | 0 | 0 | 0 | 2.3 | 2.3 | 0 | 0 | 0 | 0 | 2.3 | [5 empty] | 0 | 2.3 | 0 | 0 | 0 | 0 | 2.3 | [5 empty] | 0 | 2.3 | 0 | 0 | 0 | 0 | 2.3
|  |  | 0 | 0 |  | 139.8 | 394.3 | 46.9 | 16.7 | 0 |  | 139.8 | 394.3 | 46.9 | 16.7 | 0 |  | 0 | 0 | 0 | 0 | 0 |  | 105.2 | 280.7 | 186.8 | 19.3 | 5.7 |  | 0 | 0 | 0 | 0 | 0 |  | 78.6 | 71.4 | 371.4 | 56.1 | 20.1
| [Please insert new asset category as required] |  |  |  | C1 | 0 | 0 | 0 | 0 | 0 | 0 | 0 | 0 | 0 | 0 | 0 | 0 | [5 empty] | 0 | 0 | 0 | 0 | 0 | 0 | 0 | [5 empty] | 0 | 0 | 0 | 0 | 0 | 0 | 0
[5 empty] | C2 | 0 | 0 | 0 | 0 | 0 | 0 | 0 | 0 | 0 | 0 | 0 | 0 | [5 empty] | 0 | 0 | 0 | 0 | 0 | 0 | 0 | [5 empty] | 0 | 0 | 0 | 0 | 0 | 0 | 0
[5 empty] | C3 | 0 | 0 | 0 | 0 | 0 | 0 | 0 | 0 | 0 | 0 | 0 | 0 | [5 empty] | 0 | 0 | 0 | 0 | 0 | 0 | 0 | [5 empty] | 0 | 0 | 0 | 0 | 0 | 0 | 0
[5 empty] | C4 | 0 | 0 | 0 | 0 | 0 | 0 | 0 | 0 | 0 | 0 | 0 | 0 | [5 empty] | 0 | 0 | 0 | 0 | 0 | 0 | 0 | [5 empty] | 0 | 0 | 0 | 0 | 0 | 0 | 0
|  |  | 0 | 0 |  | 0 | 0 | 0 | 0 | 0 |  | 0 | 0 | 0 | 0 | 0 |  | 0 | 0 | 0 | 0 | 0 |  | 0 | 0 | 0 | 0 | 0 |  | 0 | 0 | 0 | 0 | 0 |  | 0 | 0 | 0 | 0 | 0
| [Please insert new asset category as required] |  |  |  | C1 | 0 | 0 | 0 | 0 | 0 | 0 | 0 | 0 | 0 | 0 | 0 | 0 | [5 empty] | 0 | 0 | 0 | 0 | 0 | 0 | 0 | [5 empty] | 0 | 0 | 0 | 0 | 0 | 0 | 0
[5 empty] | C2 | 0 | 0 | 0 | 0 | 0 | 0 | 0 | 0 | 0 | 0 | 0 | 0 | [5 empty] | 0 | 0 | 0 | 0 | 0 | 0 | 0 | [5 empty] | 0 | 0 | 0 | 0 | 0 | 0 | 0
[5 empty] | C3 | 0 | 0 | 0 | 0 | 0 | 0 | 0 | 0 | 0 | 0 | 0 | 0 | [5 empty] | 0 | 0 | 0 | 0 | 0 | 0 | 0 | [5 empty] | 0 | 0 | 0 | 0 | 0 | 0 | 0
[5 empty] | C4 | 0 | 0 | 0 | 0 | 0 | 0 | 0 | 0 | 0 | 0 | 0 | 0 | [5 empty] | 0 | 0 | 0 | 0 | 0 | 0 | 0 | [5 empty] | 0 | 0 | 0 | 0 | 0 | 0 | 0
|  |  | 0 | 0 |  | 0 | 0 | 0 | 0 | 0 |  | 0 | 0 | 0 | 0 | 0 |  | 0 | 0 | 0 | 0 | 0 |  | 0 | 0 | 0 | 0 | 0 |  | 0 | 0 | 0 | 0 | 0 |  | 0 | 0 | 0 | 0 | 0
| [Please insert new asset category as required] |  |  |  | C1 | 0 | 0 | 0 | 0 | 0 | 0 | 0 | 0 | 0 | 0 | 0 | 0 | [5 empty] | 0 | 0 | 0 | 0 | 0 | 0 | 0 | [5 empty] | 0 | 0 | 0 | 0 | 0 | 0 | 0
[5 empty] | C2 | 0 | 0 | 0 | 0 | 0 | 0 | 0 | 0 | 0 | 0 | 0 | 0 | [5 empty] | 0 | 0 | 0 | 0 | 0 | 0 | 0 | [5 empty] | 0 | 0 | 0 | 0 | 0 | 0 | 0
[5 empty] | C3 | 0 | 0 | 0 | 0 | 0 | 0 | 0 | 0 | 0 | 0 | 0 | 0 | [5 empty] | 0 | 0 | 0 | 0 | 0 | 0 | 0 | [5 empty] | 0 | 0 | 0 | 0 | 0 | 0 | 0
[5 empty] | C4 | 0 | 0 | 0 | 0 | 0 | 0 | 0 | 0 | 0 | 0 | 0 | 0 | [5 empty] | 0 | 0 | 0 | 0 | 0 | 0 | 0 | [5 empty] | 0 | 0 | 0 | 0 | 0 | 0 | 0
|  |  | 0 | 0 |  | 0 | 0 | 0 | 0 | 0 |  | 0 | 0 | 0 | 0 | 0 |  | 0 | 0 | 0 | 0 | 0 |  | 0 | 0 | 0 | 0 | 0 |  | 0 | 0 | 0 | 0 | 0 |  | 0 | 0 | 0 | 0 | 0
| [Please insert new asset category as required] |  |  |  | C1 | 0 | 0 | 0 | 0 | 0 | 0 | 0 | 0 | 0 | 0 | 0 | 0 | [5 empty] | 0 | 0 | 0 | 0 | 0 | 0 | 0 | [5 empty] | 0 | 0 | 0 | 0 | 0 | 0 | 0
[5 empty] | C2 | 0 | 0 | 0 | 0 | 0 | 0 | 0 | 0 | 0 | 0 | 0 | 0 | [5 empty] | 0 | 0 | 0 | 0 | 0 | 0 | 0 | [5 empty] | 0 | 0 | 0 | 0 | 0 | 0 | 0
[5 empty] | C3 | 0 | 0 | 0 | 0 | 0 | 0 | 0 | 0 | 0 | 0 | 0 | 0 | [5 empty] | 0 | 0 | 0 | 0 | 0 | 0 | 0 | [5 empty] | 0 | 0 | 0 | 0 | 0 | 0 | 0
[5 empty] | C4 | 0 | 0 | 0 | 0 | 0 | 0 | 0 | 0 | 0 | 0 | 0 | 0 | [5 empty] | 0 | 0 | 0 | 0 | 0 | 0 | 0 | [5 empty] | 0 | 0 | 0 | 0 | 0 | 0 | 0
|  |  | 0 | 0 |  | 0 | 0 | 0 | 0 | 0 |  | 0 | 0 | 0 | 0 | 0 |  | 0 | 0 | 0 | 0 | 0 |  | 0 | 0 | 0 | 0 | 0 |  | 0 | 0 | 0 | 0 | 0 |  | 0 | 0 | 0 | 0 | 0
132kV Network
| 132kV CBs |  |  |  | C1 | 45 | 2 | 0 | 0 | 8 | 55 | 45 | 2 | 0 | 0 | 8 | 55 | [5 empty] | 0 | 37 | 10 | 0 | 0 | 8 | 55 | [5 empty] | 0 | 35 | 10 | 2 | 0 | 8 | 55
[5 empty] | C2 | 7 | 0 | 0 | 0 | 0 | 7 | 7 | 0 | 0 | 0 | 0 | 7 | [5 empty] | 0 | 7 | 0 | 0 | 0 | 0 | 7 | [5 empty] | 0 | 7 | 0 | 0 | 0 | 0 | 7
[5 empty] | C3 | 3 | 0 | 0 | 0 | 0 | 3 | 3 | 0 | 0 | 0 | 0 | 3 | [5 empty] | 0 | 3 | 0 | 0 | 0 | 0 | 3 | [5 empty] | 0 | 3 | 0 | 0 | 0 | 0 | 3
[5 empty] | C4 | 18 | 0 | 0 | 0 | 0 | 18 | 18 | 0 | 0 | 0 | 0 | 18 | [5 empty] | 0 | 18 | 0 | 0 | 0 | 0 | 18 | [5 empty] | 0 | 18 | 0 | 0 | 0 | 0 | 18
|  |  | 176 | 177 |  | 73 | 2 | 0 | 0 | 8 |  | 73 | 2 | 0 | 0 | 8 |  | 0 | 0 | 0 | 0 | 0 |  | 65 | 10 | 0 | 0 | 8 |  | 0 | 0 | 0 | 0 | 0 |  | 63 | 10 | 2 | 0 | 8
| 132kV Transformer |  |  |  | C1 | 23 | 0 | 0 | 0 | 0 | 23 | 23 | 0 | 0 | 0 | 0 | 23 | [5 empty] | 0 | 19 | 4 | 0 | 0 | 0 | 23 | [5 empty] | 0 | 18 | 5 | 0 | 0 | 0 | 23
[5 empty] | C2 | 32 | 11 | 0 | 0 | 1 | 44 | 32 | 11 | 0 | 0 | 1 | 44 | [5 empty] | 0 | 27 | 13 | 3 | 0 | 1 | 44 | [5 empty] | 0 | 20 | 13 | 8 | 2 | 1 | 44
[5 empty] | C3 | 10 | 1 | 0 | 0 | 0 | 11 | 10 | 1 | 0 | 0 | 0 | 11 | [5 empty] | 0 | 10 | 1 | 0 | 0 | 0 | 11 | [5 empty] | 0 | 10 | 0 | 1 | 0 | 0 | 11
[5 empty] | C4 | 1 | 0 | 0 | 0 | 0 | 1 | 1 | 0 | 0 | 0 | 0 | 1 | [5 empty] | 0 | 1 | 0 | 0 | 0 | 0 | 1 | [5 empty] | 0 | 1 | 0 | 0 | 0 | 0 | 1
|  |  | 134 | 134 |  | 66 | 12 | 0 | 0 | 1 |  | 66 | 12 | 0 | 0 | 1 |  | 0 | 0 | 0 | 0 | 0 |  | 57 | 18 | 3 | 0 | 1 |  | 0 | 0 | 0 | 0 | 0 |  | 49 | 18 | 9 | 2 | 1
| 132kV UG Cable (Gas) |  |  |  | C1 | 0 | 0 | 0 | 0 | 0 | 0 | 0 | 0 | 0 | 0 | 0 | 0 | [5 empty] | 0 | 0 | 0 | 0 | 0 | 0 | 0 | [5 empty] | 0 | 0 | 0 | 0 | 0 | 0 | 0
[5 empty] | C2 | 0 | 0 | 0 | 0 | 0 | 0 | 0 | 0 | 0 | 0 | 0 | 0 | [5 empty] | 0 | 0 | 0 | 0 | 0 | 0 | 0 | [5 empty] | 0 | 0 | 0 | 0 | 0 | 0 | 0
[5 empty] | C3 | 0 | 0 | 0 | 0 | 0 | 0 | 0 | 0 | 0 | 0 | 0 | 0 | [5 empty] | 0 | 0 | 0 | 0 | 0 | 0 | 0 | [5 empty] | 0 | 0 | 0 | 0 | 0 | 0 | 0
[5 empty] | C4 | 0 | 0 | 0 | 0 | 0 | 0 | 0 | 0 | 0 | 0 | 0 | 0 | [5 empty] | 0 | 0 | 0 | 0 | 0 | 0 | 0 | [5 empty] | 0 | 0 | 0 | 0 | 0 | 0 | 0
|  |  | 3 | 3 |  | 0 | 0 | 0 | 0 | 0 |  | 0 | 0 | 0 | 0 | 0 |  | 0 | 0 | 0 | 0 | 0 |  | 0 | 0 | 0 | 0 | 0 |  | 0 | 0 | 0 | 0 | 0 |  | 0 | 0 | 0 | 0 | 0
| 132kV UG Cable (Oil) |  |  |  | C1 | 4.225 | 1.087 | 1.792 | 0 | 0 | 7.104 | 4.225 | 1.087 | 1.792 | 0 | 0 | 7.104 | [5 empty] | 0 | 0.612 | 4.7 | 1.792 | 0 | 0 | 7.104 | [5 empty] | 0 | 0.612 | 3.613 | 2.879 | 0 | 0 | 7.104
[5 empty] | C2 | 0.133 | 5.005 | 5.05 | 0.554 | 1.038 | 11.78 | 0.133 | 5.005 | 5.05 | 0.554 | 1.038 | 11.78 | [5 empty] | 0 | 0.133 | 3.678 | 6.377 | 0.554 | 1.038 | 11.78 | [5 empty] | 0 | 0.133 | 0 | 8.728 | 1.327 | 1.592 | 11.78
[5 empty] | C3 | 0 | 2.2513 | 16.143 | 3.768 | 15.137 | 37.2993 | 0 | 2.2513 | 16.143 | 3.768 | 15.137 | 37.2993 | [5 empty] | 0 | 0 | 2.2513 | 15.578 | 4.296 | 15.174 | 37.2993 | [5 empty] | 0 | 0 | 1.667 | 16.1623 | 0 | 19.47 | 37.2993
[5 empty] | C4 | 0 | 0 | 0 | 0 | 0 | 0 | 0 | 0 | 0 | 0 | 0 | 0 | [5 empty] | 0 | 0 | 0 | 0 | 0 | 0 | 0 | [5 empty] | 0 | 0 | 0 | 0 | 0 | 0 | 0
|  |  | 114 | 70 |  | 4.358 | 8.3433 | 22.985 | 4.322 | 16.175 |  | 4.358 | 8.3433 | 22.985 | 4.322 | 16.175 |  | 0 | 0 | 0 | 0 | 0 |  | 0.745 | 10.6293 | 23.747 | 4.85 | 16.212 |  | 0 | 0 | 0 | 0 | 0 |  | 0.745 | 5.28 | 27.7693 | 1.327 | 21.062
| 132kV UG Cable (Non Pressurised) |  |  |  | C1 | 0 | 0 | 0 | 0 | 0 | 0 | 0 | 0 | 0 | 0 | 0 | 0 | [5 empty] | 0 | 0 | 0 | 0 | 0 | 0 | 0 | [5 empty] | 0 | 0 | 0 | 0 | 0 | 0 | 0
[5 empty] | C2 | 17.118 | 18.74 | 0 | 0 | 2.619 | 38.477 | 17.118 | 18.74 | 0 | 0 | 2.619 | 38.477 | [5 empty] | 0 | 17.118 | 0 | 18.74 | 0 | 2.619 | 38.477 | [5 empty] | 0 | 17.118 | 0 | 18.74 | 0 | 2.619 | 38.477
[5 empty] | C3 | 0 | 0 | 0 | 0 | 0 | 0 | 0 | 0 | 0 | 0 | 0 | 0 | [5 empty] | 0 | 0 | 0 | 0 | 0 | 0 | 0 | [5 empty] | 0 | 0 | 0 | 0 | 0 | 0 | 0
[5 empty] | C4 | 0 | 0 | 0 | 0 | 0 | 0 | 0 | 0 | 0 | 0 | 0 | 0 | [5 empty] | 0 | 0 | 0 | 0 | 0 | 0 | 0 | [5 empty] | 0 | 0 | 0 | 0 | 0 | 0 | 0
|  |  | 90 | 144 |  | 17.118 | 18.74 | 0 | 0 | 2.619 |  | 17.118 | 18.74 | 0 | 0 | 2.619 |  | 0 | 0 | 0 | 0 | 0 |  | 17.118 | 0 | 18.74 | 0 | 2.619 |  | 0 | 0 | 0 | 0 | 0 |  | 17.118 | 0 | 18.74 | 0 | 2.619
| 132kV OHL Support - Tower |  |  |  | C1 | 0 | 0 | 0 | 0 | 0 | 0 | 0 | 0 | 0 | 0 | 0 | 0 | [5 empty] | 0 | 0 | 0 | 0 | 0 | 0 | 0 | [5 empty] | 0 | 0 | 0 | 0 | 0 | 0 | 0
[5 empty] | C2 | 411 | 81 | 546 | 0 | 0 | 1038 | 411 | 81 | 546 | 0 | 0 | 1038 | [5 empty] | 0 | 405 | 78 | 555 | 0 | 0 | 1038 | [5 empty] | 0 | 228 | 177 | 633 | 0 | 0 | 1038
[5 empty] | C3 | 80 | 0 | 43 | 0 | 0 | 123 | 80 | 0 | 43 | 0 | 0 | 123 | [5 empty] | 0 | 80 | 0 | 43 | 0 | 0 | 123 | [5 empty] | 0 | 38 | 22 | 63 | 0 | 0 | 123
[5 empty] | C4 | 0 | 0 | 0 | 0 | 0 | 0 | 0 | 0 | 0 | 0 | 0 | 0 | [5 empty] | 0 | 0 | 0 | 0 | 0 | 0 | 0 | [5 empty] | 0 | 0 | 0 | 0 | 0 | 0 | 0
|  |  | 2115 | 2115 |  | 491 | 81 | 589 | 0 | 0 |  | 491 | 81 | 589 | 0 | 0 |  | 0 | 0 | 0 | 0 | 0 |  | 485 | 78 | 598 | 0 | 0 |  | 0 | 0 | 0 | 0 | 0 |  | 266 | 199 | 696 | 0 | 0
| 132kV OHL Fittings |  |  |  | C1 | 187 | 0 | 0 | 1 | 7 | 195 | 187 | 0 | 0 | 1 | 7 | 195 | [5 empty] | 0 | 187 | 0 | 0 | 0 | 8 | 195 | [5 empty] | 0 | 187 | 0 | 0 | 0 | 8 | 195
[5 empty] | C2 | 1145 | 73 | 196 | 76 | 486 | 1976 | 1145 | 73 | 196 | 76 | 486 | 1976 | [5 empty] | 0 | 1145 | 69 | 94 | 108 | 560 | 1976 | [5 empty] | 0 | 1143 | 2 | 65 | 127 | 639 | 1976
[5 empty] | C3 | 51 | 10 | 25 | 1 | 64 | 151 | 51 | 10 | 25 | 1 | 64 | 151 | [5 empty] | 0 | 51 | 10 | 10 | 15 | 65 | 151 | [5 empty] | 0 | 51 | 0 | 10 | 21 | 69 | 151
[5 empty] | C4 | 0 | 0 | 0 | 0 | 0 | 0 | 0 | 0 | 0 | 0 | 0 | 0 | [5 empty] | 0 | 0 | 0 | 0 | 0 | 0 | 0 | [5 empty] | 0 | 0 | 0 | 0 | 0 | 0 | 0
|  |  | 1054 | 1054 |  | 1383 | 83 | 221 | 78 | 557 |  | 1383 | 83 | 221 | 78 | 557 |  | 0 | 0 | 0 | 0 | 0 |  | 1383 | 79 | 104 | 123 | 633 |  | 0 | 0 | 0 | 0 | 0 |  | 1381 | 2 | 75 | 148 | 716
| 132kV OHL (Tower Line) Conductor |  |  |  | C1 | 55.7 | 0 | 0 | 0 | 0.4 | 56.1 | 55.7 | 0 | 0 | 0 | 0.4 | 56.1 | [5 empty] | 0 | 54 | 1.7 | 0 | 0 | 0.4 | 56.1 | [5 empty] | 0 | 54 | 1.7 | 0 | 0 | 0.4 | 56.1
[5 empty] | C2 | 245.4 | 154.5 | 23.3 | 1.9 | 0 | 425.1 | 245.4 | 154.5 | 23.3 | 1.9 | 0 | 425.1 | [5 empty] | 0 | 196.4 | 138.2 | 86.2 | 4.3 | 0 | 425.1 | [5 empty] | 0 | 113.4 | 183.5 | 96.5 | 29.4 | 2.3 | 425.1
[5 empty] | C3 | 69.7 | 27.6 | 2.2 | 0 | 0 | 99.5 | 69.7 | 27.6 | 2.2 | 0 | 0 | 99.5 | [5 empty] | 0 | 59.9 | 30.8 | 8.8 | 0 | 0 | 99.5 | [5 empty] | 0 | 33.3 | 47.4 | 14.3 | 4.6 | 0 | 99.6
[5 empty] | C4 | 0 | 0 | 0 | 0 | 0 | 0 | 0 | 0 | 0 | 0 | 0 | 0 | [5 empty] | 0 | 0 | 0 | 0 | 0 | 0 | 0 | [5 empty] | 0 | 0 | 0 | 0 | 0 | 0 | 0
|  |  | 0 | 0 |  | 370.8 | 182.1 | 25.5 | 1.9 | 0.4 |  | 370.8 | 182.1 | 25.5 | 1.9 | 0.4 |  | 0 | 0 | 0 | 0 | 0 |  | 310.3 | 170.7 | 95 | 4.3 | 0.4 |  | 0 | 0 | 0 | 0 | 0 |  | 200.7 | 232.6 | 110.8 | 34 | 2.7
| [Please insert new asset category as required] |  |  |  | C1 | 0 | 0 | 0 | 0 | 0 | 0 | 0 | 0 | 0 | 0 | 0 | 0 | [5 empty] | 0 | 0 | 0 | 0 | 0 | 0 | 0 | [5 empty] | 0 | 0 | 0 | 0 | 0 | 0 | 0
[5 empty] | C2 | 0 | 0 | 0 | 0 | 0 | 0 | 0 | 0 | 0 | 0 | 0 | 0 | [5 empty] | 0 | 0 | 0 | 0 | 0 | 0 | 0 | [5 empty] | 0 | 0 | 0 | 0 | 0 | 0 | 0
[5 empty] | C3 | 0 | 0 | 0 | 0 | 0 | 0 | 0 | 0 | 0 | 0 | 0 | 0 | [5 empty] | 0 | 0 | 0 | 0 | 0 | 0 | 0 | [5 empty] | 0 | 0 | 0 | 0 | 0 | 0 | 0
[5 empty] | C4 | 0 | 0 | 0 | 0 | 0 | 0 | 0 | 0 | 0 | 0 | 0 | 0 | [5 empty] | 0 | 0 | 0 | 0 | 0 | 0 | 0 | [5 empty] | 0 | 0 | 0 | 0 | 0 | 0 | 0
|  |  | 0 | 0 |  | 0 | 0 | 0 | 0 | 0 |  | 0 | 0 | 0 | 0 | 0 |  | 0 | 0 | 0 | 0 | 0 |  | 0 | 0 | 0 | 0 | 0 |  | 0 | 0 | 0 | 0 | 0 |  | 0 | 0 | 0 | 0 | 0
| [Please insert new asset category as required] |  |  |  | C1 | 0 | 0 | 0 | 0 | 0 | 0 | 0 | 0 | 0 | 0 | 0 | 0 | [5 empty] | 0 | 0 | 0 | 0 | 0 | 0 | 0 | [5 empty] | 0 | 0 | 0 | 0 | 0 | 0 | 0
[5 empty] | C2 | 0 | 0 | 0 | 0 | 0 | 0 | 0 | 0 | 0 | 0 | 0 | 0 | [5 empty] | 0 | 0 | 0 | 0 | 0 | 0 | 0 | [5 empty] | 0 | 0 | 0 | 0 | 0 | 0 | 0
[5 empty] | C3 | 0 | 0 | 0 | 0 | 0 | 0 | 0 | 0 | 0 | 0 | 0 | 0 | [5 empty] | 0 | 0 | 0 | 0 | 0 | 0 | 0 | [5 empty] | 0 | 0 | 0 | 0 | 0 | 0 | 0
[5 empty] | C4 | 0 | 0 | 0 | 0 | 0 | 0 | 0 | 0 | 0 | 0 | 0 | 0 | [5 empty] | 0 | 0 | 0 | 0 | 0 | 0 | 0 | [5 empty] | 0 | 0 | 0 | 0 | 0 | 0 | 0
|  |  | 0 | 0 |  | 0 | 0 | 0 | 0 | 0 |  | 0 | 0 | 0 | 0 | 0 |  | 0 | 0 | 0 | 0 | 0 |  | 0 | 0 | 0 | 0 | 0 |  | 0 | 0 | 0 | 0 | 0 |  | 0 | 0 | 0 | 0 | 0
| [Please insert new asset category as required] |  |  |  | C1 | 0 | 0 | 0 | 0 | 0 | 0 | 0 | 0 | 0 | 0 | 0 | 0 | [5 empty] | 0 | 0 | 0 | 0 | 0 | 0 | 0 | [5 empty] | 0 | 0 | 0 | 0 | 0 | 0 | 0
[5 empty] | C2 | 0 | 0 | 0 | 0 | 0 | 0 | 0 | 0 | 0 | 0 | 0 | 0 | [5 empty] | 0 | 0 | 0 | 0 | 0 | 0 | 0 | [5 empty] | 0 | 0 | 0 | 0 | 0 | 0 | 0
[5 empty] | C3 | 0 | 0 | 0 | 0 | 0 | 0 | 0 | 0 | 0 | 0 | 0 | 0 | [5 empty] | 0 | 0 | 0 | 0 | 0 | 0 | 0 | [5 empty] | 0 | 0 | 0 | 0 | 0 | 0 | 0
[5 empty] | C4 | 0 | 0 | 0 | 0 | 0 | 0 | 0 | 0 | 0 | 0 | 0 | 0 | [5 empty] | 0 | 0 | 0 | 0 | 0 | 0 | 0 | [5 empty] | 0 | 0 | 0 | 0 | 0 | 0 | 0
|  |  | 0 | 0 |  | 0 | 0 | 0 | 0 | 0 |  | 0 | 0 | 0 | 0 | 0 |  | 0 | 0 | 0 | 0 | 0 |  | 0 | 0 | 0 | 0 | 0 |  | 0 | 0 | 0 | 0 | 0 |  | 0 | 0 | 0 | 0 | 0
| [Please insert new asset category as required] |  |  |  | C1 | 0 | 0 | 0 | 0 | 0 | 0 | 0 | 0 | 0 | 0 | 0 | 0 | [5 empty] | 0 | 0 | 0 | 0 | 0 | 0 | 0 | [5 empty] | 0 | 0 | 0 | 0 | 0 | 0 | 0
[5 empty] | C2 | 0 | 0 | 0 | 0 | 0 | 0 | 0 | 0 | 0 | 0 | 0 | 0 | [5 empty] | 0 | 0 | 0 | 0 | 0 | 0 | 0 | [5 empty] | 0 | 0 | 0 | 0 | 0 | 0 | 0
[5 empty] | C3 | 0 | 0 | 0 | 0 | 0 | 0 | 0 | 0 | 0 | 0 | 0 | 0 | [5 empty] | 0 | 0 | 0 | 0 | 0 | 0 | 0 | [5 empty] | 0 | 0 | 0 | 0 | 0 | 0 | 0
[5 empty] | C4 | 0 | 0 | 0 | 0 | 0 | 0 | 0 | 0 | 0 | 0 | 0 | 0 | [5 empty] | 0 | 0 | 0 | 0 | 0 | 0 | 0 | [5 empty] | 0 | 0 | 0 | 0 | 0 | 0 | 0
|  |  | 0 | 0 |  | 0 | 0 | 0 | 0 | 0 |  | 0 | 0 | 0 | 0 | 0 |  | 0 | 0 | 0 | 0 | 0 |  | 0 | 0 | 0 | 0 | 0 |  | 0 | 0 | 0 | 0 | 0 |  | 0 | 0 | 0 | 0 | 0
Other
| Submarine Cables |  |  |  | C1 | 0 | 0 | 0 | 0 | 0 | 0 | 0 | 0 | 0 | 0 | 0 | 0 | [5 empty] | 0 | 0 | 0 | 0 | 0 | 0 | 0 | [5 empty] | 0 | 0 | 0 | 0 | 0 | 0 | 0
[5 empty] | C2 | 0 | 0 | 0 | 0 | 0 | 0 | 0 | 0 | 0 | 0 | 0 | 0 | [5 empty] | 0 | 0 | 0 | 0 | 0 | 0 | 0 | [5 empty] | 0 | 0 | 0 | 0 | 0 | 0 | 0
[5 empty] | C3 | 0 | 0 | 0 | 0 | 0 | 0 | 0 | 0 | 0 | 0 | 0 | 0 | [5 empty] | 0 | 0 | 0 | 0 | 0 | 0 | 0 | [5 empty] | 0 | 0 | 0 | 0 | 0 | 0 | 0
[5 empty] | C4 | 0 | 0 | 0 | 0 | 0 | 0 | 0 | 0 | 0 | 0 | 0 | 0 | [5 empty] | 0 | 0 | 0 | 0 | 0 | 0 | 0 | [5 empty] | 0 | 0 | 0 | 0 | 0 | 0 | 0
|  |  | 0 | 0 |  | 0 | 0 | 0 | 0 | 0 |  | 0 | 0 | 0 | 0 | 0 |  | 0 | 0 | 0 | 0 | 0 |  | 0 | 0 | 0 | 0 | 0 |  | 0 | 0 | 0 | 0 | 0 |  | 0 | 0 | 0 | 0 | 0
| [Please insert new asset category as required] |  |  |  | C1 | 0 | 0 | 0 | 0 | 0 | 0 | 0 | 0 | 0 | 0 | 0 | 0 | [5 empty] | 0 | 0 | 0 | 0 | 0 | 0 | 0 | [5 empty] | 0 | 0 | 0 | 0 | 0 | 0 | 0
[5 empty] | C2 | 0 | 0 | 0 | 0 | 0 | 0 | 0 | 0 | 0 | 0 | 0 | 0 | [5 empty] | 0 | 0 | 0 | 0 | 0 | 0 | 0 | [5 empty] | 0 | 0 | 0 | 0 | 0 | 0 | 0
[5 empty] | C3 | 0 | 0 | 0 | 0 | 0 | 0 | 0 | 0 | 0 | 0 | 0 | 0 | [5 empty] | 0 | 0 | 0 | 0 | 0 | 0 | 0 | [5 empty] | 0 | 0 | 0 | 0 | 0 | 0 | 0
[5 empty] | C4 | 0 | 0 | 0 | 0 | 0 | 0 | 0 | 0 | 0 | 0 | 0 | 0 | [5 empty] | 0 | 0 | 0 | 0 | 0 | 0 | 0 | [5 empty] | 0 | 0 | 0 | 0 | 0 | 0 | 0
|  |  | 0 | 0 |  | 0 | 0 | 0 | 0 | 0 |  | 0 | 0 | 0 | 0 | 0 |  | 0 | 0 | 0 | 0 | 0 |  | 0 | 0 | 0 | 0 | 0 |  | 0 | 0 | 0 | 0 | 0 |  | 0 | 0 | 0 | 0 | 0
| [Please insert new asset category as required] |  |  |  | C1 | 0 | 0 | 0 | 0 | 0 | 0 | 0 | 0 | 0 | 0 | 0 | 0 | [5 empty] | 0 | 0 | 0 | 0 | 0 | 0 | 0 | [5 empty] | 0 | 0 | 0 | 0 | 0 | 0 | 0
[5 empty] | C2 | 0 | 0 | 0 | 0 | 0 | 0 | 0 | 0 | 0 | 0 | 0 | 0 | [5 empty] | 0 | 0 | 0 | 0 | 0 | 0 | 0 | [5 empty] | 0 | 0 | 0 | 0 | 0 | 0 | 0
[5 empty] | C3 | 0 | 0 | 0 | 0 | 0 | 0 | 0 | 0 | 0 | 0 | 0 | 0 | [5 empty] | 0 | 0 | 0 | 0 | 0 | 0 | 0 | [5 empty] | 0 | 0 | 0 | 0 | 0 | 0 | 0
[5 empty] | C4 | 0 | 0 | 0 | 0 | 0 | 0 | 0 | 0 | 0 | 0 | 0 | 0 | [5 empty] | 0 | 0 | 0 | 0 | 0 | 0 | 0 | [5 empty] | 0 | 0 | 0 | 0 | 0 | 0 | 0
|  |  | 0 | 0 |  | 0 | 0 | 0 | 0 | 0 |  | 0 | 0 | 0 | 0 | 0 |  | 0 | 0 | 0 | 0 | 0 |  | 0 | 0 | 0 | 0 | 0 |  | 0 | 0 | 0 | 0 | 0 |  | 0 | 0 | 0 | 0 | 0
| [Please insert new asset category as required] |  |  |  | C1 | 0 | 0 | 0 | 0 | 0 | 0 | 0 | 0 | 0 | 0 | 0 | 0 | [5 empty] | 0 | 0 | 0 | 0 | 0 | 0 | 0 | [5 empty] | 0 | 0 | 0 | 0 | 0 | 0 | 0
[5 empty] | C2 | 0 | 0 | 0 | 0 | 0 | 0 | 0 | 0 | 0 | 0 | 0 | 0 | [5 empty] | 0 | 0 | 0 | 0 | 0 | 0 | 0 | [5 empty] | 0 | 0 | 0 | 0 | 0 | 0 | 0
[5 empty] | C3 | 0 | 0 | 0 | 0 | 0 | 0 | 0 | 0 | 0 | 0 | 0 | 0 | [5 empty] | 0 | 0 | 0 | 0 | 0 | 0 | 0 | [5 empty] | 0 | 0 | 0 | 0 | 0 | 0 | 0
[5 empty] | C4 | 0 | 0 | 0 | 0 | 0 | 0 | 0 | 0 | 0 | 0 | 0 | 0 | [5 empty] | 0 | 0 | 0 | 0 | 0 | 0 | 0 | [5 empty] | 0 | 0 | 0 | 0 | 0 | 0 | 0
|  |  | 0 | 0 |  | 0 | 0 | 0 | 0 | 0 |  | 0 | 0 | 0 | 0 | 0 |  | 0 | 0 | 0 | 0 | 0 |  | 0 | 0 | 0 | 0 | 0 |  | 0 | 0 | 0 | 0 | 0 |  | 0 | 0 | 0 | 0 | 0
| [Please insert new asset category as required] |  |  |  | C1 | 0 | 0 | 0 | 0 | 0 | 0 | 0 | 0 | 0 | 0 | 0 | 0 | [5 empty] | 0 | 0 | 0 | 0 | 0 | 0 | 0 | [5 empty] | 0 | 0 | 0 | 0 | 0 | 0 | 0
[5 empty] | C2 | 0 | 0 | 0 | 0 | 0 | 0 | 0 | 0 | 0 | 0 | 0 | 0 | [5 empty] | 0 | 0 | 0 | 0 | 0 | 0 | 0 | [5 empty] | 0 | 0 | 0 | 0 | 0 | 0 | 0
[5 empty] | C3 | 0 | 0 | 0 | 0 | 0 | 0 | 0 | 0 | 0 | 0 | 0 | 0 | [5 empty] | 0 | 0 | 0 | 0 | 0 | 0 | 0 | [5 empty] | 0 | 0 | 0 | 0 | 0 | 0 | 0
[5 empty] | C4 | 0 | 0 | 0 | 0 | 0 | 0 | 0 | 0 | 0 | 0 | 0 | 0 | [5 empty] | 0 | 0 | 0 | 0 | 0 | 0 | 0 | [5 empty] | 0 | 0 | 0 | 0 | 0 | 0 | 0
|  |  | 0 | 0 |  | 0 | 0 | 0 | 0 | 0 |  | 0 | 0 | 0 | 0 | 0 |  | 0 | 0 | 0 | 0 | 0 |  | 0 | 0 | 0 | 0 | 0 |  | 0 | 0 | 0 | 0 | 0 |  | 0 | 0 | 0 | 0 | 0
| [Please insert new asset category as required] |  |  |  | C1 | 0 | 0 | 0 | 0 | 0 | 0 | 0 | 0 | 0 | 0 | 0 | 0 | [5 empty] | 0 | 0 | 0 | 0 | 0 | 0 | 0 | [5 empty] | 0 | 0 | 0 | 0 | 0 | 0 | 0
[5 empty] | C2 | 0 | 0 | 0 | 0 | 0 | 0 | 0 | 0 | 0 | 0 | 0 | 0 | [5 empty] | 0 | 0 | 0 | 0 | 0 | 0 | 0 | [5 empty] | 0 | 0 | 0 | 0 | 0 | 0 | 0
[5 empty] | C3 | 0 | 0 | 0 | 0 | 0 | 0 | 0 | 0 | 0 | 0 | 0 | 0 | [5 empty] | 0 | 0 | 0 | 0 | 0 | 0 | 0 | [5 empty] | 0 | 0 | 0 | 0 | 0 | 0 | 0
[5 empty] | C4 | 0 | 0 | 0 | 0 | 0 | 0 | 0 | 0 | 0 | 0 | 0 | 0 | [5 empty] | 0 | 0 | 0 | 0 | 0 | 0 | 0 | [5 empty] | 0 | 0 | 0 | 0 | 0 | 0 | 0
|  |  | 0 | 0 |  | 0 | 0 | 0 | 0 | 0 |  | 0 | 0 | 0 | 0 | 0 |  | 0 | 0 | 0 | 0 | 0 |  | 0 | 0 | 0 | 0 | 0 |  | 0 | 0 | 0 | 0 | 0 |  | 0 | 0 | 0 | 0 | 0
| TOTAL |  | 248959 | 244634 |  | 116433.1554 | 30288.4261 | 72630.5679 | 12310.706 | 14346.7031 |  | 116433.1554 | 30288.4261 | 72630.5679 | 12310.706 | 14346.7031 |  | 0 | 0 | 0 | 0 | 0 |  | 104904.0694 | 30394.0843 | 80244.0387 | 12967.106 | 17497.1671 |  | 0 | 0 | 0 | 0 | 0 |  | 95008.6421 | 25818.6143 | 20757.959 | 76419.196 | 28003.2541
Health Index Definitions
|  |  | HI1 | New or as new
|  |  | HI2 | Good or seviceable condition
|  |  | HI3 | Deterioration requires assessment and monitoring
|  |  | HI4 | Material deterioration, intervention requires consideration
|  |  | HI5 | End of serviceable life, intervention required
Criticality Index Definitions
|  |  | C1 | Low criticality
|  |  | C2 | Average criticality
|  |  | C3 | High criticality
|  |  | C4 | Very high criticality

## NAW6 - Faults - NPgN
HI2: Secondary deliverables RIIO-ED1
NPgN
Price base (2012/13)
| ASSET CATEGORIES |  | ASSET REGISTER |  |  | End of DPCR5 (31 March 2015) with investment | [5 empty] | End of DPCR5 (31 March 2015) without investment | [5 empty] | Mid-Period Review (31 March 2019) planned investment | [5 empty] | Mid-Period Review (31 March 2019) without investment | [5 empty] | End of RIIO-ED1 (31 March 2023) planned investment | [5 empty] | End of RIIO-ED1 (31 March 2023) without investment
Is it your current intention to have a health index for this asset category in the RIIO-ED1 control period.
|  |  | as at 31st March 2015 | as at 31st March 2023 |  | HI 1 | HI 2 | HI 3 | HI 4 | HI 5 |  | HI 1 | HI 2 | HI 3 | HI 4 | HI 5 |  | HI 1 | HI 2 | HI 3 | HI 4 | HI 5 |  | HI 1 | HI 2 | HI 3 | HI 4 | HI 5 |  | HI 1 | HI 2 | HI 3 | HI 4 | HI 5 |  | HI 1 | HI 2 | HI 3 | HI 4 | HI 5
LV Network
| LV Switchgear and Other |  |  |  | C1 | 0 | 0 | 0 | 0 | 0 | 0 | 0 | 0 | 0 | 0 | 0 | 0 | [5 empty] | 0 | 0 | 0 | 0 | 0 | 0 | 0 | [5 empty] | 0 | 0 | 0 | 0 | 0 | 0 | 0 | Yes
[5 empty] | C2 | 0 | 0 | 0 | 0 | 0 | 0 | 0 | 0 | 0 | 0 | 0 | 0 | [5 empty] | 0 | 0 | 0 | 0 | 0 | 0 | 0 | [5 empty] | 0 | 0 | 0 | 0 | 0 | 0 | 0 | No
[5 empty] | C3 | 0 | 0 | 0 | 0 | 0 | 0 | 0 | 0 | 0 | 0 | 0 | 0 | [5 empty] | 0 | 0 | 0 | 0 | 0 | 0 | 0 | [5 empty] | 0 | 0 | 0 | 0 | 0 | 0 | 0
[5 empty] | C4 | 0 | 0 | 0 | 0 | 0 | 0 | 0 | 0 | 0 | 0 | 0 | 0 | [5 empty] | 0 | 0 | 0 | 0 | 0 | 0 | 0 | [5 empty] | 0 | 0 | 0 | 0 | 0 | 0 | 0
|  |  | 0 | 0 |  | 0 | 0 | 0 | 0 | 0 |  | 0 | 0 | 0 | 0 | 0 |  | 0 | 0 | 0 | 0 | 0 |  | 0 | 0 | 0 | 0 | 0 |  | 0 | 0 | 0 | 0 | 0 |  | 0 | 0 | 0 | 0 | 0
| LV UGB |  |  |  | C1 | 0 | 0 | 0 | 0 | 0 | 0 | 0 | 0 | 0 | 0 | 0 | 0 | [5 empty] | 0 | 0 | 0 | 0 | 0 | 0 | 0 | [5 empty] | 0 | 0 | 0 | 0 | 0 | 0 | 0
[5 empty] | C2 | 0 | 0 | 0 | 0 | 0 | 0 | 0 | 0 | 0 | 0 | 0 | 0 | [5 empty] | 0 | 0 | 0 | 0 | 0 | 0 | 0 | [5 empty] | 0 | 0 | 0 | 0 | 0 | 0 | 0
[5 empty] | C3 | 0 | 0 | 0 | 0 | 0 | 0 | 0 | 0 | 0 | 0 | 0 | 0 | [5 empty] | 0 | 0 | 0 | 0 | 0 | 0 | 0 | [5 empty] | 0 | 0 | 0 | 0 | 0 | 0 | 0
[5 empty] | C4 | 0 | 0 | 0 | 0 | 0 | 0 | 0 | 0 | 0 | 0 | 0 | 0 | [5 empty] | 0 | 0 | 0 | 0 | 0 | 0 | 0 | [5 empty] | 0 | 0 | 0 | 0 | 0 | 0 | 0
|  |  | 0 | 0 |  | 0 | 0 | 0 | 0 | 0 |  | 0 | 0 | 0 | 0 | 0 |  | 0 | 0 | 0 | 0 | 0 |  | 0 | 0 | 0 | 0 | 0 |  | 0 | 0 | 0 | 0 | 0 |  | 0 | 0 | 0 | 0 | 0
| LV OHL Support |  |  |  | C1 | 11040 | 2799 | 13826 | 1778 | 2174 | 31617 | 11040 | 2799 | 13826 | 1778 | 2174 | 31617 | [5 empty] | 0 | 9903 | 2626 | 14869 | 1662 | 2557 | 31617 | [5 empty] | 0 | 9223 | 2150 | 1945 | 14224 | 4075 | 31617
[5 empty] | C2 | 7940 | 2384 | 7723 | 1517 | 1693 | 21257 | 7940 | 2384 | 7723 | 1517 | 1693 | 21257 | [5 empty] | 0 | 6953 | 2415 | 8419 | 1465 | 2005 | 21257 | [5 empty] | 0 | 6276 | 1968 | 1445 | 8223 | 3345 | 21257
[5 empty] | C3 | 5255 | 1391 | 4435 | 716 | 723 | 12520 | 5255 | 1391 | 4435 | 716 | 723 | 12520 | [5 empty] | 0 | 4538 | 1583 | 4838 | 694 | 867 | 12520 | [5 empty] | 0 | 3987 | 1395 | 914 | 4743 | 1481 | 12520
[5 empty] | C4 | 2147 | 777 | 2123 | 265 | 205 | 5517 | 2147 | 777 | 2123 | 265 | 205 | 5517 | [5 empty] | 0 | 1804 | 932 | 2265 | 234 | 282 | 5517 | [5 empty] | 0 | 1515 | 682 | 597 | 2233 | 490 | 5517
|  |  | 47782 | 46782 |  | 26382 | 7351 | 28107 | 4276 | 4795 |  | 26382 | 7351 | 28107 | 4276 | 4795 |  | 0 | 0 | 0 | 0 | 0 |  | 23198 | 7556 | 30391 | 4055 | 5711 |  | 0 | 0 | 0 | 0 | 0 |  | 21001 | 6195 | 4901 | 29423 | 9391
| [Please insert new asset category as required] |  |  |  | C1 | 0 | 0 | 0 | 0 | 0 | 0 | 0 | 0 | 0 | 0 | 0 | 0 | [5 empty] | 0 | 0 | 0 | 0 | 0 | 0 | 0 | [5 empty] | 0 | 0 | 0 | 0 | 0 | 0 | 0
[5 empty] | C2 | 0 | 0 | 0 | 0 | 0 | 0 | 0 | 0 | 0 | 0 | 0 | 0 | [5 empty] | 0 | 0 | 0 | 0 | 0 | 0 | 0 | [5 empty] | 0 | 0 | 0 | 0 | 0 | 0 | 0
[5 empty] | C3 | 0 | 0 | 0 | 0 | 0 | 0 | 0 | 0 | 0 | 0 | 0 | 0 | [5 empty] | 0 | 0 | 0 | 0 | 0 | 0 | 0 | [5 empty] | 0 | 0 | 0 | 0 | 0 | 0 | 0
[5 empty] | C4 | 0 | 0 | 0 | 0 | 0 | 0 | 0 | 0 | 0 | 0 | 0 | 0 | [5 empty] | 0 | 0 | 0 | 0 | 0 | 0 | 0 | [5 empty] | 0 | 0 | 0 | 0 | 0 | 0 | 0
|  |  | 0 | 0 |  | 0 | 0 | 0 | 0 | 0 |  | 0 | 0 | 0 | 0 | 0 |  | 0 | 0 | 0 | 0 | 0 |  | 0 | 0 | 0 | 0 | 0 |  | 0 | 0 | 0 | 0 | 0 |  | 0 | 0 | 0 | 0 | 0
| [Please insert new asset category as required] |  |  |  | C1 | 0 | 0 | 0 | 0 | 0 | 0 | 0 | 0 | 0 | 0 | 0 | 0 | [5 empty] | 0 | 0 | 0 | 0 | 0 | 0 | 0 | [5 empty] | 0 | 0 | 0 | 0 | 0 | 0 | 0
[5 empty] | C2 | 0 | 0 | 0 | 0 | 0 | 0 | 0 | 0 | 0 | 0 | 0 | 0 | [5 empty] | 0 | 0 | 0 | 0 | 0 | 0 | 0 | [5 empty] | 0 | 0 | 0 | 0 | 0 | 0 | 0
[5 empty] | C3 | 0 | 0 | 0 | 0 | 0 | 0 | 0 | 0 | 0 | 0 | 0 | 0 | [5 empty] | 0 | 0 | 0 | 0 | 0 | 0 | 0 | [5 empty] | 0 | 0 | 0 | 0 | 0 | 0 | 0
[5 empty] | C4 | 0 | 0 | 0 | 0 | 0 | 0 | 0 | 0 | 0 | 0 | 0 | 0 | [5 empty] | 0 | 0 | 0 | 0 | 0 | 0 | 0 | [5 empty] | 0 | 0 | 0 | 0 | 0 | 0 | 0
|  |  | 0 | 0 |  | 0 | 0 | 0 | 0 | 0 |  | 0 | 0 | 0 | 0 | 0 |  | 0 | 0 | 0 | 0 | 0 |  | 0 | 0 | 0 | 0 | 0 |  | 0 | 0 | 0 | 0 | 0 |  | 0 | 0 | 0 | 0 | 0
| [Please insert new asset category as required] |  |  |  | C1 | 0 | 0 | 0 | 0 | 0 | 0 | 0 | 0 | 0 | 0 | 0 | 0 | [5 empty] | 0 | 0 | 0 | 0 | 0 | 0 | 0 | [5 empty] | 0 | 0 | 0 | 0 | 0 | 0 | 0
[5 empty] | C2 | 0 | 0 | 0 | 0 | 0 | 0 | 0 | 0 | 0 | 0 | 0 | 0 | [5 empty] | 0 | 0 | 0 | 0 | 0 | 0 | 0 | [5 empty] | 0 | 0 | 0 | 0 | 0 | 0 | 0
[5 empty] | C3 | 0 | 0 | 0 | 0 | 0 | 0 | 0 | 0 | 0 | 0 | 0 | 0 | [5 empty] | 0 | 0 | 0 | 0 | 0 | 0 | 0 | [5 empty] | 0 | 0 | 0 | 0 | 0 | 0 | 0
[5 empty] | C4 | 0 | 0 | 0 | 0 | 0 | 0 | 0 | 0 | 0 | 0 | 0 | 0 | [5 empty] | 0 | 0 | 0 | 0 | 0 | 0 | 0 | [5 empty] | 0 | 0 | 0 | 0 | 0 | 0 | 0
|  |  | 0 | 0 |  | 0 | 0 | 0 | 0 | 0 |  | 0 | 0 | 0 | 0 | 0 |  | 0 | 0 | 0 | 0 | 0 |  | 0 | 0 | 0 | 0 | 0 |  | 0 | 0 | 0 | 0 | 0 |  | 0 | 0 | 0 | 0 | 0
| [Please insert new asset category as required] |  |  |  | C1 | 0 | 0 | 0 | 0 | 0 | 0 | 0 | 0 | 0 | 0 | 0 | 0 | [5 empty] | 0 | 0 | 0 | 0 | 0 | 0 | 0 | [5 empty] | 0 | 0 | 0 | 0 | 0 | 0 | 0
[5 empty] | C2 | 0 | 0 | 0 | 0 | 0 | 0 | 0 | 0 | 0 | 0 | 0 | 0 | [5 empty] | 0 | 0 | 0 | 0 | 0 | 0 | 0 | [5 empty] | 0 | 0 | 0 | 0 | 0 | 0 | 0
[5 empty] | C3 | 0 | 0 | 0 | 0 | 0 | 0 | 0 | 0 | 0 | 0 | 0 | 0 | [5 empty] | 0 | 0 | 0 | 0 | 0 | 0 | 0 | [5 empty] | 0 | 0 | 0 | 0 | 0 | 0 | 0
[5 empty] | C4 | 0 | 0 | 0 | 0 | 0 | 0 | 0 | 0 | 0 | 0 | 0 | 0 | [5 empty] | 0 | 0 | 0 | 0 | 0 | 0 | 0 | [5 empty] | 0 | 0 | 0 | 0 | 0 | 0 | 0
|  |  | 0 | 0 |  | 0 | 0 | 0 | 0 | 0 |  | 0 | 0 | 0 | 0 | 0 |  | 0 | 0 | 0 | 0 | 0 |  | 0 | 0 | 0 | 0 | 0 |  | 0 | 0 | 0 | 0 | 0 |  | 0 | 0 | 0 | 0 | 0
| [Please insert new asset category as required] |  |  |  | C1 | 0 | 0 | 0 | 0 | 0 | 0 | 0 | 0 | 0 | 0 | 0 | 0 | [5 empty] | 0 | 0 | 0 | 0 | 0 | 0 | 0 | [5 empty] | 0 | 0 | 0 | 0 | 0 | 0 | 0
[5 empty] | C2 | 0 | 0 | 0 | 0 | 0 | 0 | 0 | 0 | 0 | 0 | 0 | 0 | [5 empty] | 0 | 0 | 0 | 0 | 0 | 0 | 0 | [5 empty] | 0 | 0 | 0 | 0 | 0 | 0 | 0
[5 empty] | C3 | 0 | 0 | 0 | 0 | 0 | 0 | 0 | 0 | 0 | 0 | 0 | 0 | [5 empty] | 0 | 0 | 0 | 0 | 0 | 0 | 0 | [5 empty] | 0 | 0 | 0 | 0 | 0 | 0 | 0
[5 empty] | C4 | 0 | 0 | 0 | 0 | 0 | 0 | 0 | 0 | 0 | 0 | 0 | 0 | [5 empty] | 0 | 0 | 0 | 0 | 0 | 0 | 0 | [5 empty] | 0 | 0 | 0 | 0 | 0 | 0 | 0
|  |  | 0 | 0 |  | 0 | 0 | 0 | 0 | 0 |  | 0 | 0 | 0 | 0 | 0 |  | 0 | 0 | 0 | 0 | 0 |  | 0 | 0 | 0 | 0 | 0 |  | 0 | 0 | 0 | 0 | 0 |  | 0 | 0 | 0 | 0 | 0
HV Network
| HV Switchgear (GM) - Primary |  |  |  | C1 | 345 | 149 | 151 | 49 | 54 | 748 | 345 | 149 | 151 | 49 | 54 | 748 | [5 empty] | 0 | 299 | 186 | 9 | 176 | 78 | 748 | [5 empty] | 0 | 265 | 129 | 94 | 24 | 237 | 749
[5 empty] | C2 | 533 | 132 | 120 | 25 | 91 | 901 | 533 | 132 | 120 | 25 | 91 | 901 | [5 empty] | 0 | 446 | 203 | 56 | 98 | 98 | 901 | [5 empty] | 0 | 407 | 193 | 59 | 58 | 183 | 900
[5 empty] | C3 | 455 | 141 | 144 | 28 | 40 | 808 | 455 | 141 | 144 | 28 | 40 | 808 | [5 empty] | 0 | 408 | 172 | 64 | 107 | 57 | 808 | [5 empty] | 0 | 352 | 158 | 80 | 73 | 145 | 808
[5 empty] | C4 | 44 | 4 | 19 | 0 | 0 | 67 | 44 | 4 | 19 | 0 | 0 | 67 | [5 empty] | 0 | 30 | 14 | 19 | 4 | 0 | 67 | [5 empty] | 0 | 30 | 14 | 4 | 16 | 3 | 67
|  |  | 4274 | 4244 |  | 1377 | 426 | 434 | 102 | 185 |  | 1377 | 426 | 434 | 102 | 185 |  | 0 | 0 | 0 | 0 | 0 |  | 1183 | 575 | 148 | 385 | 233 |  | 0 | 0 | 0 | 0 | 0 |  | 1054 | 494 | 237 | 171 | 568
| HV Switchgear (GM) - Distribution |  |  |  | C1 | 1290 | 104 | 299 | 49 | 29 | 1771 | 1290 | 104 | 299 | 49 | 29 | 1771 | [5 empty] | 0 | 1253 | 102 | 265 | 102 | 49 | 1771 | [5 empty] | 0 | 1166 | 140 | 55 | 299 | 111 | 1771
[5 empty] | C2 | 8370 | 1059 | 1516 | 356 | 212 | 11513 | 8370 | 1059 | 1516 | 356 | 212 | 11513 | [5 empty] | 0 | 8088 | 1061 | 1208 | 779 | 377 | 11513 | [5 empty] | 0 | 7640 | 1021 | 564 | 1455 | 833 | 11513
[5 empty] | C3 | 1621 | 146 | 216 | 25 | 14 | 2022 | 1621 | 146 | 216 | 25 | 14 | 2022 | [5 empty] | 0 | 1574 | 171 | 157 | 90 | 30 | 2022 | [5 empty] | 0 | 1501 | 172 | 75 | 173 | 101 | 2022
[5 empty] | C4 | 0 | 0 | 0 | 0 | 0 | 0 | 0 | 0 | 0 | 0 | 0 | 0 | [5 empty] | 0 | 0 | 0 | 0 | 0 | 0 | 0 | [5 empty] | 0 | 0 | 0 | 0 | 0 | 0 | 0
|  |  | 30337 | 26699 |  | 11281 | 1309 | 2031 | 430 | 255 |  | 11281 | 1309 | 2031 | 430 | 255 |  | 0 | 0 | 0 | 0 | 0 |  | 10915 | 1334 | 1630 | 971 | 456 |  | 0 | 0 | 0 | 0 | 0 |  | 10307 | 1333 | 694 | 1927 | 1045
| HV Transformer (GM) |  |  |  | C1 | 901 | 26 | 13 | 0 | 0 | 940 | 901 | 26 | 13 | 0 | 0 | 940 | [5 empty] | 0 | 881 | 38 | 21 | 0 | 0 | 940 | [5 empty] | 0 | 850 | 60 | 15 | 15 | 0 | 940
[5 empty] | C2 | 7291 | 245 | 141 | 21 | 4 | 7702 | 7291 | 245 | 141 | 21 | 4 | 7702 | [5 empty] | 0 | 7104 | 359 | 197 | 38 | 4 | 7702 | [5 empty] | 0 | 6619 | 753 | 151 | 147 | 32 | 7702
[5 empty] | C3 | 1220 | 82 | 49 | 7 | 0 | 1358 | 1220 | 82 | 49 | 7 | 0 | 1358 | [5 empty] | 0 | 1172 | 102 | 75 | 9 | 0 | 1358 | [5 empty] | 0 | 1072 | 165 | 65 | 52 | 4 | 1358
[5 empty] | C4 | 4 | 0 | 0 | 0 | 0 | 4 | 4 | 0 | 0 | 0 | 0 | 4 | [5 empty] | 0 | 4 | 0 | 0 | 0 | 0 | 4 | [5 empty] | 0 | 4 | 0 | 0 | 0 | 0 | 4
|  |  | 15360 | 15360 |  | 9416 | 353 | 203 | 28 | 4 |  | 9416 | 353 | 203 | 28 | 4 |  | 0 | 0 | 0 | 0 | 0 |  | 9161 | 499 | 293 | 47 | 4 |  | 0 | 0 | 0 | 0 | 0 |  | 8545 | 978 | 231 | 214 | 36
| HV UG Cable |  |  |  | C1 | 0 | 0 | 0 | 0 | 0 | 0 | 0 | 0 | 0 | 0 | 0 | 0 | [5 empty] | 0 | 0 | 0 | 0 | 0 | 0 | 0 | [5 empty] | 0 | 0 | 0 | 0 | 0 | 0 | 0
[5 empty] | C2 | 0 | 0 | 0 | 0 | 0 | 0 | 0 | 0 | 0 | 0 | 0 | 0 | [5 empty] | 0 | 0 | 0 | 0 | 0 | 0 | 0 | [5 empty] | 0 | 0 | 0 | 0 | 0 | 0 | 0
[5 empty] | C3 | 0 | 0 | 0 | 0 | 0 | 0 | 0 | 0 | 0 | 0 | 0 | 0 | [5 empty] | 0 | 0 | 0 | 0 | 0 | 0 | 0 | [5 empty] | 0 | 0 | 0 | 0 | 0 | 0 | 0
[5 empty] | C4 | 0 | 0 | 0 | 0 | 0 | 0 | 0 | 0 | 0 | 0 | 0 | 0 | [5 empty] | 0 | 0 | 0 | 0 | 0 | 0 | 0 | [5 empty] | 0 | 0 | 0 | 0 | 0 | 0 | 0
|  |  | 0 | 0 |  | 0 | 0 | 0 | 0 | 0 |  | 0 | 0 | 0 | 0 | 0 |  | 0 | 0 | 0 | 0 | 0 |  | 0 | 0 | 0 | 0 | 0 |  | 0 | 0 | 0 | 0 | 0 |  | 0 | 0 | 0 | 0 | 0
| HV OHL Support - Poles |  |  |  | C1 | 16895 | 5418 | 13307 | 2333 | 2044 | 39997 | 16895 | 5418 | 13307 | 2333 | 2044 | 39997 | [5 empty] | 0 | 15351 | 4349 | 15266 | 2279 | 2752 | 39997 | [5 empty] | 0 | 13668 | 3789 | 3169 | 14642 | 4729 | 39997
[5 empty] | C2 | 28948 | 7652 | 16964 | 2973 | 3475 | 60012 | 28948 | 7652 | 16964 | 2973 | 3475 | 60012 | [5 empty] | 0 | 25605 | 7741 | 19357 | 3008 | 4301 | 60012 | [5 empty] | 0 | 23169 | 6662 | 4612 | 18718 | 6851 | 60012
[5 empty] | C3 | 9178 | 2418 | 4820 | 851 | 777 | 18044 | 9178 | 2418 | 4820 | 851 | 777 | 18044 | [5 empty] | 0 | 8103 | 2619 | 5497 | 841 | 984 | 18044 | [5 empty] | 0 | 7236 | 2266 | 1523 | 5284 | 1735 | 18044
[5 empty] | C4 | 3757 | 1272 | 2097 | 214 | 271 | 7611 | 3757 | 1272 | 2097 | 214 | 271 | 7611 | [5 empty] | 0 | 3208 | 1342 | 2512 | 223 | 326 | 7611 | [5 empty] | 0 | 2810 | 1120 | 828 | 2330 | 523 | 7611
|  |  | 114978 | 114978 |  | 58778 | 16760 | 37188 | 6371 | 6567 |  | 58778 | 16760 | 37188 | 6371 | 6567 |  | 0 | 0 | 0 | 0 | 0 |  | 52267 | 16051 | 42632 | 6351 | 8363 |  | 0 | 0 | 0 | 0 | 0 |  | 46883 | 13837 | 10132 | 40974 | 13838
| [Please insert new asset category as required] |  |  |  | C1 | 0 | 0 | 0 | 0 | 0 | 0 | 0 | 0 | 0 | 0 | 0 | 0 | [5 empty] | 0 | 0 | 0 | 0 | 0 | 0 | 0 | [5 empty] | 0 | 0 | 0 | 0 | 0 | 0 | 0
[5 empty] | C2 | 0 | 0 | 0 | 0 | 0 | 0 | 0 | 0 | 0 | 0 | 0 | 0 | [5 empty] | 0 | 0 | 0 | 0 | 0 | 0 | 0 | [5 empty] | 0 | 0 | 0 | 0 | 0 | 0 | 0
[5 empty] | C3 | 0 | 0 | 0 | 0 | 0 | 0 | 0 | 0 | 0 | 0 | 0 | 0 | [5 empty] | 0 | 0 | 0 | 0 | 0 | 0 | 0 | [5 empty] | 0 | 0 | 0 | 0 | 0 | 0 | 0
[5 empty] | C4 | 0 | 0 | 0 | 0 | 0 | 0 | 0 | 0 | 0 | 0 | 0 | 0 | [5 empty] | 0 | 0 | 0 | 0 | 0 | 0 | 0 | [5 empty] | 0 | 0 | 0 | 0 | 0 | 0 | 0
|  |  | 0 | 0 |  | 0 | 0 | 0 | 0 | 0 |  | 0 | 0 | 0 | 0 | 0 |  | 0 | 0 | 0 | 0 | 0 |  | 0 | 0 | 0 | 0 | 0 |  | 0 | 0 | 0 | 0 | 0 |  | 0 | 0 | 0 | 0 | 0
| [Please insert new asset category as required] |  |  |  | C1 | 0 | 0 | 0 | 0 | 0 | 0 | 0 | 0 | 0 | 0 | 0 | 0 | [5 empty] | 0 | 0 | 0 | 0 | 0 | 0 | 0 | [5 empty] | 0 | 0 | 0 | 0 | 0 | 0 | 0
[5 empty] | C2 | 0 | 0 | 0 | 0 | 0 | 0 | 0 | 0 | 0 | 0 | 0 | 0 | [5 empty] | 0 | 0 | 0 | 0 | 0 | 0 | 0 | [5 empty] | 0 | 0 | 0 | 0 | 0 | 0 | 0
[5 empty] | C3 | 0 | 0 | 0 | 0 | 0 | 0 | 0 | 0 | 0 | 0 | 0 | 0 | [5 empty] | 0 | 0 | 0 | 0 | 0 | 0 | 0 | [5 empty] | 0 | 0 | 0 | 0 | 0 | 0 | 0
[5 empty] | C4 | 0 | 0 | 0 | 0 | 0 | 0 | 0 | 0 | 0 | 0 | 0 | 0 | [5 empty] | 0 | 0 | 0 | 0 | 0 | 0 | 0 | [5 empty] | 0 | 0 | 0 | 0 | 0 | 0 | 0
|  |  | 0 | 0 |  | 0 | 0 | 0 | 0 | 0 |  | 0 | 0 | 0 | 0 | 0 |  | 0 | 0 | 0 | 0 | 0 |  | 0 | 0 | 0 | 0 | 0 |  | 0 | 0 | 0 | 0 | 0 |  | 0 | 0 | 0 | 0 | 0
| [Please insert new asset category as required] |  |  |  | C1 | 0 | 0 | 0 | 0 | 0 | 0 | 0 | 0 | 0 | 0 | 0 | 0 | [5 empty] | 0 | 0 | 0 | 0 | 0 | 0 | 0 | [5 empty] | 0 | 0 | 0 | 0 | 0 | 0 | 0
[5 empty] | C2 | 0 | 0 | 0 | 0 | 0 | 0 | 0 | 0 | 0 | 0 | 0 | 0 | [5 empty] | 0 | 0 | 0 | 0 | 0 | 0 | 0 | [5 empty] | 0 | 0 | 0 | 0 | 0 | 0 | 0
[5 empty] | C3 | 0 | 0 | 0 | 0 | 0 | 0 | 0 | 0 | 0 | 0 | 0 | 0 | [5 empty] | 0 | 0 | 0 | 0 | 0 | 0 | 0 | [5 empty] | 0 | 0 | 0 | 0 | 0 | 0 | 0
[5 empty] | C4 | 0 | 0 | 0 | 0 | 0 | 0 | 0 | 0 | 0 | 0 | 0 | 0 | [5 empty] | 0 | 0 | 0 | 0 | 0 | 0 | 0 | [5 empty] | 0 | 0 | 0 | 0 | 0 | 0 | 0
|  |  | 0 | 0 |  | 0 | 0 | 0 | 0 | 0 |  | 0 | 0 | 0 | 0 | 0 |  | 0 | 0 | 0 | 0 | 0 |  | 0 | 0 | 0 | 0 | 0 |  | 0 | 0 | 0 | 0 | 0 |  | 0 | 0 | 0 | 0 | 0
| [Please insert new asset category as required] |  |  |  | C1 | 0 | 0 | 0 | 0 | 0 | 0 | 0 | 0 | 0 | 0 | 0 | 0 | [5 empty] | 0 | 0 | 0 | 0 | 0 | 0 | 0 | [5 empty] | 0 | 0 | 0 | 0 | 0 | 0 | 0
[5 empty] | C2 | 0 | 0 | 0 | 0 | 0 | 0 | 0 | 0 | 0 | 0 | 0 | 0 | [5 empty] | 0 | 0 | 0 | 0 | 0 | 0 | 0 | [5 empty] | 0 | 0 | 0 | 0 | 0 | 0 | 0
[5 empty] | C3 | 0 | 0 | 0 | 0 | 0 | 0 | 0 | 0 | 0 | 0 | 0 | 0 | [5 empty] | 0 | 0 | 0 | 0 | 0 | 0 | 0 | [5 empty] | 0 | 0 | 0 | 0 | 0 | 0 | 0
[5 empty] | C4 | 0 | 0 | 0 | 0 | 0 | 0 | 0 | 0 | 0 | 0 | 0 | 0 | [5 empty] | 0 | 0 | 0 | 0 | 0 | 0 | 0 | [5 empty] | 0 | 0 | 0 | 0 | 0 | 0 | 0
|  |  | 0 | 0 |  | 0 | 0 | 0 | 0 | 0 |  | 0 | 0 | 0 | 0 | 0 |  | 0 | 0 | 0 | 0 | 0 |  | 0 | 0 | 0 | 0 | 0 |  | 0 | 0 | 0 | 0 | 0 |  | 0 | 0 | 0 | 0 | 0
| [Please insert new asset category as required] |  |  |  | C1 | 0 | 0 | 0 | 0 | 0 | 0 | 0 | 0 | 0 | 0 | 0 | 0 | [5 empty] | 0 | 0 | 0 | 0 | 0 | 0 | 0 | [5 empty] | 0 | 0 | 0 | 0 | 0 | 0 | 0
[5 empty] | C2 | 0 | 0 | 0 | 0 | 0 | 0 | 0 | 0 | 0 | 0 | 0 | 0 | [5 empty] | 0 | 0 | 0 | 0 | 0 | 0 | 0 | [5 empty] | 0 | 0 | 0 | 0 | 0 | 0 | 0
[5 empty] | C3 | 0 | 0 | 0 | 0 | 0 | 0 | 0 | 0 | 0 | 0 | 0 | 0 | [5 empty] | 0 | 0 | 0 | 0 | 0 | 0 | 0 | [5 empty] | 0 | 0 | 0 | 0 | 0 | 0 | 0
[5 empty] | C4 | 0 | 0 | 0 | 0 | 0 | 0 | 0 | 0 | 0 | 0 | 0 | 0 | [5 empty] | 0 | 0 | 0 | 0 | 0 | 0 | 0 | [5 empty] | 0 | 0 | 0 | 0 | 0 | 0 | 0
|  |  | 0 | 0 |  | 0 | 0 | 0 | 0 | 0 |  | 0 | 0 | 0 | 0 | 0 |  | 0 | 0 | 0 | 0 | 0 |  | 0 | 0 | 0 | 0 | 0 |  | 0 | 0 | 0 | 0 | 0 |  | 0 | 0 | 0 | 0 | 0
EHV Network
| EHV Switchgear (GM) |  |  |  | C1 | 159 | 9 | 1 | 0 | 0 | 169 | 159 | 9 | 1 | 0 | 0 | 169 | [5 empty] | 0 | 132 | 36 | 1 | 0 | 0 | 169 | [5 empty] | 0 | 118 | 43 | 7 | 1 | 0 | 169
[5 empty] | C2 | 188 | 103 | 24 | 47 | 21 | 383 | 188 | 103 | 24 | 47 | 21 | 383 | [5 empty] | 0 | 131 | 143 | 27 | 44 | 37 | 382 | [5 empty] | 0 | 120 | 112 | 53 | 39 | 59 | 383
[5 empty] | C3 | 27 | 13 | 12 | 1 | 0 | 53 | 27 | 13 | 12 | 1 | 0 | 53 | [5 empty] | 0 | 16 | 24 | 0 | 13 | 0 | 53 | [5 empty] | 0 | 14 | 17 | 9 | 12 | 1 | 53
[5 empty] | C4 | 2 | 34 | 8 | 0 | 0 | 44 | 2 | 34 | 8 | 0 | 0 | 44 | [5 empty] | 0 | 2 | 3 | 38 | 1 | 0 | 44 | [5 empty] | 0 | 2 | 1 | 30 | 11 | 0 | 44
|  |  | 1438 | 1447 |  | 376 | 159 | 45 | 48 | 21 |  | 376 | 159 | 45 | 48 | 21 |  | 0 | 0 | 0 | 0 | 0 |  | 281 | 206 | 66 | 58 | 37 |  | 0 | 0 | 0 | 0 | 0 |  | 254 | 173 | 99 | 63 | 60
| EHV Transformer |  |  |  | C1 | 23 | 14 | 0 | 0 | 0 | 37 | 23 | 14 | 0 | 0 | 0 | 37 | [5 empty] | 0 | 19 | 14 | 4 | 0 | 0 | 37 | [5 empty] | 0 | 14 | 12 | 10 | 1 | 0 | 37
[5 empty] | C2 | 167 | 73 | 10 | 4 | 6 | 260 | 167 | 73 | 10 | 4 | 6 | 260 | [5 empty] | 0 | 141 | 77 | 23 | 8 | 9 | 258 | [5 empty] | 0 | 99 | 79 | 47 | 18 | 15 | 258
[5 empty] | C3 | 30 | 11 | 2 | 2 | 0 | 45 | 30 | 11 | 2 | 2 | 0 | 45 | [5 empty] | 0 | 25 | 11 | 6 | 1 | 2 | 45 | [5 empty] | 0 | 20 | 10 | 8 | 4 | 3 | 45
[5 empty] | C4 | 0 | 0 | 0 | 0 | 0 | 0 | 0 | 0 | 0 | 0 | 0 | 0 | [5 empty] | 0 | 0 | 0 | 0 | 0 | 0 | 0 | [5 empty] | 0 | 0 | 0 | 0 | 0 | 0 | 0
|  |  | 662 | 660 |  | 220 | 98 | 12 | 6 | 6 |  | 220 | 98 | 12 | 6 | 6 |  | 0 | 0 | 0 | 0 | 0 |  | 185 | 102 | 33 | 9 | 11 |  | 0 | 0 | 0 | 0 | 0 |  | 133 | 101 | 65 | 23 | 18
| EHV UG Cable (Gas) |  |  |  | C1 | 0 | 0 | 0 | 0 | 0 | 0 | 0 | 0 | 0 | 0 | 0 | 0 | [5 empty] | 0 | 0 | 0 | 0 | 0 | 0 | 0 | [5 empty] | 0 | 0 | 0 | 0 | 0 | 0 | 0
[5 empty] | C2 | 1.803 | 1.31 | 54.4619 | 0 | 2.047 | 59.6219 | 1.803 | 1.31 | 54.4619 | 0 | 2.047 | 59.6219 | [5 empty] | 0 | 1.803 | 0 | 55.2729 | 0.499 | 2.047 | 59.6219 | [5 empty] | 0 | 1.803 | 0 | 35.9009 | 19.372 | 2.546 | 59.6219
[5 empty] | C3 | 0 | 0 | 0 | 0 | 0 | 0 | 0 | 0 | 0 | 0 | 0 | 0 | [5 empty] | 0 | 0 | 0 | 0 | 0 | 0 | 0 | [5 empty] | 0 | 0 | 0 | 0 | 0 | 0 | 0
[5 empty] | C4 | 0 | 0 | 0 | 0 | 0 | 0 | 0 | 0 | 0 | 0 | 0 | 0 | [5 empty] | 0 | 0 | 0 | 0 | 0 | 0 | 0 | [5 empty] | 0 | 0 | 0 | 0 | 0 | 0 | 0
|  |  | 115 | 105 |  | 1.803 | 1.31 | 54.4619 | 0 | 2.047 |  | 1.803 | 1.31 | 54.4619 | 0 | 2.047 |  | 0 | 0 | 0 | 0 | 0 |  | 1.803 | 0 | 55.2729 | 0.499 | 2.047 |  | 0 | 0 | 0 | 0 | 0 |  | 1.803 | 0 | 35.9009 | 19.372 | 2.546
| EHV UG Cable (Oil) |  |  |  | C1 | 37.6269 | 7.731 | 82.293 | 32.851 | 12.331 | 172.8329 | 37.6269 | 7.731 | 82.293 | 32.851 | 12.331 | 172.8329 | [5 empty] | 0 | 15.084 | 28.703 | 82.928 | 30.781 | 15.044 | 172.54 | [5 empty] | 0 | 10.143 | 28.359 | 86.312 | 2.221 | 45.605 | 172.64
[5 empty] | C2 | 5.971 | 3.213 | 56.176 | 36.288 | 10.344 | 111.992 | 5.971 | 3.213 | 56.176 | 36.288 | 10.344 | 111.992 | [5 empty] | 0 | 3.77 | 5.414 | 55.888 | 34.907 | 12.013 | 111.992 | [5 empty] | 0 | 3.34 | 3.134 | 54.01 | 4.776 | 46.732 | 111.992
[5 empty] | C3 | 16.782 | 7.397 | 97.437 | 55.645 | 10.536 | 187.797 | 16.782 | 7.397 | 97.437 | 55.645 | 10.536 | 187.797 | [5 empty] | 0 | 16.153 | 3.718 | 95.835 | 46.41 | 25.881 | 187.997 | [5 empty] | 0 | 12.051 | 6.867 | 89.152 | 10.447 | 69.58 | 188.097
[5 empty] | C4 | 0 | 0 | 0 | 0 | 0 | 0 | 0 | 0 | 0 | 0 | 0 | 0 | [5 empty] | 0 | 0 | 0 | 0 | 0 | 0 | 0 | [5 empty] | 0 | 0 | 0 | 0 | 0 | 0 | 0
|  |  | 304 | 266 |  | 60.3799 | 18.341 | 235.906 | 124.784 | 33.211 |  | 60.3799 | 18.341 | 235.906 | 124.784 | 33.211 |  | 0 | 0 | 0 | 0 | 0 |  | 35.007 | 37.835 | 234.651 | 112.098 | 52.938 |  | 0 | 0 | 0 | 0 | 0 |  | 25.534 | 38.36 | 229.474 | 17.444 | 161.917
| EHV UG Cable (Non Pressurised) |  |  |  | C1 | 13.2678 | 36.7074 | 0 | 0 | 43.962 | 93.9372 | 13.2678 | 36.7074 | 0 | 0 | 43.962 | 93.9372 | [5 empty] | 0 | 13.2678 | 0 | 36.7074 | 0 | 43.962 | 93.9372 | [5 empty] | 0 | 12.9388 | 0.329 | 36.7074 | 0 | 43.962 | 93.9372
[5 empty] | C2 | 121.4473 | 53.149 | 2.975 | 0 | 10.9076 | 188.4789 | 121.4473 | 53.149 | 2.975 | 0 | 10.9076 | 188.4789 | [5 empty] | 0 | 121.4473 | 0.22 | 55.685 | 0.219 | 10.9076 | 188.4789 | [5 empty] | 0 | 121.022 | 0.6453 | 53.732 | 1.953 | 11.1266 | 188.4789
[5 empty] | C3 | 94.8763 | 37.3444 | 2.84 | 0 | 21.3815 | 156.4422 | 94.8763 | 37.3444 | 2.84 | 0 | 21.3815 | 156.4422 | [5 empty] | 0 | 94.8763 | 0 | 37.3444 | 2.84 | 21.3815 | 156.4422 | [5 empty] | 0 | 94.8763 | 0 | 37.3444 | 0 | 24.2215 | 156.4422
[5 empty] | C4 | 1.305 | 0.091 | 0 | 0 | 0 | 1.396 | 1.305 | 0.091 | 0 | 0 | 0 | 1.396 | [5 empty] | 0 | 1.305 | 0 | 0.091 | 0 | 0 | 1.396 | [5 empty] | 0 | 1.305 | 0 | 0.091 | 0 | 0 | 1.396
|  |  | 1082 | 1132 |  | 230.8964 | 127.2918 | 5.815 | 0 | 76.2511 |  | 230.8964 | 127.2918 | 5.815 | 0 | 76.2511 |  | 0 | 0 | 0 | 0 | 0 |  | 230.8964 | 0.22 | 129.8278 | 3.059 | 76.2511 |  | 0 | 0 | 0 | 0 | 0 |  | 230.1421 | 0.9743 | 127.8748 | 1.953 | 79.3101
| EHV OHL Support - Towers |  |  |  | C1 | 0 | 0 | 0 | 0 | 0 | 0 | 0 | 0 | 0 | 0 | 0 | 0 | [5 empty] | 0 | 0 | 0 | 0 | 0 | 0 | 0 | [5 empty] | 0 | 0 | 0 | 0 | 0 | 0 | 0
[5 empty] | C2 | 120 | 295 | 663 | 1 | 139 | 1218 | 120 | 295 | 663 | 1 | 139 | 1218 | [5 empty] | 0 | 103 | 279 | 693 | 4 | 139 | 1218 | [5 empty] | 0 | 21 | 252 | 799 | 7 | 139 | 1218
[5 empty] | C3 | 19 | 20 | 165 | 0 | 0 | 204 | 19 | 20 | 165 | 0 | 0 | 204 | [5 empty] | 0 | 17 | 19 | 168 | 0 | 0 | 204 | [5 empty] | 0 | 8 | 25 | 169 | 2 | 0 | 204
[5 empty] | C4 | 0 | 0 | 8 | 0 | 0 | 8 | 0 | 0 | 8 | 0 | 0 | 8 | [5 empty] | 0 | 0 | 0 | 8 | 0 | 0 | 8 | [5 empty] | 0 | 0 | 0 | 8 | 0 | 0 | 8
|  |  | 182 | 182 |  | 139 | 315 | 836 | 1 | 139 |  | 139 | 315 | 836 | 1 | 139 |  | 0 | 0 | 0 | 0 | 0 |  | 120 | 298 | 869 | 4 | 139 |  | 0 | 0 | 0 | 0 | 0 |  | 29 | 277 | 976 | 9 | 139
| EHV OHL Support - Poles |  |  |  | C1 | 1980 | 1087 | 348 | 87 | 160 | 3662 | 1980 | 1087 | 348 | 87 | 160 | 3662 | [5 empty] | 0 | 1520 | 1383 | 488 | 107 | 164 | 3662 | [5 empty] | 0 | 1324 | 1123 | 514 | 509 | 192 | 3662
[5 empty] | C2 | 2146 | 1107 | 1793 | 547 | 171 | 5764 | 2146 | 1107 | 1793 | 547 | 171 | 5764 | [5 empty] | 0 | 1920 | 1298 | 1801 | 515 | 230 | 5764 | [5 empty] | 0 | 1802 | 496 | 931 | 2270 | 265 | 5764
[5 empty] | C3 | 145 | 51 | 22 | 3 | 5 | 226 | 145 | 51 | 22 | 3 | 5 | 226 | [5 empty] | 0 | 137 | 40 | 41 | 3 | 5 | 226 | [5 empty] | 0 | 121 | 46 | 11 | 43 | 5 | 226
[5 empty] | C4 | 354 | 146 | 187 | 30 | 60 | 777 | 354 | 146 | 187 | 30 | 60 | 777 | [5 empty] | 0 | 325 | 169 | 180 | 39 | 64 | 777 | [5 empty] | 0 | 309 | 112 | 73 | 208 | 75 | 777
|  |  | 28717 | 29040 |  | 4625 | 2391 | 2350 | 667 | 396 |  | 4625 | 2391 | 2350 | 667 | 396 |  | 0 | 0 | 0 | 0 | 0 |  | 3902 | 2890 | 2510 | 664 | 463 |  | 0 | 0 | 0 | 0 | 0 |  | 3556 | 1777 | 1529 | 3030 | 537
| EHV OHL Fittings |  |  |  | C1 | 16 | 0 | 11 | 6 | 146 | 179 | 16 | 0 | 11 | 6 | 146 | 179 | [5 empty] | 0 | 16 | 0 | 11 | 6 | 146 | 179 | [5 empty] | 0 | 16 | 0 | 0 | 17 | 146 | 179
[5 empty] | C2 | 889 | 176 | 182 | 124 | 1076 | 2447 | 889 | 176 | 182 | 124 | 1076 | 2447 | [5 empty] | 0 | 889 | 176 | 182 | 124 | 1076 | 2447 | [5 empty] | 0 | 829 | 60 | 176 | 250 | 1132 | 2447
[5 empty] | C3 | 94 | 6 | 8 | 14 | 58 | 180 | 94 | 6 | 8 | 14 | 58 | 180 | [5 empty] | 0 | 94 | 6 | 8 | 14 | 58 | 180 | [5 empty] | 0 | 88 | 6 | 6 | 16 | 64 | 180
[5 empty] | C4 | 2 | 16 | 22 | 12 | 2 | 54 | 2 | 16 | 22 | 12 | 2 | 54 | [5 empty] | 0 | 2 | 16 | 22 | 12 | 2 | 54 | [5 empty] | 0 | 0 | 10 | 8 | 22 | 14 | 54
|  |  | 42 | 42 |  | 1001 | 198 | 223 | 156 | 1282 |  | 1001 | 198 | 223 | 156 | 1282 |  | 0 | 0 | 0 | 0 | 0 |  | 1001 | 198 | 223 | 156 | 1282 |  | 0 | 0 | 0 | 0 | 0 |  | 933 | 76 | 190 | 305 | 1356
| EHV OHL (Tower Line) Conductor |  |  |  | C1 | 0 | 0 | 0 | 0 | 0 | 0 | 0 | 0 | 0 | 0 | 0 | 0 | [5 empty] | 0 | 0 | 0 | 0 | 0 | 0 | 0 | [5 empty] | 0 | 0 | 0 | 0 | 0 | 0 | 0
[5 empty] | C2 | 104 | 344.2 | 42.4 | 15.6 | 0 | 506.2 | 104 | 344.2 | 42.4 | 15.6 | 0 | 506.2 | [5 empty] | 0 | 77.2 | 251.8 | 155.3 | 16.8 | 5.1 | 506.2 | [5 empty] | 0 | 51.2 | 60.9 | 324.1 | 52.7 | 17.3 | 506.2
[5 empty] | C3 | 33.5 | 50.1 | 4.5 | 1.1 | 0 | 89.2 | 33.5 | 50.1 | 4.5 | 1.1 | 0 | 89.2 | [5 empty] | 0 | 25.7 | 28.9 | 31.5 | 2.5 | 0.6 | 89.2 | [5 empty] | 0 | 25.1 | 10.5 | 47.3 | 3.4 | 2.8 | 89.1
[5 empty] | C4 | 2.3 | 0 | 0 | 0 | 0 | 2.3 | 2.3 | 0 | 0 | 0 | 0 | 2.3 | [5 empty] | 0 | 2.3 | 0 | 0 | 0 | 0 | 2.3 | [5 empty] | 0 | 2.3 | 0 | 0 | 0 | 0 | 2.3
|  |  | 0 | 0 |  | 139.8 | 394.3 | 46.9 | 16.7 | 0 |  | 139.8 | 394.3 | 46.9 | 16.7 | 0 |  | 0 | 0 | 0 | 0 | 0 |  | 105.2 | 280.7 | 186.8 | 19.3 | 5.7 |  | 0 | 0 | 0 | 0 | 0 |  | 78.6 | 71.4 | 371.4 | 56.1 | 20.1
| [Please insert new asset category as required] |  |  |  | C1 | 0 | 0 | 0 | 0 | 0 | 0 | 0 | 0 | 0 | 0 | 0 | 0 | [5 empty] | 0 | 0 | 0 | 0 | 0 | 0 | 0 | [5 empty] | 0 | 0 | 0 | 0 | 0 | 0 | 0
[5 empty] | C2 | 0 | 0 | 0 | 0 | 0 | 0 | 0 | 0 | 0 | 0 | 0 | 0 | [5 empty] | 0 | 0 | 0 | 0 | 0 | 0 | 0 | [5 empty] | 0 | 0 | 0 | 0 | 0 | 0 | 0
[5 empty] | C3 | 0 | 0 | 0 | 0 | 0 | 0 | 0 | 0 | 0 | 0 | 0 | 0 | [5 empty] | 0 | 0 | 0 | 0 | 0 | 0 | 0 | [5 empty] | 0 | 0 | 0 | 0 | 0 | 0 | 0
[5 empty] | C4 | 0 | 0 | 0 | 0 | 0 | 0 | 0 | 0 | 0 | 0 | 0 | 0 | [5 empty] | 0 | 0 | 0 | 0 | 0 | 0 | 0 | [5 empty] | 0 | 0 | 0 | 0 | 0 | 0 | 0
|  |  | 0 | 0 |  | 0 | 0 | 0 | 0 | 0 |  | 0 | 0 | 0 | 0 | 0 |  | 0 | 0 | 0 | 0 | 0 |  | 0 | 0 | 0 | 0 | 0 |  | 0 | 0 | 0 | 0 | 0 |  | 0 | 0 | 0 | 0 | 0
| [Please insert new asset category as required] |  |  |  | C1 | 0 | 0 | 0 | 0 | 0 | 0 | 0 | 0 | 0 | 0 | 0 | 0 | [5 empty] | 0 | 0 | 0 | 0 | 0 | 0 | 0 | [5 empty] | 0 | 0 | 0 | 0 | 0 | 0 | 0
[5 empty] | C2 | 0 | 0 | 0 | 0 | 0 | 0 | 0 | 0 | 0 | 0 | 0 | 0 | [5 empty] | 0 | 0 | 0 | 0 | 0 | 0 | 0 | [5 empty] | 0 | 0 | 0 | 0 | 0 | 0 | 0
[5 empty] | C3 | 0 | 0 | 0 | 0 | 0 | 0 | 0 | 0 | 0 | 0 | 0 | 0 | [5 empty] | 0 | 0 | 0 | 0 | 0 | 0 | 0 | [5 empty] | 0 | 0 | 0 | 0 | 0 | 0 | 0
[5 empty] | C4 | 0 | 0 | 0 | 0 | 0 | 0 | 0 | 0 | 0 | 0 | 0 | 0 | [5 empty] | 0 | 0 | 0 | 0 | 0 | 0 | 0 | [5 empty] | 0 | 0 | 0 | 0 | 0 | 0 | 0
|  |  | 0 | 0 |  | 0 | 0 | 0 | 0 | 0 |  | 0 | 0 | 0 | 0 | 0 |  | 0 | 0 | 0 | 0 | 0 |  | 0 | 0 | 0 | 0 | 0 |  | 0 | 0 | 0 | 0 | 0 |  | 0 | 0 | 0 | 0 | 0
| [Please insert new asset category as required] |  |  |  | C1 | 0 | 0 | 0 | 0 | 0 | 0 | 0 | 0 | 0 | 0 | 0 | 0 | [5 empty] | 0 | 0 | 0 | 0 | 0 | 0 | 0 | [5 empty] | 0 | 0 | 0 | 0 | 0 | 0 | 0
[5 empty] | C2 | 0 | 0 | 0 | 0 | 0 | 0 | 0 | 0 | 0 | 0 | 0 | 0 | [5 empty] | 0 | 0 | 0 | 0 | 0 | 0 | 0 | [5 empty] | 0 | 0 | 0 | 0 | 0 | 0 | 0
[5 empty] | C3 | 0 | 0 | 0 | 0 | 0 | 0 | 0 | 0 | 0 | 0 | 0 | 0 | [5 empty] | 0 | 0 | 0 | 0 | 0 | 0 | 0 | [5 empty] | 0 | 0 | 0 | 0 | 0 | 0 | 0
[5 empty] | C4 | 0 | 0 | 0 | 0 | 0 | 0 | 0 | 0 | 0 | 0 | 0 | 0 | [5 empty] | 0 | 0 | 0 | 0 | 0 | 0 | 0 | [5 empty] | 0 | 0 | 0 | 0 | 0 | 0 | 0
|  |  | 0 | 0 |  | 0 | 0 | 0 | 0 | 0 |  | 0 | 0 | 0 | 0 | 0 |  | 0 | 0 | 0 | 0 | 0 |  | 0 | 0 | 0 | 0 | 0 |  | 0 | 0 | 0 | 0 | 0 |  | 0 | 0 | 0 | 0 | 0
| [Please insert new asset category as required] |  |  |  | C1 | 0 | 0 | 0 | 0 | 0 | 0 | 0 | 0 | 0 | 0 | 0 | 0 | [5 empty] | 0 | 0 | 0 | 0 | 0 | 0 | 0 | [5 empty] | 0 | 0 | 0 | 0 | 0 | 0 | 0
[5 empty] | C2 | 0 | 0 | 0 | 0 | 0 | 0 | 0 | 0 | 0 | 0 | 0 | 0 | [5 empty] | 0 | 0 | 0 | 0 | 0 | 0 | 0 | [5 empty] | 0 | 0 | 0 | 0 | 0 | 0 | 0
[5 empty] | C3 | 0 | 0 | 0 | 0 | 0 | 0 | 0 | 0 | 0 | 0 | 0 | 0 | [5 empty] | 0 | 0 | 0 | 0 | 0 | 0 | 0 | [5 empty] | 0 | 0 | 0 | 0 | 0 | 0 | 0
[5 empty] | C4 | 0 | 0 | 0 | 0 | 0 | 0 | 0 | 0 | 0 | 0 | 0 | 0 | [5 empty] | 0 | 0 | 0 | 0 | 0 | 0 | 0 | [5 empty] | 0 | 0 | 0 | 0 | 0 | 0 | 0
|  |  | 0 | 0 |  | 0 | 0 | 0 | 0 | 0 |  | 0 | 0 | 0 | 0 | 0 |  | 0 | 0 | 0 | 0 | 0 |  | 0 | 0 | 0 | 0 | 0 |  | 0 | 0 | 0 | 0 | 0 |  | 0 | 0 | 0 | 0 | 0
132kV Network
| 132kV CBs |  |  |  | C1 | 45 | 2 | 0 | 0 | 8 | 55 | 45 | 2 | 0 | 0 | 8 | 55 | [5 empty] | 0 | 37 | 10 | 0 | 0 | 8 | 55 | [5 empty] | 0 | 35 | 10 | 2 | 0 | 8 | 55
[5 empty] | C2 | 7 | 0 | 0 | 0 | 0 | 7 | 7 | 0 | 0 | 0 | 0 | 7 | [5 empty] | 0 | 7 | 0 | 0 | 0 | 0 | 7 | [5 empty] | 0 | 7 | 0 | 0 | 0 | 0 | 7
[5 empty] | C3 | 3 | 0 | 0 | 0 | 0 | 3 | 3 | 0 | 0 | 0 | 0 | 3 | [5 empty] | 0 | 3 | 0 | 0 | 0 | 0 | 3 | [5 empty] | 0 | 3 | 0 | 0 | 0 | 0 | 3
[5 empty] | C4 | 18 | 0 | 0 | 0 | 0 | 18 | 18 | 0 | 0 | 0 | 0 | 18 | [5 empty] | 0 | 18 | 0 | 0 | 0 | 0 | 18 | [5 empty] | 0 | 18 | 0 | 0 | 0 | 0 | 18
|  |  | 176 | 177 |  | 73 | 2 | 0 | 0 | 8 |  | 73 | 2 | 0 | 0 | 8 |  | 0 | 0 | 0 | 0 | 0 |  | 65 | 10 | 0 | 0 | 8 |  | 0 | 0 | 0 | 0 | 0 |  | 63 | 10 | 2 | 0 | 8
| 132kV Transformer |  |  |  | C1 | 23 | 0 | 0 | 0 | 0 | 23 | 23 | 0 | 0 | 0 | 0 | 23 | [5 empty] | 0 | 19 | 4 | 0 | 0 | 0 | 23 | [5 empty] | 0 | 18 | 5 | 0 | 0 | 0 | 23
[5 empty] | C2 | 32 | 11 | 0 | 0 | 1 | 44 | 32 | 11 | 0 | 0 | 1 | 44 | [5 empty] | 0 | 27 | 13 | 3 | 0 | 1 | 44 | [5 empty] | 0 | 20 | 13 | 8 | 2 | 1 | 44
[5 empty] | C3 | 10 | 1 | 0 | 0 | 0 | 11 | 10 | 1 | 0 | 0 | 0 | 11 | [5 empty] | 0 | 10 | 1 | 0 | 0 | 0 | 11 | [5 empty] | 0 | 10 | 0 | 1 | 0 | 0 | 11
[5 empty] | C4 | 1 | 0 | 0 | 0 | 0 | 1 | 1 | 0 | 0 | 0 | 0 | 1 | [5 empty] | 0 | 1 | 0 | 0 | 0 | 0 | 1 | [5 empty] | 0 | 1 | 0 | 0 | 0 | 0 | 1
|  |  | 134 | 134 |  | 66 | 12 | 0 | 0 | 1 |  | 66 | 12 | 0 | 0 | 1 |  | 0 | 0 | 0 | 0 | 0 |  | 57 | 18 | 3 | 0 | 1 |  | 0 | 0 | 0 | 0 | 0 |  | 49 | 18 | 9 | 2 | 1
| 132kV UG Cable (Gas) |  |  |  | C1 | 0 | 0 | 0 | 0 | 0 | 0 | 0 | 0 | 0 | 0 | 0 | 0 | [5 empty] | 0 | 0 | 0 | 0 | 0 | 0 | 0 | [5 empty] | 0 | 0 | 0 | 0 | 0 | 0 | 0
[5 empty] | C2 | 0 | 0 | 0 | 0 | 0 | 0 | 0 | 0 | 0 | 0 | 0 | 0 | [5 empty] | 0 | 0 | 0 | 0 | 0 | 0 | 0 | [5 empty] | 0 | 0 | 0 | 0 | 0 | 0 | 0
[5 empty] | C3 | 0 | 0 | 0 | 0 | 0 | 0 | 0 | 0 | 0 | 0 | 0 | 0 | [5 empty] | 0 | 0 | 0 | 0 | 0 | 0 | 0 | [5 empty] | 0 | 0 | 0 | 0 | 0 | 0 | 0
[5 empty] | C4 | 0 | 0 | 0 | 0 | 0 | 0 | 0 | 0 | 0 | 0 | 0 | 0 | [5 empty] | 0 | 0 | 0 | 0 | 0 | 0 | 0 | [5 empty] | 0 | 0 | 0 | 0 | 0 | 0 | 0
|  |  | 3 | 3 |  | 0 | 0 | 0 | 0 | 0 |  | 0 | 0 | 0 | 0 | 0 |  | 0 | 0 | 0 | 0 | 0 |  | 0 | 0 | 0 | 0 | 0 |  | 0 | 0 | 0 | 0 | 0 |  | 0 | 0 | 0 | 0 | 0
| 132kV UG Cable (Oil) |  |  |  | C1 | 4.225 | 1.087 | 1.792 | 0 | 0 | 7.104 | 4.225 | 1.087 | 1.792 | 0 | 0 | 7.104 | [5 empty] | 0 | 0.612 | 4.7 | 1.792 | 0 | 0 | 7.104 | [5 empty] | 0 | 0.612 | 3.613 | 2.879 | 0 | 0 | 7.104
[5 empty] | C2 | 0.133 | 5.005 | 5.05 | 0.554 | 1.038 | 11.78 | 0.133 | 5.005 | 5.05 | 0.554 | 1.038 | 11.78 | [5 empty] | 0 | 0.133 | 3.678 | 6.377 | 0.554 | 1.038 | 11.78 | [5 empty] | 0 | 0.133 | 0 | 8.728 | 1.327 | 1.592 | 11.78
[5 empty] | C3 | 0 | 2.2513 | 16.143 | 3.768 | 15.137 | 37.2993 | 0 | 2.2513 | 16.143 | 3.768 | 15.137 | 37.2993 | [5 empty] | 0 | 0 | 2.2513 | 15.578 | 4.296 | 15.174 | 37.2993 | [5 empty] | 0 | 0 | 1.667 | 16.1623 | 0 | 19.47 | 37.2993
[5 empty] | C4 | 0 | 0 | 0 | 0 | 0 | 0 | 0 | 0 | 0 | 0 | 0 | 0 | [5 empty] | 0 | 0 | 0 | 0 | 0 | 0 | 0 | [5 empty] | 0 | 0 | 0 | 0 | 0 | 0 | 0
|  |  | 114 | 70 |  | 4.358 | 8.3433 | 22.985 | 4.322 | 16.175 |  | 4.358 | 8.3433 | 22.985 | 4.322 | 16.175 |  | 0 | 0 | 0 | 0 | 0 |  | 0.745 | 10.6293 | 23.747 | 4.85 | 16.212 |  | 0 | 0 | 0 | 0 | 0 |  | 0.745 | 5.28 | 27.7693 | 1.327 | 21.062
| 132kV UG Cable (Non Pressurised) |  |  |  | C1 | 0 | 0 | 0 | 0 | 0 | 0 | 0 | 0 | 0 | 0 | 0 | 0 | [5 empty] | 0 | 0 | 0 | 0 | 0 | 0 | 0 | [5 empty] | 0 | 0 | 0 | 0 | 0 | 0 | 0
[5 empty] | C2 | 17.118 | 18.74 | 0 | 0 | 2.619 | 38.477 | 17.118 | 18.74 | 0 | 0 | 2.619 | 38.477 | [5 empty] | 0 | 17.118 | 0 | 18.74 | 0 | 2.619 | 38.477 | [5 empty] | 0 | 17.118 | 0 | 18.74 | 0 | 2.619 | 38.477
[5 empty] | C3 | 0 | 0 | 0 | 0 | 0 | 0 | 0 | 0 | 0 | 0 | 0 | 0 | [5 empty] | 0 | 0 | 0 | 0 | 0 | 0 | 0 | [5 empty] | 0 | 0 | 0 | 0 | 0 | 0 | 0
[5 empty] | C4 | 0 | 0 | 0 | 0 | 0 | 0 | 0 | 0 | 0 | 0 | 0 | 0 | [5 empty] | 0 | 0 | 0 | 0 | 0 | 0 | 0 | [5 empty] | 0 | 0 | 0 | 0 | 0 | 0 | 0
|  |  | 90 | 144 |  | 17.118 | 18.74 | 0 | 0 | 2.619 |  | 17.118 | 18.74 | 0 | 0 | 2.619 |  | 0 | 0 | 0 | 0 | 0 |  | 17.118 | 0 | 18.74 | 0 | 2.619 |  | 0 | 0 | 0 | 0 | 0 |  | 17.118 | 0 | 18.74 | 0 | 2.619
| 132kV OHL Support - Tower |  |  |  | C1 | 0 | 0 | 0 | 0 | 0 | 0 | 0 | 0 | 0 | 0 | 0 | 0 | [5 empty] | 0 | 0 | 0 | 0 | 0 | 0 | 0 | [5 empty] | 0 | 0 | 0 | 0 | 0 | 0 | 0
[5 empty] | C2 | 411 | 81 | 546 | 0 | 0 | 1038 | 411 | 81 | 546 | 0 | 0 | 1038 | [5 empty] | 0 | 405 | 78 | 555 | 0 | 0 | 1038 | [5 empty] | 0 | 228 | 177 | 633 | 0 | 0 | 1038
[5 empty] | C3 | 80 | 0 | 43 | 0 | 0 | 123 | 80 | 0 | 43 | 0 | 0 | 123 | [5 empty] | 0 | 80 | 0 | 43 | 0 | 0 | 123 | [5 empty] | 0 | 38 | 22 | 63 | 0 | 0 | 123
[5 empty] | C4 | 0 | 0 | 0 | 0 | 0 | 0 | 0 | 0 | 0 | 0 | 0 | 0 | [5 empty] | 0 | 0 | 0 | 0 | 0 | 0 | 0 | [5 empty] | 0 | 0 | 0 | 0 | 0 | 0 | 0
|  |  | 2115 | 2115 |  | 491 | 81 | 589 | 0 | 0 |  | 491 | 81 | 589 | 0 | 0 |  | 0 | 0 | 0 | 0 | 0 |  | 485 | 78 | 598 | 0 | 0 |  | 0 | 0 | 0 | 0 | 0 |  | 266 | 199 | 696 | 0 | 0
| 132kV OHL Fittings |  |  |  | C1 | 187 | 0 | 0 | 1 | 7 | 195 | 187 | 0 | 0 | 1 | 7 | 195 | [5 empty] | 0 | 187 | 0 | 0 | 0 | 8 | 195 | [5 empty] | 0 | 187 | 0 | 0 | 0 | 8 | 195
[5 empty] | C2 | 1145 | 73 | 196 | 76 | 486 | 1976 | 1145 | 73 | 196 | 76 | 486 | 1976 | [5 empty] | 0 | 1145 | 69 | 94 | 108 | 560 | 1976 | [5 empty] | 0 | 1143 | 2 | 65 | 127 | 639 | 1976
[5 empty] | C3 | 51 | 10 | 25 | 1 | 64 | 151 | 51 | 10 | 25 | 1 | 64 | 151 | [5 empty] | 0 | 51 | 10 | 10 | 15 | 65 | 151 | [5 empty] | 0 | 51 | 0 | 10 | 21 | 69 | 151
[5 empty] | C4 | 0 | 0 | 0 | 0 | 0 | 0 | 0 | 0 | 0 | 0 | 0 | 0 | [5 empty] | 0 | 0 | 0 | 0 | 0 | 0 | 0 | [5 empty] | 0 | 0 | 0 | 0 | 0 | 0 | 0
|  |  | 1054 | 1054 |  | 1383 | 83 | 221 | 78 | 557 |  | 1383 | 83 | 221 | 78 | 557 |  | 0 | 0 | 0 | 0 | 0 |  | 1383 | 79 | 104 | 123 | 633 |  | 0 | 0 | 0 | 0 | 0 |  | 1381 | 2 | 75 | 148 | 716
| 132kV OHL (Tower Line) Conductor |  |  |  | C1 | 55.7 | 0 | 0 | 0 | 0.4 | 56.1 | 55.7 | 0 | 0 | 0 | 0.4 | 56.1 | [5 empty] | 0 | 54 | 1.7 | 0 | 0 | 0.4 | 56.1 | [5 empty] | 0 | 54 | 1.7 | 0 | 0 | 0.4 | 56.1
[5 empty] | C2 | 245.4 | 154.5 | 23.3 | 1.9 | 0 | 425.1 | 245.4 | 154.5 | 23.3 | 1.9 | 0 | 425.1 | [5 empty] | 0 | 196.4 | 138.2 | 86.2 | 4.3 | 0 | 425.1 | [5 empty] | 0 | 113.4 | 183.5 | 96.5 | 29.4 | 2.3 | 425.1
[5 empty] | C3 | 69.7 | 27.6 | 2.2 | 0 | 0 | 99.5 | 69.7 | 27.6 | 2.2 | 0 | 0 | 99.5 | [5 empty] | 0 | 59.9 | 30.8 | 8.8 | 0 | 0 | 99.5 | [5 empty] | 0 | 33.3 | 47.4 | 14.3 | 4.6 | 0 | 99.6
[5 empty] | C4 | 0 | 0 | 0 | 0 | 0 | 0 | 0 | 0 | 0 | 0 | 0 | 0 | [5 empty] | 0 | 0 | 0 | 0 | 0 | 0 | 0 | [5 empty] | 0 | 0 | 0 | 0 | 0 | 0 | 0
|  |  | 0 | 0 |  | 370.8 | 182.1 | 25.5 | 1.9 | 0.4 |  | 370.8 | 182.1 | 25.5 | 1.9 | 0.4 |  | 0 | 0 | 0 | 0 | 0 |  | 310.3 | 170.7 | 95 | 4.3 | 0.4 |  | 0 | 0 | 0 | 0 | 0 |  | 200.7 | 232.6 | 110.8 | 34 | 2.7
| [Please insert new asset category as required] |  |  |  | C1 | 0 | 0 | 0 | 0 | 0 | 0 | 0 | 0 | 0 | 0 | 0 | 0 | [5 empty] | 0 | 0 | 0 | 0 | 0 | 0 | 0 | [5 empty] | 0 | 0 | 0 | 0 | 0 | 0 | 0
[5 empty] | C2 | 0 | 0 | 0 | 0 | 0 | 0 | 0 | 0 | 0 | 0 | 0 | 0 | [5 empty] | 0 | 0 | 0 | 0 | 0 | 0 | 0 | [5 empty] | 0 | 0 | 0 | 0 | 0 | 0 | 0
[5 empty] | C3 | 0 | 0 | 0 | 0 | 0 | 0 | 0 | 0 | 0 | 0 | 0 | 0 | [5 empty] | 0 | 0 | 0 | 0 | 0 | 0 | 0 | [5 empty] | 0 | 0 | 0 | 0 | 0 | 0 | 0
[5 empty] | C4 | 0 | 0 | 0 | 0 | 0 | 0 | 0 | 0 | 0 | 0 | 0 | 0 | [5 empty] | 0 | 0 | 0 | 0 | 0 | 0 | 0 | [5 empty] | 0 | 0 | 0 | 0 | 0 | 0 | 0
|  |  | 0 | 0 |  | 0 | 0 | 0 | 0 | 0 |  | 0 | 0 | 0 | 0 | 0 |  | 0 | 0 | 0 | 0 | 0 |  | 0 | 0 | 0 | 0 | 0 |  | 0 | 0 | 0 | 0 | 0 |  | 0 | 0 | 0 | 0 | 0
| [Please insert new asset category as required] |  |  |  | C1 | 0 | 0 | 0 | 0 | 0 | 0 | 0 | 0 | 0 | 0 | 0 | 0 | [5 empty] | 0 | 0 | 0 | 0 | 0 | 0 | 0 | [5 empty] | 0 | 0 | 0 | 0 | 0 | 0 | 0
[5 empty] | C2 | 0 | 0 | 0 | 0 | 0 | 0 | 0 | 0 | 0 | 0 | 0 | 0 | [5 empty] | 0 | 0 | 0 | 0 | 0 | 0 | 0 | [5 empty] | 0 | 0 | 0 | 0 | 0 | 0 | 0
[5 empty] | C3 | 0 | 0 | 0 | 0 | 0 | 0 | 0 | 0 | 0 | 0 | 0 | 0 | [5 empty] | 0 | 0 | 0 | 0 | 0 | 0 | 0 | [5 empty] | 0 | 0 | 0 | 0 | 0 | 0 | 0
[5 empty] | C4 | 0 | 0 | 0 | 0 | 0 | 0 | 0 | 0 | 0 | 0 | 0 | 0 | [5 empty] | 0 | 0 | 0 | 0 | 0 | 0 | 0 | [5 empty] | 0 | 0 | 0 | 0 | 0 | 0 | 0
|  |  | 0 | 0 |  | 0 | 0 | 0 | 0 | 0 |  | 0 | 0 | 0 | 0 | 0 |  | 0 | 0 | 0 | 0 | 0 |  | 0 | 0 | 0 | 0 | 0 |  | 0 | 0 | 0 | 0 | 0 |  | 0 | 0 | 0 | 0 | 0
| [Please insert new asset category as required] |  |  |  | C1 | 0 | 0 | 0 | 0 | 0 | 0 | 0 | 0 | 0 | 0 | 0 | 0 | [5 empty] | 0 | 0 | 0 | 0 | 0 | 0 | 0 | [5 empty] | 0 | 0 | 0 | 0 | 0 | 0 | 0
[5 empty] | C2 | 0 | 0 | 0 | 0 | 0 | 0 | 0 | 0 | 0 | 0 | 0 | 0 | [5 empty] | 0 | 0 | 0 | 0 | 0 | 0 | 0 | [5 empty] | 0 | 0 | 0 | 0 | 0 | 0 | 0
[5 empty] | C3 | 0 | 0 | 0 | 0 | 0 | 0 | 0 | 0 | 0 | 0 | 0 | 0 | [5 empty] | 0 | 0 | 0 | 0 | 0 | 0 | 0 | [5 empty] | 0 | 0 | 0 | 0 | 0 | 0 | 0
[5 empty] | C4 | 0 | 0 | 0 | 0 | 0 | 0 | 0 | 0 | 0 | 0 | 0 | 0 | [5 empty] | 0 | 0 | 0 | 0 | 0 | 0 | 0 | [5 empty] | 0 | 0 | 0 | 0 | 0 | 0 | 0
|  |  | 0 | 0 |  | 0 | 0 | 0 | 0 | 0 |  | 0 | 0 | 0 | 0 | 0 |  | 0 | 0 | 0 | 0 | 0 |  | 0 | 0 | 0 | 0 | 0 |  | 0 | 0 | 0 | 0 | 0 |  | 0 | 0 | 0 | 0 | 0
| [Please insert new asset category as required] |  |  |  | C1 | 0 | 0 | 0 | 0 | 0 | 0 | 0 | 0 | 0 | 0 | 0 | 0 | [5 empty] | 0 | 0 | 0 | 0 | 0 | 0 | 0 | [5 empty] | 0 | 0 | 0 | 0 | 0 | 0 | 0
[5 empty] | C2 | 0 | 0 | 0 | 0 | 0 | 0 | 0 | 0 | 0 | 0 | 0 | 0 | [5 empty] | 0 | 0 | 0 | 0 | 0 | 0 | 0 | [5 empty] | 0 | 0 | 0 | 0 | 0 | 0 | 0
[5 empty] | C3 | 0 | 0 | 0 | 0 | 0 | 0 | 0 | 0 | 0 | 0 | 0 | 0 | [5 empty] | 0 | 0 | 0 | 0 | 0 | 0 | 0 | [5 empty] | 0 | 0 | 0 | 0 | 0 | 0 | 0
[5 empty] | C4 | 0 | 0 | 0 | 0 | 0 | 0 | 0 | 0 | 0 | 0 | 0 | 0 | [5 empty] | 0 | 0 | 0 | 0 | 0 | 0 | 0 | [5 empty] | 0 | 0 | 0 | 0 | 0 | 0 | 0
|  |  | 0 | 0 |  | 0 | 0 | 0 | 0 | 0 |  | 0 | 0 | 0 | 0 | 0 |  | 0 | 0 | 0 | 0 | 0 |  | 0 | 0 | 0 | 0 | 0 |  | 0 | 0 | 0 | 0 | 0 |  | 0 | 0 | 0 | 0 | 0
Other
| Submarine Cables |  |  |  | C1 | 0 | 0 | 0 | 0 | 0 | 0 | 0 | 0 | 0 | 0 | 0 | 0 | [5 empty] | 0 | 0 | 0 | 0 | 0 | 0 | 0 | [5 empty] | 0 | 0 | 0 | 0 | 0 | 0 | 0
[5 empty] | C2 | 0 | 0 | 0 | 0 | 0 | 0 | 0 | 0 | 0 | 0 | 0 | 0 | [5 empty] | 0 | 0 | 0 | 0 | 0 | 0 | 0 | [5 empty] | 0 | 0 | 0 | 0 | 0 | 0 | 0
[5 empty] | C3 | 0 | 0 | 0 | 0 | 0 | 0 | 0 | 0 | 0 | 0 | 0 | 0 | [5 empty] | 0 | 0 | 0 | 0 | 0 | 0 | 0 | [5 empty] | 0 | 0 | 0 | 0 | 0 | 0 | 0
[5 empty] | C4 | 0 | 0 | 0 | 0 | 0 | 0 | 0 | 0 | 0 | 0 | 0 | 0 | [5 empty] | 0 | 0 | 0 | 0 | 0 | 0 | 0 | [5 empty] | 0 | 0 | 0 | 0 | 0 | 0 | 0
|  |  | 0 | 0 |  | 0 | 0 | 0 | 0 | 0 |  | 0 | 0 | 0 | 0 | 0 |  | 0 | 0 | 0 | 0 | 0 |  | 0 | 0 | 0 | 0 | 0 |  | 0 | 0 | 0 | 0 | 0 |  | 0 | 0 | 0 | 0 | 0
| [Please insert new asset category as required] |  |  |  | C1 | 0 | 0 | 0 | 0 | 0 | 0 | 0 | 0 | 0 | 0 | 0 | 0 | [5 empty] | 0 | 0 | 0 | 0 | 0 | 0 | 0 | [5 empty] | 0 | 0 | 0 | 0 | 0 | 0 | 0
[5 empty] | C2 | 0 | 0 | 0 | 0 | 0 | 0 | 0 | 0 | 0 | 0 | 0 | 0 | [5 empty] | 0 | 0 | 0 | 0 | 0 | 0 | 0 | [5 empty] | 0 | 0 | 0 | 0 | 0 | 0 | 0
[5 empty] | C3 | 0 | 0 | 0 | 0 | 0 | 0 | 0 | 0 | 0 | 0 | 0 | 0 | [5 empty] | 0 | 0 | 0 | 0 | 0 | 0 | 0 | [5 empty] | 0 | 0 | 0 | 0 | 0 | 0 | 0
[5 empty] | C4 | 0 | 0 | 0 | 0 | 0 | 0 | 0 | 0 | 0 | 0 | 0 | 0 | [5 empty] | 0 | 0 | 0 | 0 | 0 | 0 | 0 | [5 empty] | 0 | 0 | 0 | 0 | 0 | 0 | 0
|  |  | 0 | 0 |  | 0 | 0 | 0 | 0 | 0 |  | 0 | 0 | 0 | 0 | 0 |  | 0 | 0 | 0 | 0 | 0 |  | 0 | 0 | 0 | 0 | 0 |  | 0 | 0 | 0 | 0 | 0 |  | 0 | 0 | 0 | 0 | 0
| [Please insert new asset category as required] |  |  |  | C1 | 0 | 0 | 0 | 0 | 0 | 0 | 0 | 0 | 0 | 0 | 0 | 0 | [5 empty] | 0 | 0 | 0 | 0 | 0 | 0 | 0 | [5 empty] | 0 | 0 | 0 | 0 | 0 | 0 | 0
[5 empty] | C2 | 0 | 0 | 0 | 0 | 0 | 0 | 0 | 0 | 0 | 0 | 0 | 0 | [5 empty] | 0 | 0 | 0 | 0 | 0 | 0 | 0 | [5 empty] | 0 | 0 | 0 | 0 | 0 | 0 | 0
[5 empty] | C3 | 0 | 0 | 0 | 0 | 0 | 0 | 0 | 0 | 0 | 0 | 0 | 0 | [5 empty] | 0 | 0 | 0 | 0 | 0 | 0 | 0 | [5 empty] | 0 | 0 | 0 | 0 | 0 | 0 | 0
[5 empty] | C4 | 0 | 0 | 0 | 0 | 0 | 0 | 0 | 0 | 0 | 0 | 0 | 0 | [5 empty] | 0 | 0 | 0 | 0 | 0 | 0 | 0 | [5 empty] | 0 | 0 | 0 | 0 | 0 | 0 | 0
|  |  | 0 | 0 |  | 0 | 0 | 0 | 0 | 0 |  | 0 | 0 | 0 | 0 | 0 |  | 0 | 0 | 0 | 0 | 0 |  | 0 | 0 | 0 | 0 | 0 |  | 0 | 0 | 0 | 0 | 0 |  | 0 | 0 | 0 | 0 | 0
| [Please insert new asset category as required] |  |  |  | C1 | 0 | 0 | 0 | 0 | 0 | 0 | 0 | 0 | 0 | 0 | 0 | 0 | [5 empty] | 0 | 0 | 0 | 0 | 0 | 0 | 0 | [5 empty] | 0 | 0 | 0 | 0 | 0 | 0 | 0
[5 empty] | C2 | 0 | 0 | 0 | 0 | 0 | 0 | 0 | 0 | 0 | 0 | 0 | 0 | [5 empty] | 0 | 0 | 0 | 0 | 0 | 0 | 0 | [5 empty] | 0 | 0 | 0 | 0 | 0 | 0 | 0
[5 empty] | C3 | 0 | 0 | 0 | 0 | 0 | 0 | 0 | 0 | 0 | 0 | 0 | 0 | [5 empty] | 0 | 0 | 0 | 0 | 0 | 0 | 0 | [5 empty] | 0 | 0 | 0 | 0 | 0 | 0 | 0
[5 empty] | C4 | 0 | 0 | 0 | 0 | 0 | 0 | 0 | 0 | 0 | 0 | 0 | 0 | [5 empty] | 0 | 0 | 0 | 0 | 0 | 0 | 0 | [5 empty] | 0 | 0 | 0 | 0 | 0 | 0 | 0
|  |  | 0 | 0 |  | 0 | 0 | 0 | 0 | 0 |  | 0 | 0 | 0 | 0 | 0 |  | 0 | 0 | 0 | 0 | 0 |  | 0 | 0 | 0 | 0 | 0 |  | 0 | 0 | 0 | 0 | 0 |  | 0 | 0 | 0 | 0 | 0
| [Please insert new asset category as required] |  |  |  | C1 | 0 | 0 | 0 | 0 | 0 | 0 | 0 | 0 | 0 | 0 | 0 | 0 | [5 empty] | 0 | 0 | 0 | 0 | 0 | 0 | 0 | [5 empty] | 0 | 0 | 0 | 0 | 0 | 0 | 0
[5 empty] | C2 | 0 | 0 | 0 | 0 | 0 | 0 | 0 | 0 | 0 | 0 | 0 | 0 | [5 empty] | 0 | 0 | 0 | 0 | 0 | 0 | 0 | [5 empty] | 0 | 0 | 0 | 0 | 0 | 0 | 0
[5 empty] | C3 | 0 | 0 | 0 | 0 | 0 | 0 | 0 | 0 | 0 | 0 | 0 | 0 | [5 empty] | 0 | 0 | 0 | 0 | 0 | 0 | 0 | [5 empty] | 0 | 0 | 0 | 0 | 0 | 0 | 0
[5 empty] | C4 | 0 | 0 | 0 | 0 | 0 | 0 | 0 | 0 | 0 | 0 | 0 | 0 | [5 empty] | 0 | 0 | 0 | 0 | 0 | 0 | 0 | [5 empty] | 0 | 0 | 0 | 0 | 0 | 0 | 0
|  |  | 0 | 0 |  | 0 | 0 | 0 | 0 | 0 |  | 0 | 0 | 0 | 0 | 0 |  | 0 | 0 | 0 | 0 | 0 |  | 0 | 0 | 0 | 0 | 0 |  | 0 | 0 | 0 | 0 | 0 |  | 0 | 0 | 0 | 0 | 0
| [Please insert new asset category as required] |  |  |  | C1 | 0 | 0 | 0 | 0 | 0 | 0 | 0 | 0 | 0 | 0 | 0 | 0 | [5 empty] | 0 | 0 | 0 | 0 | 0 | 0 | 0 | [5 empty] | 0 | 0 | 0 | 0 | 0 | 0 | 0
[5 empty] | C2 | 0 | 0 | 0 | 0 | 0 | 0 | 0 | 0 | 0 | 0 | 0 | 0 | [5 empty] | 0 | 0 | 0 | 0 | 0 | 0 | 0 | [5 empty] | 0 | 0 | 0 | 0 | 0 | 0 | 0
[5 empty] | C3 | 0 | 0 | 0 | 0 | 0 | 0 | 0 | 0 | 0 | 0 | 0 | 0 | [5 empty] | 0 | 0 | 0 | 0 | 0 | 0 | 0 | [5 empty] | 0 | 0 | 0 | 0 | 0 | 0 | 0
[5 empty] | C4 | 0 | 0 | 0 | 0 | 0 | 0 | 0 | 0 | 0 | 0 | 0 | 0 | [5 empty] | 0 | 0 | 0 | 0 | 0 | 0 | 0 | [5 empty] | 0 | 0 | 0 | 0 | 0 | 0 | 0
|  |  | 0 | 0 |  | 0 | 0 | 0 | 0 | 0 |  | 0 | 0 | 0 | 0 | 0 |  | 0 | 0 | 0 | 0 | 0 |  | 0 | 0 | 0 | 0 | 0 |  | 0 | 0 | 0 | 0 | 0 |  | 0 | 0 | 0 | 0 | 0
| TOTAL |  | 248959 | 244634 |  | 116433.1554 | 30288.4261 | 72630.5679 | 12310.706 | 14346.7031 |  | 116433.1554 | 30288.4261 | 72630.5679 | 12310.706 | 14346.7031 |  | 0 | 0 | 0 | 0 | 0 |  | 104904.0694 | 30394.0843 | 80244.0387 | 12967.106 | 17497.1671 |  | 0 | 0 | 0 | 0 | 0 |  | 95008.6421 | 25818.6143 | 20757.959 | 76419.196 | 28003.2541
Health Index Definitions
|  |  | HI1 | New or as new
|  |  | HI2 | Good or seviceable condition
|  |  | HI3 | Deterioration requires assessment and monitoring
|  |  | HI4 | Material deterioration, intervention requires consideration
|  |  | HI5 | End of serviceable life, intervention required
Criticality Index Definitions
|  |  | C1 | Low criticality
|  |  | C2 | Average criticality
|  |  | C3 | High criticality
|  |  | C4 | Very high criticality

## NAW7 - HVP - NPgN
HI2: Secondary deliverables RIIO-ED1
NPgN
Price base (2012/13)
| ASSET CATEGORIES |  | ASSET REGISTER |  |  | End of DPCR5 (31 March 2015) with investment | [5 empty] | End of DPCR5 (31 March 2015) without investment | [5 empty] | Mid-Period Review (31 March 2019) planned investment | [5 empty] | Mid-Period Review (31 March 2019) without investment | [5 empty] | End of RIIO-ED1 (31 March 2023) planned investment | [5 empty] | End of RIIO-ED1 (31 March 2023) without investment
Is it your current intention to have a health index for this asset category in the RIIO-ED1 control period.
|  |  | as at 31st March 2015 | as at 31st March 2023 |  | HI 1 | HI 2 | HI 3 | HI 4 | HI 5 |  | HI 1 | HI 2 | HI 3 | HI 4 | HI 5 |  | HI 1 | HI 2 | HI 3 | HI 4 | HI 5 |  | HI 1 | HI 2 | HI 3 | HI 4 | HI 5 |  | HI 1 | HI 2 | HI 3 | HI 4 | HI 5 |  | HI 1 | HI 2 | HI 3 | HI 4 | HI 5
LV Network
| LV Switchgear and Other |  |  |  | C1 | 0 | 0 | 0 | 0 | 0 | 0 | 0 | 0 | 0 | 0 | 0 | 0 | [5 empty] | 0 | 0 | 0 | 0 | 0 | 0 | 0 | [5 empty] | 0 | 0 | 0 | 0 | 0 | 0 | 0 | Yes
[5 empty] | C2 | 0 | 0 | 0 | 0 | 0 | 0 | 0 | 0 | 0 | 0 | 0 | 0 | [5 empty] | 0 | 0 | 0 | 0 | 0 | 0 | 0 | [5 empty] | 0 | 0 | 0 | 0 | 0 | 0 | 0 | No
[5 empty] | C3 | 0 | 0 | 0 | 0 | 0 | 0 | 0 | 0 | 0 | 0 | 0 | 0 | [5 empty] | 0 | 0 | 0 | 0 | 0 | 0 | 0 | [5 empty] | 0 | 0 | 0 | 0 | 0 | 0 | 0
[5 empty] | C4 | 0 | 0 | 0 | 0 | 0 | 0 | 0 | 0 | 0 | 0 | 0 | 0 | [5 empty] | 0 | 0 | 0 | 0 | 0 | 0 | 0 | [5 empty] | 0 | 0 | 0 | 0 | 0 | 0 | 0
|  |  | 0 | 0 |  | 0 | 0 | 0 | 0 | 0 |  | 0 | 0 | 0 | 0 | 0 |  | 0 | 0 | 0 | 0 | 0 |  | 0 | 0 | 0 | 0 | 0 |  | 0 | 0 | 0 | 0 | 0 |  | 0 | 0 | 0 | 0 | 0
| LV UGB |  |  |  | C1 | 0 | 0 | 0 | 0 | 0 | 0 | 0 | 0 | 0 | 0 | 0 | 0 | [5 empty] | 0 | 0 | 0 | 0 | 0 | 0 | 0 | [5 empty] | 0 | 0 | 0 | 0 | 0 | 0 | 0
[5 empty] | C2 | 0 | 0 | 0 | 0 | 0 | 0 | 0 | 0 | 0 | 0 | 0 | 0 | [5 empty] | 0 | 0 | 0 | 0 | 0 | 0 | 0 | [5 empty] | 0 | 0 | 0 | 0 | 0 | 0 | 0
[5 empty] | C3 | 0 | 0 | 0 | 0 | 0 | 0 | 0 | 0 | 0 | 0 | 0 | 0 | [5 empty] | 0 | 0 | 0 | 0 | 0 | 0 | 0 | [5 empty] | 0 | 0 | 0 | 0 | 0 | 0 | 0
[5 empty] | C4 | 0 | 0 | 0 | 0 | 0 | 0 | 0 | 0 | 0 | 0 | 0 | 0 | [5 empty] | 0 | 0 | 0 | 0 | 0 | 0 | 0 | [5 empty] | 0 | 0 | 0 | 0 | 0 | 0 | 0
|  |  | 0 | 0 |  | 0 | 0 | 0 | 0 | 0 |  | 0 | 0 | 0 | 0 | 0 |  | 0 | 0 | 0 | 0 | 0 |  | 0 | 0 | 0 | 0 | 0 |  | 0 | 0 | 0 | 0 | 0 |  | 0 | 0 | 0 | 0 | 0
| LV OHL Support |  |  |  | C1 | 11040 | 2799 | 13826 | 1778 | 2174 | 31617 | 11040 | 2799 | 13826 | 1778 | 2174 | 31617 | [5 empty] | 0 | 9903 | 2626 | 14869 | 1662 | 2557 | 31617 | [5 empty] | 0 | 9223 | 2150 | 1945 | 14224 | 4075 | 31617
[5 empty] | C2 | 7940 | 2384 | 7723 | 1517 | 1693 | 21257 | 7940 | 2384 | 7723 | 1517 | 1693 | 21257 | [5 empty] | 0 | 6953 | 2415 | 8419 | 1465 | 2005 | 21257 | [5 empty] | 0 | 6276 | 1968 | 1445 | 8223 | 3345 | 21257
[5 empty] | C3 | 5255 | 1391 | 4435 | 716 | 723 | 12520 | 5255 | 1391 | 4435 | 716 | 723 | 12520 | [5 empty] | 0 | 4538 | 1583 | 4838 | 694 | 867 | 12520 | [5 empty] | 0 | 3987 | 1395 | 914 | 4743 | 1481 | 12520
[5 empty] | C4 | 2147 | 777 | 2123 | 265 | 205 | 5517 | 2147 | 777 | 2123 | 265 | 205 | 5517 | [5 empty] | 0 | 1804 | 932 | 2265 | 234 | 282 | 5517 | [5 empty] | 0 | 1515 | 682 | 597 | 2233 | 490 | 5517
|  |  | 47782 | 46782 |  | 26382 | 7351 | 28107 | 4276 | 4795 |  | 26382 | 7351 | 28107 | 4276 | 4795 |  | 0 | 0 | 0 | 0 | 0 |  | 23198 | 7556 | 30391 | 4055 | 5711 |  | 0 | 0 | 0 | 0 | 0 |  | 21001 | 6195 | 4901 | 29423 | 9391
| [Please insert new asset category as required] |  |  |  | C1 | 0 | 0 | 0 | 0 | 0 | 0 | 0 | 0 | 0 | 0 | 0 | 0 | [5 empty] | 0 | 0 | 0 | 0 | 0 | 0 | 0 | [5 empty] | 0 | 0 | 0 | 0 | 0 | 0 | 0
[5 empty] | C2 | 0 | 0 | 0 | 0 | 0 | 0 | 0 | 0 | 0 | 0 | 0 | 0 | [5 empty] | 0 | 0 | 0 | 0 | 0 | 0 | 0 | [5 empty] | 0 | 0 | 0 | 0 | 0 | 0 | 0
[5 empty] | C3 | 0 | 0 | 0 | 0 | 0 | 0 | 0 | 0 | 0 | 0 | 0 | 0 | [5 empty] | 0 | 0 | 0 | 0 | 0 | 0 | 0 | [5 empty] | 0 | 0 | 0 | 0 | 0 | 0 | 0
[5 empty] | C4 | 0 | 0 | 0 | 0 | 0 | 0 | 0 | 0 | 0 | 0 | 0 | 0 | [5 empty] | 0 | 0 | 0 | 0 | 0 | 0 | 0 | [5 empty] | 0 | 0 | 0 | 0 | 0 | 0 | 0
|  |  | 0 | 0 |  | 0 | 0 | 0 | 0 | 0 |  | 0 | 0 | 0 | 0 | 0 |  | 0 | 0 | 0 | 0 | 0 |  | 0 | 0 | 0 | 0 | 0 |  | 0 | 0 | 0 | 0 | 0 |  | 0 | 0 | 0 | 0 | 0
| [Please insert new asset category as required] |  |  |  | C1 | 0 | 0 | 0 | 0 | 0 | 0 | 0 | 0 | 0 | 0 | 0 | 0 | [5 empty] | 0 | 0 | 0 | 0 | 0 | 0 | 0 | [5 empty] | 0 | 0 | 0 | 0 | 0 | 0 | 0
[5 empty] | C2 | 0 | 0 | 0 | 0 | 0 | 0 | 0 | 0 | 0 | 0 | 0 | 0 | [5 empty] | 0 | 0 | 0 | 0 | 0 | 0 | 0 | [5 empty] | 0 | 0 | 0 | 0 | 0 | 0 | 0
[5 empty] | C3 | 0 | 0 | 0 | 0 | 0 | 0 | 0 | 0 | 0 | 0 | 0 | 0 | [5 empty] | 0 | 0 | 0 | 0 | 0 | 0 | 0 | [5 empty] | 0 | 0 | 0 | 0 | 0 | 0 | 0
[5 empty] | C4 | 0 | 0 | 0 | 0 | 0 | 0 | 0 | 0 | 0 | 0 | 0 | 0 | [5 empty] | 0 | 0 | 0 | 0 | 0 | 0 | 0 | [5 empty] | 0 | 0 | 0 | 0 | 0 | 0 | 0
|  |  | 0 | 0 |  | 0 | 0 | 0 | 0 | 0 |  | 0 | 0 | 0 | 0 | 0 |  | 0 | 0 | 0 | 0 | 0 |  | 0 | 0 | 0 | 0 | 0 |  | 0 | 0 | 0 | 0 | 0 |  | 0 | 0 | 0 | 0 | 0
| [Please insert new asset category as required] |  |  |  | C1 | 0 | 0 | 0 | 0 | 0 | 0 | 0 | 0 | 0 | 0 | 0 | 0 | [5 empty] | 0 | 0 | 0 | 0 | 0 | 0 | 0 | [5 empty] | 0 | 0 | 0 | 0 | 0 | 0 | 0
[5 empty] | C2 | 0 | 0 | 0 | 0 | 0 | 0 | 0 | 0 | 0 | 0 | 0 | 0 | [5 empty] | 0 | 0 | 0 | 0 | 0 | 0 | 0 | [5 empty] | 0 | 0 | 0 | 0 | 0 | 0 | 0
[5 empty] | C3 | 0 | 0 | 0 | 0 | 0 | 0 | 0 | 0 | 0 | 0 | 0 | 0 | [5 empty] | 0 | 0 | 0 | 0 | 0 | 0 | 0 | [5 empty] | 0 | 0 | 0 | 0 | 0 | 0 | 0
[5 empty] | C4 | 0 | 0 | 0 | 0 | 0 | 0 | 0 | 0 | 0 | 0 | 0 | 0 | [5 empty] | 0 | 0 | 0 | 0 | 0 | 0 | 0 | [5 empty] | 0 | 0 | 0 | 0 | 0 | 0 | 0
|  |  | 0 | 0 |  | 0 | 0 | 0 | 0 | 0 |  | 0 | 0 | 0 | 0 | 0 |  | 0 | 0 | 0 | 0 | 0 |  | 0 | 0 | 0 | 0 | 0 |  | 0 | 0 | 0 | 0 | 0 |  | 0 | 0 | 0 | 0 | 0
| [Please insert new asset category as required] |  |  |  | C1 | 0 | 0 | 0 | 0 | 0 | 0 | 0 | 0 | 0 | 0 | 0 | 0 | [5 empty] | 0 | 0 | 0 | 0 | 0 | 0 | 0 | [5 empty] | 0 | 0 | 0 | 0 | 0 | 0 | 0
[5 empty] | C2 | 0 | 0 | 0 | 0 | 0 | 0 | 0 | 0 | 0 | 0 | 0 | 0 | [5 empty] | 0 | 0 | 0 | 0 | 0 | 0 | 0 | [5 empty] | 0 | 0 | 0 | 0 | 0 | 0 | 0
[5 empty] | C3 | 0 | 0 | 0 | 0 | 0 | 0 | 0 | 0 | 0 | 0 | 0 | 0 | [5 empty] | 0 | 0 | 0 | 0 | 0 | 0 | 0 | [5 empty] | 0 | 0 | 0 | 0 | 0 | 0 | 0
[5 empty] | C4 | 0 | 0 | 0 | 0 | 0 | 0 | 0 | 0 | 0 | 0 | 0 | 0 | [5 empty] | 0 | 0 | 0 | 0 | 0 | 0 | 0 | [5 empty] | 0 | 0 | 0 | 0 | 0 | 0 | 0
|  |  | 0 | 0 |  | 0 | 0 | 0 | 0 | 0 |  | 0 | 0 | 0 | 0 | 0 |  | 0 | 0 | 0 | 0 | 0 |  | 0 | 0 | 0 | 0 | 0 |  | 0 | 0 | 0 | 0 | 0 |  | 0 | 0 | 0 | 0 | 0
| [Please insert new asset category as required] |  |  |  | C1 | 0 | 0 | 0 | 0 | 0 | 0 | 0 | 0 | 0 | 0 | 0 | 0 | [5 empty] | 0 | 0 | 0 | 0 | 0 | 0 | 0 | [5 empty] | 0 | 0 | 0 | 0 | 0 | 0 | 0
[5 empty] | C2 | 0 | 0 | 0 | 0 | 0 | 0 | 0 | 0 | 0 | 0 | 0 | 0 | [5 empty] | 0 | 0 | 0 | 0 | 0 | 0 | 0 | [5 empty] | 0 | 0 | 0 | 0 | 0 | 0 | 0
[5 empty] | C3 | 0 | 0 | 0 | 0 | 0 | 0 | 0 | 0 | 0 | 0 | 0 | 0 | [5 empty] | 0 | 0 | 0 | 0 | 0 | 0 | 0 | [5 empty] | 0 | 0 | 0 | 0 | 0 | 0 | 0
[5 empty] | C4 | 0 | 0 | 0 | 0 | 0 | 0 | 0 | 0 | 0 | 0 | 0 | 0 | [5 empty] | 0 | 0 | 0 | 0 | 0 | 0 | 0 | [5 empty] | 0 | 0 | 0 | 0 | 0 | 0 | 0
|  |  | 0 | 0 |  | 0 | 0 | 0 | 0 | 0 |  | 0 | 0 | 0 | 0 | 0 |  | 0 | 0 | 0 | 0 | 0 |  | 0 | 0 | 0 | 0 | 0 |  | 0 | 0 | 0 | 0 | 0 |  | 0 | 0 | 0 | 0 | 0
HV Network
| HV Switchgear (GM) - Primary |  |  |  | C1 | 345 | 149 | 151 | 49 | 54 | 748 | 345 | 149 | 151 | 49 | 54 | 748 | [5 empty] | 0 | 299 | 186 | 9 | 176 | 78 | 748 | [5 empty] | 0 | 265 | 129 | 94 | 24 | 237 | 749
[5 empty] | C2 | 533 | 132 | 120 | 25 | 91 | 901 | 533 | 132 | 120 | 25 | 91 | 901 | [5 empty] | 0 | 446 | 203 | 56 | 98 | 98 | 901 | [5 empty] | 0 | 407 | 193 | 59 | 58 | 183 | 900
[5 empty] | C3 | 455 | 141 | 144 | 28 | 40 | 808 | 455 | 141 | 144 | 28 | 40 | 808 | [5 empty] | 0 | 408 | 172 | 64 | 107 | 57 | 808 | [5 empty] | 0 | 352 | 158 | 80 | 73 | 145 | 808
[5 empty] | C4 | 44 | 4 | 19 | 0 | 0 | 67 | 44 | 4 | 19 | 0 | 0 | 67 | [5 empty] | 0 | 30 | 14 | 19 | 4 | 0 | 67 | [5 empty] | 0 | 30 | 14 | 4 | 16 | 3 | 67
|  |  | 4274 | 4244 |  | 1377 | 426 | 434 | 102 | 185 |  | 1377 | 426 | 434 | 102 | 185 |  | 0 | 0 | 0 | 0 | 0 |  | 1183 | 575 | 148 | 385 | 233 |  | 0 | 0 | 0 | 0 | 0 |  | 1054 | 494 | 237 | 171 | 568
| HV Switchgear (GM) - Distribution |  |  |  | C1 | 1290 | 104 | 299 | 49 | 29 | 1771 | 1290 | 104 | 299 | 49 | 29 | 1771 | [5 empty] | 0 | 1253 | 102 | 265 | 102 | 49 | 1771 | [5 empty] | 0 | 1166 | 140 | 55 | 299 | 111 | 1771
[5 empty] | C2 | 8370 | 1059 | 1516 | 356 | 212 | 11513 | 8370 | 1059 | 1516 | 356 | 212 | 11513 | [5 empty] | 0 | 8088 | 1061 | 1208 | 779 | 377 | 11513 | [5 empty] | 0 | 7640 | 1021 | 564 | 1455 | 833 | 11513
[5 empty] | C3 | 1621 | 146 | 216 | 25 | 14 | 2022 | 1621 | 146 | 216 | 25 | 14 | 2022 | [5 empty] | 0 | 1574 | 171 | 157 | 90 | 30 | 2022 | [5 empty] | 0 | 1501 | 172 | 75 | 173 | 101 | 2022
[5 empty] | C4 | 0 | 0 | 0 | 0 | 0 | 0 | 0 | 0 | 0 | 0 | 0 | 0 | [5 empty] | 0 | 0 | 0 | 0 | 0 | 0 | 0 | [5 empty] | 0 | 0 | 0 | 0 | 0 | 0 | 0
|  |  | 30337 | 26699 |  | 11281 | 1309 | 2031 | 430 | 255 |  | 11281 | 1309 | 2031 | 430 | 255 |  | 0 | 0 | 0 | 0 | 0 |  | 10915 | 1334 | 1630 | 971 | 456 |  | 0 | 0 | 0 | 0 | 0 |  | 10307 | 1333 | 694 | 1927 | 1045
| HV Transformer (GM) |  |  |  | C1 | 901 | 26 | 13 | 0 | 0 | 940 | 901 | 26 | 13 | 0 | 0 | 940 | [5 empty] | 0 | 881 | 38 | 21 | 0 | 0 | 940 | [5 empty] | 0 | 850 | 60 | 15 | 15 | 0 | 940
[5 empty] | C2 | 7291 | 245 | 141 | 21 | 4 | 7702 | 7291 | 245 | 141 | 21 | 4 | 7702 | [5 empty] | 0 | 7104 | 359 | 197 | 38 | 4 | 7702 | [5 empty] | 0 | 6619 | 753 | 151 | 147 | 32 | 7702
[5 empty] | C3 | 1220 | 82 | 49 | 7 | 0 | 1358 | 1220 | 82 | 49 | 7 | 0 | 1358 | [5 empty] | 0 | 1172 | 102 | 75 | 9 | 0 | 1358 | [5 empty] | 0 | 1072 | 165 | 65 | 52 | 4 | 1358
[5 empty] | C4 | 4 | 0 | 0 | 0 | 0 | 4 | 4 | 0 | 0 | 0 | 0 | 4 | [5 empty] | 0 | 4 | 0 | 0 | 0 | 0 | 4 | [5 empty] | 0 | 4 | 0 | 0 | 0 | 0 | 4
|  |  | 15360 | 15360 |  | 9416 | 353 | 203 | 28 | 4 |  | 9416 | 353 | 203 | 28 | 4 |  | 0 | 0 | 0 | 0 | 0 |  | 9161 | 499 | 293 | 47 | 4 |  | 0 | 0 | 0 | 0 | 0 |  | 8545 | 978 | 231 | 214 | 36
| HV UG Cable |  |  |  | C1 | 0 | 0 | 0 | 0 | 0 | 0 | 0 | 0 | 0 | 0 | 0 | 0 | [5 empty] | 0 | 0 | 0 | 0 | 0 | 0 | 0 | [5 empty] | 0 | 0 | 0 | 0 | 0 | 0 | 0
[5 empty] | C2 | 0 | 0 | 0 | 0 | 0 | 0 | 0 | 0 | 0 | 0 | 0 | 0 | [5 empty] | 0 | 0 | 0 | 0 | 0 | 0 | 0 | [5 empty] | 0 | 0 | 0 | 0 | 0 | 0 | 0
[5 empty] | C3 | 0 | 0 | 0 | 0 | 0 | 0 | 0 | 0 | 0 | 0 | 0 | 0 | [5 empty] | 0 | 0 | 0 | 0 | 0 | 0 | 0 | [5 empty] | 0 | 0 | 0 | 0 | 0 | 0 | 0
[5 empty] | C4 | 0 | 0 | 0 | 0 | 0 | 0 | 0 | 0 | 0 | 0 | 0 | 0 | [5 empty] | 0 | 0 | 0 | 0 | 0 | 0 | 0 | [5 empty] | 0 | 0 | 0 | 0 | 0 | 0 | 0
|  |  | 0 | 0 |  | 0 | 0 | 0 | 0 | 0 |  | 0 | 0 | 0 | 0 | 0 |  | 0 | 0 | 0 | 0 | 0 |  | 0 | 0 | 0 | 0 | 0 |  | 0 | 0 | 0 | 0 | 0 |  | 0 | 0 | 0 | 0 | 0
| HV OHL Support - Poles |  |  |  | C1 | 16895 | 5418 | 13307 | 2333 | 2044 | 39997 | 16895 | 5418 | 13307 | 2333 | 2044 | 39997 | [5 empty] | 0 | 15351 | 4349 | 15266 | 2279 | 2752 | 39997 | [5 empty] | 0 | 13668 | 3789 | 3169 | 14642 | 4729 | 39997
[5 empty] | C2 | 28948 | 7652 | 16964 | 2973 | 3475 | 60012 | 28948 | 7652 | 16964 | 2973 | 3475 | 60012 | [5 empty] | 0 | 25605 | 7741 | 19357 | 3008 | 4301 | 60012 | [5 empty] | 0 | 23169 | 6662 | 4612 | 18718 | 6851 | 60012
[5 empty] | C3 | 9178 | 2418 | 4820 | 851 | 777 | 18044 | 9178 | 2418 | 4820 | 851 | 777 | 18044 | [5 empty] | 0 | 8103 | 2619 | 5497 | 841 | 984 | 18044 | [5 empty] | 0 | 7236 | 2266 | 1523 | 5284 | 1735 | 18044
[5 empty] | C4 | 3757 | 1272 | 2097 | 214 | 271 | 7611 | 3757 | 1272 | 2097 | 214 | 271 | 7611 | [5 empty] | 0 | 3208 | 1342 | 2512 | 223 | 326 | 7611 | [5 empty] | 0 | 2810 | 1120 | 828 | 2330 | 523 | 7611
|  |  | 114978 | 114978 |  | 58778 | 16760 | 37188 | 6371 | 6567 |  | 58778 | 16760 | 37188 | 6371 | 6567 |  | 0 | 0 | 0 | 0 | 0 |  | 52267 | 16051 | 42632 | 6351 | 8363 |  | 0 | 0 | 0 | 0 | 0 |  | 46883 | 13837 | 10132 | 40974 | 13838
| [Please insert new asset category as required] |  |  |  | C1 | 0 | 0 | 0 | 0 | 0 | 0 | 0 | 0 | 0 | 0 | 0 | 0 | [5 empty] | 0 | 0 | 0 | 0 | 0 | 0 | 0 | [5 empty] | 0 | 0 | 0 | 0 | 0 | 0 | 0
[5 empty] | C2 | 0 | 0 | 0 | 0 | 0 | 0 | 0 | 0 | 0 | 0 | 0 | 0 | [5 empty] | 0 | 0 | 0 | 0 | 0 | 0 | 0 | [5 empty] | 0 | 0 | 0 | 0 | 0 | 0 | 0
[5 empty] | C3 | 0 | 0 | 0 | 0 | 0 | 0 | 0 | 0 | 0 | 0 | 0 | 0 | [5 empty] | 0 | 0 | 0 | 0 | 0 | 0 | 0 | [5 empty] | 0 | 0 | 0 | 0 | 0 | 0 | 0
[5 empty] | C4 | 0 | 0 | 0 | 0 | 0 | 0 | 0 | 0 | 0 | 0 | 0 | 0 | [5 empty] | 0 | 0 | 0 | 0 | 0 | 0 | 0 | [5 empty] | 0 | 0 | 0 | 0 | 0 | 0 | 0
|  |  | 0 | 0 |  | 0 | 0 | 0 | 0 | 0 |  | 0 | 0 | 0 | 0 | 0 |  | 0 | 0 | 0 | 0 | 0 |  | 0 | 0 | 0 | 0 | 0 |  | 0 | 0 | 0 | 0 | 0 |  | 0 | 0 | 0 | 0 | 0
| [Please insert new asset category as required] |  |  |  | C1 | 0 | 0 | 0 | 0 | 0 | 0 | 0 | 0 | 0 | 0 | 0 | 0 | [5 empty] | 0 | 0 | 0 | 0 | 0 | 0 | 0 | [5 empty] | 0 | 0 | 0 | 0 | 0 | 0 | 0
[5 empty] | C2 | 0 | 0 | 0 | 0 | 0 | 0 | 0 | 0 | 0 | 0 | 0 | 0 | [5 empty] | 0 | 0 | 0 | 0 | 0 | 0 | 0 | [5 empty] | 0 | 0 | 0 | 0 | 0 | 0 | 0
[5 empty] | C3 | 0 | 0 | 0 | 0 | 0 | 0 | 0 | 0 | 0 | 0 | 0 | 0 | [5 empty] | 0 | 0 | 0 | 0 | 0 | 0 | 0 | [5 empty] | 0 | 0 | 0 | 0 | 0 | 0 | 0
[5 empty] | C4 | 0 | 0 | 0 | 0 | 0 | 0 | 0 | 0 | 0 | 0 | 0 | 0 | [5 empty] | 0 | 0 | 0 | 0 | 0 | 0 | 0 | [5 empty] | 0 | 0 | 0 | 0 | 0 | 0 | 0
|  |  | 0 | 0 |  | 0 | 0 | 0 | 0 | 0 |  | 0 | 0 | 0 | 0 | 0 |  | 0 | 0 | 0 | 0 | 0 |  | 0 | 0 | 0 | 0 | 0 |  | 0 | 0 | 0 | 0 | 0 |  | 0 | 0 | 0 | 0 | 0
| [Please insert new asset category as required] |  |  |  | C1 | 0 | 0 | 0 | 0 | 0 | 0 | 0 | 0 | 0 | 0 | 0 | 0 | [5 empty] | 0 | 0 | 0 | 0 | 0 | 0 | 0 | [5 empty] | 0 | 0 | 0 | 0 | 0 | 0 | 0
[5 empty] | C2 | 0 | 0 | 0 | 0 | 0 | 0 | 0 | 0 | 0 | 0 | 0 | 0 | [5 empty] | 0 | 0 | 0 | 0 | 0 | 0 | 0 | [5 empty] | 0 | 0 | 0 | 0 | 0 | 0 | 0
[5 empty] | C3 | 0 | 0 | 0 | 0 | 0 | 0 | 0 | 0 | 0 | 0 | 0 | 0 | [5 empty] | 0 | 0 | 0 | 0 | 0 | 0 | 0 | [5 empty] | 0 | 0 | 0 | 0 | 0 | 0 | 0
[5 empty] | C4 | 0 | 0 | 0 | 0 | 0 | 0 | 0 | 0 | 0 | 0 | 0 | 0 | [5 empty] | 0 | 0 | 0 | 0 | 0 | 0 | 0 | [5 empty] | 0 | 0 | 0 | 0 | 0 | 0 | 0
|  |  | 0 | 0 |  | 0 | 0 | 0 | 0 | 0 |  | 0 | 0 | 0 | 0 | 0 |  | 0 | 0 | 0 | 0 | 0 |  | 0 | 0 | 0 | 0 | 0 |  | 0 | 0 | 0 | 0 | 0 |  | 0 | 0 | 0 | 0 | 0
| [Please insert new asset category as required] |  |  |  | C1 | 0 | 0 | 0 | 0 | 0 | 0 | 0 | 0 | 0 | 0 | 0 | 0 | [5 empty] | 0 | 0 | 0 | 0 | 0 | 0 | 0 | [5 empty] | 0 | 0 | 0 | 0 | 0 | 0 | 0
[5 empty] | C2 | 0 | 0 | 0 | 0 | 0 | 0 | 0 | 0 | 0 | 0 | 0 | 0 | [5 empty] | 0 | 0 | 0 | 0 | 0 | 0 | 0 | [5 empty] | 0 | 0 | 0 | 0 | 0 | 0 | 0
[5 empty] | C3 | 0 | 0 | 0 | 0 | 0 | 0 | 0 | 0 | 0 | 0 | 0 | 0 | [5 empty] | 0 | 0 | 0 | 0 | 0 | 0 | 0 | [5 empty] | 0 | 0 | 0 | 0 | 0 | 0 | 0
[5 empty] | C4 | 0 | 0 | 0 | 0 | 0 | 0 | 0 | 0 | 0 | 0 | 0 | 0 | [5 empty] | 0 | 0 | 0 | 0 | 0 | 0 | 0 | [5 empty] | 0 | 0 | 0 | 0 | 0 | 0 | 0
|  |  | 0 | 0 |  | 0 | 0 | 0 | 0 | 0 |  | 0 | 0 | 0 | 0 | 0 |  | 0 | 0 | 0 | 0 | 0 |  | 0 | 0 | 0 | 0 | 0 |  | 0 | 0 | 0 | 0 | 0 |  | 0 | 0 | 0 | 0 | 0
| [Please insert new asset category as required] |  |  |  | C1 | 0 | 0 | 0 | 0 | 0 | 0 | 0 | 0 | 0 | 0 | 0 | 0 | [5 empty] | 0 | 0 | 0 | 0 | 0 | 0 | 0 | [5 empty] | 0 | 0 | 0 | 0 | 0 | 0 | 0
[5 empty] | C2 | 0 | 0 | 0 | 0 | 0 | 0 | 0 | 0 | 0 | 0 | 0 | 0 | [5 empty] | 0 | 0 | 0 | 0 | 0 | 0 | 0 | [5 empty] | 0 | 0 | 0 | 0 | 0 | 0 | 0
[5 empty] | C3 | 0 | 0 | 0 | 0 | 0 | 0 | 0 | 0 | 0 | 0 | 0 | 0 | [5 empty] | 0 | 0 | 0 | 0 | 0 | 0 | 0 | [5 empty] | 0 | 0 | 0 | 0 | 0 | 0 | 0
[5 empty] | C4 | 0 | 0 | 0 | 0 | 0 | 0 | 0 | 0 | 0 | 0 | 0 | 0 | [5 empty] | 0 | 0 | 0 | 0 | 0 | 0 | 0 | [5 empty] | 0 | 0 | 0 | 0 | 0 | 0 | 0
|  |  | 0 | 0 |  | 0 | 0 | 0 | 0 | 0 |  | 0 | 0 | 0 | 0 | 0 |  | 0 | 0 | 0 | 0 | 0 |  | 0 | 0 | 0 | 0 | 0 |  | 0 | 0 | 0 | 0 | 0 |  | 0 | 0 | 0 | 0 | 0
EHV Network
| EHV Switchgear (GM) |  |  |  | C1 | 159 | 9 | 1 | 0 | 0 | 169 | 159 | 9 | 1 | 0 | 0 | 169 | [5 empty] | 0 | 132 | 36 | 1 | 0 | 0 | 169 | [5 empty] | 0 | 118 | 43 | 7 | 1 | 0 | 169
[5 empty] | C2 | 188 | 103 | 24 | 47 | 21 | 383 | 188 | 103 | 24 | 47 | 21 | 383 | [5 empty] | 0 | 131 | 143 | 27 | 44 | 37 | 382 | [5 empty] | 0 | 120 | 112 | 53 | 39 | 59 | 383
[5 empty] | C3 | 27 | 13 | 12 | 1 | 0 | 53 | 27 | 13 | 12 | 1 | 0 | 53 | [5 empty] | 0 | 16 | 24 | 0 | 13 | 0 | 53 | [5 empty] | 0 | 14 | 17 | 9 | 12 | 1 | 53
[5 empty] | C4 | 2 | 34 | 8 | 0 | 0 | 44 | 2 | 34 | 8 | 0 | 0 | 44 | [5 empty] | 0 | 2 | 3 | 38 | 1 | 0 | 44 | [5 empty] | 0 | 2 | 1 | 30 | 11 | 0 | 44
|  |  | 1438 | 1447 |  | 376 | 159 | 45 | 48 | 21 |  | 376 | 159 | 45 | 48 | 21 |  | 0 | 0 | 0 | 0 | 0 |  | 281 | 206 | 66 | 58 | 37 |  | 0 | 0 | 0 | 0 | 0 |  | 254 | 173 | 99 | 63 | 60
| EHV Transformer |  |  |  | C1 | 23 | 14 | 0 | 0 | 0 | 37 | 23 | 14 | 0 | 0 | 0 | 37 | [5 empty] | 0 | 19 | 14 | 4 | 0 | 0 | 37 | [5 empty] | 0 | 14 | 12 | 10 | 1 | 0 | 37
[5 empty] | C2 | 167 | 73 | 10 | 4 | 6 | 260 | 167 | 73 | 10 | 4 | 6 | 260 | [5 empty] | 0 | 141 | 77 | 23 | 8 | 9 | 258 | [5 empty] | 0 | 99 | 79 | 47 | 18 | 15 | 258
[5 empty] | C3 | 30 | 11 | 2 | 2 | 0 | 45 | 30 | 11 | 2 | 2 | 0 | 45 | [5 empty] | 0 | 25 | 11 | 6 | 1 | 2 | 45 | [5 empty] | 0 | 20 | 10 | 8 | 4 | 3 | 45
[5 empty] | C4 | 0 | 0 | 0 | 0 | 0 | 0 | 0 | 0 | 0 | 0 | 0 | 0 | [5 empty] | 0 | 0 | 0 | 0 | 0 | 0 | 0 | [5 empty] | 0 | 0 | 0 | 0 | 0 | 0 | 0
|  |  | 662 | 660 |  | 220 | 98 | 12 | 6 | 6 |  | 220 | 98 | 12 | 6 | 6 |  | 0 | 0 | 0 | 0 | 0 |  | 185 | 102 | 33 | 9 | 11 |  | 0 | 0 | 0 | 0 | 0 |  | 133 | 101 | 65 | 23 | 18
| EHV UG Cable (Gas) |  |  |  | C1 | 0 | 0 | 0 | 0 | 0 | 0 | 0 | 0 | 0 | 0 | 0 | 0 | [5 empty] | 0 | 0 | 0 | 0 | 0 | 0 | 0 | [5 empty] | 0 | 0 | 0 | 0 | 0 | 0 | 0
[5 empty] | C2 | 1.803 | 1.31 | 54.4619 | 0 | 2.047 | 59.6219 | 1.803 | 1.31 | 54.4619 | 0 | 2.047 | 59.6219 | [5 empty] | 0 | 1.803 | 0 | 55.2729 | 0.499 | 2.047 | 59.6219 | [5 empty] | 0 | 1.803 | 0 | 35.9009 | 19.372 | 2.546 | 59.6219
[5 empty] | C3 | 0 | 0 | 0 | 0 | 0 | 0 | 0 | 0 | 0 | 0 | 0 | 0 | [5 empty] | 0 | 0 | 0 | 0 | 0 | 0 | 0 | [5 empty] | 0 | 0 | 0 | 0 | 0 | 0 | 0
[5 empty] | C4 | 0 | 0 | 0 | 0 | 0 | 0 | 0 | 0 | 0 | 0 | 0 | 0 | [5 empty] | 0 | 0 | 0 | 0 | 0 | 0 | 0 | [5 empty] | 0 | 0 | 0 | 0 | 0 | 0 | 0
|  |  | 115 | 105 |  | 1.803 | 1.31 | 54.4619 | 0 | 2.047 |  | 1.803 | 1.31 | 54.4619 | 0 | 2.047 |  | 0 | 0 | 0 | 0 | 0 |  | 1.803 | 0 | 55.2729 | 0.499 | 2.047 |  | 0 | 0 | 0 | 0 | 0 |  | 1.803 | 0 | 35.9009 | 19.372 | 2.546
| EHV UG Cable (Oil) |  |  |  | C1 | 37.6269 | 7.731 | 82.293 | 32.851 | 12.331 | 172.8329 | 37.6269 | 7.731 | 82.293 | 32.851 | 12.331 | 172.8329 | [5 empty] | 0 | 15.084 | 28.703 | 82.928 | 30.781 | 15.044 | 172.54 | [5 empty] | 0 | 10.143 | 28.359 | 86.312 | 2.221 | 45.605 | 172.64
[5 empty] | C2 | 5.971 | 3.213 | 56.176 | 36.288 | 10.344 | 111.992 | 5.971 | 3.213 | 56.176 | 36.288 | 10.344 | 111.992 | [5 empty] | 0 | 3.77 | 5.414 | 55.888 | 34.907 | 12.013 | 111.992 | [5 empty] | 0 | 3.34 | 3.134 | 54.01 | 4.776 | 46.732 | 111.992
[5 empty] | C3 | 16.782 | 7.397 | 97.437 | 55.645 | 10.536 | 187.797 | 16.782 | 7.397 | 97.437 | 55.645 | 10.536 | 187.797 | [5 empty] | 0 | 16.153 | 3.718 | 95.835 | 46.41 | 25.881 | 187.997 | [5 empty] | 0 | 12.051 | 6.867 | 89.152 | 10.447 | 69.58 | 188.097
[5 empty] | C4 | 0 | 0 | 0 | 0 | 0 | 0 | 0 | 0 | 0 | 0 | 0 | 0 | [5 empty] | 0 | 0 | 0 | 0 | 0 | 0 | 0 | [5 empty] | 0 | 0 | 0 | 0 | 0 | 0 | 0
|  |  | 304 | 266 |  | 60.3799 | 18.341 | 235.906 | 124.784 | 33.211 |  | 60.3799 | 18.341 | 235.906 | 124.784 | 33.211 |  | 0 | 0 | 0 | 0 | 0 |  | 35.007 | 37.835 | 234.651 | 112.098 | 52.938 |  | 0 | 0 | 0 | 0 | 0 |  | 25.534 | 38.36 | 229.474 | 17.444 | 161.917
| EHV UG Cable (Non Pressurised) |  |  |  | C1 | 13.2678 | 36.7074 | 0 | 0 | 43.962 | 93.9372 | 13.2678 | 36.7074 | 0 | 0 | 43.962 | 93.9372 | [5 empty] | 0 | 13.2678 | 0 | 36.7074 | 0 | 43.962 | 93.9372 | [5 empty] | 0 | 12.9388 | 0.329 | 36.7074 | 0 | 43.962 | 93.9372
[5 empty] | C2 | 121.4473 | 53.149 | 2.975 | 0 | 10.9076 | 188.4789 | 121.4473 | 53.149 | 2.975 | 0 | 10.9076 | 188.4789 | [5 empty] | 0 | 121.4473 | 0.22 | 55.685 | 0.219 | 10.9076 | 188.4789 | [5 empty] | 0 | 121.022 | 0.6453 | 53.732 | 1.953 | 11.1266 | 188.4789
[5 empty] | C3 | 94.8763 | 37.3444 | 2.84 | 0 | 21.3815 | 156.4422 | 94.8763 | 37.3444 | 2.84 | 0 | 21.3815 | 156.4422 | [5 empty] | 0 | 94.8763 | 0 | 37.3444 | 2.84 | 21.3815 | 156.4422 | [5 empty] | 0 | 94.8763 | 0 | 37.3444 | 0 | 24.2215 | 156.4422
[5 empty] | C4 | 1.305 | 0.091 | 0 | 0 | 0 | 1.396 | 1.305 | 0.091 | 0 | 0 | 0 | 1.396 | [5 empty] | 0 | 1.305 | 0 | 0.091 | 0 | 0 | 1.396 | [5 empty] | 0 | 1.305 | 0 | 0.091 | 0 | 0 | 1.396
|  |  | 1082 | 1132 |  | 230.8964 | 127.2918 | 5.815 | 0 | 76.2511 |  | 230.8964 | 127.2918 | 5.815 | 0 | 76.2511 |  | 0 | 0 | 0 | 0 | 0 |  | 230.8964 | 0.22 | 129.8278 | 3.059 | 76.2511 |  | 0 | 0 | 0 | 0 | 0 |  | 230.1421 | 0.9743 | 127.8748 | 1.953 | 79.3101
| EHV OHL Support - Towers |  |  |  | C1 | 0 | 0 | 0 | 0 | 0 | 0 | 0 | 0 | 0 | 0 | 0 | 0 | [5 empty] | 0 | 0 | 0 | 0 | 0 | 0 | 0 | [5 empty] | 0 | 0 | 0 | 0 | 0 | 0 | 0
[5 empty] | C2 | 120 | 295 | 663 | 1 | 139 | 1218 | 120 | 295 | 663 | 1 | 139 | 1218 | [5 empty] | 0 | 103 | 279 | 693 | 4 | 139 | 1218 | [5 empty] | 0 | 21 | 252 | 799 | 7 | 139 | 1218
[5 empty] | C3 | 19 | 20 | 165 | 0 | 0 | 204 | 19 | 20 | 165 | 0 | 0 | 204 | [5 empty] | 0 | 17 | 19 | 168 | 0 | 0 | 204 | [5 empty] | 0 | 8 | 25 | 169 | 2 | 0 | 204
[5 empty] | C4 | 0 | 0 | 8 | 0 | 0 | 8 | 0 | 0 | 8 | 0 | 0 | 8 | [5 empty] | 0 | 0 | 0 | 8 | 0 | 0 | 8 | [5 empty] | 0 | 0 | 0 | 8 | 0 | 0 | 8
|  |  | 182 | 182 |  | 139 | 315 | 836 | 1 | 139 |  | 139 | 315 | 836 | 1 | 139 |  | 0 | 0 | 0 | 0 | 0 |  | 120 | 298 | 869 | 4 | 139 |  | 0 | 0 | 0 | 0 | 0 |  | 29 | 277 | 976 | 9 | 139
| EHV OHL Support - Poles |  |  |  | C1 | 1980 | 1087 | 348 | 87 | 160 | 3662 | 1980 | 1087 | 348 | 87 | 160 | 3662 | [5 empty] | 0 | 1520 | 1383 | 488 | 107 | 164 | 3662 | [5 empty] | 0 | 1324 | 1123 | 514 | 509 | 192 | 3662
[5 empty] | C2 | 2146 | 1107 | 1793 | 547 | 171 | 5764 | 2146 | 1107 | 1793 | 547 | 171 | 5764 | [5 empty] | 0 | 1920 | 1298 | 1801 | 515 | 230 | 5764 | [5 empty] | 0 | 1802 | 496 | 931 | 2270 | 265 | 5764
[5 empty] | C3 | 145 | 51 | 22 | 3 | 5 | 226 | 145 | 51 | 22 | 3 | 5 | 226 | [5 empty] | 0 | 137 | 40 | 41 | 3 | 5 | 226 | [5 empty] | 0 | 121 | 46 | 11 | 43 | 5 | 226
[5 empty] | C4 | 354 | 146 | 187 | 30 | 60 | 777 | 354 | 146 | 187 | 30 | 60 | 777 | [5 empty] | 0 | 325 | 169 | 180 | 39 | 64 | 777 | [5 empty] | 0 | 309 | 112 | 73 | 208 | 75 | 777
|  |  | 28717 | 29040 |  | 4625 | 2391 | 2350 | 667 | 396 |  | 4625 | 2391 | 2350 | 667 | 396 |  | 0 | 0 | 0 | 0 | 0 |  | 3902 | 2890 | 2510 | 664 | 463 |  | 0 | 0 | 0 | 0 | 0 |  | 3556 | 1777 | 1529 | 3030 | 537
| EHV OHL Fittings |  |  |  | C1 | 16 | 0 | 11 | 6 | 146 | 179 | 16 | 0 | 11 | 6 | 146 | 179 | [5 empty] | 0 | 16 | 0 | 11 | 6 | 146 | 179 | [5 empty] | 0 | 16 | 0 | 0 | 17 | 146 | 179
[5 empty] | C2 | 889 | 176 | 182 | 124 | 1076 | 2447 | 889 | 176 | 182 | 124 | 1076 | 2447 | [5 empty] | 0 | 889 | 176 | 182 | 124 | 1076 | 2447 | [5 empty] | 0 | 829 | 60 | 176 | 250 | 1132 | 2447
[5 empty] | C3 | 94 | 6 | 8 | 14 | 58 | 180 | 94 | 6 | 8 | 14 | 58 | 180 | [5 empty] | 0 | 94 | 6 | 8 | 14 | 58 | 180 | [5 empty] | 0 | 88 | 6 | 6 | 16 | 64 | 180
[5 empty] | C4 | 2 | 16 | 22 | 12 | 2 | 54 | 2 | 16 | 22 | 12 | 2 | 54 | [5 empty] | 0 | 2 | 16 | 22 | 12 | 2 | 54 | [5 empty] | 0 | 0 | 10 | 8 | 22 | 14 | 54
|  |  | 42 | 42 |  | 1001 | 198 | 223 | 156 | 1282 |  | 1001 | 198 | 223 | 156 | 1282 |  | 0 | 0 | 0 | 0 | 0 |  | 1001 | 198 | 223 | 156 | 1282 |  | 0 | 0 | 0 | 0 | 0 |  | 933 | 76 | 190 | 305 | 1356
| EHV OHL (Tower Line) Conductor |  |  |  | C1 | 0 | 0 | 0 | 0 | 0 | 0 | 0 | 0 | 0 | 0 | 0 | 0 | [5 empty] | 0 | 0 | 0 | 0 | 0 | 0 | 0 | [5 empty] | 0 | 0 | 0 | 0 | 0 | 0 | 0
[5 empty] | C2 | 104 | 344.2 | 42.4 | 15.6 | 0 | 506.2 | 104 | 344.2 | 42.4 | 15.6 | 0 | 506.2 | [5 empty] | 0 | 77.2 | 251.8 | 155.3 | 16.8 | 5.1 | 506.2 | [5 empty] | 0 | 51.2 | 60.9 | 324.1 | 52.7 | 17.3 | 506.2
[5 empty] | C3 | 33.5 | 50.1 | 4.5 | 1.1 | 0 | 89.2 | 33.5 | 50.1 | 4.5 | 1.1 | 0 | 89.2 | [5 empty] | 0 | 25.7 | 28.9 | 31.5 | 2.5 | 0.6 | 89.2 | [5 empty] | 0 | 25.1 | 10.5 | 47.3 | 3.4 | 2.8 | 89.1
[5 empty] | C4 | 2.3 | 0 | 0 | 0 | 0 | 2.3 | 2.3 | 0 | 0 | 0 | 0 | 2.3 | [5 empty] | 0 | 2.3 | 0 | 0 | 0 | 0 | 2.3 | [5 empty] | 0 | 2.3 | 0 | 0 | 0 | 0 | 2.3
|  |  | 0 | 0 |  | 139.8 | 394.3 | 46.9 | 16.7 | 0 |  | 139.8 | 394.3 | 46.9 | 16.7 | 0 |  | 0 | 0 | 0 | 0 | 0 |  | 105.2 | 280.7 | 186.8 | 19.3 | 5.7 |  | 0 | 0 | 0 | 0 | 0 |  | 78.6 | 71.4 | 371.4 | 56.1 | 20.1
| [Please insert new asset category as required] |  |  |  | C1 | 0 | 0 | 0 | 0 | 0 | 0 | 0 | 0 | 0 | 0 | 0 | 0 | [5 empty] | 0 | 0 | 0 | 0 | 0 | 0 | 0 | [5 empty] | 0 | 0 | 0 | 0 | 0 | 0 | 0
[5 empty] | C2 | 0 | 0 | 0 | 0 | 0 | 0 | 0 | 0 | 0 | 0 | 0 | 0 | [5 empty] | 0 | 0 | 0 | 0 | 0 | 0 | 0 | [5 empty] | 0 | 0 | 0 | 0 | 0 | 0 | 0
[5 empty] | C3 | 0 | 0 | 0 | 0 | 0 | 0 | 0 | 0 | 0 | 0 | 0 | 0 | [5 empty] | 0 | 0 | 0 | 0 | 0 | 0 | 0 | [5 empty] | 0 | 0 | 0 | 0 | 0 | 0 | 0
[5 empty] | C4 | 0 | 0 | 0 | 0 | 0 | 0 | 0 | 0 | 0 | 0 | 0 | 0 | [5 empty] | 0 | 0 | 0 | 0 | 0 | 0 | 0 | [5 empty] | 0 | 0 | 0 | 0 | 0 | 0 | 0
|  |  | 0 | 0 |  | 0 | 0 | 0 | 0 | 0 |  | 0 | 0 | 0 | 0 | 0 |  | 0 | 0 | 0 | 0 | 0 |  | 0 | 0 | 0 | 0 | 0 |  | 0 | 0 | 0 | 0 | 0 |  | 0 | 0 | 0 | 0 | 0
| [Please insert new asset category as required] |  |  |  | C1 | 0 | 0 | 0 | 0 | 0 | 0 | 0 | 0 | 0 | 0 | 0 | 0 | [5 empty] | 0 | 0 | 0 | 0 | 0 | 0 | 0 | [5 empty] | 0 | 0 | 0 | 0 | 0 | 0 | 0
[5 empty] | C2 | 0 | 0 | 0 | 0 | 0 | 0 | 0 | 0 | 0 | 0 | 0 | 0 | [5 empty] | 0 | 0 | 0 | 0 | 0 | 0 | 0 | [5 empty] | 0 | 0 | 0 | 0 | 0 | 0 | 0
[5 empty] | C3 | 0 | 0 | 0 | 0 | 0 | 0 | 0 | 0 | 0 | 0 | 0 | 0 | [5 empty] | 0 | 0 | 0 | 0 | 0 | 0 | 0 | [5 empty] | 0 | 0 | 0 | 0 | 0 | 0 | 0
[5 empty] | C4 | 0 | 0 | 0 | 0 | 0 | 0 | 0 | 0 | 0 | 0 | 0 | 0 | [5 empty] | 0 | 0 | 0 | 0 | 0 | 0 | 0 | [5 empty] | 0 | 0 | 0 | 0 | 0 | 0 | 0
|  |  | 0 | 0 |  | 0 | 0 | 0 | 0 | 0 |  | 0 | 0 | 0 | 0 | 0 |  | 0 | 0 | 0 | 0 | 0 |  | 0 | 0 | 0 | 0 | 0 |  | 0 | 0 | 0 | 0 | 0 |  | 0 | 0 | 0 | 0 | 0
| [Please insert new asset category as required] |  |  |  | C1 | 0 | 0 | 0 | 0 | 0 | 0 | 0 | 0 | 0 | 0 | 0 | 0 | [5 empty] | 0 | 0 | 0 | 0 | 0 | 0 | 0 | [5 empty] | 0 | 0 | 0 | 0 | 0 | 0 | 0
[5 empty] | C2 | 0 | 0 | 0 | 0 | 0 | 0 | 0 | 0 | 0 | 0 | 0 | 0 | [5 empty] | 0 | 0 | 0 | 0 | 0 | 0 | 0 | [5 empty] | 0 | 0 | 0 | 0 | 0 | 0 | 0
[5 empty] | C3 | 0 | 0 | 0 | 0 | 0 | 0 | 0 | 0 | 0 | 0 | 0 | 0 | [5 empty] | 0 | 0 | 0 | 0 | 0 | 0 | 0 | [5 empty] | 0 | 0 | 0 | 0 | 0 | 0 | 0
[5 empty] | C4 | 0 | 0 | 0 | 0 | 0 | 0 | 0 | 0 | 0 | 0 | 0 | 0 | [5 empty] | 0 | 0 | 0 | 0 | 0 | 0 | 0 | [5 empty] | 0 | 0 | 0 | 0 | 0 | 0 | 0
|  |  | 0 | 0 |  | 0 | 0 | 0 | 0 | 0 |  | 0 | 0 | 0 | 0 | 0 |  | 0 | 0 | 0 | 0 | 0 |  | 0 | 0 | 0 | 0 | 0 |  | 0 | 0 | 0 | 0 | 0 |  | 0 | 0 | 0 | 0 | 0
| [Please insert new asset category as required] |  |  |  | C1 | 0 | 0 | 0 | 0 | 0 | 0 | 0 | 0 | 0 | 0 | 0 | 0 | [5 empty] | 0 | 0 | 0 | 0 | 0 | 0 | 0 | [5 empty] | 0 | 0 | 0 | 0 | 0 | 0 | 0
[5 empty] | C2 | 0 | 0 | 0 | 0 | 0 | 0 | 0 | 0 | 0 | 0 | 0 | 0 | [5 empty] | 0 | 0 | 0 | 0 | 0 | 0 | 0 | [5 empty] | 0 | 0 | 0 | 0 | 0 | 0 | 0
[5 empty] | C3 | 0 | 0 | 0 | 0 | 0 | 0 | 0 | 0 | 0 | 0 | 0 | 0 | [5 empty] | 0 | 0 | 0 | 0 | 0 | 0 | 0 | [5 empty] | 0 | 0 | 0 | 0 | 0 | 0 | 0
[5 empty] | C4 | 0 | 0 | 0 | 0 | 0 | 0 | 0 | 0 | 0 | 0 | 0 | 0 | [5 empty] | 0 | 0 | 0 | 0 | 0 | 0 | 0 | [5 empty] | 0 | 0 | 0 | 0 | 0 | 0 | 0
|  |  | 0 | 0 |  | 0 | 0 | 0 | 0 | 0 |  | 0 | 0 | 0 | 0 | 0 |  | 0 | 0 | 0 | 0 | 0 |  | 0 | 0 | 0 | 0 | 0 |  | 0 | 0 | 0 | 0 | 0 |  | 0 | 0 | 0 | 0 | 0
132kV Network
| 132kV CBs |  |  |  | C1 | 45 | 2 | 0 | 0 | 8 | 55 | 45 | 2 | 0 | 0 | 8 | 55 | [5 empty] | 0 | 37 | 10 | 0 | 0 | 8 | 55 | [5 empty] | 0 | 35 | 10 | 2 | 0 | 8 | 55
[5 empty] | C2 | 7 | 0 | 0 | 0 | 0 | 7 | 7 | 0 | 0 | 0 | 0 | 7 | [5 empty] | 0 | 7 | 0 | 0 | 0 | 0 | 7 | [5 empty] | 0 | 7 | 0 | 0 | 0 | 0 | 7
[5 empty] | C3 | 3 | 0 | 0 | 0 | 0 | 3 | 3 | 0 | 0 | 0 | 0 | 3 | [5 empty] | 0 | 3 | 0 | 0 | 0 | 0 | 3 | [5 empty] | 0 | 3 | 0 | 0 | 0 | 0 | 3
[5 empty] | C4 | 18 | 0 | 0 | 0 | 0 | 18 | 18 | 0 | 0 | 0 | 0 | 18 | [5 empty] | 0 | 18 | 0 | 0 | 0 | 0 | 18 | [5 empty] | 0 | 18 | 0 | 0 | 0 | 0 | 18
|  |  | 176 | 177 |  | 73 | 2 | 0 | 0 | 8 |  | 73 | 2 | 0 | 0 | 8 |  | 0 | 0 | 0 | 0 | 0 |  | 65 | 10 | 0 | 0 | 8 |  | 0 | 0 | 0 | 0 | 0 |  | 63 | 10 | 2 | 0 | 8
| 132kV Transformer |  |  |  | C1 | 23 | 0 | 0 | 0 | 0 | 23 | 23 | 0 | 0 | 0 | 0 | 23 | [5 empty] | 0 | 19 | 4 | 0 | 0 | 0 | 23 | [5 empty] | 0 | 18 | 5 | 0 | 0 | 0 | 23
[5 empty] | C2 | 32 | 11 | 0 | 0 | 1 | 44 | 32 | 11 | 0 | 0 | 1 | 44 | [5 empty] | 0 | 27 | 13 | 3 | 0 | 1 | 44 | [5 empty] | 0 | 20 | 13 | 8 | 2 | 1 | 44
[5 empty] | C3 | 10 | 1 | 0 | 0 | 0 | 11 | 10 | 1 | 0 | 0 | 0 | 11 | [5 empty] | 0 | 10 | 1 | 0 | 0 | 0 | 11 | [5 empty] | 0 | 10 | 0 | 1 | 0 | 0 | 11
[5 empty] | C4 | 1 | 0 | 0 | 0 | 0 | 1 | 1 | 0 | 0 | 0 | 0 | 1 | [5 empty] | 0 | 1 | 0 | 0 | 0 | 0 | 1 | [5 empty] | 0 | 1 | 0 | 0 | 0 | 0 | 1
|  |  | 134 | 134 |  | 66 | 12 | 0 | 0 | 1 |  | 66 | 12 | 0 | 0 | 1 |  | 0 | 0 | 0 | 0 | 0 |  | 57 | 18 | 3 | 0 | 1 |  | 0 | 0 | 0 | 0 | 0 |  | 49 | 18 | 9 | 2 | 1
| 132kV UG Cable (Gas) |  |  |  | C1 | 0 | 0 | 0 | 0 | 0 | 0 | 0 | 0 | 0 | 0 | 0 | 0 | [5 empty] | 0 | 0 | 0 | 0 | 0 | 0 | 0 | [5 empty] | 0 | 0 | 0 | 0 | 0 | 0 | 0
[5 empty] | C2 | 0 | 0 | 0 | 0 | 0 | 0 | 0 | 0 | 0 | 0 | 0 | 0 | [5 empty] | 0 | 0 | 0 | 0 | 0 | 0 | 0 | [5 empty] | 0 | 0 | 0 | 0 | 0 | 0 | 0
[5 empty] | C3 | 0 | 0 | 0 | 0 | 0 | 0 | 0 | 0 | 0 | 0 | 0 | 0 | [5 empty] | 0 | 0 | 0 | 0 | 0 | 0 | 0 | [5 empty] | 0 | 0 | 0 | 0 | 0 | 0 | 0
[5 empty] | C4 | 0 | 0 | 0 | 0 | 0 | 0 | 0 | 0 | 0 | 0 | 0 | 0 | [5 empty] | 0 | 0 | 0 | 0 | 0 | 0 | 0 | [5 empty] | 0 | 0 | 0 | 0 | 0 | 0 | 0
|  |  | 3 | 3 |  | 0 | 0 | 0 | 0 | 0 |  | 0 | 0 | 0 | 0 | 0 |  | 0 | 0 | 0 | 0 | 0 |  | 0 | 0 | 0 | 0 | 0 |  | 0 | 0 | 0 | 0 | 0 |  | 0 | 0 | 0 | 0 | 0
| 132kV UG Cable (Oil) |  |  |  | C1 | 4.225 | 1.087 | 1.792 | 0 | 0 | 7.104 | 4.225 | 1.087 | 1.792 | 0 | 0 | 7.104 | [5 empty] | 0 | 0.612 | 4.7 | 1.792 | 0 | 0 | 7.104 | [5 empty] | 0 | 0.612 | 3.613 | 2.879 | 0 | 0 | 7.104
[5 empty] | C2 | 0.133 | 5.005 | 5.05 | 0.554 | 1.038 | 11.78 | 0.133 | 5.005 | 5.05 | 0.554 | 1.038 | 11.78 | [5 empty] | 0 | 0.133 | 3.678 | 6.377 | 0.554 | 1.038 | 11.78 | [5 empty] | 0 | 0.133 | 0 | 8.728 | 1.327 | 1.592 | 11.78
[5 empty] | C3 | 0 | 2.2513 | 16.143 | 3.768 | 15.137 | 37.2993 | 0 | 2.2513 | 16.143 | 3.768 | 15.137 | 37.2993 | [5 empty] | 0 | 0 | 2.2513 | 15.578 | 4.296 | 15.174 | 37.2993 | [5 empty] | 0 | 0 | 1.667 | 16.1623 | 0 | 19.47 | 37.2993
[5 empty] | C4 | 0 | 0 | 0 | 0 | 0 | 0 | 0 | 0 | 0 | 0 | 0 | 0 | [5 empty] | 0 | 0 | 0 | 0 | 0 | 0 | 0 | [5 empty] | 0 | 0 | 0 | 0 | 0 | 0 | 0
|  |  | 114 | 70 |  | 4.358 | 8.3433 | 22.985 | 4.322 | 16.175 |  | 4.358 | 8.3433 | 22.985 | 4.322 | 16.175 |  | 0 | 0 | 0 | 0 | 0 |  | 0.745 | 10.6293 | 23.747 | 4.85 | 16.212 |  | 0 | 0 | 0 | 0 | 0 |  | 0.745 | 5.28 | 27.7693 | 1.327 | 21.062
| 132kV UG Cable (Non Pressurised) |  |  |  | C1 | 0 | 0 | 0 | 0 | 0 | 0 | 0 | 0 | 0 | 0 | 0 | 0 | [5 empty] | 0 | 0 | 0 | 0 | 0 | 0 | 0 | [5 empty] | 0 | 0 | 0 | 0 | 0 | 0 | 0
[5 empty] | C2 | 17.118 | 18.74 | 0 | 0 | 2.619 | 38.477 | 17.118 | 18.74 | 0 | 0 | 2.619 | 38.477 | [5 empty] | 0 | 17.118 | 0 | 18.74 | 0 | 2.619 | 38.477 | [5 empty] | 0 | 17.118 | 0 | 18.74 | 0 | 2.619 | 38.477
[5 empty] | C3 | 0 | 0 | 0 | 0 | 0 | 0 | 0 | 0 | 0 | 0 | 0 | 0 | [5 empty] | 0 | 0 | 0 | 0 | 0 | 0 | 0 | [5 empty] | 0 | 0 | 0 | 0 | 0 | 0 | 0
[5 empty] | C4 | 0 | 0 | 0 | 0 | 0 | 0 | 0 | 0 | 0 | 0 | 0 | 0 | [5 empty] | 0 | 0 | 0 | 0 | 0 | 0 | 0 | [5 empty] | 0 | 0 | 0 | 0 | 0 | 0 | 0
|  |  | 90 | 144 |  | 17.118 | 18.74 | 0 | 0 | 2.619 |  | 17.118 | 18.74 | 0 | 0 | 2.619 |  | 0 | 0 | 0 | 0 | 0 |  | 17.118 | 0 | 18.74 | 0 | 2.619 |  | 0 | 0 | 0 | 0 | 0 |  | 17.118 | 0 | 18.74 | 0 | 2.619
| 132kV OHL Support - Tower |  |  |  | C1 | 0 | 0 | 0 | 0 | 0 | 0 | 0 | 0 | 0 | 0 | 0 | 0 | [5 empty] | 0 | 0 | 0 | 0 | 0 | 0 | 0 | [5 empty] | 0 | 0 | 0 | 0 | 0 | 0 | 0
[5 empty] | C2 | 411 | 81 | 546 | 0 | 0 | 1038 | 411 | 81 | 546 | 0 | 0 | 1038 | [5 empty] | 0 | 405 | 78 | 555 | 0 | 0 | 1038 | [5 empty] | 0 | 228 | 177 | 633 | 0 | 0 | 1038
[5 empty] | C3 | 80 | 0 | 43 | 0 | 0 | 123 | 80 | 0 | 43 | 0 | 0 | 123 | [5 empty] | 0 | 80 | 0 | 43 | 0 | 0 | 123 | [5 empty] | 0 | 38 | 22 | 63 | 0 | 0 | 123
[5 empty] | C4 | 0 | 0 | 0 | 0 | 0 | 0 | 0 | 0 | 0 | 0 | 0 | 0 | [5 empty] | 0 | 0 | 0 | 0 | 0 | 0 | 0 | [5 empty] | 0 | 0 | 0 | 0 | 0 | 0 | 0
|  |  | 2115 | 2115 |  | 491 | 81 | 589 | 0 | 0 |  | 491 | 81 | 589 | 0 | 0 |  | 0 | 0 | 0 | 0 | 0 |  | 485 | 78 | 598 | 0 | 0 |  | 0 | 0 | 0 | 0 | 0 |  | 266 | 199 | 696 | 0 | 0
| 132kV OHL Fittings |  |  |  | C1 | 187 | 0 | 0 | 1 | 7 | 195 | 187 | 0 | 0 | 1 | 7 | 195 | [5 empty] | 0 | 187 | 0 | 0 | 0 | 8 | 195 | [5 empty] | 0 | 187 | 0 | 0 | 0 | 8 | 195
[5 empty] | C2 | 1145 | 73 | 196 | 76 | 486 | 1976 | 1145 | 73 | 196 | 76 | 486 | 1976 | [5 empty] | 0 | 1145 | 69 | 94 | 108 | 560 | 1976 | [5 empty] | 0 | 1143 | 2 | 65 | 127 | 639 | 1976
[5 empty] | C3 | 51 | 10 | 25 | 1 | 64 | 151 | 51 | 10 | 25 | 1 | 64 | 151 | [5 empty] | 0 | 51 | 10 | 10 | 15 | 65 | 151 | [5 empty] | 0 | 51 | 0 | 10 | 21 | 69 | 151
[5 empty] | C4 | 0 | 0 | 0 | 0 | 0 | 0 | 0 | 0 | 0 | 0 | 0 | 0 | [5 empty] | 0 | 0 | 0 | 0 | 0 | 0 | 0 | [5 empty] | 0 | 0 | 0 | 0 | 0 | 0 | 0
|  |  | 1054 | 1054 |  | 1383 | 83 | 221 | 78 | 557 |  | 1383 | 83 | 221 | 78 | 557 |  | 0 | 0 | 0 | 0 | 0 |  | 1383 | 79 | 104 | 123 | 633 |  | 0 | 0 | 0 | 0 | 0 |  | 1381 | 2 | 75 | 148 | 716
| 132kV OHL (Tower Line) Conductor |  |  |  | C1 | 55.7 | 0 | 0 | 0 | 0.4 | 56.1 | 55.7 | 0 | 0 | 0 | 0.4 | 56.1 | [5 empty] | 0 | 54 | 1.7 | 0 | 0 | 0.4 | 56.1 | [5 empty] | 0 | 54 | 1.7 | 0 | 0 | 0.4 | 56.1
[5 empty] | C2 | 245.4 | 154.5 | 23.3 | 1.9 | 0 | 425.1 | 245.4 | 154.5 | 23.3 | 1.9 | 0 | 425.1 | [5 empty] | 0 | 196.4 | 138.2 | 86.2 | 4.3 | 0 | 425.1 | [5 empty] | 0 | 113.4 | 183.5 | 96.5 | 29.4 | 2.3 | 425.1
[5 empty] | C3 | 69.7 | 27.6 | 2.2 | 0 | 0 | 99.5 | 69.7 | 27.6 | 2.2 | 0 | 0 | 99.5 | [5 empty] | 0 | 59.9 | 30.8 | 8.8 | 0 | 0 | 99.5 | [5 empty] | 0 | 33.3 | 47.4 | 14.3 | 4.6 | 0 | 99.6
[5 empty] | C4 | 0 | 0 | 0 | 0 | 0 | 0 | 0 | 0 | 0 | 0 | 0 | 0 | [5 empty] | 0 | 0 | 0 | 0 | 0 | 0 | 0 | [5 empty] | 0 | 0 | 0 | 0 | 0 | 0 | 0
|  |  | 0 | 0 |  | 370.8 | 182.1 | 25.5 | 1.9 | 0.4 |  | 370.8 | 182.1 | 25.5 | 1.9 | 0.4 |  | 0 | 0 | 0 | 0 | 0 |  | 310.3 | 170.7 | 95 | 4.3 | 0.4 |  | 0 | 0 | 0 | 0 | 0 |  | 200.7 | 232.6 | 110.8 | 34 | 2.7
| [Please insert new asset category as required] |  |  |  | C1 | 0 | 0 | 0 | 0 | 0 | 0 | 0 | 0 | 0 | 0 | 0 | 0 | [5 empty] | 0 | 0 | 0 | 0 | 0 | 0 | 0 | [5 empty] | 0 | 0 | 0 | 0 | 0 | 0 | 0
[5 empty] | C2 | 0 | 0 | 0 | 0 | 0 | 0 | 0 | 0 | 0 | 0 | 0 | 0 | [5 empty] | 0 | 0 | 0 | 0 | 0 | 0 | 0 | [5 empty] | 0 | 0 | 0 | 0 | 0 | 0 | 0
[5 empty] | C3 | 0 | 0 | 0 | 0 | 0 | 0 | 0 | 0 | 0 | 0 | 0 | 0 | [5 empty] | 0 | 0 | 0 | 0 | 0 | 0 | 0 | [5 empty] | 0 | 0 | 0 | 0 | 0 | 0 | 0
[5 empty] | C4 | 0 | 0 | 0 | 0 | 0 | 0 | 0 | 0 | 0 | 0 | 0 | 0 | [5 empty] | 0 | 0 | 0 | 0 | 0 | 0 | 0 | [5 empty] | 0 | 0 | 0 | 0 | 0 | 0 | 0
|  |  | 0 | 0 |  | 0 | 0 | 0 | 0 | 0 |  | 0 | 0 | 0 | 0 | 0 |  | 0 | 0 | 0 | 0 | 0 |  | 0 | 0 | 0 | 0 | 0 |  | 0 | 0 | 0 | 0 | 0 |  | 0 | 0 | 0 | 0 | 0
| [Please insert new asset category as required] |  |  |  | C1 | 0 | 0 | 0 | 0 | 0 | 0 | 0 | 0 | 0 | 0 | 0 | 0 | [5 empty] | 0 | 0 | 0 | 0 | 0 | 0 | 0 | [5 empty] | 0 | 0 | 0 | 0 | 0 | 0 | 0
[5 empty] | C2 | 0 | 0 | 0 | 0 | 0 | 0 | 0 | 0 | 0 | 0 | 0 | 0 | [5 empty] | 0 | 0 | 0 | 0 | 0 | 0 | 0 | [5 empty] | 0 | 0 | 0 | 0 | 0 | 0 | 0
[5 empty] | C3 | 0 | 0 | 0 | 0 | 0 | 0 | 0 | 0 | 0 | 0 | 0 | 0 | [5 empty] | 0 | 0 | 0 | 0 | 0 | 0 | 0 | [5 empty] | 0 | 0 | 0 | 0 | 0 | 0 | 0
[5 empty] | C4 | 0 | 0 | 0 | 0 | 0 | 0 | 0 | 0 | 0 | 0 | 0 | 0 | [5 empty] | 0 | 0 | 0 | 0 | 0 | 0 | 0 | [5 empty] | 0 | 0 | 0 | 0 | 0 | 0 | 0
|  |  | 0 | 0 |  | 0 | 0 | 0 | 0 | 0 |  | 0 | 0 | 0 | 0 | 0 |  | 0 | 0 | 0 | 0 | 0 |  | 0 | 0 | 0 | 0 | 0 |  | 0 | 0 | 0 | 0 | 0 |  | 0 | 0 | 0 | 0 | 0
| [Please insert new asset category as required] |  |  |  | C1 | 0 | 0 | 0 | 0 | 0 | 0 | 0 | 0 | 0 | 0 | 0 | 0 | [5 empty] | 0 | 0 | 0 | 0 | 0 | 0 | 0 | [5 empty] | 0 | 0 | 0 | 0 | 0 | 0 | 0
[5 empty] | C2 | 0 | 0 | 0 | 0 | 0 | 0 | 0 | 0 | 0 | 0 | 0 | 0 | [5 empty] | 0 | 0 | 0 | 0 | 0 | 0 | 0 | [5 empty] | 0 | 0 | 0 | 0 | 0 | 0 | 0
[5 empty] | C3 | 0 | 0 | 0 | 0 | 0 | 0 | 0 | 0 | 0 | 0 | 0 | 0 | [5 empty] | 0 | 0 | 0 | 0 | 0 | 0 | 0 | [5 empty] | 0 | 0 | 0 | 0 | 0 | 0 | 0
[5 empty] | C4 | 0 | 0 | 0 | 0 | 0 | 0 | 0 | 0 | 0 | 0 | 0 | 0 | [5 empty] | 0 | 0 | 0 | 0 | 0 | 0 | 0 | [5 empty] | 0 | 0 | 0 | 0 | 0 | 0 | 0
|  |  | 0 | 0 |  | 0 | 0 | 0 | 0 | 0 |  | 0 | 0 | 0 | 0 | 0 |  | 0 | 0 | 0 | 0 | 0 |  | 0 | 0 | 0 | 0 | 0 |  | 0 | 0 | 0 | 0 | 0 |  | 0 | 0 | 0 | 0 | 0
| [Please insert new asset category as required] |  |  |  | C1 | 0 | 0 | 0 | 0 | 0 | 0 | 0 | 0 | 0 | 0 | 0 | 0 | [5 empty] | 0 | 0 | 0 | 0 | 0 | 0 | 0 | [5 empty] | 0 | 0 | 0 | 0 | 0 | 0 | 0
[5 empty] | C2 | 0 | 0 | 0 | 0 | 0 | 0 | 0 | 0 | 0 | 0 | 0 | 0 | [5 empty] | 0 | 0 | 0 | 0 | 0 | 0 | 0 | [5 empty] | 0 | 0 | 0 | 0 | 0 | 0 | 0
[5 empty] | C3 | 0 | 0 | 0 | 0 | 0 | 0 | 0 | 0 | 0 | 0 | 0 | 0 | [5 empty] | 0 | 0 | 0 | 0 | 0 | 0 | 0 | [5 empty] | 0 | 0 | 0 | 0 | 0 | 0 | 0
[5 empty] | C4 | 0 | 0 | 0 | 0 | 0 | 0 | 0 | 0 | 0 | 0 | 0 | 0 | [5 empty] | 0 | 0 | 0 | 0 | 0 | 0 | 0 | [5 empty] | 0 | 0 | 0 | 0 | 0 | 0 | 0
|  |  | 0 | 0 |  | 0 | 0 | 0 | 0 | 0 |  | 0 | 0 | 0 | 0 | 0 |  | 0 | 0 | 0 | 0 | 0 |  | 0 | 0 | 0 | 0 | 0 |  | 0 | 0 | 0 | 0 | 0 |  | 0 | 0 | 0 | 0 | 0
Other
| Submarine Cables |  |  |  | C1 | 0 | 0 | 0 | 0 | 0 | 0 | 0 | 0 | 0 | 0 | 0 | 0 | [5 empty] | 0 | 0 | 0 | 0 | 0 | 0 | 0 | [5 empty] | 0 | 0 | 0 | 0 | 0 | 0 | 0
[5 empty] | C2 | 0 | 0 | 0 | 0 | 0 | 0 | 0 | 0 | 0 | 0 | 0 | 0 | [5 empty] | 0 | 0 | 0 | 0 | 0 | 0 | 0 | [5 empty] | 0 | 0 | 0 | 0 | 0 | 0 | 0
[5 empty] | C3 | 0 | 0 | 0 | 0 | 0 | 0 | 0 | 0 | 0 | 0 | 0 | 0 | [5 empty] | 0 | 0 | 0 | 0 | 0 | 0 | 0 | [5 empty] | 0 | 0 | 0 | 0 | 0 | 0 | 0
[5 empty] | C4 | 0 | 0 | 0 | 0 | 0 | 0 | 0 | 0 | 0 | 0 | 0 | 0 | [5 empty] | 0 | 0 | 0 | 0 | 0 | 0 | 0 | [5 empty] | 0 | 0 | 0 | 0 | 0 | 0 | 0
|  |  | 0 | 0 |  | 0 | 0 | 0 | 0 | 0 |  | 0 | 0 | 0 | 0 | 0 |  | 0 | 0 | 0 | 0 | 0 |  | 0 | 0 | 0 | 0 | 0 |  | 0 | 0 | 0 | 0 | 0 |  | 0 | 0 | 0 | 0 | 0
| [Please insert new asset category as required] |  |  |  | C1 | 0 | 0 | 0 | 0 | 0 | 0 | 0 | 0 | 0 | 0 | 0 | 0 | [5 empty] | 0 | 0 | 0 | 0 | 0 | 0 | 0 | [5 empty] | 0 | 0 | 0 | 0 | 0 | 0 | 0
[5 empty] | C2 | 0 | 0 | 0 | 0 | 0 | 0 | 0 | 0 | 0 | 0 | 0 | 0 | [5 empty] | 0 | 0 | 0 | 0 | 0 | 0 | 0 | [5 empty] | 0 | 0 | 0 | 0 | 0 | 0 | 0
[5 empty] | C3 | 0 | 0 | 0 | 0 | 0 | 0 | 0 | 0 | 0 | 0 | 0 | 0 | [5 empty] | 0 | 0 | 0 | 0 | 0 | 0 | 0 | [5 empty] | 0 | 0 | 0 | 0 | 0 | 0 | 0
[5 empty] | C4 | 0 | 0 | 0 | 0 | 0 | 0 | 0 | 0 | 0 | 0 | 0 | 0 | [5 empty] | 0 | 0 | 0 | 0 | 0 | 0 | 0 | [5 empty] | 0 | 0 | 0 | 0 | 0 | 0 | 0
|  |  | 0 | 0 |  | 0 | 0 | 0 | 0 | 0 |  | 0 | 0 | 0 | 0 | 0 |  | 0 | 0 | 0 | 0 | 0 |  | 0 | 0 | 0 | 0 | 0 |  | 0 | 0 | 0 | 0 | 0 |  | 0 | 0 | 0 | 0 | 0
| [Please insert new asset category as required] |  |  |  | C1 | 0 | 0 | 0 | 0 | 0 | 0 | 0 | 0 | 0 | 0 | 0 | 0 | [5 empty] | 0 | 0 | 0 | 0 | 0 | 0 | 0 | [5 empty] | 0 | 0 | 0 | 0 | 0 | 0 | 0
[5 empty] | C2 | 0 | 0 | 0 | 0 | 0 | 0 | 0 | 0 | 0 | 0 | 0 | 0 | [5 empty] | 0 | 0 | 0 | 0 | 0 | 0 | 0 | [5 empty] | 0 | 0 | 0 | 0 | 0 | 0 | 0
[5 empty] | C3 | 0 | 0 | 0 | 0 | 0 | 0 | 0 | 0 | 0 | 0 | 0 | 0 | [5 empty] | 0 | 0 | 0 | 0 | 0 | 0 | 0 | [5 empty] | 0 | 0 | 0 | 0 | 0 | 0 | 0
[5 empty] | C4 | 0 | 0 | 0 | 0 | 0 | 0 | 0 | 0 | 0 | 0 | 0 | 0 | [5 empty] | 0 | 0 | 0 | 0 | 0 | 0 | 0 | [5 empty] | 0 | 0 | 0 | 0 | 0 | 0 | 0
|  |  | 0 | 0 |  | 0 | 0 | 0 | 0 | 0 |  | 0 | 0 | 0 | 0 | 0 |  | 0 | 0 | 0 | 0 | 0 |  | 0 | 0 | 0 | 0 | 0 |  | 0 | 0 | 0 | 0 | 0 |  | 0 | 0 | 0 | 0 | 0
| [Please insert new asset category as required] |  |  |  | C1 | 0 | 0 | 0 | 0 | 0 | 0 | 0 | 0 | 0 | 0 | 0 | 0 | [5 empty] | 0 | 0 | 0 | 0 | 0 | 0 | 0 | [5 empty] | 0 | 0 | 0 | 0 | 0 | 0 | 0
[5 empty] | C2 | 0 | 0 | 0 | 0 | 0 | 0 | 0 | 0 | 0 | 0 | 0 | 0 | [5 empty] | 0 | 0 | 0 | 0 | 0 | 0 | 0 | [5 empty] | 0 | 0 | 0 | 0 | 0 | 0 | 0
[5 empty] | C3 | 0 | 0 | 0 | 0 | 0 | 0 | 0 | 0 | 0 | 0 | 0 | 0 | [5 empty] | 0 | 0 | 0 | 0 | 0 | 0 | 0 | [5 empty] | 0 | 0 | 0 | 0 | 0 | 0 | 0
[5 empty] | C4 | 0 | 0 | 0 | 0 | 0 | 0 | 0 | 0 | 0 | 0 | 0 | 0 | [5 empty] | 0 | 0 | 0 | 0 | 0 | 0 | 0 | [5 empty] | 0 | 0 | 0 | 0 | 0 | 0 | 0
|  |  | 0 | 0 |  | 0 | 0 | 0 | 0 | 0 |  | 0 | 0 | 0 | 0 | 0 |  | 0 | 0 | 0 | 0 | 0 |  | 0 | 0 | 0 | 0 | 0 |  | 0 | 0 | 0 | 0 | 0 |  | 0 | 0 | 0 | 0 | 0
| [Please insert new asset category as required] |  |  |  | C1 | 0 | 0 | 0 | 0 | 0 | 0 | 0 | 0 | 0 | 0 | 0 | 0 | [5 empty] | 0 | 0 | 0 | 0 | 0 | 0 | 0 | [5 empty] | 0 | 0 | 0 | 0 | 0 | 0 | 0
[5 empty] | C2 | 0 | 0 | 0 | 0 | 0 | 0 | 0 | 0 | 0 | 0 | 0 | 0 | [5 empty] | 0 | 0 | 0 | 0 | 0 | 0 | 0 | [5 empty] | 0 | 0 | 0 | 0 | 0 | 0 | 0
[5 empty] | C3 | 0 | 0 | 0 | 0 | 0 | 0 | 0 | 0 | 0 | 0 | 0 | 0 | [5 empty] | 0 | 0 | 0 | 0 | 0 | 0 | 0 | [5 empty] | 0 | 0 | 0 | 0 | 0 | 0 | 0
[5 empty] | C4 | 0 | 0 | 0 | 0 | 0 | 0 | 0 | 0 | 0 | 0 | 0 | 0 | [5 empty] | 0 | 0 | 0 | 0 | 0 | 0 | 0 | [5 empty] | 0 | 0 | 0 | 0 | 0 | 0 | 0
|  |  | 0 | 0 |  | 0 | 0 | 0 | 0 | 0 |  | 0 | 0 | 0 | 0 | 0 |  | 0 | 0 | 0 | 0 | 0 |  | 0 | 0 | 0 | 0 | 0 |  | 0 | 0 | 0 | 0 | 0 |  | 0 | 0 | 0 | 0 | 0
| [Please insert new asset category as required] |  |  |  | C1 | 0 | 0 | 0 | 0 | 0 | 0 | 0 | 0 | 0 | 0 | 0 | 0 | [5 empty] | 0 | 0 | 0 | 0 | 0 | 0 | 0 | [5 empty] | 0 | 0 | 0 | 0 | 0 | 0 | 0
[5 empty] | C2 | 0 | 0 | 0 | 0 | 0 | 0 | 0 | 0 | 0 | 0 | 0 | 0 | [5 empty] | 0 | 0 | 0 | 0 | 0 | 0 | 0 | [5 empty] | 0 | 0 | 0 | 0 | 0 | 0 | 0
[5 empty] | C3 | 0 | 0 | 0 | 0 | 0 | 0 | 0 | 0 | 0 | 0 | 0 | 0 | [5 empty] | 0 | 0 | 0 | 0 | 0 | 0 | 0 | [5 empty] | 0 | 0 | 0 | 0 | 0 | 0 | 0
[5 empty] | C4 | 0 | 0 | 0 | 0 | 0 | 0 | 0 | 0 | 0 | 0 | 0 | 0 | [5 empty] | 0 | 0 | 0 | 0 | 0 | 0 | 0 | [5 empty] | 0 | 0 | 0 | 0 | 0 | 0 | 0
|  |  | 0 | 0 |  | 0 | 0 | 0 | 0 | 0 |  | 0 | 0 | 0 | 0 | 0 |  | 0 | 0 | 0 | 0 | 0 |  | 0 | 0 | 0 | 0 | 0 |  | 0 | 0 | 0 | 0 | 0 |  | 0 | 0 | 0 | 0 | 0
| TOTAL |  | 248959 | 244634 |  | 116433.1554 | 30288.4261 | 72630.5679 | 12310.706 | 14346.7031 |  | 116433.1554 | 30288.4261 | 72630.5679 | 12310.706 | 14346.7031 |  | 0 | 0 | 0 | 0 | 0 |  | 104904.0694 | 30394.0843 | 80244.0387 | 12967.106 | 17497.1671 |  | 0 | 0 | 0 | 0 | 0 |  | 95008.6421 | 25818.6143 | 20757.959 | 76419.196 | 28003.2541
Health Index Definitions
|  |  | HI1 | New or as new
|  |  | HI2 | Good or seviceable condition
|  |  | HI3 | Deterioration requires assessment and monitoring
|  |  | HI4 | Material deterioration, intervention requires consideration
|  |  | HI5 | End of serviceable life, intervention required
Criticality Index Definitions
|  |  | C1 | Low criticality
|  |  | C2 | Average criticality
|  |  | C3 | High criticality
|  |  | C4 | Very high criticality

## NAW8 - Average Crit - NPgN
HI2: Secondary deliverables RIIO-ED1
NPgN
Price base (2012/13)
| ASSET CATEGORIES | RIIO-ED1 period
|  | Network Performance | Safety | Environmental | Financial consequence of repair/ replacement | Average Overall Consequence Of Failure
LV Network
LV Switchgear and Other
LV UGB
| LV OHL Support |  |  |  |  | 4241.09
[Please insert new asset category as required]
[Please insert new asset category as required]
[Please insert new asset category as required]
[Please insert new asset category as required]
[Please insert new asset category as required]
0
HV Network
| HV Switchgear (GM) - Primary |  |  |  |  | 116176.24
| HV Switchgear (GM) - Distribution |  |  |  |  | 11545.24
| HV Transformer (GM) |  |  |  |  | 17731.8
HV UG Cable
| HV OHL Support - Poles |  |  |  |  | 3747.74
[Please insert new asset category as required]
[Please insert new asset category as required]
[Please insert new asset category as required]
[Please insert new asset category as required]
[Please insert new asset category as required]
EHV Network
| EHV Switchgear (GM) |  |  |  |  | 70331.27
| EHV Transformer |  |  |  |  | 168704.79
| EHV UG Cable (Gas) |  |  |  |  | 343.03
| EHV UG Cable (Oil) |  |  |  |  | 8295.71
| EHV UG Cable (Non Pressurised) |  |  |  |  | 39241.13
| EHV OHL Support - Towers |  |  |  |  | 13087.99
| EHV OHL Support - Poles |  |  |  |  | 3421.1574
| EHV OHL Fittings |  |  |  |  | 2469.24
| EHV OHL (Tower Line) Conductor |  |  |  |  | 25807.32
[Please insert new asset category as required]
[Please insert new asset category as required]
[Please insert new asset category as required]
[Please insert new asset category as required]
0
132kV Network
| 132kV CBs |  |  |  |  | 214746.08
| 132kV Transformer |  |  |  |  | 430415.19
| 132kV UG Cable (Gas) |  |  |  |  | 838.85
| 132kV UG Cable (Oil) |  |  |  |  | 12353.24
| 132kV UG Cable (Non Pressurised) |  |  |  |  | 103282.82
| 132kV OHL Support - Tower |  |  |  |  | 16861.91
| 132kV OHL Fittings |  |  |  |  | 3328.07
| 132kV OHL (Tower Line) Conductor |  |  |  |  | 26180.34
[Please insert new asset category as required]
[Please insert new asset category as required]
[Please insert new asset category as required]
[Please insert new asset category as required]
Other
Submarine Cables
[Please insert new asset category as required]
[Please insert new asset category as required]
[Please insert new asset category as required]
[Please insert new asset category as required]
[Please insert new asset category as required]

## HI Probs. of Failure - NPgN
HI2: Secondary deliverables RIIO-ED1
NPgN
Price base (2012/13)
| ASSET CATEGORIES | HI Rating
|  | HI 1 |  | HI 2 |  | HI 3 |  | HI 4 |  | HI 5
|  | Low boundary | High boundary | Low boundary | High boundary | Low boundary | High boundary | Low boundary | High boundary | Low boundary | High boundary
LV Network
LV Switchgear and Other
LV UGB
| LV OHL Support | 0.8123% | 0.8123% | 0.8123% | 1.723% | 1.723% | 2.617% | 2.617% | 4.478% | 4.478% | 24.87%
[Please insert new asset category as required]
[Please insert new asset category as required]
[Please insert new asset category as required]
[Please insert new asset category as required]
[Please insert new asset category as required]
HV Network
| HV Switchgear (GM) - Primary | 0.1482% | 0.1482% | 0.1482% | 0.3144% | 0.3144% | 0.4774% | 0.4774% | 0.8169% | 0.8169% | 4.538%
| HV Switchgear (GM) - Distribution | 0.191% | 0.191% | 0.191% | 0.4051% | 0.4051% | 0.6151% | 0.6151% | 1.053% | 1.053% | 5.847%
| HV Transformer (GM) | 0.2223% | 0.2223% | 0.2223% | 0.4716% | 0.4716% | 0.7161% | 0.7161% | 1.225% | 1.225% | 6.807%
HV UG Cable
| HV OHL Support - Poles | 0.8123% | 0.8123% | 0.8123% | 1.723% | 1.723% | 2.617% | 2.617% | 4.478% | 4.478% | 24.87%
[Please insert new asset category as required]
[Please insert new asset category as required]
[Please insert new asset category as required]
[Please insert new asset category as required]
[Please insert new asset category as required]
EHV Network
| EHV Switchgear (GM) | 1.081% | 1.081% | 1.081% | 2.293% | 2.293% | 3.482% | 3.482% | 5.959% | 5.959% | 33.1%
| EHV Transformer | 1.294% | 1.294% | 1.294% | 2.745% | 2.745% | 4.168% | 4.168% | 7.133% | 7.133% | 39.62%
| EHV UG Cable (Gas) | 128.4% | 128.4% | 128.4% | 272.3% | 272.3% | 413.5% | 413.5% | 707.5% | 707.5% | 3930%
| EHV UG Cable (Oil) | 59.69% | 59.69% | 59.69% | 126.6% | 126.6% | 192.3% | 192.3% | 329% | 329% | 1828%
| EHV UG Cable (Non Pressurised) | 1.875% | 1.875% | 1.875% | 3.979% | 3.979% | 6.041% | 6.041% | 10.34% | 10.34% | 57.42%
| EHV OHL Support - Towers | 1.553% | 1.553% | 1.553% | 3.295% | 3.295% | 5.004% | 5.004% | 8.562% | 8.562% | 47.56%
| EHV OHL Support - Poles | 0.8123% | 0.8123% | 0.8123% | 1.723% | 1.723% | 2.617% | 2.617% | 4.478% | 4.478% | 24.87%
| EHV OHL Fittings | 0.2736% | 0.2736% | 0.2736% | 0.5805% | 0.5805% | 0.8814% | 0.8814% | 1.508% | 1.508% | 8.378%
| EHV OHL Conductors (Tower Lines) | 0.228% | 0.228% | 0.228% | 0.4837% | 0.4837% | 0.7345% | 0.7345% | 1.257% | 1.257% | 6.981%
[Please insert new asset category as required]
[Please insert new asset category as required]
[Please insert new asset category as required]
[Please insert new asset category as required]
132kV Network
| 132kV CBs | 1.228% | 1.228% | 1.228% | 2.606% | 2.606% | 3.957% | 3.957% | 6.771% | 6.771% | 37.61%
| 132kV Transformer | 1.294% | 1.294% | 1.294% | 2.745% | 2.745% | 4.168% | 4.168% | 7.133% | 7.133% | 39.62%
| 132kV UG Cable (Gas) | 128.4% | 128.4% | 128.4% | 272.3% | 272.3% | 413.5% | 413.5% | 707.5% | 707.5% | 3930%
| 132kV UG Cable (Oil) | 59.69% | 59.69% | 59.69% | 126.6% | 126.6% | 192.3% | 192.3% | 329% | 329% | 1828%
| 132kV UG Cable (Non Pressurised) | 1.875% | 1.875% | 1.875% | 3.979% | 3.979% | 6.041% | 6.041% | 10.34% | 10.34% | 57.42%
| 132kV OHL Support - Tower | 1.553% | 1.553% | 1.553% | 3.295% | 3.295% | 5.004% | 5.004% | 8.562% | 8.562% | 47.56%
| 132kV OHL Fittings | 0.2736% | 0.2736% | 0.2736% | 0.5805% | 0.5805% | 0.8814% | 0.8814% | 1.508% | 1.508% | 8.378%
| 132kV OHL (Tower Line) Conductor | 0.228% | 0.228% | 0.228% | 0.4837% | 0.4837% | 0.7345% | 0.7345% | 1.257% | 1.257% | 6.981%
[Please insert new asset category as required]
[Please insert new asset category as required]
[Please insert new asset category as required]
[Please insert new asset category as required]
Other
Submarine Cables
[Please insert new asset category as required]
[Please insert new asset category as required]
[Please insert new asset category as required]
[Please insert new asset category as required]
[Please insert new asset category as required]
Health Index Definitions
|  | HI1 | New or as new
|  | HI2 | Good or seviceable condition
|  | HI3 | Deterioration requires assessment and monitoring
|  | HI4 | Material deterioration, intervention requires consideration
|  | HI5 | End of serviceable life, intervention required

## NAW1 - DPCR5 View - NPgY
HI1: Network Outputs DPCR5
NPgY
Price base (2012/13)
| ASSET CATEGORIES | ASSET REGISTER |  | HEALTH INDEX - CURRENT (as at 31 March) |  |  |  |  | HEALTH INDEX - 31 March 2015 (with no further DPCR5 intervention) |  |  |  |  | HEALTH INDEX - 31 March 2015 (with DPCR5 actual & forecast intervention) |  |  |  |  | DATA QUALITY - CURRENT (as at 31 March)
[19 empty] | Number of assets included for HI output measure | Primary form of measure | Number of assets actually observed | Average age of data used | Description of the form of measure used to assign a HI, the quality of data used, and any other relevant information | Degradation assumption adopted
|  | Current (as at 31 March) | Forecast (as at 31 March 2015) | HI 1 | HI 2 | HI 3 | HI 4 | HI 5 | HI 1 | HI 2 | HI 3 | HI 4 | HI 5 | HI 1 | HI 2 | HI 3 | HI 4 | HI 5 | Assets | Health Condition Age Other | % | Years | Commentary | Description
LV Network
LV Switchgear and Other
LV UGB
| LV OHL Support | 0 | 0 | [15 empty] | 0
[Please insert new asset category as required]
[Please insert new asset category as required]
[Please insert new asset category as required]
[Please insert new asset category as required]
[Please insert new asset category as required]
HV Network
| HV Switchgear (GM) - Primary | 0 | 0 | [15 empty] | 0
| HV Switchgear (GM) - Distribution | 0 | 0 | [15 empty] | 0
HV Transformer (GM)
HV UG Cable
| HV OHL Support - Poles | 0 | 0 | [15 empty] | 0
[Please insert new asset category as required]
[Please insert new asset category as required]
[Please insert new asset category as required]
[Please insert new asset category as required]
[Please insert new asset category as required]
EHV Network
| EHV Switchgear (GM) | 0 | 0 | [15 empty] | 0
| EHV Transformer | 0 | 0 | [15 empty] | 0
| EHV UG Cable (Gas) | 0 | 0 | [15 empty] | 0
| EHV UG Cable (Oil) | 0 | 0 | [15 empty] | 0
| EHV UG Cable (Non Pressurised) | 0 | 0 | [15 empty] | 0
| EHV OHL Support - Towers | 0 | 0 | [15 empty] | 0
| EHV OHL Support - Poles | 0 | 0 | [15 empty] | 0
| EHV OHL Fittings and Conductors (Tower Lines) | 0 | 0 | [15 empty] | 0
[Please insert new asset category as required]
[Please insert new asset category as required]
[Please insert new asset category as required]
[Please insert new asset category as required]
[Please insert new asset category as required]
132kV Network
| 132kV CBs | 0 | 0 | [15 empty] | 0
| 132kV Transformer | 0 | 0 | [15 empty] | 0
| 132kV UG Cable (Gas) | 0 | 0 | [15 empty] | 0
| 132kV UG Cable (Oil) | 0 | 0 | [15 empty] | 0
| 132kV UG Cable (Non Pressurised) | 0 | 0 | [15 empty] | 0
| 132kV OHL Support - Tower | 0 | 0 | [15 empty] | 0
| 132kV OHL Fittings and Conductors (Tower Lines) | 0 | 0 | [15 empty] | 0
[Please insert new asset category as required]
[Please insert new asset category as required]
[Please insert new asset category as required]
[Please insert new asset category as required]
[Please insert new asset category as required]
Other
Submarine Cables
[Please insert new asset category as required]
[Please insert new asset category as required]
[Please insert new asset category as required]
[Please insert new asset category as required]
[Please insert new asset category as required]
Health Index Definitions
|  | HI1 | New or as new
|  | HI2 | Good or seviceable condition
|  | HI3 | Deterioration requires assessment and monitoring
|  | HI4 | Material deterioration, intervention requires consideration
|  | HI5 | End of serviceable life, intervention required

## NAW2 - Total - NPgY
HI2: Secondary deliverables RIIO-ED1
NPgY
Price base (2012/13)
| ASSET CATEGORIES |  | ASSET REGISTER |  |  | End of DPCR5 (31 March 2015) with investment | [5 empty] | End of DPCR5 (31 March 2015) without investment | [5 empty] | Mid-Period Review (31 March 2019) with investment | [5 empty] | Mid-Period Review (31 March 2019) without investment | [5 empty] | End of RIIO-ED1 (31 March 2023) with investment | [5 empty] | End of RIIO-ED1 (31 March 2023) without investment
Is it your current intention to have a health index for this asset category in the RIIO-ED1 control period.
|  |  | as at 31st March 2015 | as at 31st March 2023 |  | HI 1 | HI 2 | HI 3 | HI 4 | HI 5 |  | HI 1 | HI 2 | HI 3 | HI 4 | HI 5 |  | HI 1 | HI 2 | HI 3 | HI 4 | HI 5 |  | HI 1 | HI 2 | HI 3 | HI 4 | HI 5 |  | HI 1 | HI 2 | HI 3 | HI 4 | HI 5 |  | HI 1 | HI 2 | HI 3 | HI 4 | HI 5
LV Network
| LV Switchgear and Other |  |  |  | C1 | [5 empty] | 0 | [5 empty] | 0 | 0 | 0 | 0 | 0 | 0 | 0 | [5 empty] | 0 | 0 | 0 | 0 | 0 | 0 | 0 | [5 empty] | 0 | Yes
[5 empty] | C2 | [5 empty] | 0 | [5 empty] | 0 | 0 | 0 | 0 | 0 | 0 | 0 | [5 empty] | 0 | 0 | 0 | 0 | 0 | 0 | 0 | [5 empty] | 0 | No
[5 empty] | C3 | [5 empty] | 0 | [5 empty] | 0 | 0 | 0 | 0 | 0 | 0 | 0 | [5 empty] | 0 | 0 | 0 | 0 | 0 | 0 | 0 | [5 empty] | 0
[5 empty] | C4 | [5 empty] | 0 | [5 empty] | 0 | 0 | 0 | 0 | 0 | 0 | 0 | [5 empty] | 0 | 0 | 0 | 0 | 0 | 0 | 0 | [5 empty] | 0
[6 empty] | 0 | 0 | 0 | 0 | 0 |  | 0 | 0 | 0 | 0 | 0 |  | 0 | 0 | 0 | 0 | 0 |  | 0 | 0 | 0 | 0 | 0 |  | 0 | 0 | 0 | 0 | 0 |  | 0 | 0 | 0 | 0 | 0
| LV UGB |  |  |  | C1 | [5 empty] | 0 | [5 empty] | 0 | 0 | 0 | 0 | 0 | 0 | 0 | [5 empty] | 0 | 0 | 0 | 0 | 0 | 0 | 0 | [5 empty] | 0
[5 empty] | C2 | [5 empty] | 0 | [5 empty] | 0 | 0 | 0 | 0 | 0 | 0 | 0 | [5 empty] | 0 | 0 | 0 | 0 | 0 | 0 | 0 | [5 empty] | 0
[5 empty] | C3 | [5 empty] | 0 | [5 empty] | 0 | 0 | 0 | 0 | 0 | 0 | 0 | [5 empty] | 0 | 0 | 0 | 0 | 0 | 0 | 0 | [5 empty] | 0
[5 empty] | C4 | [5 empty] | 0 | [5 empty] | 0 | 0 | 0 | 0 | 0 | 0 | 0 | [5 empty] | 0 | 0 | 0 | 0 | 0 | 0 | 0 | [5 empty] | 0
[6 empty] | 0 | 0 | 0 | 0 | 0 |  | 0 | 0 | 0 | 0 | 0 |  | 0 | 0 | 0 | 0 | 0 |  | 0 | 0 | 0 | 0 | 0 |  | 0 | 0 | 0 | 0 | 0 |  | 0 | 0 | 0 | 0 | 0
| LV OHL Support |  |  |  | C1 | 9126 | 1541 | 5826 | 1255 | 1115 | 18863 | 9126 | 1541 | 5826 | 1255 | 1115 | 18863 | 9186 | 1652 | 6151 | 889 | 847 | 18725 | 8491 | 1652 | 6151 | 1305 | 1264 | 18863 | 9630 | 1379 | 1108 | 4898 | 1508 | 18523 | 7925 | 1379 | 1108 | 5996 | 2455 | 18863
[5 empty] | C2 | 6240 | 1457 | 4520 | 1220 | 1130 | 14567 | 6240 | 1457 | 4520 | 1220 | 1130 | 14567 | 6590 | 1353 | 4562 | 986 | 901 | 14392 | 5759 | 1353 | 4905 | 1281 | 1269 | 14567 | 7515 | 1031 | 748 | 3493 | 1537 | 14324 | 5339 | 1031 | 1091 | 4661 | 2445 | 14567
[5 empty] | C3 | 4917 | 1572 | 3714 | 1014 | 1132 | 12349 | 4917 | 1572 | 3714 | 1014 | 1132 | 12349 | 5139 | 1648 | 3604 | 834 | 946 | 12171 | 4247 | 1696 | 4049 | 1106 | 1251 | 12349 | 5641 | 1343 | 520 | 2951 | 1510 | 11965 | 3716 | 1391 | 1032 | 3961 | 2249 | 12349
[5 empty] | C4 | 525 | 143 | 377 | 92 | 124 | 1261 | 525 | 143 | 377 | 92 | 124 | 1261 | 514 | 154 | 405 | 72 | 107 | 1252 | 453 | 159 | 410 | 100 | 139 | 1261 | 600 | 109 | 89 | 280 | 150 | 1228 | 407 | 121 | 104 | 402 | 227 | 1261
|  |  | 47040 | 46040 |  | 20808 | 4713 | 14437 | 3581 | 3501 |  | 20808 | 4713 | 14437 | 3581 | 3501 |  | 21429 | 4807 | 14722 | 2781 | 2801 |  | 18950 | 4860 | 15515 | 3792 | 3923 |  | 23386 | 3862 | 2465 | 11622 | 4705 |  | 17387 | 3922 | 3335 | 15020 | 7376
| [Please insert new asset category as required] |  |  |  | C1 | [5 empty] | 0 | [5 empty] | 0 | 0 | 0 | 0 | 0 | 0 | 0 | [5 empty] | 0 | 0 | 0 | 0 | 0 | 0 | 0 | [5 empty] | 0
[5 empty] | C2 | [5 empty] | 0 | [5 empty] | 0 | 0 | 0 | 0 | 0 | 0 | 0 | [5 empty] | 0 | 0 | 0 | 0 | 0 | 0 | 0 | [5 empty] | 0
[5 empty] | C3 | [5 empty] | 0 | [5 empty] | 0 | 0 | 0 | 0 | 0 | 0 | 0 | [5 empty] | 0 | 0 | 0 | 0 | 0 | 0 | 0 | [5 empty] | 0
[5 empty] | C4 | [5 empty] | 0 | [5 empty] | 0 | 0 | 0 | 0 | 0 | 0 | 0 | [5 empty] | 0 | 0 | 0 | 0 | 0 | 0 | 0 | [5 empty] | 0
[6 empty] | 0 | 0 | 0 | 0 | 0 |  | 0 | 0 | 0 | 0 | 0 |  | 0 | 0 | 0 | 0 | 0 |  | 0 | 0 | 0 | 0 | 0 |  | 0 | 0 | 0 | 0 | 0 |  | 0 | 0 | 0 | 0 | 0
| [Please insert new asset category as required] |  |  |  | C1 | [5 empty] | 0 | [5 empty] | 0 | 0 | 0 | 0 | 0 | 0 | 0 | [5 empty] | 0 | 0 | 0 | 0 | 0 | 0 | 0 | [5 empty] | 0
[5 empty] | C2 | [5 empty] | 0 | [5 empty] | 0 | 0 | 0 | 0 | 0 | 0 | 0 | [5 empty] | 0 | 0 | 0 | 0 | 0 | 0 | 0 | [5 empty] | 0
[5 empty] | C3 | [5 empty] | 0 | [5 empty] | 0 | 0 | 0 | 0 | 0 | 0 | 0 | [5 empty] | 0 | 0 | 0 | 0 | 0 | 0 | 0 | [5 empty] | 0
[5 empty] | C4 | [5 empty] | 0 | [5 empty] | 0 | 0 | 0 | 0 | 0 | 0 | 0 | [5 empty] | 0 | 0 | 0 | 0 | 0 | 0 | 0 | [5 empty] | 0
[6 empty] | 0 | 0 | 0 | 0 | 0 |  | 0 | 0 | 0 | 0 | 0 |  | 0 | 0 | 0 | 0 | 0 |  | 0 | 0 | 0 | 0 | 0 |  | 0 | 0 | 0 | 0 | 0 |  | 0 | 0 | 0 | 0 | 0
| [Please insert new asset category as required] |  |  |  | C1 | [5 empty] | 0 | [5 empty] | 0 | 0 | 0 | 0 | 0 | 0 | 0 | [5 empty] | 0 | 0 | 0 | 0 | 0 | 0 | 0 | [5 empty] | 0
[5 empty] | C2 | [5 empty] | 0 | [5 empty] | 0 | 0 | 0 | 0 | 0 | 0 | 0 | [5 empty] | 0 | 0 | 0 | 0 | 0 | 0 | 0 | [5 empty] | 0
[5 empty] | C3 | [5 empty] | 0 | [5 empty] | 0 | 0 | 0 | 0 | 0 | 0 | 0 | [5 empty] | 0 | 0 | 0 | 0 | 0 | 0 | 0 | [5 empty] | 0
[5 empty] | C4 | [5 empty] | 0 | [5 empty] | 0 | 0 | 0 | 0 | 0 | 0 | 0 | [5 empty] | 0 | 0 | 0 | 0 | 0 | 0 | 0 | [5 empty] | 0
[6 empty] | 0 | 0 | 0 | 0 | 0 |  | 0 | 0 | 0 | 0 | 0 |  | 0 | 0 | 0 | 0 | 0 |  | 0 | 0 | 0 | 0 | 0 |  | 0 | 0 | 0 | 0 | 0 |  | 0 | 0 | 0 | 0 | 0
| [Please insert new asset category as required] |  |  |  | C1 | [5 empty] | 0 | [5 empty] | 0 | 0 | 0 | 0 | 0 | 0 | 0 | [5 empty] | 0 | 0 | 0 | 0 | 0 | 0 | 0 | [5 empty] | 0
[5 empty] | C2 | [5 empty] | 0 | [5 empty] | 0 | 0 | 0 | 0 | 0 | 0 | 0 | [5 empty] | 0 | 0 | 0 | 0 | 0 | 0 | 0 | [5 empty] | 0
[5 empty] | C3 | [5 empty] | 0 | [5 empty] | 0 | 0 | 0 | 0 | 0 | 0 | 0 | [5 empty] | 0 | 0 | 0 | 0 | 0 | 0 | 0 | [5 empty] | 0
[5 empty] | C4 | [5 empty] | 0 | [5 empty] | 0 | 0 | 0 | 0 | 0 | 0 | 0 | [5 empty] | 0 | 0 | 0 | 0 | 0 | 0 | 0 | [5 empty] | 0
[6 empty] | 0 | 0 | 0 | 0 | 0 |  | 0 | 0 | 0 | 0 | 0 |  | 0 | 0 | 0 | 0 | 0 |  | 0 | 0 | 0 | 0 | 0 |  | 0 | 0 | 0 | 0 | 0 |  | 0 | 0 | 0 | 0 | 0
| [Please insert new asset category as required] |  |  |  | C1 | [5 empty] | 0 | [5 empty] | 0 | 0 | 0 | 0 | 0 | 0 | 0 | [5 empty] | 0 | 0 | 0 | 0 | 0 | 0 | 0 | [5 empty] | 0
[5 empty] | C2 | [5 empty] | 0 | [5 empty] | 0 | 0 | 0 | 0 | 0 | 0 | 0 | [5 empty] | 0 | 0 | 0 | 0 | 0 | 0 | 0 | [5 empty] | 0
[5 empty] | C3 | [5 empty] | 0 | [5 empty] | 0 | 0 | 0 | 0 | 0 | 0 | 0 | [5 empty] | 0 | 0 | 0 | 0 | 0 | 0 | 0 | [5 empty] | 0
[5 empty] | C4 | [5 empty] | 0 | [5 empty] | 0 | 0 | 0 | 0 | 0 | 0 | 0 | [5 empty] | 0 | 0 | 0 | 0 | 0 | 0 | 0 | [5 empty] | 0
[6 empty] | 0 | 0 | 0 | 0 | 0 |  | 0 | 0 | 0 | 0 | 0 |  | 0 | 0 | 0 | 0 | 0 |  | 0 | 0 | 0 | 0 | 0 |  | 0 | 0 | 0 | 0 | 0 |  | 0 | 0 | 0 | 0 | 0
HV Network
| HV Switchgear (GM) - Primary |  |  |  | C1 | 1035 | 192 | 332 | 36 | 134 | 1729 | 1035 | 192 | 332 | 36 | 134 | 1729 | 1120 | 206 | 187 | 144 | 68 | 1725 | 975 | 206 | 187 | 199 | 162 | 1729 | 1018 | 201 | 127 | 196 | 183 | 1725 | 873 | 201 | 127 | 196 | 332 | 1729
[5 empty] | C2 | 1038 | 116 | 299 | 50 | 163 | 1666 | 1038 | 116 | 299 | 50 | 163 | 1666 | 1155 | 219 | 162 | 26 | 86 | 1648 | 920 | 219 | 162 | 170 | 195 | 1666 | 1116 | 324 | 73 | 43 | 73 | 1629 | 754 | 324 | 73 | 162 | 353 | 1666
[5 empty] | C3 | 441 | 74 | 207 | 43 | 29 | 794 | 441 | 74 | 207 | 43 | 29 | 794 | 497 | 101 | 164 | 6 | 23 | 791 | 390 | 101 | 165 | 80 | 58 | 794 | 476 | 177 | 30 | 90 | 16 | 789 | 306 | 177 | 31 | 150 | 130 | 794
[5 empty] | C4 | 26 | 4 | 32 | 0 | 3 | 65 | 26 | 4 | 32 | 0 | 3 | 65 | 60 | 0 | 8 | 0 | 1 | 69 | 26 | 0 | 23 | 13 | 3 | 65 | 57 | 4 | 0 | 17 | 0 | 78 | 22 | 4 | 3 | 21 | 15 | 65
|  |  | 4254 | 4221 |  | 2540 | 386 | 870 | 129 | 329 |  | 2540 | 386 | 870 | 129 | 329 |  | 2832 | 526 | 521 | 176 | 178 |  | 2311 | 526 | 537 | 462 | 418 |  | 2667 | 706 | 230 | 346 | 272 |  | 1955 | 706 | 234 | 529 | 830
| HV Switchgear (GM) - Distribution |  |  |  | C1 | 1908 | 128 | 47 | 929 | 286 | 3298 | 1908 | 128 | 47 | 929 | 286 | 3298 | 2023 | 103 | 804 | 238 | 47 | 3215 | 1977 | 103 | 804 | 338 | 77 | 3299 | 1989 | 128 | 47 | 829 | 155 | 3148 | 1908 | 128 | 47 | 929 | 286 | 3298
[5 empty] | C2 | 12670 | 1938 | 1043 | 6322 | 2454 | 24427 | 12670 | 1938 | 1043 | 6322 | 2454 | 24427 | 14325 | 1806 | 4722 | 1787 | 428 | 23068 | 13614 | 1906 | 5517 | 2541 | 848 | 24426 | 14225 | 1738 | 148 | 4322 | 1030 | 21463 | 12670 | 1938 | 1043 | 6322 | 2454 | 24427
[5 empty] | C3 | 2361 | 356 | 270 | 810 | 388 | 4185 | 2361 | 356 | 270 | 810 | 388 | 4185 | 2705 | 260 | 610 | 290 | 44 | 3909 | 2557 | 260 | 868 | 413 | 87 | 4185 | 2639 | 356 | 12 | 483 | 174 | 3664 | 2361 | 356 | 270 | 810 | 388 | 4185
[5 empty] | C4 | 10 | 1 | 0 | 0 | 6 | 17 | 10 | 1 | 0 | 0 | 6 | 17 | 11 | 0 | 0 | 6 | 0 | 17 | 11 | 0 | 0 | 6 | 0 | 17 | 13 | 1 | 0 | 0 | 0 | 14 | 10 | 1 | 0 | 0 | 6 | 17
|  |  | 31927 | 28289 |  | 16949 | 2423 | 1360 | 8061 | 3134 |  | 16949 | 2423 | 1360 | 8061 | 3134 |  | 19064 | 2169 | 6136 | 2321 | 519 |  | 18159 | 2269 | 7189 | 3298 | 1012 |  | 18866 | 2223 | 207 | 5634 | 1359 |  | 16949 | 2423 | 1360 | 8061 | 3134
| HV Transformer (GM) |  |  |  | C1 | 557 | 91 | 39 | 5 | 2 | 694 | 557 | 91 | 39 | 5 | 2 | 694 | 521 | 139 | 30 | 2 | 1 | 693 | 495 | 139 | 51 | 6 | 2 | 693 | 496 | 150 | 30 | 15 | 2 | 693 | 444 | 150 | 51 | 41 | 7 | 693
[5 empty] | C2 | 12639 | 681 | 187 | 18 | 15 | 13540 | 12639 | 681 | 187 | 18 | 15 | 13540 | 11969 | 1421 | 127 | 18 | 6 | 13541 | 11743 | 1421 | 318 | 44 | 15 | 13541 | 10109 | 3270 | 58 | 92 | 12 | 13541 | 9638 | 3270 | 337 | 256 | 40 | 13541
[5 empty] | C3 | 1056 | 93 | 23 | 5 | 0 | 1177 | 1056 | 93 | 23 | 5 | 0 | 1177 | 1090 | 67 | 17 | 3 | 0 | 1177 | 960 | 167 | 42 | 8 | 0 | 1177 | 1054 | 100 | 11 | 10 | 2 | 1177 | 795 | 297 | 52 | 29 | 4 | 1177
[5 empty] | C4 | 0 | 0 | 0 | 0 | 0 | 0 | 0 | 0 | 0 | 0 | 0 | 0 | 0 | 0 | 0 | 0 | 0 | 0 | 0 | 0 | 0 | 0 | 0 | 0 | 0 | 0 | 0 | 0 | 0 | 0 | 0 | 0 | 0 | 0 | 0 | 0
|  |  | 15411 | 15411 |  | 14252 | 865 | 249 | 28 | 17 |  | 14252 | 865 | 249 | 28 | 17 |  | 13580 | 1627 | 174 | 23 | 7 |  | 13198 | 1727 | 411 | 58 | 17 |  | 11659 | 3520 | 99 | 117 | 16 |  | 10877 | 3717 | 440 | 326 | 51
| HV UG Cable |  |  |  | C1 | [5 empty] | 0 | [5 empty] | 0 | 0 | 0 | 0 | 0 | 0 | 0 | [5 empty] | 0 | 0 | 0 | 0 | 0 | 0 | 0 | [5 empty] | 0
[5 empty] | C2 | [5 empty] | 0 | [5 empty] | 0 | 0 | 0 | 0 | 0 | 0 | 0 | [5 empty] | 0 | 0 | 0 | 0 | 0 | 0 | 0 | [5 empty] | 0
[5 empty] | C3 | [5 empty] | 0 | [5 empty] | 0 | 0 | 0 | 0 | 0 | 0 | 0 | [5 empty] | 0 | 0 | 0 | 0 | 0 | 0 | 0 | [5 empty] | 0
[5 empty] | C4 | [5 empty] | 0 | [5 empty] | 0 | 0 | 0 | 0 | 0 | 0 | 0 | [5 empty] | 0 | 0 | 0 | 0 | 0 | 0 | 0 | [5 empty] | 0
[6 empty] | 0 | 0 | 0 | 0 | 0 |  | 0 | 0 | 0 | 0 | 0 |  | 0 | 0 | 0 | 0 | 0 |  | 0 | 0 | 0 | 0 | 0 |  | 0 | 0 | 0 | 0 | 0 |  | 0 | 0 | 0 | 0 | 0
| HV OHL Support - Poles |  |  |  | C1 | 33262 | 3730 | 7547 | 2769 | 1564 | 48872 | 33262 | 3730 | 7547 | 2769 | 1564 | 48872 | 31583 | 5541 | 7853 | 2428 | 1467 | 48872 | 30294 | 5541 | 8083 | 2917 | 2037 | 48872 | 30198 | 7329 | 1934 | 6601 | 2810 | 48872 | 26428 | 7329 | 2488 | 8043 | 4584 | 48872
[5 empty] | C2 | 29965 | 3754 | 5334 | 1720 | 1375 | 42148 | 29965 | 3754 | 5334 | 1720 | 1375 | 42148 | 28252 | 5087 | 6037 | 1524 | 1248 | 42148 | 27284 | 5087 | 6109 | 1935 | 1733 | 42148 | 26817 | 6261 | 2399 | 4697 | 1974 | 42148 | 24009 | 6261 | 2611 | 5908 | 3359 | 42148
[5 empty] | C3 | 11306 | 1779 | 1979 | 592 | 576 | 16232 | 11306 | 1779 | 1979 | 592 | 576 | 16232 | 10611 | 2227 | 2341 | 525 | 528 | 16232 | 10223 | 2254 | 2368 | 682 | 705 | 16232 | 10213 | 2336 | 1165 | 1772 | 746 | 16232 | 9000 | 2486 | 1245 | 2234 | 1267 | 16232
[5 empty] | C4 | 5097 | 799 | 883 | 259 | 264 | 7302 | 5097 | 799 | 883 | 259 | 264 | 7302 | 4745 | 1072 | 1031 | 228 | 226 | 7302 | 4570 | 1084 | 1043 | 299 | 306 | 7302 | 4525 | 1108 | 564 | 774 | 331 | 7302 | 4007 | 1144 | 600 | 984 | 567 | 7302
|  |  | 114554 | 114554 |  | 79630 | 10062 | 15743 | 5340 | 3779 |  | 79630 | 10062 | 15743 | 5340 | 3779 |  | 75191 | 13927 | 17262 | 4705 | 3469 |  | 72371 | 13966 | 17603 | 5833 | 4781 |  | 71753 | 17034 | 6062 | 13844 | 5861 |  | 63444 | 17220 | 6944 | 17169 | 9777
| [Please insert new asset category as required] |  |  |  | C1 | [5 empty] | 0 | [5 empty] | 0 | 0 | 0 | 0 | 0 | 0 | 0 | [5 empty] | 0 | 0 | 0 | 0 | 0 | 0 | 0 | [5 empty] | 0
[5 empty] | C2 | [5 empty] | 0 | [5 empty] | 0 | 0 | 0 | 0 | 0 | 0 | 0 | [5 empty] | 0 | 0 | 0 | 0 | 0 | 0 | 0 | [5 empty] | 0
[5 empty] | C3 | [5 empty] | 0 | [5 empty] | 0 | 0 | 0 | 0 | 0 | 0 | 0 | [5 empty] | 0 | 0 | 0 | 0 | 0 | 0 | 0 | [5 empty] | 0
[5 empty] | C4 | [5 empty] | 0 | [5 empty] | 0 | 0 | 0 | 0 | 0 | 0 | 0 | [5 empty] | 0 | 0 | 0 | 0 | 0 | 0 | 0 | [5 empty] | 0
[6 empty] | 0 | 0 | 0 | 0 | 0 |  | 0 | 0 | 0 | 0 | 0 |  | 0 | 0 | 0 | 0 | 0 |  | 0 | 0 | 0 | 0 | 0 |  | 0 | 0 | 0 | 0 | 0 |  | 0 | 0 | 0 | 0 | 0
| [Please insert new asset category as required] |  |  |  | C1 | [5 empty] | 0 | [5 empty] | 0 | 0 | 0 | 0 | 0 | 0 | 0 | [5 empty] | 0 | 0 | 0 | 0 | 0 | 0 | 0 | [5 empty] | 0
[5 empty] | C2 | [5 empty] | 0 | [5 empty] | 0 | 0 | 0 | 0 | 0 | 0 | 0 | [5 empty] | 0 | 0 | 0 | 0 | 0 | 0 | 0 | [5 empty] | 0
[5 empty] | C3 | [5 empty] | 0 | [5 empty] | 0 | 0 | 0 | 0 | 0 | 0 | 0 | [5 empty] | 0 | 0 | 0 | 0 | 0 | 0 | 0 | [5 empty] | 0
[5 empty] | C4 | [5 empty] | 0 | [5 empty] | 0 | 0 | 0 | 0 | 0 | 0 | 0 | [5 empty] | 0 | 0 | 0 | 0 | 0 | 0 | 0 | [5 empty] | 0
[6 empty] | 0 | 0 | 0 | 0 | 0 |  | 0 | 0 | 0 | 0 | 0 |  | 0 | 0 | 0 | 0 | 0 |  | 0 | 0 | 0 | 0 | 0 |  | 0 | 0 | 0 | 0 | 0 |  | 0 | 0 | 0 | 0 | 0
| [Please insert new asset category as required] |  |  |  | C1 | [5 empty] | 0 | [5 empty] | 0 | 0 | 0 | 0 | 0 | 0 | 0 | [5 empty] | 0 | 0 | 0 | 0 | 0 | 0 | 0 | [5 empty] | 0
[5 empty] | C2 | [5 empty] | 0 | [5 empty] | 0 | 0 | 0 | 0 | 0 | 0 | 0 | [5 empty] | 0 | 0 | 0 | 0 | 0 | 0 | 0 | [5 empty] | 0
[5 empty] | C3 | [5 empty] | 0 | [5 empty] | 0 | 0 | 0 | 0 | 0 | 0 | 0 | [5 empty] | 0 | 0 | 0 | 0 | 0 | 0 | 0 | [5 empty] | 0
[5 empty] | C4 | [5 empty] | 0 | [5 empty] | 0 | 0 | 0 | 0 | 0 | 0 | 0 | [5 empty] | 0 | 0 | 0 | 0 | 0 | 0 | 0 | [5 empty] | 0
[6 empty] | 0 | 0 | 0 | 0 | 0 |  | 0 | 0 | 0 | 0 | 0 |  | 0 | 0 | 0 | 0 | 0 |  | 0 | 0 | 0 | 0 | 0 |  | 0 | 0 | 0 | 0 | 0 |  | 0 | 0 | 0 | 0 | 0
| [Please insert new asset category as required] |  |  |  | C1 | [5 empty] | 0 | [5 empty] | 0 | 0 | 0 | 0 | 0 | 0 | 0 | [5 empty] | 0 | 0 | 0 | 0 | 0 | 0 | 0 | [5 empty] | 0
[5 empty] | C2 | [5 empty] | 0 | [5 empty] | 0 | 0 | 0 | 0 | 0 | 0 | 0 | [5 empty] | 0 | 0 | 0 | 0 | 0 | 0 | 0 | [5 empty] | 0
[5 empty] | C3 | [5 empty] | 0 | [5 empty] | 0 | 0 | 0 | 0 | 0 | 0 | 0 | [5 empty] | 0 | 0 | 0 | 0 | 0 | 0 | 0 | [5 empty] | 0
[5 empty] | C4 | [5 empty] | 0 | [5 empty] | 0 | 0 | 0 | 0 | 0 | 0 | 0 | [5 empty] | 0 | 0 | 0 | 0 | 0 | 0 | 0 | [5 empty] | 0
[6 empty] | 0 | 0 | 0 | 0 | 0 |  | 0 | 0 | 0 | 0 | 0 |  | 0 | 0 | 0 | 0 | 0 |  | 0 | 0 | 0 | 0 | 0 |  | 0 | 0 | 0 | 0 | 0 |  | 0 | 0 | 0 | 0 | 0
| [Please insert new asset category as required] |  |  |  | C1 | [5 empty] | 0 | [5 empty] | 0 | 0 | 0 | 0 | 0 | 0 | 0 | [5 empty] | 0 | 0 | 0 | 0 | 0 | 0 | 0 | [5 empty] | 0
[5 empty] | C2 | [5 empty] | 0 | [5 empty] | 0 | 0 | 0 | 0 | 0 | 0 | 0 | [5 empty] | 0 | 0 | 0 | 0 | 0 | 0 | 0 | [5 empty] | 0
[5 empty] | C3 | [5 empty] | 0 | [5 empty] | 0 | 0 | 0 | 0 | 0 | 0 | 0 | [5 empty] | 0 | 0 | 0 | 0 | 0 | 0 | 0 | [5 empty] | 0
[5 empty] | C4 | [5 empty] | 0 | [5 empty] | 0 | 0 | 0 | 0 | 0 | 0 | 0 | [5 empty] | 0 | 0 | 0 | 0 | 0 | 0 | 0 | [5 empty] | 0
[6 empty] | 0 | 0 | 0 | 0 | 0 |  | 0 | 0 | 0 | 0 | 0 |  | 0 | 0 | 0 | 0 | 0 |  | 0 | 0 | 0 | 0 | 0 |  | 0 | 0 | 0 | 0 | 0 |  | 0 | 0 | 0 | 0 | 0
EHV Network
| EHV Switchgear (GM) |  |  |  | C1 | 391 | 50 | 4 | 1 | 13 | 459 | 391 | 50 | 4 | 1 | 13 | 459 | 383 | 52 | 8 | 3 | 13 | 459 | 383 | 52 | 8 | 3 | 13 | 459 | 359 | 54 | 32 | 5 | 12 | 462 | 353 | 54 | 32 | 6 | 14 | 459
[5 empty] | C2 | 469 | 70 | 18 | 15 | 52 | 624 | 469 | 70 | 18 | 15 | 52 | 624 | 464 | 64 | 23 | 17 | 54 | 622 | 458 | 64 | 28 | 17 | 57 | 624 | 478 | 37 | 52 | 15 | 36 | 618 | 438 | 37 | 62 | 19 | 68 | 624
[5 empty] | C3 | 357 | 0 | 3 | 21 | 0 | 381 | 357 | 0 | 3 | 21 | 0 | 381 | 357 | 0 | 0 | 13 | 11 | 381 | 357 | 0 | 0 | 13 | 11 | 381 | 351 | 20 | 0 | 10 | 0 | 381 | 337 | 20 | 0 | 10 | 14 | 381
[5 empty] | C4 | 0 | 0 | 0 | 0 | 0 | 0 | 0 | 0 | 0 | 0 | 0 | 0 | 0 | 0 | 0 | 0 | 0 | 0 | 0 | 0 | 0 | 0 | 0 | 0 | 0 | 0 | 0 | 0 | 0 | 0 | 0 | 0 | 0 | 0 | 0 | 0
|  |  | 1464 | 1461 |  | 1217 | 120 | 25 | 37 | 65 |  | 1217 | 120 | 25 | 37 | 65 |  | 1204 | 116 | 31 | 33 | 78 |  | 1198 | 116 | 36 | 33 | 81 |  | 1188 | 111 | 84 | 30 | 48 |  | 1128 | 111 | 94 | 35 | 96
| EHV Transformer |  |  |  | C1 | 8 | 3 | 0 | 0 | 0 | 11 | 8 | 3 | 0 | 0 | 0 | 11 | 7 | 1 | 3 | 0 | 0 | 11 | 7 | 1 | 3 | 0 | 0 | 11 | 7 | 1 | 2 | 1 | 0 | 11 | 7 | 1 | 1 | 2 | 0 | 11
[5 empty] | C2 | 380 | 133 | 42 | 32 | 14 | 601 | 380 | 133 | 42 | 32 | 14 | 601 | 314 | 174 | 51 | 39 | 28 | 606 | 303 | 174 | 54 | 44 | 31 | 606 | 265 | 176 | 86 | 59 | 20 | 606 | 227 | 176 | 89 | 56 | 58 | 606
[5 empty] | C3 | 39 | 7 | 3 | 0 | 1 | 50 | 39 | 7 | 3 | 0 | 1 | 50 | 37 | 6 | 4 | 2 | 1 | 50 | 37 | 6 | 4 | 2 | 1 | 50 | 34 | 8 | 3 | 5 | 0 | 50 | 33 | 8 | 3 | 5 | 1 | 50
[5 empty] | C4 | 0 | 0 | 0 | 0 | 0 | 0 | 0 | 0 | 0 | 0 | 0 | 0 | 0 | 0 | 0 | 0 | 0 | 0 | 0 | 0 | 0 | 0 | 0 | 0 | 0 | 0 | 0 | 0 | 0 | 0 | 0 | 0 | 0 | 0 | 0 | 0
|  |  | 662 | 667 |  | 427 | 143 | 45 | 32 | 15 |  | 427 | 143 | 45 | 32 | 15 |  | 358 | 181 | 58 | 41 | 29 |  | 347 | 181 | 61 | 46 | 32 |  | 306 | 185 | 91 | 65 | 20 |  | 267 | 185 | 93 | 63 | 59
| EHV UG Cable (Gas) |  |  |  | C1 | 0 | 0 | 0 | 0 | 0 | 0 | 0 | 0 | 0 | 0 | 0 | 0 | 0 | 0 | 0 | 0 | 0 | 0 | 0 | 0 | 0 | 0 | 0 | 0 | 0 | 0 | 0 | 0 | 0 | 0 | 0 | 0 | 0 | 0 | 0 | 0
[5 empty] | C2 | 25.214 | 4.451 | 83.412 | 4.06 | 8.76 | 125.897 | 25.214 | 4.451 | 83.412 | 4.06 | 8.76 | 125.897 | 24.692 | 2.83 | 83.599 | 3.116 | 6.66 | 120.897 | 24.692 | 2.83 | 83.599 | 6.016 | 8.76 | 125.897 | 23.868 | 0.874 | 20.882 | 70.331 | 6.516 | 122.471 | 23.868 | 0.874 | 20.882 | 75.131 | 10.716 | 131.471
[5 empty] | C3 | 0.359 | 0 | 0 | 0 | 0 | 0.359 | 0.359 | 0 | 0 | 0 | 0 | 0.359 | 0.359 | 0 | 0 | 0 | 0 | 0.359 | 0.359 | 0 | 0 | 0 | 0 | 0.359 | 0.359 | 0 | 0 | 0 | 0 | 0.359 | 0.359 | 0 | 0 | 0 | 0 | 0.359
[5 empty] | C4 | 0 | 0 | 0 | 0 | 0 | 0 | 0 | 0 | 0 | 0 | 0 | 0 | 0 | 0 | 0 | 0 | 0 | 0 | 0 | 0 | 0 | 0 | 0 | 0 | 0 | 0 | 0 | 0 | 0 | 0 | 0 | 0 | 0 | 0 | 0 | 0
|  |  | 126.256 | 122.83 |  | 25.573 | 4.451 | 83.412 | 4.06 | 8.76 |  | 25.573 | 4.451 | 83.412 | 4.06 | 8.76 |  | 25.051 | 2.83 | 83.599 | 3.116 | 6.66 |  | 25.051 | 2.83 | 83.599 | 6.016 | 8.76 |  | 24.227 | 0.874 | 20.882 | 70.331 | 6.516 |  | 24.227 | 0.874 | 20.882 | 75.131 | 10.716
| EHV UG Cable (Oil) |  |  |  | C1 | 37.905 | 11.469 | 13.21 | 2.45 | 13.979 | 79.013 | 37.905 | 11.469 | 13.21 | 2.45 | 13.979 | 79.013 | 37.492 | 9.313 | 15.754 | 0.395 | 9.459 | 72.413 | 37.492 | 9.313 | 15.754 | 0.395 | 16.059 | 79.013 | 37.459 | 0.48 | 17.193 | 7.452 | 3.229 | 65.813 | 37.459 | 0.48 | 17.193 | 7.452 | 16.429 | 79.013
[5 empty] | C2 | 83.326 | 24.52 | 27.653 | 2.85 | 10.423 | 148.772 | 83.326 | 24.52 | 27.653 | 2.85 | 10.423 | 148.772 | 77.613 | 19.324 | 37.783 | 0.099 | 7.553 | 142.372 | 77.613 | 19.324 | 37.783 | 1.099 | 12.953 | 148.772 | 76.554 | 6.817 | 30.401 | 19.527 | 2.673 | 135.972 | 76.554 | 6.817 | 30.401 | 21.727 | 13.273 | 148.772
[5 empty] | C3 | 47.297 | 10.829 | 14.136 | 3.12 | 2.337 | 77.719 | 47.297 | 10.829 | 14.136 | 3.12 | 2.337 | 77.719 | 45.076 | 6.304 | 16.993 | 0.051 | 2.295 | 70.719 | 45.076 | 6.304 | 20.793 | 0.751 | 4.795 | 77.719 | 39.674 | 7.623 | 3.913 | 14.852 | 0.657 | 66.719 | 39.674 | 7.623 | 8.513 | 16.452 | 5.457 | 77.719
[5 empty] | C4 | 0 | 0 | 0 | 0 | 0 | 0 | 0 | 0 | 0 | 0 | 0 | 0 | 0 | 0 | 0 | 0 | 0 | 0 | 0 | 0 | 0 | 0 | 0 | 0 | 0 | 0 | 0 | 0 | 0 | 0 | 0 | 0 | 0 | 0 | 0 | 0
|  |  | 305.504 | 268.504 |  | 168.528 | 46.818 | 54.999 | 8.42 | 26.739 |  | 168.528 | 46.818 | 54.999 | 8.42 | 26.739 |  | 160.181 | 34.941 | 70.53 | 0.545 | 19.307 |  | 160.181 | 34.941 | 74.33 | 2.245 | 33.807 |  | 153.687 | 14.92 | 51.507 | 41.831 | 6.559 |  | 153.687 | 14.92 | 56.107 | 45.631 | 35.159
| EHV UG Cable (Non Pressurised) |  |  |  | C1 | 0 | 0 | 0 | 0 | 0 | 0 | 0 | 0 | 0 | 0 | 0 | 0 | 0 | 0 | 0 | 0 | 0 | 0 | 0 | 0 | 0 | 0 | 0 | 0 | 0 | 0 | 0 | 0 | 0 | 0 | 0 | 0 | 0 | 0 | 0 | 0
[5 empty] | C2 | 832.051 | 147.686 | 4.589 | 0 | 0.45 | 984.776 | 832.051 | 147.686 | 4.589 | 0 | 0.45 | 984.776 | 844.5 | 7.65 | 147.571 | 0.005 | 0.05 | 999.776 | 826.4 | 7.65 | 149.271 | 1.005 | 0.45 | 984.776 | 848.012 | 26.187 | 141.169 | 2.787 | 0.421 | 1018.576 | 806.812 | 26.187 | 146.769 | 3.887 | 1.121 | 984.776
[5 empty] | C3 | 117.553 | 6.519 | 0.031 | 0 | 0 | 124.103 | 117.553 | 6.519 | 0.031 | 0 | 0 | 124.103 | 129.553 | 0 | 4.519 | 0.031 | 0 | 134.103 | 117.553 | 0 | 6.519 | 0.031 | 0 | 124.103 | 132.304 | 2.249 | 3.819 | 0 | 0.031 | 138.403 | 115.304 | 2.249 | 6.519 | 0 | 0.031 | 124.103
[5 empty] | C4 | 1.021 | 0 | 0 | 0 | 0 | 1.021 | 1.021 | 0 | 0 | 0 | 0 | 1.021 | 1.021 | 0 | 0 | 0 | 0 | 1.021 | 1.021 | 0 | 0 | 0 | 0 | 1.021 | 1.021 | 0 | 0 | 0 | 0 | 1.021 | 1.021 | 0 | 0 | 0 | 0 | 1.021
|  |  | 1109.9 | 1158 |  | 950.625 | 154.205 | 4.62 | 0 | 0.45 |  | 950.625 | 154.205 | 4.62 | 0 | 0.45 |  | 975.074 | 7.65 | 152.09 | 0.036 | 0.05 |  | 944.974 | 7.65 | 155.79 | 1.036 | 0.45 |  | 981.337 | 28.436 | 144.988 | 2.787 | 0.452 |  | 923.137 | 28.436 | 153.288 | 3.887 | 1.152
| EHV OHL Support - Towers |  |  |  | C1 | 0 | 20 | 38 | 0 | 9 | 67 | 0 | 20 | 38 | 0 | 9 | 67 | 0 | 0 | 58 | 0 | 9 | 67 | 0 | 0 | 58 | 0 | 9 | 67 | 0 | 0 | 57 | 1 | 9 | 67 | 0 | 0 | 57 | 1 | 9 | 67
[5 empty] | C2 | 1 | 8 | 69 | 7 | 2 | 87 | 1 | 8 | 69 | 7 | 2 | 87 | 0 | 58 | 23 | 0 | 6 | 87 | 0 | 1 | 77 | 0 | 9 | 87 | 0 | 69 | 9 | 3 | 6 | 87 | 0 | 0 | 72 | 6 | 9 | 87
[5 empty] | C3 | 8 | 4 | 12 | 0 | 0 | 24 | 8 | 4 | 12 | 0 | 0 | 24 | 8 | 2 | 14 | 0 | 0 | 24 | 8 | 0 | 16 | 0 | 0 | 24 | 7 | 2 | 10 | 5 | 0 | 24 | 7 | 0 | 12 | 5 | 0 | 24
[5 empty] | C4 | 0 | 0 | 0 | 0 | 0 | 0 | 0 | 0 | 0 | 0 | 0 | 0 | 0 | 0 | 0 | 0 | 0 | 0 | 0 | 0 | 0 | 0 | 0 | 0 | 0 | 0 | 0 | 0 | 0 | 0 | 0 | 0 | 0 | 0 | 0 | 0
|  |  | 178 | 178 |  | 9 | 32 | 119 | 7 | 11 |  | 9 | 32 | 119 | 7 | 11 |  | 8 | 60 | 95 | 0 | 15 |  | 8 | 1 | 151 | 0 | 18 |  | 7 | 71 | 76 | 9 | 15 |  | 7 | 0 | 141 | 12 | 18
| EHV OHL Support - Poles |  |  |  | C1 | 9239 | 2710 | 2494 | 1372 | 363 | 16178 | 9239 | 2710 | 2494 | 1372 | 363 | 16178 | 8199 | 2990 | 3016 | 923 | 1054 | 16182 | 8003 | 3002 | 3063 | 1007 | 1103 | 16178 | 8435 | 2480 | 1741 | 2427 | 1100 | 16183 | 7064 | 2489 | 1810 | 2910 | 1905 | 16178
[5 empty] | C2 | 4468 | 1747 | 1508 | 872 | 386 | 8981 | 4468 | 1747 | 1508 | 872 | 386 | 8981 | 4690 | 1494 | 1881 | 185 | 761 | 9011 | 4087 | 1514 | 1999 | 472 | 909 | 8981 | 5471 | 577 | 1363 | 1031 | 588 | 9030 | 3912 | 600 | 1444 | 1709 | 1316 | 8981
[5 empty] | C3 | 961 | 219 | 187 | 184 | 437 | 1988 | 961 | 219 | 187 | 184 | 437 | 1988 | 1567 | 270 | 174 | 34 | 163 | 2208 | 843 | 290 | 199 | 117 | 539 | 1988 | 1562 | 235 | 146 | 115 | 150 | 2208 | 747 | 246 | 160 | 196 | 639 | 1988
[5 empty] | C4 | 585 | 165 | 95 | 102 | 155 | 1102 | 585 | 165 | 95 | 102 | 155 | 1102 | 691 | 165 | 132 | 29 | 124 | 1141 | 525 | 171 | 145 | 37 | 224 | 1102 | 792 | 94 | 113 | 68 | 80 | 1147 | 489 | 106 | 123 | 124 | 260 | 1102
|  |  | 28249 | 28568 |  | 15253 | 4841 | 4284 | 2530 | 1341 |  | 15253 | 4841 | 4284 | 2530 | 1341 |  | 15147 | 4919 | 5203 | 1171 | 2102 |  | 13458 | 4977 | 5406 | 1633 | 2775 |  | 16260 | 3386 | 3363 | 3641 | 1918 |  | 12212 | 3441 | 3537 | 4939 | 4120
| EHV OHL Fittings |  |  |  | C1 | 2 | 0 | 3 | 0 | 4 | 9 | 2 | 0 | 3 | 0 | 4 | 9 | 6 | 0 | 2 | 1 | 0 | 9 | 2 | 0 | 2 | 1 | 4 | 9 | 6 | 0 | 0 | 3 | 0 | 9 | 2 | 0 | 0 | 3 | 4 | 9
[5 empty] | C2 | 138 | 3 | 56 | 22 | 97 | 316 | 138 | 3 | 56 | 22 | 97 | 316 | 244 | 3 | 30 | 0 | 39 | 316 | 138 | 3 | 32 | 27 | 116 | 316 | 266 | 3 | 1 | 21 | 25 | 316 | 138 | 3 | 1 | 53 | 121 | 316
[5 empty] | C3 | 9 | 1 | 5 | 2 | 14 | 31 | 9 | 1 | 5 | 2 | 14 | 31 | 21 | 1 | 0 | 1 | 8 | 31 | 9 | 1 | 0 | 5 | 16 | 31 | 23 | 1 | 0 | 2 | 5 | 31 | 9 | 1 | 0 | 4 | 17 | 31
[5 empty] | C4 | 0 | 0 | 0 | 0 | 0 | 0 | 0 | 0 | 0 | 0 | 0 | 0 | 0 | 0 | 0 | 0 | 0 | 0 | 0 | 0 | 0 | 0 | 0 | 0 | 0 | 0 | 0 | 0 | 0 | 0 | 0 | 0 | 0 | 0 | 0 | 0
|  |  | 356 | 356 |  | 149 | 4 | 64 | 24 | 115 |  | 149 | 4 | 64 | 24 | 115 |  | 271 | 4 | 32 | 2 | 47 |  | 149 | 4 | 34 | 33 | 136 |  | 295 | 4 | 1 | 26 | 30 |  | 149 | 4 | 1 | 60 | 142
| EHV OHL (Tower Line) Conductor |  |  |  | C1 | 0.9 | 5.4 | 5.4 | 0.8 | 0 | 12.5 | 0.9 | 5.4 | 5.4 | 0.8 | 0 | 12.5 | 3.6 | 3.2 | 5.4 | 0.3 | 0 | 12.5 | 0.9 | 5.4 | 5.4 | 0.8 | 0 | 12.5 | 3.6 | 1.5 | 1.7 | 5.7 | 0 | 12.5 | 0.9 | 1.5 | 3.9 | 6.2 | 0 | 12.5
[5 empty] | C2 | 10.5 | 11.7 | 0.5 | 0.3 | 0 | 23 | 10.5 | 11.7 | 0.5 | 0.3 | 0 | 23 | 3.6 | 18.3 | 0.7 | 0.3 | 0 | 22.9 | 3.6 | 18.3 | 0.7 | 0.3 | 0 | 22.9 | 5.7 | 12.3 | 4.4 | 0.6 | 0 | 23 | 3.3 | 12.3 | 6.6 | 0.8 | 0 | 23
[5 empty] | C3 | 3.7 | 5.1 | 0.9 | 0 | 0 | 9.7 | 3.7 | 5.1 | 0.9 | 0 | 0 | 9.7 | 3.1 | 5.7 | 0.9 | 0 | 0 | 9.7 | 3.1 | 5.7 | 0.9 | 0 | 0 | 9.7 | 3.1 | 2.4 | 3.3 | 0.9 | 0 | 9.7 | 3.1 | 2.4 | 3.3 | 0.9 | 0 | 9.7
[5 empty] | C4 | 0 | 0 | 0 | 0 | 0 | 0 | 0 | 0 | 0 | 0 | 0 | 0 | 0 | 0 | 0 | 0 | 0 | 0 | 0 | 0 | 0 | 0 | 0 | 0 | 0 | 0 | 0 | 0 | 0 | 0 | 0 | 0 | 0 | 0 | 0 | 0
[6 empty] | 15.1 | 22.2 | 6.8 | 1.1 | 0 |  | 15.1 | 22.2 | 6.8 | 1.1 | 0 |  | 10.3 | 27.2 | 7 | 0.6 | 0 |  | 7.6 | 29.4 | 7 | 1.1 | 0 |  | 12.4 | 16.2 | 9.4 | 7.2 | 0 |  | 7.3 | 16.2 | 13.8 | 7.9 | 0
| [Please insert new asset category as required] |  |  |  | C1 | [5 empty] | 0 | [5 empty] | 0 | 0 | 0 | 0 | 0 | 0 | 0 | [5 empty] | 0 | 0 | 0 | 0 | 0 | 0 | 0 | [5 empty] | 0
[5 empty] | C2 | [5 empty] | 0 | [5 empty] | 0 | 0 | 0 | 0 | 0 | 0 | 0 | [5 empty] | 0 | 0 | 0 | 0 | 0 | 0 | 0 | [5 empty] | 0
[5 empty] | C3 | [5 empty] | 0 | [5 empty] | 0 | 0 | 0 | 0 | 0 | 0 | 0 | [5 empty] | 0 | 0 | 0 | 0 | 0 | 0 | 0 | [5 empty] | 0
[5 empty] | C4 | [5 empty] | 0 | [5 empty] | 0 | 0 | 0 | 0 | 0 | 0 | 0 | [5 empty] | 0 | 0 | 0 | 0 | 0 | 0 | 0 | [5 empty] | 0
[6 empty] | 0 | 0 | 0 | 0 | 0 |  | 0 | 0 | 0 | 0 | 0 |  | 0 | 0 | 0 | 0 | 0 |  | 0 | 0 | 0 | 0 | 0 |  | 0 | 0 | 0 | 0 | 0 |  | 0 | 0 | 0 | 0 | 0
| [Please insert new asset category as required] |  |  |  | C1 | [5 empty] | 0 | [5 empty] | 0 | 0 | 0 | 0 | 0 | 0 | 0 | [5 empty] | 0 | 0 | 0 | 0 | 0 | 0 | 0 | [5 empty] | 0
[5 empty] | C2 | [5 empty] | 0 | [5 empty] | 0 | 0 | 0 | 0 | 0 | 0 | 0 | [5 empty] | 0 | 0 | 0 | 0 | 0 | 0 | 0 | [5 empty] | 0
[5 empty] | C3 | [5 empty] | 0 | [5 empty] | 0 | 0 | 0 | 0 | 0 | 0 | 0 | [5 empty] | 0 | 0 | 0 | 0 | 0 | 0 | 0 | [5 empty] | 0
[5 empty] | C4 | [5 empty] | 0 | [5 empty] | 0 | 0 | 0 | 0 | 0 | 0 | 0 | [5 empty] | 0 | 0 | 0 | 0 | 0 | 0 | 0 | [5 empty] | 0
[6 empty] | 0 | 0 | 0 | 0 | 0 |  | 0 | 0 | 0 | 0 | 0 |  | 0 | 0 | 0 | 0 | 0 |  | 0 | 0 | 0 | 0 | 0 |  | 0 | 0 | 0 | 0 | 0 |  | 0 | 0 | 0 | 0 | 0
| [Please insert new asset category as required] |  |  |  | C1 | [5 empty] | 0 | [5 empty] | 0 | 0 | 0 | 0 | 0 | 0 | 0 | [5 empty] | 0 | 0 | 0 | 0 | 0 | 0 | 0 | [5 empty] | 0
[5 empty] | C2 | [5 empty] | 0 | [5 empty] | 0 | 0 | 0 | 0 | 0 | 0 | 0 | [5 empty] | 0 | 0 | 0 | 0 | 0 | 0 | 0 | [5 empty] | 0
[5 empty] | C3 | [5 empty] | 0 | [5 empty] | 0 | 0 | 0 | 0 | 0 | 0 | 0 | [5 empty] | 0 | 0 | 0 | 0 | 0 | 0 | 0 | [5 empty] | 0
[5 empty] | C4 | [5 empty] | 0 | [5 empty] | 0 | 0 | 0 | 0 | 0 | 0 | 0 | [5 empty] | 0 | 0 | 0 | 0 | 0 | 0 | 0 | [5 empty] | 0
[6 empty] | 0 | 0 | 0 | 0 | 0 |  | 0 | 0 | 0 | 0 | 0 |  | 0 | 0 | 0 | 0 | 0 |  | 0 | 0 | 0 | 0 | 0 |  | 0 | 0 | 0 | 0 | 0 |  | 0 | 0 | 0 | 0 | 0
| [Please insert new asset category as required] |  |  |  | C1 | [5 empty] | 0 | [5 empty] | 0 | 0 | 0 | 0 | 0 | 0 | 0 | [5 empty] | 0 | 0 | 0 | 0 | 0 | 0 | 0 | [5 empty] | 0
[5 empty] | C2 | [5 empty] | 0 | [5 empty] | 0 | 0 | 0 | 0 | 0 | 0 | 0 | [5 empty] | 0 | 0 | 0 | 0 | 0 | 0 | 0 | [5 empty] | 0
[5 empty] | C3 | [5 empty] | 0 | [5 empty] | 0 | 0 | 0 | 0 | 0 | 0 | 0 | [5 empty] | 0 | 0 | 0 | 0 | 0 | 0 | 0 | [5 empty] | 0
[5 empty] | C4 | [5 empty] | 0 | [5 empty] | 0 | 0 | 0 | 0 | 0 | 0 | 0 | [5 empty] | 0 | 0 | 0 | 0 | 0 | 0 | 0 | [5 empty] | 0
[6 empty] | 0 | 0 | 0 | 0 | 0 |  | 0 | 0 | 0 | 0 | 0 |  | 0 | 0 | 0 | 0 | 0 |  | 0 | 0 | 0 | 0 | 0 |  | 0 | 0 | 0 | 0 | 0 |  | 0 | 0 | 0 | 0 | 0
132kV Network
| 132kV CBs |  |  |  | C1 | 58 | 15 | 3 | 0 | 11 | 87 | 58 | 15 | 3 | 0 | 11 | 87 | 53 | 15 | 6 | 2 | 11 | 87 | 53 | 15 | 6 | 2 | 11 | 87 | 67 | 6 | 9 | 4 | 2 | 88 | 53 | 6 | 9 | 6 | 13 | 87
[5 empty] | C2 | 61 | 19 | 0 | 0 | 0 | 80 | 61 | 19 | 0 | 0 | 0 | 80 | 61 | 3 | 16 | 0 | 0 | 80 | 61 | 3 | 16 | 0 | 0 | 80 | 61 | 0 | 19 | 0 | 0 | 80 | 61 | 0 | 19 | 0 | 0 | 80
[5 empty] | C3 | 1 | 0 | 0 | 0 | 0 | 1 | 1 | 0 | 0 | 0 | 0 | 1 | 1 | 0 | 0 | 0 | 0 | 1 | 1 | 0 | 0 | 0 | 0 | 1 | 1 | 0 | 0 | 0 | 0 | 1 | 1 | 0 | 0 | 0 | 0 | 1
[5 empty] | C4 | 32 | 0 | 0 | 0 | 0 | 32 | 32 | 0 | 0 | 0 | 0 | 32 | 32 | 0 | 0 | 0 | 0 | 32 | 32 | 0 | 0 | 0 | 0 | 32 | 32 | 0 | 0 | 0 | 0 | 32 | 32 | 0 | 0 | 0 | 0 | 32
|  |  | 200 | 201 |  | 152 | 34 | 3 | 0 | 11 |  | 152 | 34 | 3 | 0 | 11 |  | 147 | 18 | 22 | 2 | 11 |  | 147 | 18 | 22 | 2 | 11 |  | 161 | 6 | 28 | 4 | 2 |  | 147 | 6 | 28 | 6 | 13
| 132kV Transformer |  |  |  | C1 | 23 | 0 | 1 | 0 | 0 | 24 | 23 | 0 | 1 | 0 | 0 | 24 | 21 | 2 | 1 | 0 | 0 | 24 | 21 | 2 | 1 | 0 | 0 | 24 | 17 | 6 | 0 | 1 | 0 | 24 | 17 | 6 | 0 | 1 | 0 | 24
[5 empty] | C2 | 55 | 20 | 7 | 10 | 4 | 96 | 55 | 20 | 7 | 10 | 4 | 96 | 50 | 23 | 8 | 8 | 7 | 96 | 47 | 23 | 8 | 8 | 10 | 96 | 43 | 27 | 8 | 10 | 8 | 96 | 35 | 26 | 10 | 11 | 14 | 96
[5 empty] | C3 | 15 | 1 | 1 | 1 | 0 | 18 | 15 | 1 | 1 | 1 | 0 | 18 | 14 | 2 | 0 | 2 | 0 | 18 | 14 | 2 | 0 | 2 | 0 | 18 | 12 | 3 | 2 | 0 | 1 | 18 | 12 | 3 | 1 | 1 | 1 | 18
[5 empty] | C4 | 0 | 0 | 0 | 0 | 0 | 0 | 0 | 0 | 0 | 0 | 0 | 0 | 0 | 0 | 0 | 0 | 0 | 0 | 0 | 0 | 0 | 0 | 0 | 0 | 0 | 0 | 0 | 0 | 0 | 0 | 0 | 0 | 0 | 0 | 0 | 0
|  |  | 138 | 138 |  | 93 | 21 | 9 | 11 | 4 |  | 93 | 21 | 9 | 11 | 4 |  | 85 | 27 | 9 | 10 | 7 |  | 82 | 27 | 9 | 10 | 10 |  | 72 | 36 | 10 | 11 | 9 |  | 64 | 35 | 11 | 13 | 15
| 132kV UG Cable (Gas) |  |  |  | C1 | 0 | 0 | 0 | 0 | 0 | 0 | 0 | 0 | 0 | 0 | 0 | 0 | 0 | 0 | 0 | 0 | 0 | 0 | 0 | 0 | 0 | 0 | 0 | 0 | 0 | 0 | 0 | 0 | 0 | 0 | 0 | 0 | 0 | 0 | 0 | 0
[5 empty] | C2 | 0.03 | 0.153 | 2.617 | 0 | 0 | 2.8 | 0.03 | 0.153 | 2.617 | 0 | 0 | 2.8 | 0.03 | 0.153 | 2.617 | 0 | 0 | 2.8 | 0.03 | 0.153 | 2.617 | 0 | 0 | 2.8 | 0.03 | 0 | 1.343 | 1.427 | 0 | 2.8 | 0.03 | 0 | 1.343 | 1.427 | 0 | 2.8
[5 empty] | C3 | 0 | 0 | 0 | 0 | 0 | 0 | 0 | 0 | 0 | 0 | 0 | 0 | 0 | 0 | 0 | 0 | 0 | 0 | 0 | 0 | 0 | 0 | 0 | 0 | 0 | 0 | 0 | 0 | 0 | 0 | 0 | 0 | 0 | 0 | 0 | 0
[5 empty] | C4 | 0 | 0 | 0 | 0 | 0 | 0 | 0 | 0 | 0 | 0 | 0 | 0 | 0 | 0 | 0 | 0 | 0 | 0 | 0 | 0 | 0 | 0 | 0 | 0 | 0 | 0 | 0 | 0 | 0 | 0 | 0 | 0 | 0 | 0 | 0 | 0
|  |  | 2.8 | 2.8 |  | 0.03 | 0.153 | 2.617 | 0 | 0 |  | 0.03 | 0.153 | 2.617 | 0 | 0 |  | 0.03 | 0.153 | 2.617 | 0 | 0 |  | 0.03 | 0.153 | 2.617 | 0 | 0 |  | 0.03 | 0 | 1.343 | 1.427 | 0 |  | 0.03 | 0 | 1.343 | 1.427 | 0
| 132kV UG Cable (Oil) |  |  |  | C1 | 7.4602 | 7.174 | 16.588 | 6.78 | 23.145 | 61.1472 | 7.4602 | 7.174 | 16.588 | 6.78 | 23.145 | 61.1472 | 5.5342 | 5.834 | 19.71 | 0.044 | 23.925 | 55.0472 | 5.5342 | 5.834 | 19.71 | 0.144 | 29.925 | 61.1472 | 5.5312 | 2.331 | 13.734 | 9.306 | 18.045 | 48.9472 | 5.5312 | 2.331 | 13.734 | 9.506 | 30.045 | 61.1472
[5 empty] | C2 | 6.893 | 4.669 | 8.724 | 0.781 | 35.958 | 57.025 | 6.893 | 4.669 | 8.724 | 0.781 | 35.958 | 57.025 | 6.893 | 2.431 | 4.962 | 0 | 32.339 | 46.625 | 6.893 | 2.431 | 10.962 | 0 | 36.739 | 57.025 | 6.893 | 1.405 | 0.334 | 2.554 | 27.939 | 39.125 | 6.893 | 1.405 | 4.934 | 7.054 | 36.739 | 57.025
[5 empty] | C3 | 5.229 | 2.243 | 9.963 | 1.309 | 9.063 | 27.807 | 5.229 | 2.243 | 9.963 | 1.309 | 9.063 | 27.807 | 5.229 | 1.479 | 6.427 | 0 | 8.272 | 21.407 | 5.229 | 1.479 | 10.727 | 0 | 10.372 | 27.807 | 5.229 | 1.184 | 0.017 | 2.405 | 6.172 | 15.007 | 5.229 | 1.184 | 3.017 | 8.005 | 10.372 | 27.807
[5 empty] | C4 | 0 | 0 | 0 | 0 | 0 | 0 | 0 | 0 | 0 | 0 | 0 | 0 | 0 | 0 | 0 | 0 | 0 | 0 | 0 | 0 | 0 | 0 | 0 | 0 | 0 | 0 | 0 | 0 | 0 | 0 | 0 | 0 | 0 | 0 | 0 | 0
|  |  | 145.9792 | 103.0792 |  | 19.5822 | 14.086 | 35.275 | 8.87 | 68.166 |  | 19.5822 | 14.086 | 35.275 | 8.87 | 68.166 |  | 17.6562 | 9.744 | 31.099 | 0.044 | 64.536 |  | 17.6562 | 9.744 | 41.399 | 0.144 | 77.036 |  | 17.6532 | 4.92 | 14.085 | 14.265 | 52.156 |  | 17.6532 | 4.92 | 21.685 | 24.565 | 77.156
| 132kV UG Cable (Non Pressurised) |  |  |  | C1 | 0 | 0 | 0 | 0 | 0 | 0 | 0 | 0 | 0 | 0 | 0 | 0 | 0 | 0 | 0 | 0 | 0 | 0 | 0 | 0 | 0 | 0 | 0 | 0 | 0 | 0 | 0 | 0 | 0 | 0 | 0 | 0 | 0 | 0 | 0 | 0
[5 empty] | C2 | 54.18 | 3.072 | 0 | 0 | 0 | 57.252 | 54.18 | 3.072 | 0 | 0 | 0 | 57.252 | 54.08 | 0 | 3.072 | 0 | 0 | 57.152 | 54.18 | 0 | 3.072 | 0 | 0 | 57.252 | 51.08 | 0 | 3.072 | 0 | 0 | 54.152 | 54.18 | 0 | 3.072 | 0 | 0 | 57.252
[5 empty] | C3 | 0.893 | 1.055 | 0 | 0 | 0 | 1.948 | 0.893 | 1.055 | 0 | 0 | 0 | 1.948 | 23.893 | 0 | 1.055 | 0 | 0 | 24.948 | 0.893 | 0 | 1.055 | 0 | 0 | 1.948 | 46.893 | 0 | 1.055 | 0 | 0 | 47.948 | 0.893 | 0 | 1.055 | 0 | 0 | 1.948
[5 empty] | C4 | 0 | 0 | 0 | 0 | 0 | 0 | 0 | 0 | 0 | 0 | 0 | 0 | 0 | 0 | 0 | 0 | 0 | 0 | 0 | 0 | 0 | 0 | 0 | 0 | 0 | 0 | 0 | 0 | 0 | 0 | 0 | 0 | 0 | 0 | 0 | 0
|  |  | 59.2 | 102.1 |  | 55.073 | 4.127 | 0 | 0 | 0 |  | 55.073 | 4.127 | 0 | 0 | 0 |  | 77.973 | 0 | 4.127 | 0 | 0 |  | 55.073 | 0 | 4.127 | 0 | 0 |  | 97.973 | 0 | 4.127 | 0 | 0 |  | 55.073 | 0 | 4.127 | 0 | 0
| 132kV OHL Support - Tower |  |  |  | C1 | 10 | 49 | 23 | 0 | 0 | 82 | 10 | 49 | 23 | 0 | 0 | 82 | 8 | 3 | 71 | 0 | 0 | 82 | 8 | 3 | 71 | 0 | 0 | 82 | 8 | 0 | 74 | 0 | 0 | 82 | 8 | 0 | 74 | 0 | 0 | 82
[5 empty] | C2 | 391 | 454 | 894 | 2 | 1 | 1742 | 391 | 454 | 894 | 2 | 1 | 1742 | 267 | 244 | 1231 | 0 | 0 | 1742 | 267 | 169 | 1303 | 0 | 3 | 1742 | 237 | 251 | 1254 | 0 | 0 | 1742 | 237 | 39 | 1431 | 32 | 3 | 1742
[5 empty] | C3 | 86 | 47 | 150 | 3 | 0 | 286 | 86 | 47 | 150 | 3 | 0 | 286 | 78 | 59 | 149 | 0 | 0 | 286 | 78 | 14 | 191 | 0 | 3 | 286 | 74 | 178 | 34 | 0 | 0 | 286 | 74 | 4 | 181 | 24 | 3 | 286
[5 empty] | C4 | 0 | 0 | 0 | 0 | 0 | 0 | 0 | 0 | 0 | 0 | 0 | 0 | 0 | 0 | 0 | 0 | 0 | 0 | 0 | 0 | 0 | 0 | 0 | 0 | 0 | 0 | 0 | 0 | 0 | 0 | 0 | 0 | 0 | 0 | 0 | 0
|  |  | 2110 | 2110 |  | 487 | 550 | 1067 | 5 | 1 |  | 487 | 550 | 1067 | 5 | 1 |  | 353 | 306 | 1451 | 0 | 0 |  | 353 | 186 | 1565 | 0 | 6 |  | 319 | 429 | 1362 | 0 | 0 |  | 319 | 43 | 1686 | 56 | 6
| 132kV OHL Fittings |  |  |  | C1 | 631 | 194 | 269 | 15 | 43 | 1152 | 631 | 194 | 269 | 15 | 43 | 1152 | 705 | 170 | 0 | 230 | 47 | 1152 | 625 | 192 | 39 | 245 | 51 | 1152 | 1177 | 18 | 0 | 0 | 48 | 1243 | 716 | 24 | 193 | 198 | 112 | 1243
[5 empty] | C2 | 894 | 785 | 545 | 55 | 98 | 2377 | 894 | 785 | 545 | 55 | 98 | 2377 | 1256 | 667 | 55 | 327 | 72 | 2377 | 882 | 761 | 55 | 538 | 141 | 2377 | 1280 | 171 | 523 | 239 | 164 | 2377 | 816 | 191 | 647 | 468 | 255 | 2377
[5 empty] | C3 | 316 | 274 | 75 | 7 | 19 | 691 | 316 | 274 | 75 | 7 | 19 | 691 | 336 | 276 | 0 | 65 | 14 | 691 | 312 | 278 | 0 | 75 | 26 | 691 | 315 | 50 | 250 | 60 | 16 | 691 | 286 | 50 | 254 | 73 | 28 | 691
[5 empty] | C4 | 0 | 0 | 0 | 0 | 0 | 0 | 0 | 0 | 0 | 0 | 0 | 0 | 0 | 0 | 0 | 0 | 0 | 0 | 0 | 0 | 0 | 0 | 0 | 0 | 0 | 0 | 0 | 0 | 0 | 0 | 0 | 0 | 0 | 0 | 0 | 0
|  |  | 4220 | 4311 |  | 1841 | 1253 | 889 | 77 | 160 |  | 1841 | 1253 | 889 | 77 | 160 |  | 2297 | 1113 | 55 | 622 | 133 |  | 1819 | 1231 | 94 | 858 | 218 |  | 2772 | 239 | 773 | 299 | 228 |  | 1818 | 265 | 1094 | 739 | 395
| 132kV OHL (Tower Line) Conductor |  |  |  | C1 | 73.8 | 131.3 | 25 | 0 | 0 | 230.1 | 73.8 | 131.3 | 25 | 0 | 0 | 230.1 | 66.7 | 82.9 | 80.4 | 0 | 0 | 230 | 59.4 | 83.3 | 87.3 | 0 | 0 | 230 | 102.1 | 56 | 71.8 | 0 | 0 | 229.9 | 58.5 | 56 | 115.4 | 0 | 0 | 229.9
[5 empty] | C2 | 170.7 | 321.8 | 13.3 | 0 | 0 | 505.8 | 170.7 | 321.8 | 13.3 | 0 | 0 | 505.8 | 171.1 | 195.5 | 139.2 | 0 | 0 | 505.8 | 140.1 | 226.5 | 139.2 | 0 | 0 | 505.8 | 145.5 | 134.5 | 225.9 | 0 | 0 | 505.9 | 97.1 | 134.5 | 274.3 | 0 | 0 | 505.9
[5 empty] | C3 | 99.1 | 204.3 | 16.4 | 0 | 0 | 319.8 | 99.1 | 204.3 | 16.4 | 0 | 0 | 319.8 | 88.2 | 160.5 | 71.1 | 0 | 0 | 319.8 | 69.7 | 179 | 71.1 | 0 | 0 | 319.8 | 109 | 77.9 | 133 | 0 | 0 | 319.9 | 54 | 77.9 | 188 | 0 | 0 | 319.9
[5 empty] | C4 | 0 | 0 | 0 | 0 | 0 | 0 | 0 | 0 | 0 | 0 | 0 | 0 | 0 | 0 | 0 | 0 | 0 | 0 | 0 | 0 | 0 | 0 | 0 | 0 | 0 | 0 | 0 | 0 | 0 | 0 | 0 | 0 | 0 | 0 | 0 | 0
[6 empty] | 343.6 | 657.4 | 54.7 | 0 | 0 |  | 343.6 | 657.4 | 54.7 | 0 | 0 |  | 326 | 438.9 | 290.7 | 0 | 0 |  | 269.2 | 488.8 | 297.6 | 0 | 0 |  | 356.6 | 268.4 | 430.7 | 0 | 0 |  | 209.6 | 268.4 | 577.7 | 0 | 0
| [Please insert new asset category as required] |  |  |  | C1 | [5 empty] | 0 | [5 empty] | 0 | 0 | 0 | 0 | 0 | 0 | 0 | [5 empty] | 0 | 0 | 0 | 0 | 0 | 0 | 0 | [5 empty] | 0
[5 empty] | C2 | [5 empty] | 0 | [5 empty] | 0 | 0 | 0 | 0 | 0 | 0 | 0 | [5 empty] | 0 | 0 | 0 | 0 | 0 | 0 | 0 | [5 empty] | 0
[5 empty] | C3 | [5 empty] | 0 | [5 empty] | 0 | 0 | 0 | 0 | 0 | 0 | 0 | [5 empty] | 0 | 0 | 0 | 0 | 0 | 0 | 0 | [5 empty] | 0
[5 empty] | C4 | [5 empty] | 0 | [5 empty] | 0 | 0 | 0 | 0 | 0 | 0 | 0 | [5 empty] | 0 | 0 | 0 | 0 | 0 | 0 | 0 | [5 empty] | 0
[6 empty] | 0 | 0 | 0 | 0 | 0 |  | 0 | 0 | 0 | 0 | 0 |  | 0 | 0 | 0 | 0 | 0 |  | 0 | 0 | 0 | 0 | 0 |  | 0 | 0 | 0 | 0 | 0 |  | 0 | 0 | 0 | 0 | 0
| [Please insert new asset category as required] |  |  |  | C1 | [5 empty] | 0 | [5 empty] | 0 | 0 | 0 | 0 | 0 | 0 | 0 | [5 empty] | 0 | 0 | 0 | 0 | 0 | 0 | 0 | [5 empty] | 0
[5 empty] | C2 | [5 empty] | 0 | [5 empty] | 0 | 0 | 0 | 0 | 0 | 0 | 0 | [5 empty] | 0 | 0 | 0 | 0 | 0 | 0 | 0 | [5 empty] | 0
[5 empty] | C3 | [5 empty] | 0 | [5 empty] | 0 | 0 | 0 | 0 | 0 | 0 | 0 | [5 empty] | 0 | 0 | 0 | 0 | 0 | 0 | 0 | [5 empty] | 0
[5 empty] | C4 | [5 empty] | 0 | [5 empty] | 0 | 0 | 0 | 0 | 0 | 0 | 0 | [5 empty] | 0 | 0 | 0 | 0 | 0 | 0 | 0 | [5 empty] | 0
[6 empty] | 0 | 0 | 0 | 0 | 0 |  | 0 | 0 | 0 | 0 | 0 |  | 0 | 0 | 0 | 0 | 0 |  | 0 | 0 | 0 | 0 | 0 |  | 0 | 0 | 0 | 0 | 0 |  | 0 | 0 | 0 | 0 | 0
| [Please insert new asset category as required] |  |  |  | C1 | [5 empty] | 0 | [5 empty] | 0 | 0 | 0 | 0 | 0 | 0 | 0 | [5 empty] | 0 | 0 | 0 | 0 | 0 | 0 | 0 | [5 empty] | 0
[5 empty] | C2 | [5 empty] | 0 | [5 empty] | 0 | 0 | 0 | 0 | 0 | 0 | 0 | [5 empty] | 0 | 0 | 0 | 0 | 0 | 0 | 0 | [5 empty] | 0
[5 empty] | C3 | [5 empty] | 0 | [5 empty] | 0 | 0 | 0 | 0 | 0 | 0 | 0 | [5 empty] | 0 | 0 | 0 | 0 | 0 | 0 | 0 | [5 empty] | 0
[5 empty] | C4 | [5 empty] | 0 | [5 empty] | 0 | 0 | 0 | 0 | 0 | 0 | 0 | [5 empty] | 0 | 0 | 0 | 0 | 0 | 0 | 0 | [5 empty] | 0
[6 empty] | 0 | 0 | 0 | 0 | 0 |  | 0 | 0 | 0 | 0 | 0 |  | 0 | 0 | 0 | 0 | 0 |  | 0 | 0 | 0 | 0 | 0 |  | 0 | 0 | 0 | 0 | 0 |  | 0 | 0 | 0 | 0 | 0
| [Please insert new asset category as required] |  |  |  | C1 | [5 empty] | 0 | [5 empty] | 0 | 0 | 0 | 0 | 0 | 0 | 0 | [5 empty] | 0 | 0 | 0 | 0 | 0 | 0 | 0 | [5 empty] | 0
[5 empty] | C2 | [5 empty] | 0 | [5 empty] | 0 | 0 | 0 | 0 | 0 | 0 | 0 | [5 empty] | 0 | 0 | 0 | 0 | 0 | 0 | 0 | [5 empty] | 0
[5 empty] | C3 | [5 empty] | 0 | [5 empty] | 0 | 0 | 0 | 0 | 0 | 0 | 0 | [5 empty] | 0 | 0 | 0 | 0 | 0 | 0 | 0 | [5 empty] | 0
[5 empty] | C4 | [5 empty] | 0 | [5 empty] | 0 | 0 | 0 | 0 | 0 | 0 | 0 | [5 empty] | 0 | 0 | 0 | 0 | 0 | 0 | 0 | [5 empty] | 0
[6 empty] | 0 | 0 | 0 | 0 | 0 |  | 0 | 0 | 0 | 0 | 0 |  | 0 | 0 | 0 | 0 | 0 |  | 0 | 0 | 0 | 0 | 0 |  | 0 | 0 | 0 | 0 | 0 |  | 0 | 0 | 0 | 0 | 0
Other
| Submarine Cables |  |  |  | C1 | [5 empty] | 0 | [5 empty] | 0 | 0 | 0 | 0 | 0 | 0 | 0 | [5 empty] | 0 | 0 | 0 | 0 | 0 | 0 | 0 | [5 empty] | 0
[5 empty] | C2 | [5 empty] | 0 | [5 empty] | 0 | 0 | 0 | 0 | 0 | 0 | 0 | [5 empty] | 0 | 0 | 0 | 0 | 0 | 0 | 0 | [5 empty] | 0
[5 empty] | C3 | [5 empty] | 0 | [5 empty] | 0 | 0 | 0 | 0 | 0 | 0 | 0 | [5 empty] | 0 | 0 | 0 | 0 | 0 | 0 | 0 | [5 empty] | 0
[5 empty] | C4 | [5 empty] | 0 | [5 empty] | 0 | 0 | 0 | 0 | 0 | 0 | 0 | [5 empty] | 0 | 0 | 0 | 0 | 0 | 0 | 0 | [5 empty] | 0
[6 empty] | 0 | 0 | 0 | 0 | 0 |  | 0 | 0 | 0 | 0 | 0 |  | 0 | 0 | 0 | 0 | 0 |  | 0 | 0 | 0 | 0 | 0 |  | 0 | 0 | 0 | 0 | 0 |  | 0 | 0 | 0 | 0 | 0
| [Please insert new asset category as required] |  |  |  | C1 | [5 empty] | 0 | [5 empty] | 0 | 0 | 0 | 0 | 0 | 0 | 0 | [5 empty] | 0 | 0 | 0 | 0 | 0 | 0 | 0 | [5 empty] | 0
[5 empty] | C2 | [5 empty] | 0 | [5 empty] | 0 | 0 | 0 | 0 | 0 | 0 | 0 | [5 empty] | 0 | 0 | 0 | 0 | 0 | 0 | 0 | [5 empty] | 0
[5 empty] | C3 | [5 empty] | 0 | [5 empty] | 0 | 0 | 0 | 0 | 0 | 0 | 0 | [5 empty] | 0 | 0 | 0 | 0 | 0 | 0 | 0 | [5 empty] | 0
[5 empty] | C4 | [5 empty] | 0 | [5 empty] | 0 | 0 | 0 | 0 | 0 | 0 | 0 | [5 empty] | 0 | 0 | 0 | 0 | 0 | 0 | 0 | [5 empty] | 0
[6 empty] | 0 | 0 | 0 | 0 | 0 |  | 0 | 0 | 0 | 0 | 0 |  | 0 | 0 | 0 | 0 | 0 |  | 0 | 0 | 0 | 0 | 0 |  | 0 | 0 | 0 | 0 | 0 |  | 0 | 0 | 0 | 0 | 0
| [Please insert new asset category as required] |  |  |  | C1 | [5 empty] | 0 | [5 empty] | 0 | 0 | 0 | 0 | 0 | 0 | 0 | [5 empty] | 0 | 0 | 0 | 0 | 0 | 0 | 0 | [5 empty] | 0
[5 empty] | C2 | [5 empty] | 0 | [5 empty] | 0 | 0 | 0 | 0 | 0 | 0 | 0 | [5 empty] | 0 | 0 | 0 | 0 | 0 | 0 | 0 | [5 empty] | 0
[5 empty] | C3 | [5 empty] | 0 | [5 empty] | 0 | 0 | 0 | 0 | 0 | 0 | 0 | [5 empty] | 0 | 0 | 0 | 0 | 0 | 0 | 0 | [5 empty] | 0
[5 empty] | C4 | [5 empty] | 0 | [5 empty] | 0 | 0 | 0 | 0 | 0 | 0 | 0 | [5 empty] | 0 | 0 | 0 | 0 | 0 | 0 | 0 | [5 empty] | 0
[6 empty] | 0 | 0 | 0 | 0 | 0 |  | 0 | 0 | 0 | 0 | 0 |  | 0 | 0 | 0 | 0 | 0 |  | 0 | 0 | 0 | 0 | 0 |  | 0 | 0 | 0 | 0 | 0 |  | 0 | 0 | 0 | 0 | 0
| [Please insert new asset category as required] |  |  |  | C1 | [5 empty] | 0 | [5 empty] | 0 | 0 | 0 | 0 | 0 | 0 | 0 | [5 empty] | 0 | 0 | 0 | 0 | 0 | 0 | 0 | [5 empty] | 0
[5 empty] | C2 | [5 empty] | 0 | [5 empty] | 0 | 0 | 0 | 0 | 0 | 0 | 0 | [5 empty] | 0 | 0 | 0 | 0 | 0 | 0 | 0 | [5 empty] | 0
[5 empty] | C3 | [5 empty] | 0 | [5 empty] | 0 | 0 | 0 | 0 | 0 | 0 | 0 | [5 empty] | 0 | 0 | 0 | 0 | 0 | 0 | 0 | [5 empty] | 0
[5 empty] | C4 | [5 empty] | 0 | [5 empty] | 0 | 0 | 0 | 0 | 0 | 0 | 0 | [5 empty] | 0 | 0 | 0 | 0 | 0 | 0 | 0 | [5 empty] | 0
[6 empty] | 0 | 0 | 0 | 0 | 0 |  | 0 | 0 | 0 | 0 | 0 |  | 0 | 0 | 0 | 0 | 0 |  | 0 | 0 | 0 | 0 | 0 |  | 0 | 0 | 0 | 0 | 0 |  | 0 | 0 | 0 | 0 | 0
| [Please insert new asset category as required] |  |  |  | C1 | [5 empty] | 0 | [5 empty] | 0 | 0 | 0 | 0 | 0 | 0 | 0 | [5 empty] | 0 | 0 | 0 | 0 | 0 | 0 | 0 | [5 empty] | 0
[5 empty] | C2 | [5 empty] | 0 | [5 empty] | 0 | 0 | 0 | 0 | 0 | 0 | 0 | [5 empty] | 0 | 0 | 0 | 0 | 0 | 0 | 0 | [5 empty] | 0
[5 empty] | C3 | [5 empty] | 0 | [5 empty] | 0 | 0 | 0 | 0 | 0 | 0 | 0 | [5 empty] | 0 | 0 | 0 | 0 | 0 | 0 | 0 | [5 empty] | 0
[5 empty] | C4 | [5 empty] | 0 | [5 empty] | 0 | 0 | 0 | 0 | 0 | 0 | 0 | [5 empty] | 0 | 0 | 0 | 0 | 0 | 0 | 0 | [5 empty] | 0
[6 empty] | 0 | 0 | 0 | 0 | 0 |  | 0 | 0 | 0 | 0 | 0 |  | 0 | 0 | 0 | 0 | 0 |  | 0 | 0 | 0 | 0 | 0 |  | 0 | 0 | 0 | 0 | 0 |  | 0 | 0 | 0 | 0 | 0
| [Please insert new asset category as required] |  |  |  | C1 | [5 empty] | 0 | [5 empty] | 0 | 0 | 0 | 0 | 0 | 0 | 0 | [5 empty] | 0 | 0 | 0 | 0 | 0 | 0 | 0 | [5 empty] | 0
[5 empty] | C2 | [5 empty] | 0 | [5 empty] | 0 | 0 | 0 | 0 | 0 | 0 | 0 | [5 empty] | 0 | 0 | 0 | 0 | 0 | 0 | 0 | [5 empty] | 0
[5 empty] | C3 | [5 empty] | 0 | [5 empty] | 0 | 0 | 0 | 0 | 0 | 0 | 0 | [5 empty] | 0 | 0 | 0 | 0 | 0 | 0 | 0 | [5 empty] | 0
[5 empty] | C4 | [5 empty] | 0 | [5 empty] | 0 | 0 | 0 | 0 | 0 | 0 | 0 | [5 empty] | 0 | 0 | 0 | 0 | 0 | 0 | 0 | [5 empty] | 0
[6 empty] | 0 | 0 | 0 | 0 | 0 |  | 0 | 0 | 0 | 0 | 0 |  | 0 | 0 | 0 | 0 | 0 |  | 0 | 0 | 0 | 0 | 0 |  | 0 | 0 | 0 | 0 | 0 |  | 0 | 0 | 0 | 0 | 0
| TOTAL |  | 252512.6392 | 248262.3132 |  | 155385.1112 | 26350.44 | 39406.423 | 19884.45 | 12587.115 |  | 155385.1112 | 26350.44 | 39406.423 | 19884.45 | 12587.115 |  | 153558.2652 | 30321.418 | 46412.762 | 11891.341 | 9486.553 |  | 144029.7652 | 30662.518 | 49299.462 | 16068.541 | 13558.053 |  | 151354.9071 | 32145.75 | 15528.032 | 35785.841 | 14548.683 |  | 128113.7072 | 32411.75 | 19846.932 | 47186.541 | 26156.183
Health Index Definitions
|  |  | HI1 | New or as new
|  |  | HI2 | Good or seviceable condition
|  |  | HI3 | Deterioration requires assessment and monitoring
|  |  | HI4 | Material deterioration, intervention requires consideration
|  |  | HI5 | End of serviceable life, intervention required
Criticality Index Definitions
|  |  | C1 | Low criticality
|  |  | C2 | Average criticality
|  |  | C3 | High criticality
|  |  | C4 | Very high criticality

## NAW3 - Asset Repl - NPgY
HI3: Secondary deliverables RIIO-ED1 - Asset replacement
NPgY
Price base (2012/13)
| ASSET CATEGORIES |  | ASSET REGISTER |  |  | End of DPCR5 (31 March 2015) with investment | [5 empty] | End of DPCR5 (31 March 2015) without investment | [5 empty] | Mid-Period Review (31 March 2019) planned investment | [5 empty] | Mid-Period Review (31 March 2019) without investment | [5 empty] | End of RIIO-ED1 (31 March 2023) planned investment | [5 empty] | End of RIIO-ED1 (31 March 2023) without investment
Is it your current intention to have a health index for this asset category in the RIIO-ED1 control period.
|  |  | as at 31st March 2015 | as at 31st March 2023 |  | HI 1 | HI 2 | HI 3 | HI 4 | HI 5 |  | HI 1 | HI 2 | HI 3 | HI 4 | HI 5 |  | HI 1 | HI 2 | HI 3 | HI 4 | HI 5 |  | HI 1 | HI 2 | HI 3 | HI 4 | HI 5 |  | HI 1 | HI 2 | HI 3 | HI 4 | HI 5 |  | HI 1 | HI 2 | HI 3 | HI 4 | HI 5
LV Network
| LV Switchgear and Other |  |  |  | C1 | 0 | 0 | 0 | 0 | 0 | 0 | 0 | 0 | 0 | 0 | 0 | 0 | [5 empty] | 0 | 0 | 0 | 0 | 0 | 0 | 0 | [5 empty] | 0 | 0 | 0 | 0 | 0 | 0 | 0 | Yes
[5 empty] | C2 | 0 | 0 | 0 | 0 | 0 | 0 | 0 | 0 | 0 | 0 | 0 | 0 | [5 empty] | 0 | 0 | 0 | 0 | 0 | 0 | 0 | [5 empty] | 0 | 0 | 0 | 0 | 0 | 0 | 0 | No
[5 empty] | C3 | 0 | 0 | 0 | 0 | 0 | 0 | 0 | 0 | 0 | 0 | 0 | 0 | [5 empty] | 0 | 0 | 0 | 0 | 0 | 0 | 0 | [5 empty] | 0 | 0 | 0 | 0 | 0 | 0 | 0
[5 empty] | C4 | 0 | 0 | 0 | 0 | 0 | 0 | 0 | 0 | 0 | 0 | 0 | 0 | [5 empty] | 0 | 0 | 0 | 0 | 0 | 0 | 0 | [5 empty] | 0 | 0 | 0 | 0 | 0 | 0 | 0
|  |  | 0 | 0 |  | 0 | 0 | 0 | 0 | 0 |  | 0 | 0 | 0 | 0 | 0 |  | 0 | 0 | 0 | 0 | 0 |  | 0 | 0 | 0 | 0 | 0 |  | 0 | 0 | 0 | 0 | 0 |  | 0 | 0 | 0 | 0 | 0
| LV UGB |  |  |  | C1 | 0 | 0 | 0 | 0 | 0 | 0 | 0 | 0 | 0 | 0 | 0 | 0 | [5 empty] | 0 | 0 | 0 | 0 | 0 | 0 | 0 | [5 empty] | 0 | 0 | 0 | 0 | 0 | 0 | 0
[5 empty] | C2 | 0 | 0 | 0 | 0 | 0 | 0 | 0 | 0 | 0 | 0 | 0 | 0 | [5 empty] | 0 | 0 | 0 | 0 | 0 | 0 | 0 | [5 empty] | 0 | 0 | 0 | 0 | 0 | 0 | 0
[5 empty] | C3 | 0 | 0 | 0 | 0 | 0 | 0 | 0 | 0 | 0 | 0 | 0 | 0 | [5 empty] | 0 | 0 | 0 | 0 | 0 | 0 | 0 | [5 empty] | 0 | 0 | 0 | 0 | 0 | 0 | 0
[5 empty] | C4 | 0 | 0 | 0 | 0 | 0 | 0 | 0 | 0 | 0 | 0 | 0 | 0 | [5 empty] | 0 | 0 | 0 | 0 | 0 | 0 | 0 | [5 empty] | 0 | 0 | 0 | 0 | 0 | 0 | 0
|  |  | 0 | 0 |  | 0 | 0 | 0 | 0 | 0 |  | 0 | 0 | 0 | 0 | 0 |  | 0 | 0 | 0 | 0 | 0 |  | 0 | 0 | 0 | 0 | 0 |  | 0 | 0 | 0 | 0 | 0 |  | 0 | 0 | 0 | 0 | 0
| LV OHL Support |  |  |  | C1 | 9126 | 1541 | 5826 | 1255 | 1115 | 18863 | 9126 | 1541 | 5826 | 1255 | 1115 | 18863 | 695 | 0 | 0 | -416 | -417 | -138 | 8491 | 1652 | 6151 | 1305 | 1264 | 18863 | 1705 | 0 | 0 | -1098 | -947 | -340 | 7925 | 1379 | 1108 | 5996 | 2455 | 18863
[5 empty] | C2 | 6240 | 1457 | 4520 | 1220 | 1130 | 14567 | 6240 | 1457 | 4520 | 1220 | 1130 | 14567 | 831 | 0 | -343 | -295 | -368 | -175 | 5759 | 1353 | 4905 | 1281 | 1269 | 14567 | 2176 | 0 | -343 | -1168 | -908 | -243 | 5339 | 1031 | 1091 | 4661 | 2445 | 14567
[5 empty] | C3 | 4917 | 1572 | 3714 | 1014 | 1132 | 12349 | 4917 | 1572 | 3714 | 1014 | 1132 | 12349 | 892 | -48 | -445 | -272 | -305 | -178 | 4247 | 1696 | 4049 | 1106 | 1251 | 12349 | 1925 | -48 | -512 | -1010 | -739 | -384 | 3716 | 1391 | 1032 | 3961 | 2249 | 12349
[5 empty] | C4 | 525 | 143 | 377 | 92 | 124 | 1261 | 525 | 143 | 377 | 92 | 124 | 1261 | 61 | -5 | -5 | -28 | -32 | -9 | 453 | 159 | 410 | 100 | 139 | 1261 | 193 | -12 | -15 | -122 | -77 | -33 | 407 | 121 | 104 | 402 | 227 | 1261
|  |  | 47782 | 46782 |  | 20808 | 4713 | 14437 | 3581 | 3501 |  | 20808 | 4713 | 14437 | 3581 | 3501 |  | 2479 | -53 | -793 | -1011 | -1122 |  | 18950 | 4860 | 15515 | 3792 | 3923 |  | 5999 | -60 | -870 | -3398 | -2671 |  | 17387 | 3922 | 3335 | 15020 | 7376
| [Please insert new asset category as required] |  |  |  | C1 | 0 | 0 | 0 | 0 | 0 | 0 | 0 | 0 | 0 | 0 | 0 | 0 | [5 empty] | 0 | 0 | 0 | 0 | 0 | 0 | 0 | [5 empty] | 0 | 0 | 0 | 0 | 0 | 0 | 0
[5 empty] | C2 | 0 | 0 | 0 | 0 | 0 | 0 | 0 | 0 | 0 | 0 | 0 | 0 | [5 empty] | 0 | 0 | 0 | 0 | 0 | 0 | 0 | [5 empty] | 0 | 0 | 0 | 0 | 0 | 0 | 0
[5 empty] | C3 | 0 | 0 | 0 | 0 | 0 | 0 | 0 | 0 | 0 | 0 | 0 | 0 | [5 empty] | 0 | 0 | 0 | 0 | 0 | 0 | 0 | [5 empty] | 0 | 0 | 0 | 0 | 0 | 0 | 0
[5 empty] | C4 | 0 | 0 | 0 | 0 | 0 | 0 | 0 | 0 | 0 | 0 | 0 | 0 | [5 empty] | 0 | 0 | 0 | 0 | 0 | 0 | 0 | [5 empty] | 0 | 0 | 0 | 0 | 0 | 0 | 0
|  |  | 0 | 0 |  | 0 | 0 | 0 | 0 | 0 |  | 0 | 0 | 0 | 0 | 0 |  | 0 | 0 | 0 | 0 | 0 |  | 0 | 0 | 0 | 0 | 0 |  | 0 | 0 | 0 | 0 | 0 |  | 0 | 0 | 0 | 0 | 0
| [Please insert new asset category as required] |  |  |  | C1 | 0 | 0 | 0 | 0 | 0 | 0 | 0 | 0 | 0 | 0 | 0 | 0 | [5 empty] | 0 | 0 | 0 | 0 | 0 | 0 | 0 | [5 empty] | 0 | 0 | 0 | 0 | 0 | 0 | 0
[5 empty] | C2 | 0 | 0 | 0 | 0 | 0 | 0 | 0 | 0 | 0 | 0 | 0 | 0 | [5 empty] | 0 | 0 | 0 | 0 | 0 | 0 | 0 | [5 empty] | 0 | 0 | 0 | 0 | 0 | 0 | 0
[5 empty] | C3 | 0 | 0 | 0 | 0 | 0 | 0 | 0 | 0 | 0 | 0 | 0 | 0 | [5 empty] | 0 | 0 | 0 | 0 | 0 | 0 | 0 | [5 empty] | 0 | 0 | 0 | 0 | 0 | 0 | 0
[5 empty] | C4 | 0 | 0 | 0 | 0 | 0 | 0 | 0 | 0 | 0 | 0 | 0 | 0 | [5 empty] | 0 | 0 | 0 | 0 | 0 | 0 | 0 | [5 empty] | 0 | 0 | 0 | 0 | 0 | 0 | 0
|  |  | 0 | 0 |  | 0 | 0 | 0 | 0 | 0 |  | 0 | 0 | 0 | 0 | 0 |  | 0 | 0 | 0 | 0 | 0 |  | 0 | 0 | 0 | 0 | 0 |  | 0 | 0 | 0 | 0 | 0 |  | 0 | 0 | 0 | 0 | 0
| [Please insert new asset category as required] |  |  |  | C1 | 0 | 0 | 0 | 0 | 0 | 0 | 0 | 0 | 0 | 0 | 0 | 0 | [5 empty] | 0 | 0 | 0 | 0 | 0 | 0 | 0 | [5 empty] | 0 | 0 | 0 | 0 | 0 | 0 | 0
[5 empty] | C2 | 0 | 0 | 0 | 0 | 0 | 0 | 0 | 0 | 0 | 0 | 0 | 0 | [5 empty] | 0 | 0 | 0 | 0 | 0 | 0 | 0 | [5 empty] | 0 | 0 | 0 | 0 | 0 | 0 | 0
[5 empty] | C3 | 0 | 0 | 0 | 0 | 0 | 0 | 0 | 0 | 0 | 0 | 0 | 0 | [5 empty] | 0 | 0 | 0 | 0 | 0 | 0 | 0 | [5 empty] | 0 | 0 | 0 | 0 | 0 | 0 | 0
[5 empty] | C4 | 0 | 0 | 0 | 0 | 0 | 0 | 0 | 0 | 0 | 0 | 0 | 0 | [5 empty] | 0 | 0 | 0 | 0 | 0 | 0 | 0 | [5 empty] | 0 | 0 | 0 | 0 | 0 | 0 | 0
|  |  | 0 | 0 |  | 0 | 0 | 0 | 0 | 0 |  | 0 | 0 | 0 | 0 | 0 |  | 0 | 0 | 0 | 0 | 0 |  | 0 | 0 | 0 | 0 | 0 |  | 0 | 0 | 0 | 0 | 0 |  | 0 | 0 | 0 | 0 | 0
| [Please insert new asset category as required] |  |  |  | C1 | 0 | 0 | 0 | 0 | 0 | 0 | 0 | 0 | 0 | 0 | 0 | 0 | [5 empty] | 0 | 0 | 0 | 0 | 0 | 0 | 0 | [5 empty] | 0 | 0 | 0 | 0 | 0 | 0 | 0
[5 empty] | C2 | 0 | 0 | 0 | 0 | 0 | 0 | 0 | 0 | 0 | 0 | 0 | 0 | [5 empty] | 0 | 0 | 0 | 0 | 0 | 0 | 0 | [5 empty] | 0 | 0 | 0 | 0 | 0 | 0 | 0
[5 empty] | C3 | 0 | 0 | 0 | 0 | 0 | 0 | 0 | 0 | 0 | 0 | 0 | 0 | [5 empty] | 0 | 0 | 0 | 0 | 0 | 0 | 0 | [5 empty] | 0 | 0 | 0 | 0 | 0 | 0 | 0
[5 empty] | C4 | 0 | 0 | 0 | 0 | 0 | 0 | 0 | 0 | 0 | 0 | 0 | 0 | [5 empty] | 0 | 0 | 0 | 0 | 0 | 0 | 0 | [5 empty] | 0 | 0 | 0 | 0 | 0 | 0 | 0
|  |  | 0 | 0 |  | 0 | 0 | 0 | 0 | 0 |  | 0 | 0 | 0 | 0 | 0 |  | 0 | 0 | 0 | 0 | 0 |  | 0 | 0 | 0 | 0 | 0 |  | 0 | 0 | 0 | 0 | 0 |  | 0 | 0 | 0 | 0 | 0
| [Please insert new asset category as required] |  |  |  | C1 | 0 | 0 | 0 | 0 | 0 | 0 | 0 | 0 | 0 | 0 | 0 | 0 | [5 empty] | 0 | 0 | 0 | 0 | 0 | 0 | 0 | [5 empty] | 0 | 0 | 0 | 0 | 0 | 0 | 0
[5 empty] | C2 | 0 | 0 | 0 | 0 | 0 | 0 | 0 | 0 | 0 | 0 | 0 | 0 | [5 empty] | 0 | 0 | 0 | 0 | 0 | 0 | 0 | [5 empty] | 0 | 0 | 0 | 0 | 0 | 0 | 0
[5 empty] | C3 | 0 | 0 | 0 | 0 | 0 | 0 | 0 | 0 | 0 | 0 | 0 | 0 | [5 empty] | 0 | 0 | 0 | 0 | 0 | 0 | 0 | [5 empty] | 0 | 0 | 0 | 0 | 0 | 0 | 0
[5 empty] | C4 | 0 | 0 | 0 | 0 | 0 | 0 | 0 | 0 | 0 | 0 | 0 | 0 | [5 empty] | 0 | 0 | 0 | 0 | 0 | 0 | 0 | [5 empty] | 0 | 0 | 0 | 0 | 0 | 0 | 0
|  |  | 0 | 0 |  | 0 | 0 | 0 | 0 | 0 |  | 0 | 0 | 0 | 0 | 0 |  | 0 | 0 | 0 | 0 | 0 |  | 0 | 0 | 0 | 0 | 0 |  | 0 | 0 | 0 | 0 | 0 |  | 0 | 0 | 0 | 0 | 0
HV Network
| HV Switchgear (GM) - Primary |  |  |  | C1 | 1035 | 192 | 332 | 36 | 134 | 1729 | 1035 | 192 | 332 | 36 | 134 | 1729 | 90 | 0 | 0 | 0 | -94 | -4 | 975 | 206 | 187 | 199 | 162 | 1729 | 90 | 0 | 0 | 0 | -94 | -4 | 873 | 201 | 127 | 196 | 332 | 1729
[5 empty] | C2 | 1038 | 116 | 299 | 50 | 163 | 1666 | 1038 | 116 | 299 | 50 | 163 | 1666 | 206 | 0 | 0 | -115 | -109 | -18 | 920 | 219 | 162 | 170 | 195 | 1666 | 333 | 0 | 0 | -119 | -251 | -37 | 754 | 324 | 73 | 162 | 353 | 1666
[5 empty] | C3 | 441 | 74 | 207 | 43 | 29 | 794 | 441 | 74 | 207 | 43 | 29 | 794 | 85 | 0 | -1 | -52 | -35 | -3 | 390 | 101 | 165 | 80 | 58 | 794 | 148 | 0 | -1 | -60 | -92 | -5 | 306 | 177 | 31 | 150 | 130 | 794
[5 empty] | C4 | 26 | 4 | 32 | 0 | 3 | 65 | 26 | 4 | 32 | 0 | 3 | 65 | 25 | 0 | -15 | -4 | -2 | 4 | 26 | 0 | 23 | 13 | 3 | 65 | 26 | 0 | -3 | -4 | -6 | 13 | 22 | 4 | 3 | 21 | 15 | 65
|  |  | 4274 | 4244 |  | 2540 | 386 | 870 | 129 | 329 |  | 2540 | 386 | 870 | 129 | 329 |  | 406 | 0 | -16 | -171 | -240 |  | 2311 | 526 | 537 | 462 | 418 |  | 597 | 0 | -4 | -183 | -443 |  | 1955 | 706 | 234 | 529 | 830
| HV Switchgear (GM) - Distribution |  |  |  | C1 | 1908 | 128 | 47 | 929 | 286 | 3298 | 1908 | 128 | 47 | 929 | 286 | 3298 | 46 | 0 | 0 | -100 | -30 | -84 | 1977 | 103 | 804 | 338 | 77 | 3299 | 81 | 0 | 0 | -100 | -131 | -150 | 1908 | 128 | 47 | 929 | 286 | 3298
[5 empty] | C2 | 12670 | 1938 | 1043 | 6322 | 2454 | 24427 | 12670 | 1938 | 1043 | 6322 | 2454 | 24427 | 711 | -100 | -795 | -754 | -420 | -1358 | 13614 | 1906 | 5517 | 2541 | 848 | 24426 | 1555 | -200 | -895 | -2000 | -1424 | -2964 | 12670 | 1938 | 1043 | 6322 | 2454 | 24427
[5 empty] | C3 | 2361 | 356 | 270 | 810 | 388 | 4185 | 2361 | 356 | 270 | 810 | 388 | 4185 | 148 | 0 | -258 | -123 | -43 | -276 | 2557 | 260 | 868 | 413 | 87 | 4185 | 278 | 0 | -258 | -327 | -214 | -521 | 2361 | 356 | 270 | 810 | 388 | 4185
[5 empty] | C4 | 10 | 1 | 0 | 0 | 6 | 17 | 10 | 1 | 0 | 0 | 6 | 17 | 0 | 0 | 0 | 0 | 0 | 0 | 11 | 0 | 0 | 6 | 0 | 17 | 3 | 0 | 0 | 0 | -6 | -3 | 10 | 1 | 0 | 0 | 6 | 17
|  |  | 30337 | 26699 |  | 16949 | 2423 | 1360 | 8061 | 3134 |  | 16949 | 2423 | 1360 | 8061 | 3134 |  | 905 | -100 | -1053 | -977 | -493 |  | 18159 | 2269 | 7189 | 3298 | 1012 |  | 1917 | -200 | -1153 | -2427 | -1775 |  | 16949 | 2423 | 1360 | 8061 | 3134
| HV Transformer (GM) |  |  |  | C1 | 557 | 91 | 39 | 5 | 2 | 694 | 557 | 91 | 39 | 5 | 2 | 694 | 26 | 0 | -21 | -4 | -1 | 0 | 495 | 139 | 51 | 6 | 2 | 693 | 52 | 0 | -21 | -26 | -5 | 0 | 444 | 150 | 51 | 41 | 7 | 693
[5 empty] | C2 | 12639 | 681 | 187 | 18 | 15 | 13540 | 12639 | 681 | 187 | 18 | 15 | 13540 | 226 | 0 | -191 | -26 | -9 | 0 | 11743 | 1421 | 318 | 44 | 15 | 13541 | 471 | 0 | -279 | -164 | -28 | 0 | 9638 | 3270 | 337 | 256 | 40 | 13541
[5 empty] | C3 | 1056 | 93 | 23 | 5 | 0 | 1177 | 1056 | 93 | 23 | 5 | 0 | 1177 | 130 | -100 | -25 | -5 | 0 | 0 | 960 | 167 | 42 | 8 | 0 | 1177 | 259 | -197 | -41 | -19 | -2 | 0 | 795 | 297 | 52 | 29 | 4 | 1177
[5 empty] | C4 | 0 | 0 | 0 | 0 | 0 | 0 | 0 | 0 | 0 | 0 | 0 | 0 | 0 | 0 | 0 | 0 | 0 | 0 | 0 | 0 | 0 | 0 | 0 | 0 | 0 | 0 | 0 | 0 | 0 | 0 | 0 | 0 | 0 | 0 | 0 | 0
|  |  | 15360 | 15360 |  | 14252 | 865 | 249 | 28 | 17 |  | 14252 | 865 | 249 | 28 | 17 |  | 382 | -100 | -237 | -35 | -10 |  | 13198 | 1727 | 411 | 58 | 17 |  | 782 | -197 | -341 | -209 | -35 |  | 10877 | 3717 | 440 | 326 | 51
| HV UG Cable |  |  |  | C1 | 0 | 0 | 0 | 0 | 0 | 0 | 0 | 0 | 0 | 0 | 0 | 0 | [5 empty] | 0 | 0 | 0 | 0 | 0 | 0 | 0 | [5 empty] | 0 | 0 | 0 | 0 | 0 | 0 | 0
[5 empty] | C2 | 0 | 0 | 0 | 0 | 0 | 0 | 0 | 0 | 0 | 0 | 0 | 0 | [5 empty] | 0 | 0 | 0 | 0 | 0 | 0 | 0 | [5 empty] | 0 | 0 | 0 | 0 | 0 | 0 | 0
[5 empty] | C3 | 0 | 0 | 0 | 0 | 0 | 0 | 0 | 0 | 0 | 0 | 0 | 0 | [5 empty] | 0 | 0 | 0 | 0 | 0 | 0 | 0 | [5 empty] | 0 | 0 | 0 | 0 | 0 | 0 | 0
[5 empty] | C4 | 0 | 0 | 0 | 0 | 0 | 0 | 0 | 0 | 0 | 0 | 0 | 0 | [5 empty] | 0 | 0 | 0 | 0 | 0 | 0 | 0 | [5 empty] | 0 | 0 | 0 | 0 | 0 | 0 | 0
|  |  | 0 | 0 |  | 0 | 0 | 0 | 0 | 0 |  | 0 | 0 | 0 | 0 | 0 |  | 0 | 0 | 0 | 0 | 0 |  | 0 | 0 | 0 | 0 | 0 |  | 0 | 0 | 0 | 0 | 0 |  | 0 | 0 | 0 | 0 | 0
| HV OHL Support - Poles |  |  |  | C1 | 33262 | 3730 | 7547 | 2769 | 1564 | 48872 | 33262 | 3730 | 7547 | 2769 | 1564 | 48872 | 1289 | 0 | -230 | -489 | -570 | 0 | 30294 | 5541 | 8083 | 2917 | 2037 | 48872 | 3770 | 0 | -554 | -1442 | -1774 | 0 | 26428 | 7329 | 2488 | 8043 | 4584 | 48872
[5 empty] | C2 | 29965 | 3754 | 5334 | 1720 | 1375 | 42148 | 29965 | 3754 | 5334 | 1720 | 1375 | 42148 | 968 | 0 | -72 | -411 | -485 | 0 | 27284 | 5087 | 6109 | 1935 | 1733 | 42148 | 2808 | 0 | -212 | -1211 | -1385 | 0 | 24009 | 6261 | 2611 | 5908 | 3359 | 42148
[5 empty] | C3 | 11306 | 1779 | 1979 | 592 | 576 | 16232 | 11306 | 1779 | 1979 | 592 | 576 | 16232 | 388 | -27 | -27 | -157 | -177 | 0 | 10223 | 2254 | 2368 | 682 | 705 | 16232 | 1213 | -150 | -80 | -462 | -521 | 0 | 9000 | 2486 | 1245 | 2234 | 1267 | 16232
[5 empty] | C4 | 5097 | 799 | 883 | 259 | 264 | 7302 | 5097 | 799 | 883 | 259 | 264 | 7302 | 175 | -12 | -12 | -71 | -80 | 0 | 4570 | 1084 | 1043 | 299 | 306 | 7302 | 518 | -36 | -36 | -210 | -236 | 0 | 4007 | 1144 | 600 | 984 | 567 | 7302
|  |  | 114978 | 114978 |  | 79630 | 10062 | 15743 | 5340 | 3779 |  | 79630 | 10062 | 15743 | 5340 | 3779 |  | 2820 | -39 | -341 | -1128 | -1312 |  | 72371 | 13966 | 17603 | 5833 | 4781 |  | 8309 | -186 | -882 | -3325 | -3916 |  | 63444 | 17220 | 6944 | 17169 | 9777
| [Please insert new asset category as required] |  |  |  | C1 | 0 | 0 | 0 | 0 | 0 | 0 | 0 | 0 | 0 | 0 | 0 | 0 | [5 empty] | 0 | 0 | 0 | 0 | 0 | 0 | 0 | [5 empty] | 0 | 0 | 0 | 0 | 0 | 0 | 0
[5 empty] | C2 | 0 | 0 | 0 | 0 | 0 | 0 | 0 | 0 | 0 | 0 | 0 | 0 | [5 empty] | 0 | 0 | 0 | 0 | 0 | 0 | 0 | [5 empty] | 0 | 0 | 0 | 0 | 0 | 0 | 0
[5 empty] | C3 | 0 | 0 | 0 | 0 | 0 | 0 | 0 | 0 | 0 | 0 | 0 | 0 | [5 empty] | 0 | 0 | 0 | 0 | 0 | 0 | 0 | [5 empty] | 0 | 0 | 0 | 0 | 0 | 0 | 0
[5 empty] | C4 | 0 | 0 | 0 | 0 | 0 | 0 | 0 | 0 | 0 | 0 | 0 | 0 | [5 empty] | 0 | 0 | 0 | 0 | 0 | 0 | 0 | [5 empty] | 0 | 0 | 0 | 0 | 0 | 0 | 0
|  |  | 0 | 0 |  | 0 | 0 | 0 | 0 | 0 |  | 0 | 0 | 0 | 0 | 0 |  | 0 | 0 | 0 | 0 | 0 |  | 0 | 0 | 0 | 0 | 0 |  | 0 | 0 | 0 | 0 | 0 |  | 0 | 0 | 0 | 0 | 0
| [Please insert new asset category as required] |  |  |  | C1 | 0 | 0 | 0 | 0 | 0 | 0 | 0 | 0 | 0 | 0 | 0 | 0 | [5 empty] | 0 | 0 | 0 | 0 | 0 | 0 | 0 | [5 empty] | 0 | 0 | 0 | 0 | 0 | 0 | 0
[5 empty] | C2 | 0 | 0 | 0 | 0 | 0 | 0 | 0 | 0 | 0 | 0 | 0 | 0 | [5 empty] | 0 | 0 | 0 | 0 | 0 | 0 | 0 | [5 empty] | 0 | 0 | 0 | 0 | 0 | 0 | 0
[5 empty] | C3 | 0 | 0 | 0 | 0 | 0 | 0 | 0 | 0 | 0 | 0 | 0 | 0 | [5 empty] | 0 | 0 | 0 | 0 | 0 | 0 | 0 | [5 empty] | 0 | 0 | 0 | 0 | 0 | 0 | 0
[5 empty] | C4 | 0 | 0 | 0 | 0 | 0 | 0 | 0 | 0 | 0 | 0 | 0 | 0 | [5 empty] | 0 | 0 | 0 | 0 | 0 | 0 | 0 | [5 empty] | 0 | 0 | 0 | 0 | 0 | 0 | 0
|  |  | 0 | 0 |  | 0 | 0 | 0 | 0 | 0 |  | 0 | 0 | 0 | 0 | 0 |  | 0 | 0 | 0 | 0 | 0 |  | 0 | 0 | 0 | 0 | 0 |  | 0 | 0 | 0 | 0 | 0 |  | 0 | 0 | 0 | 0 | 0
| [Please insert new asset category as required] |  |  |  | C1 | 0 | 0 | 0 | 0 | 0 | 0 | 0 | 0 | 0 | 0 | 0 | 0 | [5 empty] | 0 | 0 | 0 | 0 | 0 | 0 | 0 | [5 empty] | 0 | 0 | 0 | 0 | 0 | 0 | 0
[5 empty] | C2 | 0 | 0 | 0 | 0 | 0 | 0 | 0 | 0 | 0 | 0 | 0 | 0 | [5 empty] | 0 | 0 | 0 | 0 | 0 | 0 | 0 | [5 empty] | 0 | 0 | 0 | 0 | 0 | 0 | 0
[5 empty] | C3 | 0 | 0 | 0 | 0 | 0 | 0 | 0 | 0 | 0 | 0 | 0 | 0 | [5 empty] | 0 | 0 | 0 | 0 | 0 | 0 | 0 | [5 empty] | 0 | 0 | 0 | 0 | 0 | 0 | 0
[5 empty] | C4 | 0 | 0 | 0 | 0 | 0 | 0 | 0 | 0 | 0 | 0 | 0 | 0 | [5 empty] | 0 | 0 | 0 | 0 | 0 | 0 | 0 | [5 empty] | 0 | 0 | 0 | 0 | 0 | 0 | 0
|  |  | 0 | 0 |  | 0 | 0 | 0 | 0 | 0 |  | 0 | 0 | 0 | 0 | 0 |  | 0 | 0 | 0 | 0 | 0 |  | 0 | 0 | 0 | 0 | 0 |  | 0 | 0 | 0 | 0 | 0 |  | 0 | 0 | 0 | 0 | 0
| [Please insert new asset category as required] |  |  |  | C1 | 0 | 0 | 0 | 0 | 0 | 0 | 0 | 0 | 0 | 0 | 0 | 0 | [5 empty] | 0 | 0 | 0 | 0 | 0 | 0 | 0 | [5 empty] | 0 | 0 | 0 | 0 | 0 | 0 | 0
[5 empty] | C2 | 0 | 0 | 0 | 0 | 0 | 0 | 0 | 0 | 0 | 0 | 0 | 0 | [5 empty] | 0 | 0 | 0 | 0 | 0 | 0 | 0 | [5 empty] | 0 | 0 | 0 | 0 | 0 | 0 | 0
[5 empty] | C3 | 0 | 0 | 0 | 0 | 0 | 0 | 0 | 0 | 0 | 0 | 0 | 0 | [5 empty] | 0 | 0 | 0 | 0 | 0 | 0 | 0 | [5 empty] | 0 | 0 | 0 | 0 | 0 | 0 | 0
[5 empty] | C4 | 0 | 0 | 0 | 0 | 0 | 0 | 0 | 0 | 0 | 0 | 0 | 0 | [5 empty] | 0 | 0 | 0 | 0 | 0 | 0 | 0 | [5 empty] | 0 | 0 | 0 | 0 | 0 | 0 | 0
|  |  | 0 | 0 |  | 0 | 0 | 0 | 0 | 0 |  | 0 | 0 | 0 | 0 | 0 |  | 0 | 0 | 0 | 0 | 0 |  | 0 | 0 | 0 | 0 | 0 |  | 0 | 0 | 0 | 0 | 0 |  | 0 | 0 | 0 | 0 | 0
| [Please insert new asset category as required] |  |  |  | C1 | 0 | 0 | 0 | 0 | 0 | 0 | 0 | 0 | 0 | 0 | 0 | 0 | [5 empty] | 0 | 0 | 0 | 0 | 0 | 0 | 0 | [5 empty] | 0 | 0 | 0 | 0 | 0 | 0 | 0
[5 empty] | C2 | 0 | 0 | 0 | 0 | 0 | 0 | 0 | 0 | 0 | 0 | 0 | 0 | [5 empty] | 0 | 0 | 0 | 0 | 0 | 0 | 0 | [5 empty] | 0 | 0 | 0 | 0 | 0 | 0 | 0
[5 empty] | C3 | 0 | 0 | 0 | 0 | 0 | 0 | 0 | 0 | 0 | 0 | 0 | 0 | [5 empty] | 0 | 0 | 0 | 0 | 0 | 0 | 0 | [5 empty] | 0 | 0 | 0 | 0 | 0 | 0 | 0
[5 empty] | C4 | 0 | 0 | 0 | 0 | 0 | 0 | 0 | 0 | 0 | 0 | 0 | 0 | [5 empty] | 0 | 0 | 0 | 0 | 0 | 0 | 0 | [5 empty] | 0 | 0 | 0 | 0 | 0 | 0 | 0
|  |  | 0 | 0 |  | 0 | 0 | 0 | 0 | 0 |  | 0 | 0 | 0 | 0 | 0 |  | 0 | 0 | 0 | 0 | 0 |  | 0 | 0 | 0 | 0 | 0 |  | 0 | 0 | 0 | 0 | 0 |  | 0 | 0 | 0 | 0 | 0
EHV Network
| EHV Switchgear (GM) |  |  |  | C1 | 391 | 50 | 4 | 1 | 13 | 459 | 391 | 50 | 4 | 1 | 13 | 459 | 0 | 0 | 0 | 0 | 0 | 0 | 383 | 52 | 8 | 3 | 13 | 459 | 6 | 0 | 0 | -1 | -2 | 3 | 353 | 54 | 32 | 6 | 14 | 459
[5 empty] | C2 | 469 | 70 | 18 | 15 | 52 | 624 | 469 | 70 | 18 | 15 | 52 | 624 | 6 | 0 | -5 | 0 | -3 | -2 | 458 | 64 | 28 | 17 | 57 | 624 | 40 | 0 | -10 | -4 | -32 | -6 | 438 | 37 | 62 | 19 | 68 | 624
[5 empty] | C3 | 357 | 0 | 3 | 21 | 0 | 381 | 357 | 0 | 3 | 21 | 0 | 381 | 0 | 0 | 0 | 0 | 0 | 0 | 357 | 0 | 0 | 13 | 11 | 381 | 14 | 0 | 0 | 0 | -14 | 0 | 337 | 20 | 0 | 10 | 14 | 381
[5 empty] | C4 | 0 | 0 | 0 | 0 | 0 | 0 | 0 | 0 | 0 | 0 | 0 | 0 | 0 | 0 | 0 | 0 | 0 | 0 | 0 | 0 | 0 | 0 | 0 | 0 | 0 | 0 | 0 | 0 | 0 | 0 | 0 | 0 | 0 | 0 | 0 | 0
|  |  | 1438 | 1447 |  | 1217 | 120 | 25 | 37 | 65 |  | 1217 | 120 | 25 | 37 | 65 |  | 6 | 0 | -5 | 0 | -3 |  | 1198 | 116 | 36 | 33 | 81 |  | 60 | 0 | -10 | -5 | -48 |  | 1128 | 111 | 94 | 35 | 96
| EHV Transformer |  |  |  | C1 | 8 | 3 | 0 | 0 | 0 | 11 | 8 | 3 | 0 | 0 | 0 | 11 | 0 | 0 | 0 | 0 | 0 | 0 | 7 | 1 | 3 | 0 | 0 | 11 | 0 | 0 | 0 | 0 | 0 | 0 | 7 | 1 | 1 | 2 | 0 | 11
[5 empty] | C2 | 380 | 133 | 42 | 32 | 14 | 601 | 380 | 133 | 42 | 32 | 14 | 601 | 11 | -1 | -2 | -5 | -3 | 0 | 303 | 174 | 54 | 44 | 31 | 606 | 38 | -3 | -2 | -9 | -24 | 0 | 227 | 176 | 89 | 56 | 58 | 606
[5 empty] | C3 | 39 | 7 | 3 | 0 | 1 | 50 | 39 | 7 | 3 | 0 | 1 | 50 | 0 | 0 | 0 | 0 | 0 | 0 | 37 | 6 | 4 | 2 | 1 | 50 | 1 | 0 | 0 | 0 | -1 | 0 | 33 | 8 | 3 | 5 | 1 | 50
[5 empty] | C4 | 0 | 0 | 0 | 0 | 0 | 0 | 0 | 0 | 0 | 0 | 0 | 0 | 0 | 0 | 0 | 0 | 0 | 0 | 0 | 0 | 0 | 0 | 0 | 0 | 0 | 0 | 0 | 0 | 0 | 0 | 0 | 0 | 0 | 0 | 0 | 0
|  |  | 662 | 660 |  | 427 | 143 | 45 | 32 | 15 |  | 427 | 143 | 45 | 32 | 15 |  | 11 | -1 | -2 | -5 | -3 |  | 347 | 181 | 61 | 46 | 32 |  | 39 | -3 | -2 | -9 | -25 |  | 267 | 185 | 93 | 63 | 59
| EHV UG Cable (Gas) |  |  |  | C1 | 0 | 0 | 0 | 0 | 0 | 0 | 0 | 0 | 0 | 0 | 0 | 0 | 0 | 0 | 0 | 0 | 0 | 0 | 0 | 0 | 0 | 0 | 0 | 0 | 0 | 0 | 0 | 0 | 0 | 0 | 0 | 0 | 0 | 0 | 0 | 0
[5 empty] | C2 | 25.214 | 4.451 | 83.412 | 4.06 | 8.76 | 125.897 | 25.214 | 4.451 | 83.412 | 4.06 | 8.76 | 125.897 | 0 | 0 | 0 | -2.9 | -2.1 | -5 | 24.692 | 2.83 | 83.599 | 6.016 | 8.76 | 125.897 | 0 | 0 | 0 | -4.8 | -4.2 | -9 | 23.868 | 0.874 | 20.882 | 75.131 | 10.716 | 131.471
[5 empty] | C3 | 0.359 | 0 | 0 | 0 | 0 | 0.359 | 0.359 | 0 | 0 | 0 | 0 | 0.359 | 0 | 0 | 0 | 0 | 0 | 0 | 0.359 | 0 | 0 | 0 | 0 | 0.359 | 0 | 0 | 0 | 0 | 0 | 0 | 0.359 | 0 | 0 | 0 | 0 | 0.359
[5 empty] | C4 | 0 | 0 | 0 | 0 | 0 | 0 | 0 | 0 | 0 | 0 | 0 | 0 | 0 | 0 | 0 | 0 | 0 | 0 | 0 | 0 | 0 | 0 | 0 | 0 | 0 | 0 | 0 | 0 | 0 | 0 | 0 | 0 | 0 | 0 | 0 | 0
|  |  | 115 | 105 |  | 25.573 | 4.451 | 83.412 | 4.06 | 8.76 |  | 25.573 | 4.451 | 83.412 | 4.06 | 8.76 |  | 0 | 0 | 0 | -2.9 | -2.1 |  | 25.051 | 2.83 | 83.599 | 6.016 | 8.76 |  | 0 | 0 | 0 | -4.8 | -4.2 |  | 24.227 | 0.874 | 20.882 | 75.131 | 10.716
| EHV UG Cable (Oil) |  |  |  | C1 | 37.905 | 11.469 | 13.21 | 2.45 | 13.979 | 79.013 | 37.905 | 11.469 | 13.21 | 2.45 | 13.979 | 79.013 | 0 | 0 | 0 | 0 | -6.6 | -6.6 | 37.492 | 9.313 | 15.754 | 0.395 | 16.059 | 79.013 | 0 | 0 | 0 | 0 | -13.2 | -13.2 | 37.459 | 0.48 | 17.193 | 7.452 | 16.429 | 79.013
[5 empty] | C2 | 83.326 | 24.52 | 27.653 | 2.85 | 10.423 | 148.772 | 83.326 | 24.52 | 27.653 | 2.85 | 10.423 | 148.772 | 0 | 0 | 0 | -1 | -5.4 | -6.4 | 77.613 | 19.324 | 37.783 | 1.099 | 12.953 | 148.772 | 0 | 0 | 0 | -2.2 | -10.6 | -12.8 | 76.554 | 6.817 | 30.401 | 21.727 | 13.273 | 148.772
[5 empty] | C3 | 47.297 | 10.829 | 14.136 | 3.12 | 2.337 | 77.719 | 47.297 | 10.829 | 14.136 | 3.12 | 2.337 | 77.719 | 0 | 0 | -3.8 | -0.7 | -2.5 | -7 | 45.076 | 6.304 | 20.793 | 0.751 | 4.795 | 77.719 | 0 | 0 | -4.6 | -1.6 | -4.8 | -11 | 39.674 | 7.623 | 8.513 | 16.452 | 5.457 | 77.719
[5 empty] | C4 | 0 | 0 | 0 | 0 | 0 | 0 | 0 | 0 | 0 | 0 | 0 | 0 | 0 | 0 | 0 | 0 | 0 | 0 | 0 | 0 | 0 | 0 | 0 | 0 | 0 | 0 | 0 | 0 | 0 | 0 | 0 | 0 | 0 | 0 | 0 | 0
|  |  | 304 | 266 |  | 168.528 | 46.818 | 54.999 | 8.42 | 26.739 |  | 168.528 | 46.818 | 54.999 | 8.42 | 26.739 |  | 0 | 0 | -3.8 | -1.7 | -14.5 |  | 160.181 | 34.941 | 74.33 | 2.245 | 33.807 |  | 0 | 0 | -4.6 | -3.8 | -28.6 |  | 153.687 | 14.92 | 56.107 | 45.631 | 35.159
| EHV UG Cable (Non Pressurised) |  |  |  | C1 | 0 | 0 | 0 | 0 | 0 | 0 | 0 | 0 | 0 | 0 | 0 | 0 | 0 | 0 | 0 | 0 | 0 | 0 | 0 | 0 | 0 | 0 | 0 | 0 | 0 | 0 | 0 | 0 | 0 | 0 | 0 | 0 | 0 | 0 | 0 | 0
[5 empty] | C2 | 832.051 | 147.686 | 4.589 | 0 | 0.45 | 984.776 | 832.051 | 147.686 | 4.589 | 0 | 0.45 | 984.776 | 18.1 | 0 | -1.7 | -1 | -0.4 | 15 | 826.4 | 7.65 | 149.271 | 1.005 | 0.45 | 984.776 | 41.2 | 0 | -5.6 | -1.1 | -0.7 | 33.8 | 806.812 | 26.187 | 146.769 | 3.887 | 1.121 | 984.776
[5 empty] | C3 | 117.553 | 6.519 | 0.031 | 0 | 0 | 124.103 | 117.553 | 6.519 | 0.031 | 0 | 0 | 124.103 | 12 | 0 | -2 | 0 | 0 | 10 | 117.553 | 0 | 6.519 | 0.031 | 0 | 124.103 | 17 | 0 | -2.7 | 0 | 0 | 14.3 | 115.304 | 2.249 | 6.519 | 0 | 0.031 | 124.103
[5 empty] | C4 | 1.021 | 0 | 0 | 0 | 0 | 1.021 | 1.021 | 0 | 0 | 0 | 0 | 1.021 | 0 | 0 | 0 | 0 | 0 | 0 | 1.021 | 0 | 0 | 0 | 0 | 1.021 | 0 | 0 | 0 | 0 | 0 | 0 | 1.021 | 0 | 0 | 0 | 0 | 1.021
|  |  | 1082 | 1132 |  | 950.625 | 154.205 | 4.62 | 0 | 0.45 |  | 950.625 | 154.205 | 4.62 | 0 | 0.45 |  | 30.1 | 0 | -3.7 | -1 | -0.4 |  | 944.974 | 7.65 | 155.79 | 1.036 | 0.45 |  | 58.2 | 0 | -8.3 | -1.1 | -0.7 |  | 923.137 | 28.436 | 153.288 | 3.887 | 1.152
| EHV OHL Support - Towers |  |  |  | C1 | 0 | 20 | 38 | 0 | 9 | 67 | 0 | 20 | 38 | 0 | 9 | 67 | 0 | 0 | 0 | 0 | 0 | 0 | 0 | 0 | 58 | 0 | 9 | 67 | 0 | 0 | 0 | 0 | 0 | 0 | 0 | 0 | 57 | 1 | 9 | 67
[5 empty] | C2 | 1 | 8 | 69 | 7 | 2 | 87 | 1 | 8 | 69 | 7 | 2 | 87 | 0 | 0 | 0 | 0 | 0 | 0 | 0 | 1 | 77 | 0 | 9 | 87 | 0 | 0 | 0 | 0 | 0 | 0 | 0 | 0 | 72 | 6 | 9 | 87
[5 empty] | C3 | 8 | 4 | 12 | 0 | 0 | 24 | 8 | 4 | 12 | 0 | 0 | 24 | 0 | 0 | 0 | 0 | 0 | 0 | 8 | 0 | 16 | 0 | 0 | 24 | 0 | 0 | 0 | 0 | 0 | 0 | 7 | 0 | 12 | 5 | 0 | 24
[5 empty] | C4 | 0 | 0 | 0 | 0 | 0 | 0 | 0 | 0 | 0 | 0 | 0 | 0 | 0 | 0 | 0 | 0 | 0 | 0 | 0 | 0 | 0 | 0 | 0 | 0 | 0 | 0 | 0 | 0 | 0 | 0 | 0 | 0 | 0 | 0 | 0 | 0
|  |  | 182 | 182 |  | 9 | 32 | 119 | 7 | 11 |  | 9 | 32 | 119 | 7 | 11 |  | 0 | 0 | 0 | 0 | 0 |  | 8 | 1 | 151 | 0 | 18 |  | 0 | 0 | 0 | 0 | 0 |  | 7 | 0 | 141 | 12 | 18
| EHV OHL Support - Poles |  |  |  | C1 | 9239 | 2710 | 2494 | 1372 | 363 | 16178 | 9239 | 2710 | 2494 | 1372 | 363 | 16178 | 196 | -12 | -47 | -84 | -49 | 4 | 8003 | 3002 | 3063 | 1007 | 1103 | 16178 | 1371 | -9 | -69 | -483 | -805 | 5 | 7064 | 2489 | 1810 | 2910 | 1905 | 16178
[5 empty] | C2 | 4468 | 1747 | 1508 | 872 | 386 | 8981 | 4468 | 1747 | 1508 | 872 | 386 | 8981 | 603 | -20 | -118 | -287 | -148 | 30 | 4087 | 1514 | 1999 | 472 | 909 | 8981 | 1559 | -23 | -81 | -678 | -728 | 49 | 3912 | 600 | 1444 | 1709 | 1316 | 8981
[5 empty] | C3 | 961 | 219 | 187 | 184 | 437 | 1988 | 961 | 219 | 187 | 184 | 437 | 1988 | 724 | -20 | -25 | -83 | -376 | 220 | 843 | 290 | 199 | 117 | 539 | 1988 | 815 | -11 | -14 | -81 | -489 | 220 | 747 | 246 | 160 | 196 | 639 | 1988
[5 empty] | C4 | 585 | 165 | 95 | 102 | 155 | 1102 | 585 | 165 | 95 | 102 | 155 | 1102 | 166 | -6 | -13 | -8 | -100 | 39 | 525 | 171 | 145 | 37 | 224 | 1102 | 303 | -12 | -10 | -56 | -180 | 45 | 489 | 106 | 123 | 124 | 260 | 1102
|  |  | 28717 | 29040 |  | 15253 | 4841 | 4284 | 2530 | 1341 |  | 15253 | 4841 | 4284 | 2530 | 1341 |  | 1689 | -58 | -203 | -462 | -673 |  | 13458 | 4977 | 5406 | 1633 | 2775 |  | 4048 | -55 | -174 | -1298 | -2202 |  | 12212 | 3441 | 3537 | 4939 | 4120
| EHV OHL Fittings |  |  |  | C1 | 2 | 0 | 3 | 0 | 4 | 9 | 2 | 0 | 3 | 0 | 4 | 9 | 4 | 0 | 0 | 0 | -4 | 0 | 2 | 0 | 2 | 1 | 4 | 9 | 4 | 0 | 0 | 0 | -4 | 0 | 2 | 0 | 0 | 3 | 4 | 9
[5 empty] | C2 | 138 | 3 | 56 | 22 | 97 | 316 | 138 | 3 | 56 | 22 | 97 | 316 | 106 | 0 | -2 | -27 | -77 | 0 | 138 | 3 | 32 | 27 | 116 | 316 | 128 | 0 | 0 | -32 | -96 | 0 | 138 | 3 | 1 | 53 | 121 | 316
[5 empty] | C3 | 9 | 1 | 5 | 2 | 14 | 31 | 9 | 1 | 5 | 2 | 14 | 31 | 12 | 0 | 0 | -4 | -8 | 0 | 9 | 1 | 0 | 5 | 16 | 31 | 14 | 0 | 0 | -2 | -12 | 0 | 9 | 1 | 0 | 4 | 17 | 31
[5 empty] | C4 | 0 | 0 | 0 | 0 | 0 | 0 | 0 | 0 | 0 | 0 | 0 | 0 | 0 | 0 | 0 | 0 | 0 | 0 | 0 | 0 | 0 | 0 | 0 | 0 | 0 | 0 | 0 | 0 | 0 | 0 | 0 | 0 | 0 | 0 | 0 | 0
|  |  | 42 | 42 |  | 149 | 4 | 64 | 24 | 115 |  | 149 | 4 | 64 | 24 | 115 |  | 122 | 0 | -2 | -31 | -89 |  | 149 | 4 | 34 | 33 | 136 |  | 146 | 0 | 0 | -34 | -112 |  | 149 | 4 | 1 | 60 | 142
| EHV OHL (Tower Line) Conductor |  |  |  | C1 | 0.9 | 5.4 | 5.4 | 0.8 | 0 | 12.5 | 0.9 | 5.4 | 5.4 | 0.8 | 0 | 12.5 | 2.7 | -2.2 | 0 | -0.5 | 0 | 0 | 0.9 | 5.4 | 5.4 | 0.8 | 0 | 12.5 | 2.7 | 0 | -2.2 | -0.5 | 0 | 4.4409e-16 | 0.9 | 1.5 | 3.9 | 6.2 | 0 | 12.5
[5 empty] | C2 | 10.5 | 11.7 | 0.5 | 0.3 | 0 | 23 | 10.5 | 11.7 | 0.5 | 0.3 | 0 | 23 | 0 | 0 | 0 | 0 | 0 | 0 | 3.6 | 18.3 | 0.7 | 0.3 | 0 | 22.9 | 2.4 | 0 | -2.2 | -0.2 | 0 | -2e-05 | 3.3 | 12.3 | 6.6 | 0.8 | 0 | 23
[5 empty] | C3 | 3.7 | 5.1 | 0.9 | 0 | 0 | 9.7 | 3.7 | 5.1 | 0.9 | 0 | 0 | 9.7 | 0 | 0 | 0 | 0 | 0 | 0 | 3.1 | 5.7 | 0.9 | 0 | 0 | 9.7 | 0 | 0 | 0 | 0 | 0 | 0 | 3.1 | 2.4 | 3.3 | 0.9 | 0 | 9.7
[5 empty] | C4 | 0 | 0 | 0 | 0 | 0 | 0 | 0 | 0 | 0 | 0 | 0 | 0 | 0 | 0 | 0 | 0 | 0 | 0 | 0 | 0 | 0 | 0 | 0 | 0 | 0 | 0 | 0 | 0 | 0 | 0 | 0 | 0 | 0 | 0 | 0 | 0
|  |  | 0 | 0 |  | 15.1 | 22.2 | 6.8 | 1.1 | 0 |  | 15.1 | 22.2 | 6.8 | 1.1 | 0 |  | 2.7 | -2.2 | 0 | -0.5 | 0 |  | 7.6 | 29.4 | 7 | 1.1 | 0 |  | 5.1 | 0 | -4.4 | -0.7 | 0 |  | 7.3 | 16.2 | 13.8 | 7.9 | 0
| [Please insert new asset category as required] |  |  |  | C1 | 0 | 0 | 0 | 0 | 0 | 0 | 0 | 0 | 0 | 0 | 0 | 0 | [5 empty] | 0 | 0 | 0 | 0 | 0 | 0 | 0 | [5 empty] | 0 | 0 | 0 | 0 | 0 | 0 | 0
[5 empty] | C2 | 0 | 0 | 0 | 0 | 0 | 0 | 0 | 0 | 0 | 0 | 0 | 0 | [5 empty] | 0 | 0 | 0 | 0 | 0 | 0 | 0 | [5 empty] | 0 | 0 | 0 | 0 | 0 | 0 | 0
[5 empty] | C3 | 0 | 0 | 0 | 0 | 0 | 0 | 0 | 0 | 0 | 0 | 0 | 0 | [5 empty] | 0 | 0 | 0 | 0 | 0 | 0 | 0 | [5 empty] | 0 | 0 | 0 | 0 | 0 | 0 | 0
[5 empty] | C4 | 0 | 0 | 0 | 0 | 0 | 0 | 0 | 0 | 0 | 0 | 0 | 0 | [5 empty] | 0 | 0 | 0 | 0 | 0 | 0 | 0 | [5 empty] | 0 | 0 | 0 | 0 | 0 | 0 | 0
|  |  | 0 | 0 |  | 0 | 0 | 0 | 0 | 0 |  | 0 | 0 | 0 | 0 | 0 |  | 0 | 0 | 0 | 0 | 0 |  | 0 | 0 | 0 | 0 | 0 |  | 0 | 0 | 0 | 0 | 0 |  | 0 | 0 | 0 | 0 | 0
| [Please insert new asset category as required] |  |  |  | C1 | 0 | 0 | 0 | 0 | 0 | 0 | 0 | 0 | 0 | 0 | 0 | 0 | [5 empty] | 0 | 0 | 0 | 0 | 0 | 0 | 0 | [5 empty] | 0 | 0 | 0 | 0 | 0 | 0 | 0
[5 empty] | C2 | 0 | 0 | 0 | 0 | 0 | 0 | 0 | 0 | 0 | 0 | 0 | 0 | [5 empty] | 0 | 0 | 0 | 0 | 0 | 0 | 0 | [5 empty] | 0 | 0 | 0 | 0 | 0 | 0 | 0
[5 empty] | C3 | 0 | 0 | 0 | 0 | 0 | 0 | 0 | 0 | 0 | 0 | 0 | 0 | [5 empty] | 0 | 0 | 0 | 0 | 0 | 0 | 0 | [5 empty] | 0 | 0 | 0 | 0 | 0 | 0 | 0
[5 empty] | C4 | 0 | 0 | 0 | 0 | 0 | 0 | 0 | 0 | 0 | 0 | 0 | 0 | [5 empty] | 0 | 0 | 0 | 0 | 0 | 0 | 0 | [5 empty] | 0 | 0 | 0 | 0 | 0 | 0 | 0
|  |  | 0 | 0 |  | 0 | 0 | 0 | 0 | 0 |  | 0 | 0 | 0 | 0 | 0 |  | 0 | 0 | 0 | 0 | 0 |  | 0 | 0 | 0 | 0 | 0 |  | 0 | 0 | 0 | 0 | 0 |  | 0 | 0 | 0 | 0 | 0
| [Please insert new asset category as required] |  |  |  | C1 | 0 | 0 | 0 | 0 | 0 | 0 | 0 | 0 | 0 | 0 | 0 | 0 | [5 empty] | 0 | 0 | 0 | 0 | 0 | 0 | 0 | [5 empty] | 0 | 0 | 0 | 0 | 0 | 0 | 0
[5 empty] | C2 | 0 | 0 | 0 | 0 | 0 | 0 | 0 | 0 | 0 | 0 | 0 | 0 | [5 empty] | 0 | 0 | 0 | 0 | 0 | 0 | 0 | [5 empty] | 0 | 0 | 0 | 0 | 0 | 0 | 0
[5 empty] | C3 | 0 | 0 | 0 | 0 | 0 | 0 | 0 | 0 | 0 | 0 | 0 | 0 | [5 empty] | 0 | 0 | 0 | 0 | 0 | 0 | 0 | [5 empty] | 0 | 0 | 0 | 0 | 0 | 0 | 0
[5 empty] | C4 | 0 | 0 | 0 | 0 | 0 | 0 | 0 | 0 | 0 | 0 | 0 | 0 | [5 empty] | 0 | 0 | 0 | 0 | 0 | 0 | 0 | [5 empty] | 0 | 0 | 0 | 0 | 0 | 0 | 0
|  |  | 0 | 0 |  | 0 | 0 | 0 | 0 | 0 |  | 0 | 0 | 0 | 0 | 0 |  | 0 | 0 | 0 | 0 | 0 |  | 0 | 0 | 0 | 0 | 0 |  | 0 | 0 | 0 | 0 | 0 |  | 0 | 0 | 0 | 0 | 0
| [Please insert new asset category as required] |  |  |  | C1 | 0 | 0 | 0 | 0 | 0 | 0 | 0 | 0 | 0 | 0 | 0 | 0 | [5 empty] | 0 | 0 | 0 | 0 | 0 | 0 | 0 | [5 empty] | 0 | 0 | 0 | 0 | 0 | 0 | 0
[5 empty] | C2 | 0 | 0 | 0 | 0 | 0 | 0 | 0 | 0 | 0 | 0 | 0 | 0 | [5 empty] | 0 | 0 | 0 | 0 | 0 | 0 | 0 | [5 empty] | 0 | 0 | 0 | 0 | 0 | 0 | 0
[5 empty] | C3 | 0 | 0 | 0 | 0 | 0 | 0 | 0 | 0 | 0 | 0 | 0 | 0 | [5 empty] | 0 | 0 | 0 | 0 | 0 | 0 | 0 | [5 empty] | 0 | 0 | 0 | 0 | 0 | 0 | 0
[5 empty] | C4 | 0 | 0 | 0 | 0 | 0 | 0 | 0 | 0 | 0 | 0 | 0 | 0 | [5 empty] | 0 | 0 | 0 | 0 | 0 | 0 | 0 | [5 empty] | 0 | 0 | 0 | 0 | 0 | 0 | 0
|  |  | 0 | 0 |  | 0 | 0 | 0 | 0 | 0 |  | 0 | 0 | 0 | 0 | 0 |  | 0 | 0 | 0 | 0 | 0 |  | 0 | 0 | 0 | 0 | 0 |  | 0 | 0 | 0 | 0 | 0 |  | 0 | 0 | 0 | 0 | 0
132kV Network
| 132kV CBs |  |  |  | C1 | 58 | 15 | 3 | 0 | 11 | 87 | 58 | 15 | 3 | 0 | 11 | 87 | 0 | 0 | 0 | 0 | 0 | 0 | 53 | 15 | 6 | 2 | 11 | 87 | 14 | 0 | 0 | -2 | -11 | 1 | 53 | 6 | 9 | 6 | 13 | 87
[5 empty] | C2 | 61 | 19 | 0 | 0 | 0 | 80 | 61 | 19 | 0 | 0 | 0 | 80 | 0 | 0 | 0 | 0 | 0 | 0 | 61 | 3 | 16 | 0 | 0 | 80 | 0 | 0 | 0 | 0 | 0 | 0 | 61 | 0 | 19 | 0 | 0 | 80
[5 empty] | C3 | 1 | 0 | 0 | 0 | 0 | 1 | 1 | 0 | 0 | 0 | 0 | 1 | 0 | 0 | 0 | 0 | 0 | 0 | 1 | 0 | 0 | 0 | 0 | 1 | 0 | 0 | 0 | 0 | 0 | 0 | 1 | 0 | 0 | 0 | 0 | 1
[5 empty] | C4 | 32 | 0 | 0 | 0 | 0 | 32 | 32 | 0 | 0 | 0 | 0 | 32 | 0 | 0 | 0 | 0 | 0 | 0 | 32 | 0 | 0 | 0 | 0 | 32 | 0 | 0 | 0 | 0 | 0 | 0 | 32 | 0 | 0 | 0 | 0 | 32
|  |  | 176 | 177 |  | 152 | 34 | 3 | 0 | 11 |  | 152 | 34 | 3 | 0 | 11 |  | 0 | 0 | 0 | 0 | 0 |  | 147 | 18 | 22 | 2 | 11 |  | 14 | 0 | 0 | -2 | -11 |  | 147 | 6 | 28 | 6 | 13
| 132kV Transformer |  |  |  | C1 | 23 | 0 | 1 | 0 | 0 | 24 | 23 | 0 | 1 | 0 | 0 | 24 | 0 | 0 | 0 | 0 | 0 | 0 | 21 | 2 | 1 | 0 | 0 | 24 | 0 | 0 | 0 | 0 | 0 | 0 | 17 | 6 | 0 | 1 | 0 | 24
[5 empty] | C2 | 55 | 20 | 7 | 10 | 4 | 96 | 55 | 20 | 7 | 10 | 4 | 96 | 3 | 0 | 0 | 0 | -3 | 0 | 47 | 23 | 8 | 8 | 10 | 96 | 8 | 0 | -1 | -1 | -6 | 0 | 35 | 26 | 10 | 11 | 14 | 96
[5 empty] | C3 | 15 | 1 | 1 | 1 | 0 | 18 | 15 | 1 | 1 | 1 | 0 | 18 | 0 | 0 | 0 | 0 | 0 | 0 | 14 | 2 | 0 | 2 | 0 | 18 | 0 | 0 | 0 | 0 | 0 | 0 | 12 | 3 | 1 | 1 | 1 | 18
[5 empty] | C4 | 0 | 0 | 0 | 0 | 0 | 0 | 0 | 0 | 0 | 0 | 0 | 0 | 0 | 0 | 0 | 0 | 0 | 0 | 0 | 0 | 0 | 0 | 0 | 0 | 0 | 0 | 0 | 0 | 0 | 0 | 0 | 0 | 0 | 0 | 0 | 0
|  |  | 134 | 134 |  | 93 | 21 | 9 | 11 | 4 |  | 93 | 21 | 9 | 11 | 4 |  | 3 | 0 | 0 | 0 | -3 |  | 82 | 27 | 9 | 10 | 10 |  | 8 | 0 | -1 | -1 | -6 |  | 64 | 35 | 11 | 13 | 15
| 132kV UG Cable (Gas) |  |  |  | C1 | 0 | 0 | 0 | 0 | 0 | 0 | 0 | 0 | 0 | 0 | 0 | 0 | 0 | 0 | 0 | 0 | 0 | 0 | 0 | 0 | 0 | 0 | 0 | 0 | 0 | 0 | 0 | 0 | 0 | 0 | 0 | 0 | 0 | 0 | 0 | 0
[5 empty] | C2 | 0.03 | 0.153 | 2.617 | 0 | 0 | 2.8 | 0.03 | 0.153 | 2.617 | 0 | 0 | 2.8 | 0 | 0 | 0 | 0 | 0 | 0 | 0.03 | 0.153 | 2.617 | 0 | 0 | 2.8 | 0 | 0 | 0 | 0 | 0 | 0 | 0.03 | 0 | 1.343 | 1.427 | 0 | 2.8
[5 empty] | C3 | 0 | 0 | 0 | 0 | 0 | 0 | 0 | 0 | 0 | 0 | 0 | 0 | 0 | 0 | 0 | 0 | 0 | 0 | 0 | 0 | 0 | 0 | 0 | 0 | 0 | 0 | 0 | 0 | 0 | 0 | 0 | 0 | 0 | 0 | 0 | 0
[5 empty] | C4 | 0 | 0 | 0 | 0 | 0 | 0 | 0 | 0 | 0 | 0 | 0 | 0 | 0 | 0 | 0 | 0 | 0 | 0 | 0 | 0 | 0 | 0 | 0 | 0 | 0 | 0 | 0 | 0 | 0 | 0 | 0 | 0 | 0 | 0 | 0 | 0
|  |  | 3 | 3 |  | 0.03 | 0.153 | 2.617 | 0 | 0 |  | 0.03 | 0.153 | 2.617 | 0 | 0 |  | 0 | 0 | 0 | 0 | 0 |  | 0.03 | 0.153 | 2.617 | 0 | 0 |  | 0 | 0 | 0 | 0 | 0 |  | 0.03 | 0 | 1.343 | 1.427 | 0
| 132kV UG Cable (Oil) |  |  |  | C1 | 7.4602 | 7.174 | 16.588 | 6.78 | 23.145 | 61.1472 | 7.4602 | 7.174 | 16.588 | 6.78 | 23.145 | 61.1472 | 0 | 0 | 0 | -0.1 | -6 | -6.1 | 5.5342 | 5.834 | 19.71 | 0.144 | 29.925 | 61.1472 | 0 | 0 | 0 | -0.2 | -12 | -12.2 | 5.5312 | 2.331 | 13.734 | 9.506 | 30.045 | 61.1472
[5 empty] | C2 | 6.893 | 4.669 | 8.724 | 0.781 | 35.958 | 57.025 | 6.893 | 4.669 | 8.724 | 0.781 | 35.958 | 57.025 | 0 | 0 | -6 | 0 | -4.4 | -10.4 | 6.893 | 2.431 | 10.962 | 0 | 36.739 | 57.025 | 0 | 0 | -4.6 | -4.5 | -8.8 | -17.9 | 6.893 | 1.405 | 4.934 | 7.054 | 36.739 | 57.025
[5 empty] | C3 | 5.229 | 2.243 | 9.963 | 1.309 | 9.063 | 27.807 | 5.229 | 2.243 | 9.963 | 1.309 | 9.063 | 27.807 | 0 | 0 | -4.3 | 0 | -2.1 | -6.4 | 5.229 | 1.479 | 10.727 | 0 | 10.372 | 27.807 | 0 | 0 | -3 | -5.6 | -4.2 | -12.8 | 5.229 | 1.184 | 3.017 | 8.005 | 10.372 | 27.807
[5 empty] | C4 | 0 | 0 | 0 | 0 | 0 | 0 | 0 | 0 | 0 | 0 | 0 | 0 | 0 | 0 | 0 | 0 | 0 | 0 | 0 | 0 | 0 | 0 | 0 | 0 | 0 | 0 | 0 | 0 | 0 | 0 | 0 | 0 | 0 | 0 | 0 | 0
|  |  | 114 | 70 |  | 19.5822 | 14.086 | 35.275 | 8.87 | 68.166 |  | 19.5822 | 14.086 | 35.275 | 8.87 | 68.166 |  | 0 | 0 | -10.3 | -0.1 | -12.5 |  | 17.6562 | 9.744 | 41.399 | 0.144 | 77.036 |  | 0 | 0 | -7.6 | -10.3 | -25 |  | 17.6532 | 4.92 | 21.685 | 24.565 | 77.156
| 132kV UG Cable (Non Pressurised) |  |  |  | C1 | 0 | 0 | 0 | 0 | 0 | 0 | 0 | 0 | 0 | 0 | 0 | 0 | 0 | 0 | 0 | 0 | 0 | 0 | 0 | 0 | 0 | 0 | 0 | 0 | 0 | 0 | 0 | 0 | 0 | 0 | 0 | 0 | 0 | 0 | 0 | 0
[5 empty] | C2 | 54.18 | 3.072 | 0 | 0 | 0 | 57.252 | 54.18 | 3.072 | 0 | 0 | 0 | 57.252 | -0.1 | 0 | 0 | 0 | 0 | -0.1 | 54.18 | 0 | 3.072 | 0 | 0 | 57.252 | -3.1 | 0 | 0 | 0 | 0 | -3.1 | 54.18 | 0 | 3.072 | 0 | 0 | 57.252
[5 empty] | C3 | 0.893 | 1.055 | 0 | 0 | 0 | 1.948 | 0.893 | 1.055 | 0 | 0 | 0 | 1.948 | 23 | 0 | 0 | 0 | 0 | 23 | 0.893 | 0 | 1.055 | 0 | 0 | 1.948 | 46 | 0 | 0 | 0 | 0 | 46 | 0.893 | 0 | 1.055 | 0 | 0 | 1.948
[5 empty] | C4 | 0 | 0 | 0 | 0 | 0 | 0 | 0 | 0 | 0 | 0 | 0 | 0 | 0 | 0 | 0 | 0 | 0 | 0 | 0 | 0 | 0 | 0 | 0 | 0 | 0 | 0 | 0 | 0 | 0 | 0 | 0 | 0 | 0 | 0 | 0 | 0
|  |  | 90 | 144 |  | 55.073 | 4.127 | 0 | 0 | 0 |  | 55.073 | 4.127 | 0 | 0 | 0 |  | 22.9 | 0 | 0 | 0 | 0 |  | 55.073 | 0 | 4.127 | 0 | 0 |  | 42.9 | 0 | 0 | 0 | 0 |  | 55.073 | 0 | 4.127 | 0 | 0
| 132kV OHL Support - Tower |  |  |  | C1 | 10 | 49 | 23 | 0 | 0 | 82 | 10 | 49 | 23 | 0 | 0 | 82 | 0 | 0 | 0 | 0 | 0 | 0 | 8 | 3 | 71 | 0 | 0 | 82 | 0 | 0 | 0 | 0 | 0 | 0 | 8 | 0 | 74 | 0 | 0 | 82
[5 empty] | C2 | 391 | 454 | 894 | 2 | 1 | 1742 | 391 | 454 | 894 | 2 | 1 | 1742 | 0 | 0 | 0 | 0 | 0 | 0 | 267 | 169 | 1303 | 0 | 3 | 1742 | 0 | 0 | 0 | 0 | 0 | 0 | 237 | 39 | 1431 | 32 | 3 | 1742
[5 empty] | C3 | 86 | 47 | 150 | 3 | 0 | 286 | 86 | 47 | 150 | 3 | 0 | 286 | 0 | 0 | 0 | 0 | 0 | 0 | 78 | 14 | 191 | 0 | 3 | 286 | 0 | 0 | 0 | 0 | 0 | 0 | 74 | 4 | 181 | 24 | 3 | 286
[5 empty] | C4 | 0 | 0 | 0 | 0 | 0 | 0 | 0 | 0 | 0 | 0 | 0 | 0 | 0 | 0 | 0 | 0 | 0 | 0 | 0 | 0 | 0 | 0 | 0 | 0 | 0 | 0 | 0 | 0 | 0 | 0 | 0 | 0 | 0 | 0 | 0 | 0
|  |  | 2115 | 2115 |  | 487 | 550 | 1067 | 5 | 1 |  | 487 | 550 | 1067 | 5 | 1 |  | 0 | 0 | 0 | 0 | 0 |  | 353 | 186 | 1565 | 0 | 6 |  | 0 | 0 | 0 | 0 | 0 |  | 319 | 43 | 1686 | 56 | 6
| 132kV OHL Fittings |  |  |  | C1 | 631 | 194 | 269 | 15 | 43 | 1152 | 631 | 194 | 269 | 15 | 43 | 1152 | 80 | -22 | -39 | -15 | -4 | 0 | 625 | 192 | 39 | 245 | 51 | 1152 | 461 | -6 | -193 | -198 | -64 | 0 | 716 | 24 | 193 | 198 | 112 | 1243
[5 empty] | C2 | 894 | 785 | 545 | 55 | 98 | 2377 | 894 | 785 | 545 | 55 | 98 | 2377 | 374 | -94 | 0 | -211 | -69 | 0 | 882 | 761 | 55 | 538 | 141 | 2377 | 464 | -20 | -124 | -229 | -91 | 0 | 816 | 191 | 647 | 468 | 255 | 2377
[5 empty] | C3 | 316 | 274 | 75 | 7 | 19 | 691 | 316 | 274 | 75 | 7 | 19 | 691 | 24 | -2 | 0 | -10 | -12 | 0 | 312 | 278 | 0 | 75 | 26 | 691 | 29 | 0 | -4 | -13 | -12 | 0 | 286 | 50 | 254 | 73 | 28 | 691
[5 empty] | C4 | 0 | 0 | 0 | 0 | 0 | 0 | 0 | 0 | 0 | 0 | 0 | 0 | 0 | 0 | 0 | 0 | 0 | 0 | 0 | 0 | 0 | 0 | 0 | 0 | 0 | 0 | 0 | 0 | 0 | 0 | 0 | 0 | 0 | 0 | 0 | 0
|  |  | 1054 | 1054 |  | 1841 | 1253 | 889 | 77 | 160 |  | 1841 | 1253 | 889 | 77 | 160 |  | 478 | -118 | -39 | -236 | -85 |  | 1819 | 1231 | 94 | 858 | 218 |  | 954 | -26 | -321 | -440 | -167 |  | 1818 | 265 | 1094 | 739 | 395
| 132kV OHL (Tower Line) Conductor |  |  |  | C1 | 73.8 | 131.3 | 25 | 0 | 0 | 230.1 | 73.8 | 131.3 | 25 | 0 | 0 | 230.1 | 7.3 | -0.4 | -6.9 | 0 | 0 | 0 | 59.4 | 83.3 | 87.3 | 0 | 0 | 230 | 43.6 | 0 | -43.6 | 0 | 0 | 0 | 58.5 | 56 | 115.4 | 0 | 0 | 229.9
[5 empty] | C2 | 170.7 | 321.8 | 13.3 | 0 | 0 | 505.8 | 170.7 | 321.8 | 13.3 | 0 | 0 | 505.8 | 31 | -31 | 0 | 0 | 0 | 0 | 140.1 | 226.5 | 139.2 | 0 | 0 | 505.8 | 48.4 | 0 | -48.4 | 0 | 0 | 0 | 97.1 | 134.5 | 274.3 | 0 | 0 | 505.9
[5 empty] | C3 | 99.1 | 204.3 | 16.4 | 0 | 0 | 319.8 | 99.1 | 204.3 | 16.4 | 0 | 0 | 319.8 | 18.5 | -18.5 | 0 | 0 | 0 | 0 | 69.7 | 179 | 71.1 | 0 | 0 | 319.8 | 55 | 0 | -55 | 0 | 0 | 0 | 54 | 77.9 | 188 | 0 | 0 | 319.9
[5 empty] | C4 | 0 | 0 | 0 | 0 | 0 | 0 | 0 | 0 | 0 | 0 | 0 | 0 | 0 | 0 | 0 | 0 | 0 | 0 | 0 | 0 | 0 | 0 | 0 | 0 | 0 | 0 | 0 | 0 | 0 | 0 | 0 | 0 | 0 | 0 | 0 | 0
|  |  | 0 | 0 |  | 343.6 | 657.4 | 54.7 | 0 | 0 |  | 343.6 | 657.4 | 54.7 | 0 | 0 |  | 56.8 | -49.9 | -6.9 | 0 | 0 |  | 269.2 | 488.8 | 297.6 | 0 | 0 |  | 147 | 0 | -147 | 0 | 0 |  | 209.6 | 268.4 | 577.7 | 0 | 0
| [Please insert new asset category as required] |  |  |  | C1 | 0 | 0 | 0 | 0 | 0 | 0 | 0 | 0 | 0 | 0 | 0 | 0 | [5 empty] | 0 | 0 | 0 | 0 | 0 | 0 | 0 | [5 empty] | 0 | 0 | 0 | 0 | 0 | 0 | 0
[5 empty] | C2 | 0 | 0 | 0 | 0 | 0 | 0 | 0 | 0 | 0 | 0 | 0 | 0 | [5 empty] | 0 | 0 | 0 | 0 | 0 | 0 | 0 | [5 empty] | 0 | 0 | 0 | 0 | 0 | 0 | 0
[5 empty] | C3 | 0 | 0 | 0 | 0 | 0 | 0 | 0 | 0 | 0 | 0 | 0 | 0 | [5 empty] | 0 | 0 | 0 | 0 | 0 | 0 | 0 | [5 empty] | 0 | 0 | 0 | 0 | 0 | 0 | 0
[5 empty] | C4 | 0 | 0 | 0 | 0 | 0 | 0 | 0 | 0 | 0 | 0 | 0 | 0 | [5 empty] | 0 | 0 | 0 | 0 | 0 | 0 | 0 | [5 empty] | 0 | 0 | 0 | 0 | 0 | 0 | 0
|  |  | 0 | 0 |  | 0 | 0 | 0 | 0 | 0 |  | 0 | 0 | 0 | 0 | 0 |  | 0 | 0 | 0 | 0 | 0 |  | 0 | 0 | 0 | 0 | 0 |  | 0 | 0 | 0 | 0 | 0 |  | 0 | 0 | 0 | 0 | 0
| [Please insert new asset category as required] |  |  |  | C1 | 0 | 0 | 0 | 0 | 0 | 0 | 0 | 0 | 0 | 0 | 0 | 0 | [5 empty] | 0 | 0 | 0 | 0 | 0 | 0 | 0 | [5 empty] | 0 | 0 | 0 | 0 | 0 | 0 | 0
[5 empty] | C2 | 0 | 0 | 0 | 0 | 0 | 0 | 0 | 0 | 0 | 0 | 0 | 0 | [5 empty] | 0 | 0 | 0 | 0 | 0 | 0 | 0 | [5 empty] | 0 | 0 | 0 | 0 | 0 | 0 | 0
[5 empty] | C3 | 0 | 0 | 0 | 0 | 0 | 0 | 0 | 0 | 0 | 0 | 0 | 0 | [5 empty] | 0 | 0 | 0 | 0 | 0 | 0 | 0 | [5 empty] | 0 | 0 | 0 | 0 | 0 | 0 | 0
[5 empty] | C4 | 0 | 0 | 0 | 0 | 0 | 0 | 0 | 0 | 0 | 0 | 0 | 0 | [5 empty] | 0 | 0 | 0 | 0 | 0 | 0 | 0 | [5 empty] | 0 | 0 | 0 | 0 | 0 | 0 | 0
|  |  | 0 | 0 |  | 0 | 0 | 0 | 0 | 0 |  | 0 | 0 | 0 | 0 | 0 |  | 0 | 0 | 0 | 0 | 0 |  | 0 | 0 | 0 | 0 | 0 |  | 0 | 0 | 0 | 0 | 0 |  | 0 | 0 | 0 | 0 | 0
| [Please insert new asset category as required] |  |  |  | C1 | 0 | 0 | 0 | 0 | 0 | 0 | 0 | 0 | 0 | 0 | 0 | 0 | [5 empty] | 0 | 0 | 0 | 0 | 0 | 0 | 0 | [5 empty] | 0 | 0 | 0 | 0 | 0 | 0 | 0
[5 empty] | C2 | 0 | 0 | 0 | 0 | 0 | 0 | 0 | 0 | 0 | 0 | 0 | 0 | [5 empty] | 0 | 0 | 0 | 0 | 0 | 0 | 0 | [5 empty] | 0 | 0 | 0 | 0 | 0 | 0 | 0
[5 empty] | C3 | 0 | 0 | 0 | 0 | 0 | 0 | 0 | 0 | 0 | 0 | 0 | 0 | [5 empty] | 0 | 0 | 0 | 0 | 0 | 0 | 0 | [5 empty] | 0 | 0 | 0 | 0 | 0 | 0 | 0
[5 empty] | C4 | 0 | 0 | 0 | 0 | 0 | 0 | 0 | 0 | 0 | 0 | 0 | 0 | [5 empty] | 0 | 0 | 0 | 0 | 0 | 0 | 0 | [5 empty] | 0 | 0 | 0 | 0 | 0 | 0 | 0
|  |  | 0 | 0 |  | 0 | 0 | 0 | 0 | 0 |  | 0 | 0 | 0 | 0 | 0 |  | 0 | 0 | 0 | 0 | 0 |  | 0 | 0 | 0 | 0 | 0 |  | 0 | 0 | 0 | 0 | 0 |  | 0 | 0 | 0 | 0 | 0
| [Please insert new asset category as required] |  |  |  | C1 | 0 | 0 | 0 | 0 | 0 | 0 | 0 | 0 | 0 | 0 | 0 | 0 | [5 empty] | 0 | 0 | 0 | 0 | 0 | 0 | 0 | [5 empty] | 0 | 0 | 0 | 0 | 0 | 0 | 0
[5 empty] | C2 | 0 | 0 | 0 | 0 | 0 | 0 | 0 | 0 | 0 | 0 | 0 | 0 | [5 empty] | 0 | 0 | 0 | 0 | 0 | 0 | 0 | [5 empty] | 0 | 0 | 0 | 0 | 0 | 0 | 0
[5 empty] | C3 | 0 | 0 | 0 | 0 | 0 | 0 | 0 | 0 | 0 | 0 | 0 | 0 | [5 empty] | 0 | 0 | 0 | 0 | 0 | 0 | 0 | [5 empty] | 0 | 0 | 0 | 0 | 0 | 0 | 0
[5 empty] | C4 | 0 | 0 | 0 | 0 | 0 | 0 | 0 | 0 | 0 | 0 | 0 | 0 | [5 empty] | 0 | 0 | 0 | 0 | 0 | 0 | 0 | [5 empty] | 0 | 0 | 0 | 0 | 0 | 0 | 0
|  |  | 0 | 0 |  | 0 | 0 | 0 | 0 | 0 |  | 0 | 0 | 0 | 0 | 0 |  | 0 | 0 | 0 | 0 | 0 |  | 0 | 0 | 0 | 0 | 0 |  | 0 | 0 | 0 | 0 | 0 |  | 0 | 0 | 0 | 0 | 0
Other
| Submarine Cables |  |  |  | C1 | 0 | 0 | 0 | 0 | 0 | 0 | 0 | 0 | 0 | 0 | 0 | 0 | [5 empty] | 0 | 0 | 0 | 0 | 0 | 0 | 0 | [5 empty] | 0 | 0 | 0 | 0 | 0 | 0 | 0
[5 empty] | C2 | 0 | 0 | 0 | 0 | 0 | 0 | 0 | 0 | 0 | 0 | 0 | 0 | [5 empty] | 0 | 0 | 0 | 0 | 0 | 0 | 0 | [5 empty] | 0 | 0 | 0 | 0 | 0 | 0 | 0
[5 empty] | C3 | 0 | 0 | 0 | 0 | 0 | 0 | 0 | 0 | 0 | 0 | 0 | 0 | [5 empty] | 0 | 0 | 0 | 0 | 0 | 0 | 0 | [5 empty] | 0 | 0 | 0 | 0 | 0 | 0 | 0
[5 empty] | C4 | 0 | 0 | 0 | 0 | 0 | 0 | 0 | 0 | 0 | 0 | 0 | 0 | [5 empty] | 0 | 0 | 0 | 0 | 0 | 0 | 0 | [5 empty] | 0 | 0 | 0 | 0 | 0 | 0 | 0
|  |  | 0 | 0 |  | 0 | 0 | 0 | 0 | 0 |  | 0 | 0 | 0 | 0 | 0 |  | 0 | 0 | 0 | 0 | 0 |  | 0 | 0 | 0 | 0 | 0 |  | 0 | 0 | 0 | 0 | 0 |  | 0 | 0 | 0 | 0 | 0
| [Please insert new asset category as required] |  |  |  | C1 | 0 | 0 | 0 | 0 | 0 | 0 | 0 | 0 | 0 | 0 | 0 | 0 | [5 empty] | 0 | 0 | 0 | 0 | 0 | 0 | 0 | [5 empty] | 0 | 0 | 0 | 0 | 0 | 0 | 0
[5 empty] | C2 | 0 | 0 | 0 | 0 | 0 | 0 | 0 | 0 | 0 | 0 | 0 | 0 | [5 empty] | 0 | 0 | 0 | 0 | 0 | 0 | 0 | [5 empty] | 0 | 0 | 0 | 0 | 0 | 0 | 0
[5 empty] | C3 | 0 | 0 | 0 | 0 | 0 | 0 | 0 | 0 | 0 | 0 | 0 | 0 | [5 empty] | 0 | 0 | 0 | 0 | 0 | 0 | 0 | [5 empty] | 0 | 0 | 0 | 0 | 0 | 0 | 0
[5 empty] | C4 | 0 | 0 | 0 | 0 | 0 | 0 | 0 | 0 | 0 | 0 | 0 | 0 | [5 empty] | 0 | 0 | 0 | 0 | 0 | 0 | 0 | [5 empty] | 0 | 0 | 0 | 0 | 0 | 0 | 0
|  |  | 0 | 0 |  | 0 | 0 | 0 | 0 | 0 |  | 0 | 0 | 0 | 0 | 0 |  | 0 | 0 | 0 | 0 | 0 |  | 0 | 0 | 0 | 0 | 0 |  | 0 | 0 | 0 | 0 | 0 |  | 0 | 0 | 0 | 0 | 0
| [Please insert new asset category as required] |  |  |  | C1 | 0 | 0 | 0 | 0 | 0 | 0 | 0 | 0 | 0 | 0 | 0 | 0 | [5 empty] | 0 | 0 | 0 | 0 | 0 | 0 | 0 | [5 empty] | 0 | 0 | 0 | 0 | 0 | 0 | 0
[5 empty] | C2 | 0 | 0 | 0 | 0 | 0 | 0 | 0 | 0 | 0 | 0 | 0 | 0 | [5 empty] | 0 | 0 | 0 | 0 | 0 | 0 | 0 | [5 empty] | 0 | 0 | 0 | 0 | 0 | 0 | 0
[5 empty] | C3 | 0 | 0 | 0 | 0 | 0 | 0 | 0 | 0 | 0 | 0 | 0 | 0 | [5 empty] | 0 | 0 | 0 | 0 | 0 | 0 | 0 | [5 empty] | 0 | 0 | 0 | 0 | 0 | 0 | 0
[5 empty] | C4 | 0 | 0 | 0 | 0 | 0 | 0 | 0 | 0 | 0 | 0 | 0 | 0 | [5 empty] | 0 | 0 | 0 | 0 | 0 | 0 | 0 | [5 empty] | 0 | 0 | 0 | 0 | 0 | 0 | 0
|  |  | 0 | 0 |  | 0 | 0 | 0 | 0 | 0 |  | 0 | 0 | 0 | 0 | 0 |  | 0 | 0 | 0 | 0 | 0 |  | 0 | 0 | 0 | 0 | 0 |  | 0 | 0 | 0 | 0 | 0 |  | 0 | 0 | 0 | 0 | 0
| [Please insert new asset category as required] |  |  |  | C1 | 0 | 0 | 0 | 0 | 0 | 0 | 0 | 0 | 0 | 0 | 0 | 0 | [5 empty] | 0 | 0 | 0 | 0 | 0 | 0 | 0 | [5 empty] | 0 | 0 | 0 | 0 | 0 | 0 | 0
[5 empty] | C2 | 0 | 0 | 0 | 0 | 0 | 0 | 0 | 0 | 0 | 0 | 0 | 0 | [5 empty] | 0 | 0 | 0 | 0 | 0 | 0 | 0 | [5 empty] | 0 | 0 | 0 | 0 | 0 | 0 | 0
[5 empty] | C3 | 0 | 0 | 0 | 0 | 0 | 0 | 0 | 0 | 0 | 0 | 0 | 0 | [5 empty] | 0 | 0 | 0 | 0 | 0 | 0 | 0 | [5 empty] | 0 | 0 | 0 | 0 | 0 | 0 | 0
[5 empty] | C4 | 0 | 0 | 0 | 0 | 0 | 0 | 0 | 0 | 0 | 0 | 0 | 0 | [5 empty] | 0 | 0 | 0 | 0 | 0 | 0 | 0 | [5 empty] | 0 | 0 | 0 | 0 | 0 | 0 | 0
|  |  | 0 | 0 |  | 0 | 0 | 0 | 0 | 0 |  | 0 | 0 | 0 | 0 | 0 |  | 0 | 0 | 0 | 0 | 0 |  | 0 | 0 | 0 | 0 | 0 |  | 0 | 0 | 0 | 0 | 0 |  | 0 | 0 | 0 | 0 | 0
| [Please insert new asset category as required] |  |  |  | C1 | 0 | 0 | 0 | 0 | 0 | 0 | 0 | 0 | 0 | 0 | 0 | 0 | [5 empty] | 0 | 0 | 0 | 0 | 0 | 0 | 0 | [5 empty] | 0 | 0 | 0 | 0 | 0 | 0 | 0
[5 empty] | C2 | 0 | 0 | 0 | 0 | 0 | 0 | 0 | 0 | 0 | 0 | 0 | 0 | [5 empty] | 0 | 0 | 0 | 0 | 0 | 0 | 0 | [5 empty] | 0 | 0 | 0 | 0 | 0 | 0 | 0
[5 empty] | C3 | 0 | 0 | 0 | 0 | 0 | 0 | 0 | 0 | 0 | 0 | 0 | 0 | [5 empty] | 0 | 0 | 0 | 0 | 0 | 0 | 0 | [5 empty] | 0 | 0 | 0 | 0 | 0 | 0 | 0
[5 empty] | C4 | 0 | 0 | 0 | 0 | 0 | 0 | 0 | 0 | 0 | 0 | 0 | 0 | [5 empty] | 0 | 0 | 0 | 0 | 0 | 0 | 0 | [5 empty] | 0 | 0 | 0 | 0 | 0 | 0 | 0
|  |  | 0 | 0 |  | 0 | 0 | 0 | 0 | 0 |  | 0 | 0 | 0 | 0 | 0 |  | 0 | 0 | 0 | 0 | 0 |  | 0 | 0 | 0 | 0 | 0 |  | 0 | 0 | 0 | 0 | 0 |  | 0 | 0 | 0 | 0 | 0
| [Please insert new asset category as required] |  |  |  | C1 | 0 | 0 | 0 | 0 | 0 | 0 | 0 | 0 | 0 | 0 | 0 | 0 | [5 empty] | 0 | 0 | 0 | 0 | 0 | 0 | 0 | [5 empty] | 0 | 0 | 0 | 0 | 0 | 0 | 0
[5 empty] | C2 | 0 | 0 | 0 | 0 | 0 | 0 | 0 | 0 | 0 | 0 | 0 | 0 | [5 empty] | 0 | 0 | 0 | 0 | 0 | 0 | 0 | [5 empty] | 0 | 0 | 0 | 0 | 0 | 0 | 0
[5 empty] | C3 | 0 | 0 | 0 | 0 | 0 | 0 | 0 | 0 | 0 | 0 | 0 | 0 | [5 empty] | 0 | 0 | 0 | 0 | 0 | 0 | 0 | [5 empty] | 0 | 0 | 0 | 0 | 0 | 0 | 0
[5 empty] | C4 | 0 | 0 | 0 | 0 | 0 | 0 | 0 | 0 | 0 | 0 | 0 | 0 | [5 empty] | 0 | 0 | 0 | 0 | 0 | 0 | 0 | [5 empty] | 0 | 0 | 0 | 0 | 0 | 0 | 0
|  |  | 0 | 0 |  | 0 | 0 | 0 | 0 | 0 |  | 0 | 0 | 0 | 0 | 0 |  | 0 | 0 | 0 | 0 | 0 |  | 0 | 0 | 0 | 0 | 0 |  | 0 | 0 | 0 | 0 | 0 |  | 0 | 0 | 0 | 0 | 0
| TOTAL |  | 248959 | 244634 |  | 155385.1112 | 26350.44 | 39406.423 | 19884.45 | 12587.115 |  | 155385.1112 | 26350.44 | 39406.423 | 19884.45 | 12587.115 |  | 9413.5 | -521.1 | -2715.7 | -4062.2 | -4062.5 |  | 144029.7652 | 30662.518 | 49299.462 | 16068.541 | 13558.053 |  | 23126.2 | -727 | -3929.9 | -11351.7 | -11469.5 |  | 128113.7072 | 32411.75 | 19846.932 | 47186.541 | 26156.183
Health Index Definitions
|  |  | HI1 | New or as new
|  |  | HI2 | Good or seviceable condition
|  |  | HI3 | Deterioration requires assessment and monitoring
|  |  | HI4 | Material deterioration, intervention requires consideration
|  |  | HI5 | End of serviceable life, intervention required
Criticality Index Definitions
|  |  | C1 | Low criticality
|  |  | C2 | Average criticality
|  |  | C3 | High criticality
|  |  | C4 | Very high criticality

## NAW4 - Refurb - NPgY
HI4: Secondary deliverables RIIO-ED1 - refurbishment
NPgY
Price base (2012/13)
| ASSET CATEGORIES |  | ASSET REGISTER |  |  | End of DPCR5 (31 March 2015) with investment | [5 empty] | End of DPCR5 (31 March 2015) without investment | [5 empty] | Mid-Period Review (31 March 2019) planned investment | [5 empty] | Mid-Period Review (31 March 2019) without investment | [5 empty] | End of RIIO-ED1 (31 March 2023) planned investment | [5 empty] | End of RIIO-ED1 (31 March 2023) without investment
Is it your current intention to have a health index for this asset category in the RIIO-ED1 control period.
|  |  | as at 31st March 2015 | as at 31st March 2023 |  | HI 1 | HI 2 | HI 3 | HI 4 | HI 5 |  | HI 1 | HI 2 | HI 3 | HI 4 | HI 5 |  | HI 1 | HI 2 | HI 3 | HI 4 | HI 5 |  | HI 1 | HI 2 | HI 3 | HI 4 | HI 5 |  | HI 1 | HI 2 | HI 3 | HI 4 | HI 5 |  | HI 1 | HI 2 | HI 3 | HI 4 | HI 5
LV Network
| LV Switchgear and Other |  |  |  | C1 | 0 | 0 | 0 | 0 | 0 | 0 | 0 | 0 | 0 | 0 | 0 | 0 | [5 empty] | 0 | 0 | 0 | 0 | 0 | 0 | 0 | [5 empty] | 0 | 0 | 0 | 0 | 0 | 0 | 0 | Yes
[5 empty] | C2 | 0 | 0 | 0 | 0 | 0 | 0 | 0 | 0 | 0 | 0 | 0 | 0 | [5 empty] | 0 | 0 | 0 | 0 | 0 | 0 | 0 | [5 empty] | 0 | 0 | 0 | 0 | 0 | 0 | 0 | No
[5 empty] | C3 | 0 | 0 | 0 | 0 | 0 | 0 | 0 | 0 | 0 | 0 | 0 | 0 | [5 empty] | 0 | 0 | 0 | 0 | 0 | 0 | 0 | [5 empty] | 0 | 0 | 0 | 0 | 0 | 0 | 0
[5 empty] | C4 | 0 | 0 | 0 | 0 | 0 | 0 | 0 | 0 | 0 | 0 | 0 | 0 | [5 empty] | 0 | 0 | 0 | 0 | 0 | 0 | 0 | [5 empty] | 0 | 0 | 0 | 0 | 0 | 0 | 0
|  |  | 0 | 0 |  | 0 | 0 | 0 | 0 | 0 |  | 0 | 0 | 0 | 0 | 0 |  | 0 | 0 | 0 | 0 | 0 |  | 0 | 0 | 0 | 0 | 0 |  | 0 | 0 | 0 | 0 | 0 |  | 0 | 0 | 0 | 0 | 0
| LV UGB |  |  |  | C1 | 0 | 0 | 0 | 0 | 0 | 0 | 0 | 0 | 0 | 0 | 0 | 0 | [5 empty] | 0 | 0 | 0 | 0 | 0 | 0 | 0 | [5 empty] | 0 | 0 | 0 | 0 | 0 | 0 | 0
[5 empty] | C2 | 0 | 0 | 0 | 0 | 0 | 0 | 0 | 0 | 0 | 0 | 0 | 0 | [5 empty] | 0 | 0 | 0 | 0 | 0 | 0 | 0 | [5 empty] | 0 | 0 | 0 | 0 | 0 | 0 | 0
[5 empty] | C3 | 0 | 0 | 0 | 0 | 0 | 0 | 0 | 0 | 0 | 0 | 0 | 0 | [5 empty] | 0 | 0 | 0 | 0 | 0 | 0 | 0 | [5 empty] | 0 | 0 | 0 | 0 | 0 | 0 | 0
[5 empty] | C4 | 0 | 0 | 0 | 0 | 0 | 0 | 0 | 0 | 0 | 0 | 0 | 0 | [5 empty] | 0 | 0 | 0 | 0 | 0 | 0 | 0 | [5 empty] | 0 | 0 | 0 | 0 | 0 | 0 | 0
|  |  | 0 | 0 |  | 0 | 0 | 0 | 0 | 0 |  | 0 | 0 | 0 | 0 | 0 |  | 0 | 0 | 0 | 0 | 0 |  | 0 | 0 | 0 | 0 | 0 |  | 0 | 0 | 0 | 0 | 0 |  | 0 | 0 | 0 | 0 | 0
| LV OHL Support |  |  |  | C1 | 9126 | 1541 | 5826 | 1255 | 1115 | 18863 | 9126 | 1541 | 5826 | 1255 | 1115 | 18863 | [5 empty] | 0 | 8491 | 1652 | 6151 | 1305 | 1264 | 18863 | [5 empty] | 0 | 7925 | 1379 | 1108 | 5996 | 2455 | 18863
[5 empty] | C2 | 6240 | 1457 | 4520 | 1220 | 1130 | 14567 | 6240 | 1457 | 4520 | 1220 | 1130 | 14567 | [5 empty] | 0 | 5759 | 1353 | 4905 | 1281 | 1269 | 14567 | [5 empty] | 0 | 5339 | 1031 | 1091 | 4661 | 2445 | 14567
[5 empty] | C3 | 4917 | 1572 | 3714 | 1014 | 1132 | 12349 | 4917 | 1572 | 3714 | 1014 | 1132 | 12349 | [5 empty] | 0 | 4247 | 1696 | 4049 | 1106 | 1251 | 12349 | [5 empty] | 0 | 3716 | 1391 | 1032 | 3961 | 2249 | 12349
[5 empty] | C4 | 525 | 143 | 377 | 92 | 124 | 1261 | 525 | 143 | 377 | 92 | 124 | 1261 | [5 empty] | 0 | 453 | 159 | 410 | 100 | 139 | 1261 | [5 empty] | 0 | 407 | 121 | 104 | 402 | 227 | 1261
|  |  | 47782 | 46782 |  | 20808 | 4713 | 14437 | 3581 | 3501 |  | 20808 | 4713 | 14437 | 3581 | 3501 |  | 0 | 0 | 0 | 0 | 0 |  | 18950 | 4860 | 15515 | 3792 | 3923 |  | 0 | 0 | 0 | 0 | 0 |  | 17387 | 3922 | 3335 | 15020 | 7376
| [Please insert new asset category as required] |  |  |  | C1 | 0 | 0 | 0 | 0 | 0 | 0 | 0 | 0 | 0 | 0 | 0 | 0 | [5 empty] | 0 | 0 | 0 | 0 | 0 | 0 | 0 | [5 empty] | 0 | 0 | 0 | 0 | 0 | 0 | 0
[5 empty] | C2 | 0 | 0 | 0 | 0 | 0 | 0 | 0 | 0 | 0 | 0 | 0 | 0 | [5 empty] | 0 | 0 | 0 | 0 | 0 | 0 | 0 | [5 empty] | 0 | 0 | 0 | 0 | 0 | 0 | 0
[5 empty] | C3 | 0 | 0 | 0 | 0 | 0 | 0 | 0 | 0 | 0 | 0 | 0 | 0 | [5 empty] | 0 | 0 | 0 | 0 | 0 | 0 | 0 | [5 empty] | 0 | 0 | 0 | 0 | 0 | 0 | 0
[5 empty] | C4 | 0 | 0 | 0 | 0 | 0 | 0 | 0 | 0 | 0 | 0 | 0 | 0 | [5 empty] | 0 | 0 | 0 | 0 | 0 | 0 | 0 | [5 empty] | 0 | 0 | 0 | 0 | 0 | 0 | 0
|  |  | 0 | 0 |  | 0 | 0 | 0 | 0 | 0 |  | 0 | 0 | 0 | 0 | 0 |  | 0 | 0 | 0 | 0 | 0 |  | 0 | 0 | 0 | 0 | 0 |  | 0 | 0 | 0 | 0 | 0 |  | 0 | 0 | 0 | 0 | 0
| [Please insert new asset category as required] |  |  |  | C1 | 0 | 0 | 0 | 0 | 0 | 0 | 0 | 0 | 0 | 0 | 0 | 0 | [5 empty] | 0 | 0 | 0 | 0 | 0 | 0 | 0 | [5 empty] | 0 | 0 | 0 | 0 | 0 | 0 | 0
[5 empty] | C2 | 0 | 0 | 0 | 0 | 0 | 0 | 0 | 0 | 0 | 0 | 0 | 0 | [5 empty] | 0 | 0 | 0 | 0 | 0 | 0 | 0 | [5 empty] | 0 | 0 | 0 | 0 | 0 | 0 | 0
[5 empty] | C3 | 0 | 0 | 0 | 0 | 0 | 0 | 0 | 0 | 0 | 0 | 0 | 0 | [5 empty] | 0 | 0 | 0 | 0 | 0 | 0 | 0 | [5 empty] | 0 | 0 | 0 | 0 | 0 | 0 | 0
[5 empty] | C4 | 0 | 0 | 0 | 0 | 0 | 0 | 0 | 0 | 0 | 0 | 0 | 0 | [5 empty] | 0 | 0 | 0 | 0 | 0 | 0 | 0 | [5 empty] | 0 | 0 | 0 | 0 | 0 | 0 | 0
|  |  | 0 | 0 |  | 0 | 0 | 0 | 0 | 0 |  | 0 | 0 | 0 | 0 | 0 |  | 0 | 0 | 0 | 0 | 0 |  | 0 | 0 | 0 | 0 | 0 |  | 0 | 0 | 0 | 0 | 0 |  | 0 | 0 | 0 | 0 | 0
| [Please insert new asset category as required] |  |  |  | C1 | 0 | 0 | 0 | 0 | 0 | 0 | 0 | 0 | 0 | 0 | 0 | 0 | [5 empty] | 0 | 0 | 0 | 0 | 0 | 0 | 0 | [5 empty] | 0 | 0 | 0 | 0 | 0 | 0 | 0
[5 empty] | C2 | 0 | 0 | 0 | 0 | 0 | 0 | 0 | 0 | 0 | 0 | 0 | 0 | [5 empty] | 0 | 0 | 0 | 0 | 0 | 0 | 0 | [5 empty] | 0 | 0 | 0 | 0 | 0 | 0 | 0
[5 empty] | C3 | 0 | 0 | 0 | 0 | 0 | 0 | 0 | 0 | 0 | 0 | 0 | 0 | [5 empty] | 0 | 0 | 0 | 0 | 0 | 0 | 0 | [5 empty] | 0 | 0 | 0 | 0 | 0 | 0 | 0
[5 empty] | C4 | 0 | 0 | 0 | 0 | 0 | 0 | 0 | 0 | 0 | 0 | 0 | 0 | [5 empty] | 0 | 0 | 0 | 0 | 0 | 0 | 0 | [5 empty] | 0 | 0 | 0 | 0 | 0 | 0 | 0
|  |  | 0 | 0 |  | 0 | 0 | 0 | 0 | 0 |  | 0 | 0 | 0 | 0 | 0 |  | 0 | 0 | 0 | 0 | 0 |  | 0 | 0 | 0 | 0 | 0 |  | 0 | 0 | 0 | 0 | 0 |  | 0 | 0 | 0 | 0 | 0
| [Please insert new asset category as required] |  |  |  | C1 | 0 | 0 | 0 | 0 | 0 | 0 | 0 | 0 | 0 | 0 | 0 | 0 | [5 empty] | 0 | 0 | 0 | 0 | 0 | 0 | 0 | [5 empty] | 0 | 0 | 0 | 0 | 0 | 0 | 0
[5 empty] | C2 | 0 | 0 | 0 | 0 | 0 | 0 | 0 | 0 | 0 | 0 | 0 | 0 | [5 empty] | 0 | 0 | 0 | 0 | 0 | 0 | 0 | [5 empty] | 0 | 0 | 0 | 0 | 0 | 0 | 0
[5 empty] | C3 | 0 | 0 | 0 | 0 | 0 | 0 | 0 | 0 | 0 | 0 | 0 | 0 | [5 empty] | 0 | 0 | 0 | 0 | 0 | 0 | 0 | [5 empty] | 0 | 0 | 0 | 0 | 0 | 0 | 0
[5 empty] | C4 | 0 | 0 | 0 | 0 | 0 | 0 | 0 | 0 | 0 | 0 | 0 | 0 | [5 empty] | 0 | 0 | 0 | 0 | 0 | 0 | 0 | [5 empty] | 0 | 0 | 0 | 0 | 0 | 0 | 0
|  |  | 0 | 0 |  | 0 | 0 | 0 | 0 | 0 |  | 0 | 0 | 0 | 0 | 0 |  | 0 | 0 | 0 | 0 | 0 |  | 0 | 0 | 0 | 0 | 0 |  | 0 | 0 | 0 | 0 | 0 |  | 0 | 0 | 0 | 0 | 0
| [Please insert new asset category as required] |  |  |  | C1 | 0 | 0 | 0 | 0 | 0 | 0 | 0 | 0 | 0 | 0 | 0 | 0 | [5 empty] | 0 | 0 | 0 | 0 | 0 | 0 | 0 | [5 empty] | 0 | 0 | 0 | 0 | 0 | 0 | 0
[5 empty] | C2 | 0 | 0 | 0 | 0 | 0 | 0 | 0 | 0 | 0 | 0 | 0 | 0 | [5 empty] | 0 | 0 | 0 | 0 | 0 | 0 | 0 | [5 empty] | 0 | 0 | 0 | 0 | 0 | 0 | 0
[5 empty] | C3 | 0 | 0 | 0 | 0 | 0 | 0 | 0 | 0 | 0 | 0 | 0 | 0 | [5 empty] | 0 | 0 | 0 | 0 | 0 | 0 | 0 | [5 empty] | 0 | 0 | 0 | 0 | 0 | 0 | 0
[5 empty] | C4 | 0 | 0 | 0 | 0 | 0 | 0 | 0 | 0 | 0 | 0 | 0 | 0 | [5 empty] | 0 | 0 | 0 | 0 | 0 | 0 | 0 | [5 empty] | 0 | 0 | 0 | 0 | 0 | 0 | 0
|  |  | 0 | 0 |  | 0 | 0 | 0 | 0 | 0 |  | 0 | 0 | 0 | 0 | 0 |  | 0 | 0 | 0 | 0 | 0 |  | 0 | 0 | 0 | 0 | 0 |  | 0 | 0 | 0 | 0 | 0 |  | 0 | 0 | 0 | 0 | 0
HV Network
| HV Switchgear (GM) - Primary |  |  |  | C1 | 1035 | 192 | 332 | 36 | 134 | 1729 | 1035 | 192 | 332 | 36 | 134 | 1729 | 55 | 0 | 0 | -55 | 0 | 0 | 975 | 206 | 187 | 199 | 162 | 1729 | 55 | 0 | 0 | 0 | -55 | 0 | 873 | 201 | 127 | 196 | 332 | 1729
[5 empty] | C2 | 1038 | 116 | 299 | 50 | 163 | 1666 | 1038 | 116 | 299 | 50 | 163 | 1666 | 29 | 0 | 0 | -29 | 0 | 0 | 920 | 219 | 162 | 170 | 195 | 1666 | 29 | 0 | 0 | 0 | -29 | 0 | 754 | 324 | 73 | 162 | 353 | 1666
[5 empty] | C3 | 441 | 74 | 207 | 43 | 29 | 794 | 441 | 74 | 207 | 43 | 29 | 794 | 22 | 0 | 0 | -22 | 0 | 0 | 390 | 101 | 165 | 80 | 58 | 794 | 22 | 0 | 0 | 0 | -22 | 0 | 306 | 177 | 31 | 150 | 130 | 794
[5 empty] | C4 | 26 | 4 | 32 | 0 | 3 | 65 | 26 | 4 | 32 | 0 | 3 | 65 | 9 | 0 | 0 | -9 | 0 | 0 | 26 | 0 | 23 | 13 | 3 | 65 | 9 | 0 | 0 | 0 | -9 | 0 | 22 | 4 | 3 | 21 | 15 | 65
|  |  | 4274 | 4244 |  | 2540 | 386 | 870 | 129 | 329 |  | 2540 | 386 | 870 | 129 | 329 |  | 115 | 0 | 0 | -115 | 0 |  | 2311 | 526 | 537 | 462 | 418 |  | 115 | 0 | 0 | 0 | -115 |  | 1955 | 706 | 234 | 529 | 830
| HV Switchgear (GM) - Distribution |  |  |  | C1 | 1908 | 128 | 47 | 929 | 286 | 3298 | 1908 | 128 | 47 | 929 | 286 | 3298 | [5 empty] | 0 | 1977 | 103 | 804 | 338 | 77 | 3299 | [5 empty] | 0 | 1908 | 128 | 47 | 929 | 286 | 3298
[5 empty] | C2 | 12670 | 1938 | 1043 | 6322 | 2454 | 24427 | 12670 | 1938 | 1043 | 6322 | 2454 | 24427 | [5 empty] | 0 | 13614 | 1906 | 5517 | 2541 | 848 | 24426 | [5 empty] | 0 | 12670 | 1938 | 1043 | 6322 | 2454 | 24427
[5 empty] | C3 | 2361 | 356 | 270 | 810 | 388 | 4185 | 2361 | 356 | 270 | 810 | 388 | 4185 | [5 empty] | 0 | 2557 | 260 | 868 | 413 | 87 | 4185 | [5 empty] | 0 | 2361 | 356 | 270 | 810 | 388 | 4185
[5 empty] | C4 | 10 | 1 | 0 | 0 | 6 | 17 | 10 | 1 | 0 | 0 | 6 | 17 | [5 empty] | 0 | 11 | 0 | 0 | 6 | 0 | 17 | [5 empty] | 0 | 10 | 1 | 0 | 0 | 6 | 17
|  |  | 30337 | 26699 |  | 16949 | 2423 | 1360 | 8061 | 3134 |  | 16949 | 2423 | 1360 | 8061 | 3134 |  | 0 | 0 | 0 | 0 | 0 |  | 18159 | 2269 | 7189 | 3298 | 1012 |  | 0 | 0 | 0 | 0 | 0 |  | 16949 | 2423 | 1360 | 8061 | 3134
| HV Transformer (GM) |  |  |  | C1 | 557 | 91 | 39 | 5 | 2 | 694 | 557 | 91 | 39 | 5 | 2 | 694 | [5 empty] | 0 | 495 | 139 | 51 | 6 | 2 | 693 | [5 empty] | 0 | 444 | 150 | 51 | 41 | 7 | 693
[5 empty] | C2 | 12639 | 681 | 187 | 18 | 15 | 13540 | 12639 | 681 | 187 | 18 | 15 | 13540 | [5 empty] | 0 | 11743 | 1421 | 318 | 44 | 15 | 13541 | [5 empty] | 0 | 9638 | 3270 | 337 | 256 | 40 | 13541
[5 empty] | C3 | 1056 | 93 | 23 | 5 | 0 | 1177 | 1056 | 93 | 23 | 5 | 0 | 1177 | [5 empty] | 0 | 960 | 167 | 42 | 8 | 0 | 1177 | [5 empty] | 0 | 795 | 297 | 52 | 29 | 4 | 1177
[5 empty] | C4 | 0 | 0 | 0 | 0 | 0 | 0 | 0 | 0 | 0 | 0 | 0 | 0 | [5 empty] | 0 | 0 | 0 | 0 | 0 | 0 | 0 | [5 empty] | 0 | 0 | 0 | 0 | 0 | 0 | 0
|  |  | 15360 | 15360 |  | 14252 | 865 | 249 | 28 | 17 |  | 14252 | 865 | 249 | 28 | 17 |  | 0 | 0 | 0 | 0 | 0 |  | 13198 | 1727 | 411 | 58 | 17 |  | 0 | 0 | 0 | 0 | 0 |  | 10877 | 3717 | 440 | 326 | 51
| HV UG Cable |  |  |  | C1 | 0 | 0 | 0 | 0 | 0 | 0 | 0 | 0 | 0 | 0 | 0 | 0 | [5 empty] | 0 | 0 | 0 | 0 | 0 | 0 | 0 | [5 empty] | 0 | 0 | 0 | 0 | 0 | 0 | 0
[5 empty] | C2 | 0 | 0 | 0 | 0 | 0 | 0 | 0 | 0 | 0 | 0 | 0 | 0 | [5 empty] | 0 | 0 | 0 | 0 | 0 | 0 | 0 | [5 empty] | 0 | 0 | 0 | 0 | 0 | 0 | 0
[5 empty] | C3 | 0 | 0 | 0 | 0 | 0 | 0 | 0 | 0 | 0 | 0 | 0 | 0 | [5 empty] | 0 | 0 | 0 | 0 | 0 | 0 | 0 | [5 empty] | 0 | 0 | 0 | 0 | 0 | 0 | 0
[5 empty] | C4 | 0 | 0 | 0 | 0 | 0 | 0 | 0 | 0 | 0 | 0 | 0 | 0 | [5 empty] | 0 | 0 | 0 | 0 | 0 | 0 | 0 | [5 empty] | 0 | 0 | 0 | 0 | 0 | 0 | 0
|  |  | 0 | 0 |  | 0 | 0 | 0 | 0 | 0 |  | 0 | 0 | 0 | 0 | 0 |  | 0 | 0 | 0 | 0 | 0 |  | 0 | 0 | 0 | 0 | 0 |  | 0 | 0 | 0 | 0 | 0 |  | 0 | 0 | 0 | 0 | 0
| HV OHL Support - Poles |  |  |  | C1 | 33262 | 3730 | 7547 | 2769 | 1564 | 48872 | 33262 | 3730 | 7547 | 2769 | 1564 | 48872 | [5 empty] | 0 | 30294 | 5541 | 8083 | 2917 | 2037 | 48872 | [5 empty] | 0 | 26428 | 7329 | 2488 | 8043 | 4584 | 48872
[5 empty] | C2 | 29965 | 3754 | 5334 | 1720 | 1375 | 42148 | 29965 | 3754 | 5334 | 1720 | 1375 | 42148 | [5 empty] | 0 | 27284 | 5087 | 6109 | 1935 | 1733 | 42148 | [5 empty] | 0 | 24009 | 6261 | 2611 | 5908 | 3359 | 42148
[5 empty] | C3 | 11306 | 1779 | 1979 | 592 | 576 | 16232 | 11306 | 1779 | 1979 | 592 | 576 | 16232 | [5 empty] | 0 | 10223 | 2254 | 2368 | 682 | 705 | 16232 | [5 empty] | 0 | 9000 | 2486 | 1245 | 2234 | 1267 | 16232
[5 empty] | C4 | 5097 | 799 | 883 | 259 | 264 | 7302 | 5097 | 799 | 883 | 259 | 264 | 7302 | [5 empty] | 0 | 4570 | 1084 | 1043 | 299 | 306 | 7302 | [5 empty] | 0 | 4007 | 1144 | 600 | 984 | 567 | 7302
|  |  | 114978 | 114978 |  | 79630 | 10062 | 15743 | 5340 | 3779 |  | 79630 | 10062 | 15743 | 5340 | 3779 |  | 0 | 0 | 0 | 0 | 0 |  | 72371 | 13966 | 17603 | 5833 | 4781 |  | 0 | 0 | 0 | 0 | 0 |  | 63444 | 17220 | 6944 | 17169 | 9777
| [Please insert new asset category as required] |  |  |  | C1 | 0 | 0 | 0 | 0 | 0 | 0 | 0 | 0 | 0 | 0 | 0 | 0 | [5 empty] | 0 | 0 | 0 | 0 | 0 | 0 | 0 | [5 empty] | 0 | 0 | 0 | 0 | 0 | 0 | 0
[5 empty] | C2 | 0 | 0 | 0 | 0 | 0 | 0 | 0 | 0 | 0 | 0 | 0 | 0 | [5 empty] | 0 | 0 | 0 | 0 | 0 | 0 | 0 | [5 empty] | 0 | 0 | 0 | 0 | 0 | 0 | 0
[5 empty] | C3 | 0 | 0 | 0 | 0 | 0 | 0 | 0 | 0 | 0 | 0 | 0 | 0 | [5 empty] | 0 | 0 | 0 | 0 | 0 | 0 | 0 | [5 empty] | 0 | 0 | 0 | 0 | 0 | 0 | 0
[5 empty] | C4 | 0 | 0 | 0 | 0 | 0 | 0 | 0 | 0 | 0 | 0 | 0 | 0 | [5 empty] | 0 | 0 | 0 | 0 | 0 | 0 | 0 | [5 empty] | 0 | 0 | 0 | 0 | 0 | 0 | 0
|  |  | 0 | 0 |  | 0 | 0 | 0 | 0 | 0 |  | 0 | 0 | 0 | 0 | 0 |  | 0 | 0 | 0 | 0 | 0 |  | 0 | 0 | 0 | 0 | 0 |  | 0 | 0 | 0 | 0 | 0 |  | 0 | 0 | 0 | 0 | 0
| [Please insert new asset category as required] |  |  |  | C1 | 0 | 0 | 0 | 0 | 0 | 0 | 0 | 0 | 0 | 0 | 0 | 0 | [5 empty] | 0 | 0 | 0 | 0 | 0 | 0 | 0 | [5 empty] | 0 | 0 | 0 | 0 | 0 | 0 | 0
[5 empty] | C2 | 0 | 0 | 0 | 0 | 0 | 0 | 0 | 0 | 0 | 0 | 0 | 0 | [5 empty] | 0 | 0 | 0 | 0 | 0 | 0 | 0 | [5 empty] | 0 | 0 | 0 | 0 | 0 | 0 | 0
[5 empty] | C3 | 0 | 0 | 0 | 0 | 0 | 0 | 0 | 0 | 0 | 0 | 0 | 0 | [5 empty] | 0 | 0 | 0 | 0 | 0 | 0 | 0 | [5 empty] | 0 | 0 | 0 | 0 | 0 | 0 | 0
[5 empty] | C4 | 0 | 0 | 0 | 0 | 0 | 0 | 0 | 0 | 0 | 0 | 0 | 0 | [5 empty] | 0 | 0 | 0 | 0 | 0 | 0 | 0 | [5 empty] | 0 | 0 | 0 | 0 | 0 | 0 | 0
|  |  | 0 | 0 |  | 0 | 0 | 0 | 0 | 0 |  | 0 | 0 | 0 | 0 | 0 |  | 0 | 0 | 0 | 0 | 0 |  | 0 | 0 | 0 | 0 | 0 |  | 0 | 0 | 0 | 0 | 0 |  | 0 | 0 | 0 | 0 | 0
| [Please insert new asset category as required] |  |  |  | C1 | 0 | 0 | 0 | 0 | 0 | 0 | 0 | 0 | 0 | 0 | 0 | 0 | [5 empty] | 0 | 0 | 0 | 0 | 0 | 0 | 0 | [5 empty] | 0 | 0 | 0 | 0 | 0 | 0 | 0
[5 empty] | C2 | 0 | 0 | 0 | 0 | 0 | 0 | 0 | 0 | 0 | 0 | 0 | 0 | [5 empty] | 0 | 0 | 0 | 0 | 0 | 0 | 0 | [5 empty] | 0 | 0 | 0 | 0 | 0 | 0 | 0
[5 empty] | C3 | 0 | 0 | 0 | 0 | 0 | 0 | 0 | 0 | 0 | 0 | 0 | 0 | [5 empty] | 0 | 0 | 0 | 0 | 0 | 0 | 0 | [5 empty] | 0 | 0 | 0 | 0 | 0 | 0 | 0
[5 empty] | C4 | 0 | 0 | 0 | 0 | 0 | 0 | 0 | 0 | 0 | 0 | 0 | 0 | [5 empty] | 0 | 0 | 0 | 0 | 0 | 0 | 0 | [5 empty] | 0 | 0 | 0 | 0 | 0 | 0 | 0
|  |  | 0 | 0 |  | 0 | 0 | 0 | 0 | 0 |  | 0 | 0 | 0 | 0 | 0 |  | 0 | 0 | 0 | 0 | 0 |  | 0 | 0 | 0 | 0 | 0 |  | 0 | 0 | 0 | 0 | 0 |  | 0 | 0 | 0 | 0 | 0
| [Please insert new asset category as required] |  |  |  | C1 | 0 | 0 | 0 | 0 | 0 | 0 | 0 | 0 | 0 | 0 | 0 | 0 | [5 empty] | 0 | 0 | 0 | 0 | 0 | 0 | 0 | [5 empty] | 0 | 0 | 0 | 0 | 0 | 0 | 0
[5 empty] | C2 | 0 | 0 | 0 | 0 | 0 | 0 | 0 | 0 | 0 | 0 | 0 | 0 | [5 empty] | 0 | 0 | 0 | 0 | 0 | 0 | 0 | [5 empty] | 0 | 0 | 0 | 0 | 0 | 0 | 0
[5 empty] | C3 | 0 | 0 | 0 | 0 | 0 | 0 | 0 | 0 | 0 | 0 | 0 | 0 | [5 empty] | 0 | 0 | 0 | 0 | 0 | 0 | 0 | [5 empty] | 0 | 0 | 0 | 0 | 0 | 0 | 0
[5 empty] | C4 | 0 | 0 | 0 | 0 | 0 | 0 | 0 | 0 | 0 | 0 | 0 | 0 | [5 empty] | 0 | 0 | 0 | 0 | 0 | 0 | 0 | [5 empty] | 0 | 0 | 0 | 0 | 0 | 0 | 0
|  |  | 0 | 0 |  | 0 | 0 | 0 | 0 | 0 |  | 0 | 0 | 0 | 0 | 0 |  | 0 | 0 | 0 | 0 | 0 |  | 0 | 0 | 0 | 0 | 0 |  | 0 | 0 | 0 | 0 | 0 |  | 0 | 0 | 0 | 0 | 0
| [Please insert new asset category as required] |  |  |  | C1 | 0 | 0 | 0 | 0 | 0 | 0 | 0 | 0 | 0 | 0 | 0 | 0 | [5 empty] | 0 | 0 | 0 | 0 | 0 | 0 | 0 | [5 empty] | 0 | 0 | 0 | 0 | 0 | 0 | 0
[5 empty] | C2 | 0 | 0 | 0 | 0 | 0 | 0 | 0 | 0 | 0 | 0 | 0 | 0 | [5 empty] | 0 | 0 | 0 | 0 | 0 | 0 | 0 | [5 empty] | 0 | 0 | 0 | 0 | 0 | 0 | 0
[5 empty] | C3 | 0 | 0 | 0 | 0 | 0 | 0 | 0 | 0 | 0 | 0 | 0 | 0 | [5 empty] | 0 | 0 | 0 | 0 | 0 | 0 | 0 | [5 empty] | 0 | 0 | 0 | 0 | 0 | 0 | 0
[5 empty] | C4 | 0 | 0 | 0 | 0 | 0 | 0 | 0 | 0 | 0 | 0 | 0 | 0 | [5 empty] | 0 | 0 | 0 | 0 | 0 | 0 | 0 | [5 empty] | 0 | 0 | 0 | 0 | 0 | 0 | 0
|  |  | 0 | 0 |  | 0 | 0 | 0 | 0 | 0 |  | 0 | 0 | 0 | 0 | 0 |  | 0 | 0 | 0 | 0 | 0 |  | 0 | 0 | 0 | 0 | 0 |  | 0 | 0 | 0 | 0 | 0 |  | 0 | 0 | 0 | 0 | 0
EHV Network
| EHV Switchgear (GM) |  |  |  | C1 | 391 | 50 | 4 | 1 | 13 | 459 | 391 | 50 | 4 | 1 | 13 | 459 | [5 empty] | 0 | 383 | 52 | 8 | 3 | 13 | 459 | [5 empty] | 0 | 353 | 54 | 32 | 6 | 14 | 459
[5 empty] | C2 | 469 | 70 | 18 | 15 | 52 | 624 | 469 | 70 | 18 | 15 | 52 | 624 | [5 empty] | 0 | 458 | 64 | 28 | 17 | 57 | 624 | [5 empty] | 0 | 438 | 37 | 62 | 19 | 68 | 624
[5 empty] | C3 | 357 | 0 | 3 | 21 | 0 | 381 | 357 | 0 | 3 | 21 | 0 | 381 | [5 empty] | 0 | 357 | 0 | 0 | 13 | 11 | 381 | [5 empty] | 0 | 337 | 20 | 0 | 10 | 14 | 381
[5 empty] | C4 | 0 | 0 | 0 | 0 | 0 | 0 | 0 | 0 | 0 | 0 | 0 | 0 | [5 empty] | 0 | 0 | 0 | 0 | 0 | 0 | 0 | [5 empty] | 0 | 0 | 0 | 0 | 0 | 0 | 0
|  |  | 1438 | 1447 |  | 1217 | 120 | 25 | 37 | 65 |  | 1217 | 120 | 25 | 37 | 65 |  | 0 | 0 | 0 | 0 | 0 |  | 1198 | 116 | 36 | 33 | 81 |  | 0 | 0 | 0 | 0 | 0 |  | 1128 | 111 | 94 | 35 | 96
| EHV Transformer |  |  |  | C1 | 8 | 3 | 0 | 0 | 0 | 11 | 8 | 3 | 0 | 0 | 0 | 11 | 0 | 0 | 0 | 0 | 0 | 0 | 7 | 1 | 3 | 0 | 0 | 11 | 0 | 0 | 1 | -1 | 0 | 0 | 7 | 1 | 1 | 2 | 0 | 11
[5 empty] | C2 | 380 | 133 | 42 | 32 | 14 | 601 | 380 | 133 | 42 | 32 | 14 | 601 | 0 | 1 | -1 | 0 | 0 | 0 | 303 | 174 | 54 | 44 | 31 | 606 | 0 | 3 | -1 | 12 | -14 | 0 | 227 | 176 | 89 | 56 | 58 | 606
[5 empty] | C3 | 39 | 7 | 3 | 0 | 1 | 50 | 39 | 7 | 3 | 0 | 1 | 50 | 0 | 0 | 0 | 0 | 0 | 0 | 37 | 6 | 4 | 2 | 1 | 50 | 0 | 0 | 0 | 0 | 0 | 0 | 33 | 8 | 3 | 5 | 1 | 50
[5 empty] | C4 | 0 | 0 | 0 | 0 | 0 | 0 | 0 | 0 | 0 | 0 | 0 | 0 | 0 | 0 | 0 | 0 | 0 | 0 | 0 | 0 | 0 | 0 | 0 | 0 | 0 | 0 | 0 | 0 | 0 | 0 | 0 | 0 | 0 | 0 | 0 | 0
|  |  | 662 | 660 |  | 427 | 143 | 45 | 32 | 15 |  | 427 | 143 | 45 | 32 | 15 |  | 0 | 1 | -1 | 0 | 0 |  | 347 | 181 | 61 | 46 | 32 |  | 0 | 3 | 0 | 11 | -14 |  | 267 | 185 | 93 | 63 | 59
| EHV UG Cable (Gas) |  |  |  | C1 | 0 | 0 | 0 | 0 | 0 | 0 | 0 | 0 | 0 | 0 | 0 | 0 | [5 empty] | 0 | 0 | 0 | 0 | 0 | 0 | 0 | [5 empty] | 0 | 0 | 0 | 0 | 0 | 0 | 0
[5 empty] | C2 | 25.214 | 4.451 | 83.412 | 4.06 | 8.76 | 125.897 | 25.214 | 4.451 | 83.412 | 4.06 | 8.76 | 125.897 | [5 empty] | 0 | 24.692 | 2.83 | 83.599 | 6.016 | 8.76 | 125.897 | [5 empty] | 0 | 23.868 | 0.874 | 20.882 | 75.131 | 10.716 | 131.471
[5 empty] | C3 | 0.359 | 0 | 0 | 0 | 0 | 0.359 | 0.359 | 0 | 0 | 0 | 0 | 0.359 | [5 empty] | 0 | 0.359 | 0 | 0 | 0 | 0 | 0.359 | [5 empty] | 0 | 0.359 | 0 | 0 | 0 | 0 | 0.359
[5 empty] | C4 | 0 | 0 | 0 | 0 | 0 | 0 | 0 | 0 | 0 | 0 | 0 | 0 | [5 empty] | 0 | 0 | 0 | 0 | 0 | 0 | 0 | [5 empty] | 0 | 0 | 0 | 0 | 0 | 0 | 0
|  |  | 115 | 105 |  | 25.573 | 4.451 | 83.412 | 4.06 | 8.76 |  | 25.573 | 4.451 | 83.412 | 4.06 | 8.76 |  | 0 | 0 | 0 | 0 | 0 |  | 25.051 | 2.83 | 83.599 | 6.016 | 8.76 |  | 0 | 0 | 0 | 0 | 0 |  | 24.227 | 0.874 | 20.882 | 75.131 | 10.716
| EHV UG Cable (Oil) |  |  |  | C1 | 37.905 | 11.469 | 13.21 | 2.45 | 13.979 | 79.013 | 37.905 | 11.469 | 13.21 | 2.45 | 13.979 | 79.013 | [5 empty] | 0 | 37.492 | 9.313 | 15.754 | 0.395 | 16.059 | 79.013 | [5 empty] | 0 | 37.459 | 0.48 | 17.193 | 7.452 | 16.429 | 79.013
[5 empty] | C2 | 83.326 | 24.52 | 27.653 | 2.85 | 10.423 | 148.772 | 83.326 | 24.52 | 27.653 | 2.85 | 10.423 | 148.772 | [5 empty] | 0 | 77.613 | 19.324 | 37.783 | 1.099 | 12.953 | 148.772 | [5 empty] | 0 | 76.554 | 6.817 | 30.401 | 21.727 | 13.273 | 148.772
[5 empty] | C3 | 47.297 | 10.829 | 14.136 | 3.12 | 2.337 | 77.719 | 47.297 | 10.829 | 14.136 | 3.12 | 2.337 | 77.719 | [5 empty] | 0 | 45.076 | 6.304 | 20.793 | 0.751 | 4.795 | 77.719 | [5 empty] | 0 | 39.674 | 7.623 | 8.513 | 16.452 | 5.457 | 77.719
[5 empty] | C4 | 0 | 0 | 0 | 0 | 0 | 0 | 0 | 0 | 0 | 0 | 0 | 0 | [5 empty] | 0 | 0 | 0 | 0 | 0 | 0 | 0 | [5 empty] | 0 | 0 | 0 | 0 | 0 | 0 | 0
|  |  | 304 | 266 |  | 168.528 | 46.818 | 54.999 | 8.42 | 26.739 |  | 168.528 | 46.818 | 54.999 | 8.42 | 26.739 |  | 0 | 0 | 0 | 0 | 0 |  | 160.181 | 34.941 | 74.33 | 2.245 | 33.807 |  | 0 | 0 | 0 | 0 | 0 |  | 153.687 | 14.92 | 56.107 | 45.631 | 35.159
| EHV UG Cable (Non Pressurised) |  |  |  | C1 | 0 | 0 | 0 | 0 | 0 | 0 | 0 | 0 | 0 | 0 | 0 | 0 | [5 empty] | 0 | 0 | 0 | 0 | 0 | 0 | 0 | [5 empty] | 0 | 0 | 0 | 0 | 0 | 0 | 0
[5 empty] | C2 | 832.051 | 147.686 | 4.589 | 0 | 0.45 | 984.776 | 832.051 | 147.686 | 4.589 | 0 | 0.45 | 984.776 | [5 empty] | 0 | 826.4 | 7.65 | 149.271 | 1.005 | 0.45 | 984.776 | [5 empty] | 0 | 806.812 | 26.187 | 146.769 | 3.887 | 1.121 | 984.776
[5 empty] | C3 | 117.553 | 6.519 | 0.031 | 0 | 0 | 124.103 | 117.553 | 6.519 | 0.031 | 0 | 0 | 124.103 | [5 empty] | 0 | 117.553 | 0 | 6.519 | 0.031 | 0 | 124.103 | [5 empty] | 0 | 115.304 | 2.249 | 6.519 | 0 | 0.031 | 124.103
[5 empty] | C4 | 1.021 | 0 | 0 | 0 | 0 | 1.021 | 1.021 | 0 | 0 | 0 | 0 | 1.021 | [5 empty] | 0 | 1.021 | 0 | 0 | 0 | 0 | 1.021 | [5 empty] | 0 | 1.021 | 0 | 0 | 0 | 0 | 1.021
|  |  | 1082 | 1132 |  | 950.625 | 154.205 | 4.62 | 0 | 0.45 |  | 950.625 | 154.205 | 4.62 | 0 | 0.45 |  | 0 | 0 | 0 | 0 | 0 |  | 944.974 | 7.65 | 155.79 | 1.036 | 0.45 |  | 0 | 0 | 0 | 0 | 0 |  | 923.137 | 28.436 | 153.288 | 3.887 | 1.152
| EHV OHL Support - Towers |  |  |  | C1 | 0 | 20 | 38 | 0 | 9 | 67 | 0 | 20 | 38 | 0 | 9 | 67 | 0 | 0 | 0 | 0 | 0 | 0 | 0 | 0 | 58 | 0 | 9 | 67 | 0 | 0 | 0 | 0 | 0 | 0 | 0 | 0 | 57 | 1 | 9 | 67
[5 empty] | C2 | 1 | 8 | 69 | 7 | 2 | 87 | 1 | 8 | 69 | 7 | 2 | 87 | 0 | 57 | -54 | 0 | -3 | 0 | 0 | 1 | 77 | 0 | 9 | 87 | 0 | 69 | -63 | -3 | -3 | 0 | 0 | 0 | 72 | 6 | 9 | 87
[5 empty] | C3 | 8 | 4 | 12 | 0 | 0 | 24 | 8 | 4 | 12 | 0 | 0 | 24 | 0 | 2 | -2 | 0 | 0 | 0 | 8 | 0 | 16 | 0 | 0 | 24 | 0 | 2 | -2 | 0 | 0 | 0 | 7 | 0 | 12 | 5 | 0 | 24
[5 empty] | C4 | 0 | 0 | 0 | 0 | 0 | 0 | 0 | 0 | 0 | 0 | 0 | 0 | 0 | 0 | 0 | 0 | 0 | 0 | 0 | 0 | 0 | 0 | 0 | 0 | 0 | 0 | 0 | 0 | 0 | 0 | 0 | 0 | 0 | 0 | 0 | 0
|  |  | 182 | 182 |  | 9 | 32 | 119 | 7 | 11 |  | 9 | 32 | 119 | 7 | 11 |  | 0 | 59 | -56 | 0 | -3 |  | 8 | 1 | 151 | 0 | 18 |  | 0 | 71 | -65 | -3 | -3 |  | 7 | 0 | 141 | 12 | 18
| EHV OHL Support - Poles |  |  |  | C1 | 9239 | 2710 | 2494 | 1372 | 363 | 16178 | 9239 | 2710 | 2494 | 1372 | 363 | 16178 | [5 empty] | 0 | 8003 | 3002 | 3063 | 1007 | 1103 | 16178 | [5 empty] | 0 | 7064 | 2489 | 1810 | 2910 | 1905 | 16178
[5 empty] | C2 | 4468 | 1747 | 1508 | 872 | 386 | 8981 | 4468 | 1747 | 1508 | 872 | 386 | 8981 | [5 empty] | 0 | 4087 | 1514 | 1999 | 472 | 909 | 8981 | [5 empty] | 0 | 3912 | 600 | 1444 | 1709 | 1316 | 8981
[5 empty] | C3 | 961 | 219 | 187 | 184 | 437 | 1988 | 961 | 219 | 187 | 184 | 437 | 1988 | [5 empty] | 0 | 843 | 290 | 199 | 117 | 539 | 1988 | [5 empty] | 0 | 747 | 246 | 160 | 196 | 639 | 1988
[5 empty] | C4 | 585 | 165 | 95 | 102 | 155 | 1102 | 585 | 165 | 95 | 102 | 155 | 1102 | [5 empty] | 0 | 525 | 171 | 145 | 37 | 224 | 1102 | [5 empty] | 0 | 489 | 106 | 123 | 124 | 260 | 1102
|  |  | 28717 | 29040 |  | 15253 | 4841 | 4284 | 2530 | 1341 |  | 15253 | 4841 | 4284 | 2530 | 1341 |  | 0 | 0 | 0 | 0 | 0 |  | 13458 | 4977 | 5406 | 1633 | 2775 |  | 0 | 0 | 0 | 0 | 0 |  | 12212 | 3441 | 3537 | 4939 | 4120
| EHV OHL Fittings |  |  |  | C1 | 2 | 0 | 3 | 0 | 4 | 9 | 2 | 0 | 3 | 0 | 4 | 9 | [5 empty] | 0 | 2 | 0 | 2 | 1 | 4 | 9 | [5 empty] | 0 | 2 | 0 | 0 | 3 | 4 | 9
[5 empty] | C2 | 138 | 3 | 56 | 22 | 97 | 316 | 138 | 3 | 56 | 22 | 97 | 316 | [5 empty] | 0 | 138 | 3 | 32 | 27 | 116 | 316 | [5 empty] | 0 | 138 | 3 | 1 | 53 | 121 | 316
[5 empty] | C3 | 9 | 1 | 5 | 2 | 14 | 31 | 9 | 1 | 5 | 2 | 14 | 31 | [5 empty] | 0 | 9 | 1 | 0 | 5 | 16 | 31 | [5 empty] | 0 | 9 | 1 | 0 | 4 | 17 | 31
[5 empty] | C4 | 0 | 0 | 0 | 0 | 0 | 0 | 0 | 0 | 0 | 0 | 0 | 0 | [5 empty] | 0 | 0 | 0 | 0 | 0 | 0 | 0 | [5 empty] | 0 | 0 | 0 | 0 | 0 | 0 | 0
|  |  | 42 | 42 |  | 149 | 4 | 64 | 24 | 115 |  | 149 | 4 | 64 | 24 | 115 |  | 0 | 0 | 0 | 0 | 0 |  | 149 | 4 | 34 | 33 | 136 |  | 0 | 0 | 0 | 0 | 0 |  | 149 | 4 | 1 | 60 | 142
| EHV OHL (Tower Line) Conductor |  |  |  | C1 | 0.9 | 5.4 | 5.4 | 0.8 | 0 | 12.5 | 0.9 | 5.4 | 5.4 | 0.8 | 0 | 12.5 | [5 empty] | 0 | 0.9 | 5.4 | 5.4 | 0.8 | 0 | 12.5 | [5 empty] | 0 | 0.9 | 1.5 | 3.9 | 6.2 | 0 | 12.5
[5 empty] | C2 | 10.5 | 11.7 | 0.5 | 0.3 | 0 | 23 | 10.5 | 11.7 | 0.5 | 0.3 | 0 | 23 | [5 empty] | 0 | 3.6 | 18.3 | 0.7 | 0.3 | 0 | 22.9 | [5 empty] | 0 | 3.3 | 12.3 | 6.6 | 0.8 | 0 | 23
[5 empty] | C3 | 3.7 | 5.1 | 0.9 | 0 | 0 | 9.7 | 3.7 | 5.1 | 0.9 | 0 | 0 | 9.7 | [5 empty] | 0 | 3.1 | 5.7 | 0.9 | 0 | 0 | 9.7 | [5 empty] | 0 | 3.1 | 2.4 | 3.3 | 0.9 | 0 | 9.7
[5 empty] | C4 | 0 | 0 | 0 | 0 | 0 | 0 | 0 | 0 | 0 | 0 | 0 | 0 | [5 empty] | 0 | 0 | 0 | 0 | 0 | 0 | 0 | [5 empty] | 0 | 0 | 0 | 0 | 0 | 0 | 0
|  |  | 0 | 0 |  | 15.1 | 22.2 | 6.8 | 1.1 | 0 |  | 15.1 | 22.2 | 6.8 | 1.1 | 0 |  | 0 | 0 | 0 | 0 | 0 |  | 7.6 | 29.4 | 7 | 1.1 | 0 |  | 0 | 0 | 0 | 0 | 0 |  | 7.3 | 16.2 | 13.8 | 7.9 | 0
| [Please insert new asset category as required] |  |  |  | C1 | 0 | 0 | 0 | 0 | 0 | 0 | 0 | 0 | 0 | 0 | 0 | 0 | [5 empty] | 0 | 0 | 0 | 0 | 0 | 0 | 0 | [5 empty] | 0 | 0 | 0 | 0 | 0 | 0 | 0
[5 empty] | C2 | 0 | 0 | 0 | 0 | 0 | 0 | 0 | 0 | 0 | 0 | 0 | 0 | [5 empty] | 0 | 0 | 0 | 0 | 0 | 0 | 0 | [5 empty] | 0 | 0 | 0 | 0 | 0 | 0 | 0
[5 empty] | C3 | 0 | 0 | 0 | 0 | 0 | 0 | 0 | 0 | 0 | 0 | 0 | 0 | [5 empty] | 0 | 0 | 0 | 0 | 0 | 0 | 0 | [5 empty] | 0 | 0 | 0 | 0 | 0 | 0 | 0
[5 empty] | C4 | 0 | 0 | 0 | 0 | 0 | 0 | 0 | 0 | 0 | 0 | 0 | 0 | [5 empty] | 0 | 0 | 0 | 0 | 0 | 0 | 0 | [5 empty] | 0 | 0 | 0 | 0 | 0 | 0 | 0
|  |  | 0 | 0 |  | 0 | 0 | 0 | 0 | 0 |  | 0 | 0 | 0 | 0 | 0 |  | 0 | 0 | 0 | 0 | 0 |  | 0 | 0 | 0 | 0 | 0 |  | 0 | 0 | 0 | 0 | 0 |  | 0 | 0 | 0 | 0 | 0
| [Please insert new asset category as required] |  |  |  | C1 | 0 | 0 | 0 | 0 | 0 | 0 | 0 | 0 | 0 | 0 | 0 | 0 | [5 empty] | 0 | 0 | 0 | 0 | 0 | 0 | 0 | [5 empty] | 0 | 0 | 0 | 0 | 0 | 0 | 0
[5 empty] | C2 | 0 | 0 | 0 | 0 | 0 | 0 | 0 | 0 | 0 | 0 | 0 | 0 | [5 empty] | 0 | 0 | 0 | 0 | 0 | 0 | 0 | [5 empty] | 0 | 0 | 0 | 0 | 0 | 0 | 0
[5 empty] | C3 | 0 | 0 | 0 | 0 | 0 | 0 | 0 | 0 | 0 | 0 | 0 | 0 | [5 empty] | 0 | 0 | 0 | 0 | 0 | 0 | 0 | [5 empty] | 0 | 0 | 0 | 0 | 0 | 0 | 0
[5 empty] | C4 | 0 | 0 | 0 | 0 | 0 | 0 | 0 | 0 | 0 | 0 | 0 | 0 | [5 empty] | 0 | 0 | 0 | 0 | 0 | 0 | 0 | [5 empty] | 0 | 0 | 0 | 0 | 0 | 0 | 0
|  |  | 0 | 0 |  | 0 | 0 | 0 | 0 | 0 |  | 0 | 0 | 0 | 0 | 0 |  | 0 | 0 | 0 | 0 | 0 |  | 0 | 0 | 0 | 0 | 0 |  | 0 | 0 | 0 | 0 | 0 |  | 0 | 0 | 0 | 0 | 0
| [Please insert new asset category as required] |  |  |  | C1 | 0 | 0 | 0 | 0 | 0 | 0 | 0 | 0 | 0 | 0 | 0 | 0 | [5 empty] | 0 | 0 | 0 | 0 | 0 | 0 | 0 | [5 empty] | 0 | 0 | 0 | 0 | 0 | 0 | 0
[5 empty] | C2 | 0 | 0 | 0 | 0 | 0 | 0 | 0 | 0 | 0 | 0 | 0 | 0 | [5 empty] | 0 | 0 | 0 | 0 | 0 | 0 | 0 | [5 empty] | 0 | 0 | 0 | 0 | 0 | 0 | 0
[5 empty] | C3 | 0 | 0 | 0 | 0 | 0 | 0 | 0 | 0 | 0 | 0 | 0 | 0 | [5 empty] | 0 | 0 | 0 | 0 | 0 | 0 | 0 | [5 empty] | 0 | 0 | 0 | 0 | 0 | 0 | 0
[5 empty] | C4 | 0 | 0 | 0 | 0 | 0 | 0 | 0 | 0 | 0 | 0 | 0 | 0 | [5 empty] | 0 | 0 | 0 | 0 | 0 | 0 | 0 | [5 empty] | 0 | 0 | 0 | 0 | 0 | 0 | 0
|  |  | 0 | 0 |  | 0 | 0 | 0 | 0 | 0 |  | 0 | 0 | 0 | 0 | 0 |  | 0 | 0 | 0 | 0 | 0 |  | 0 | 0 | 0 | 0 | 0 |  | 0 | 0 | 0 | 0 | 0 |  | 0 | 0 | 0 | 0 | 0
| [Please insert new asset category as required] |  |  |  | C1 | 0 | 0 | 0 | 0 | 0 | 0 | 0 | 0 | 0 | 0 | 0 | 0 | [5 empty] | 0 | 0 | 0 | 0 | 0 | 0 | 0 | [5 empty] | 0 | 0 | 0 | 0 | 0 | 0 | 0
[5 empty] | C2 | 0 | 0 | 0 | 0 | 0 | 0 | 0 | 0 | 0 | 0 | 0 | 0 | [5 empty] | 0 | 0 | 0 | 0 | 0 | 0 | 0 | [5 empty] | 0 | 0 | 0 | 0 | 0 | 0 | 0
[5 empty] | C3 | 0 | 0 | 0 | 0 | 0 | 0 | 0 | 0 | 0 | 0 | 0 | 0 | [5 empty] | 0 | 0 | 0 | 0 | 0 | 0 | 0 | [5 empty] | 0 | 0 | 0 | 0 | 0 | 0 | 0
[5 empty] | C4 | 0 | 0 | 0 | 0 | 0 | 0 | 0 | 0 | 0 | 0 | 0 | 0 | [5 empty] | 0 | 0 | 0 | 0 | 0 | 0 | 0 | [5 empty] | 0 | 0 | 0 | 0 | 0 | 0 | 0
|  |  | 0 | 0 |  | 0 | 0 | 0 | 0 | 0 |  | 0 | 0 | 0 | 0 | 0 |  | 0 | 0 | 0 | 0 | 0 |  | 0 | 0 | 0 | 0 | 0 |  | 0 | 0 | 0 | 0 | 0 |  | 0 | 0 | 0 | 0 | 0
132kV Network
| 132kV CBs |  |  |  | C1 | 58 | 15 | 3 | 0 | 11 | 87 | 58 | 15 | 3 | 0 | 11 | 87 | [5 empty] | 0 | 53 | 15 | 6 | 2 | 11 | 87 | [5 empty] | 0 | 53 | 6 | 9 | 6 | 13 | 87
[5 empty] | C2 | 61 | 19 | 0 | 0 | 0 | 80 | 61 | 19 | 0 | 0 | 0 | 80 | [5 empty] | 0 | 61 | 3 | 16 | 0 | 0 | 80 | [5 empty] | 0 | 61 | 0 | 19 | 0 | 0 | 80
[5 empty] | C3 | 1 | 0 | 0 | 0 | 0 | 1 | 1 | 0 | 0 | 0 | 0 | 1 | [5 empty] | 0 | 1 | 0 | 0 | 0 | 0 | 1 | [5 empty] | 0 | 1 | 0 | 0 | 0 | 0 | 1
[5 empty] | C4 | 32 | 0 | 0 | 0 | 0 | 32 | 32 | 0 | 0 | 0 | 0 | 32 | [5 empty] | 0 | 32 | 0 | 0 | 0 | 0 | 32 | [5 empty] | 0 | 32 | 0 | 0 | 0 | 0 | 32
|  |  | 176 | 177 |  | 152 | 34 | 3 | 0 | 11 |  | 152 | 34 | 3 | 0 | 11 |  | 0 | 0 | 0 | 0 | 0 |  | 147 | 18 | 22 | 2 | 11 |  | 0 | 0 | 0 | 0 | 0 |  | 147 | 6 | 28 | 6 | 13
| 132kV Transformer |  |  |  | C1 | 23 | 0 | 1 | 0 | 0 | 24 | 23 | 0 | 1 | 0 | 0 | 24 | 0 | 0 | 0 | 0 | 0 | 0 | 21 | 2 | 1 | 0 | 0 | 24 | 0 | 0 | 0 | 0 | 0 | 0 | 17 | 6 | 0 | 1 | 0 | 24
[5 empty] | C2 | 55 | 20 | 7 | 10 | 4 | 96 | 55 | 20 | 7 | 10 | 4 | 96 | 0 | 0 | 0 | 0 | 0 | 0 | 47 | 23 | 8 | 8 | 10 | 96 | 0 | 1 | -1 | 0 | 0 | 0 | 35 | 26 | 10 | 11 | 14 | 96
[5 empty] | C3 | 15 | 1 | 1 | 1 | 0 | 18 | 15 | 1 | 1 | 1 | 0 | 18 | 0 | 0 | 0 | 0 | 0 | 0 | 14 | 2 | 0 | 2 | 0 | 18 | 0 | 0 | 1 | -1 | 0 | 0 | 12 | 3 | 1 | 1 | 1 | 18
[5 empty] | C4 | 0 | 0 | 0 | 0 | 0 | 0 | 0 | 0 | 0 | 0 | 0 | 0 | 0 | 0 | 0 | 0 | 0 | 0 | 0 | 0 | 0 | 0 | 0 | 0 | 0 | 0 | 0 | 0 | 0 | 0 | 0 | 0 | 0 | 0 | 0 | 0
|  |  | 134 | 134 |  | 93 | 21 | 9 | 11 | 4 |  | 93 | 21 | 9 | 11 | 4 |  | 0 | 0 | 0 | 0 | 0 |  | 82 | 27 | 9 | 10 | 10 |  | 0 | 1 | 0 | -1 | 0 |  | 64 | 35 | 11 | 13 | 15
| 132kV UG Cable (Gas) |  |  |  | C1 | 0 | 0 | 0 | 0 | 0 | 0 | 0 | 0 | 0 | 0 | 0 | 0 | [5 empty] | 0 | 0 | 0 | 0 | 0 | 0 | 0 | [5 empty] | 0 | 0 | 0 | 0 | 0 | 0 | 0
[5 empty] | C2 | 0.03 | 0.153 | 2.617 | 0 | 0 | 2.8 | 0.03 | 0.153 | 2.617 | 0 | 0 | 2.8 | [5 empty] | 0 | 0.03 | 0.153 | 2.617 | 0 | 0 | 2.8 | [5 empty] | 0 | 0.03 | 0 | 1.343 | 1.427 | 0 | 2.8
[5 empty] | C3 | 0 | 0 | 0 | 0 | 0 | 0 | 0 | 0 | 0 | 0 | 0 | 0 | [5 empty] | 0 | 0 | 0 | 0 | 0 | 0 | 0 | [5 empty] | 0 | 0 | 0 | 0 | 0 | 0 | 0
[5 empty] | C4 | 0 | 0 | 0 | 0 | 0 | 0 | 0 | 0 | 0 | 0 | 0 | 0 | [5 empty] | 0 | 0 | 0 | 0 | 0 | 0 | 0 | [5 empty] | 0 | 0 | 0 | 0 | 0 | 0 | 0
|  |  | 3 | 3 |  | 0.03 | 0.153 | 2.617 | 0 | 0 |  | 0.03 | 0.153 | 2.617 | 0 | 0 |  | 0 | 0 | 0 | 0 | 0 |  | 0.03 | 0.153 | 2.617 | 0 | 0 |  | 0 | 0 | 0 | 0 | 0 |  | 0.03 | 0 | 1.343 | 1.427 | 0
| 132kV UG Cable (Oil) |  |  |  | C1 | 7.4602 | 7.174 | 16.588 | 6.78 | 23.145 | 61.1472 | 7.4602 | 7.174 | 16.588 | 6.78 | 23.145 | 61.1472 | [5 empty] | 0 | 5.5342 | 5.834 | 19.71 | 0.144 | 29.925 | 61.1472 | [5 empty] | 0 | 5.5312 | 2.331 | 13.734 | 9.506 | 30.045 | 61.1472
[5 empty] | C2 | 6.893 | 4.669 | 8.724 | 0.781 | 35.958 | 57.025 | 6.893 | 4.669 | 8.724 | 0.781 | 35.958 | 57.025 | [5 empty] | 0 | 6.893 | 2.431 | 10.962 | 0 | 36.739 | 57.025 | [5 empty] | 0 | 6.893 | 1.405 | 4.934 | 7.054 | 36.739 | 57.025
[5 empty] | C3 | 5.229 | 2.243 | 9.963 | 1.309 | 9.063 | 27.807 | 5.229 | 2.243 | 9.963 | 1.309 | 9.063 | 27.807 | [5 empty] | 0 | 5.229 | 1.479 | 10.727 | 0 | 10.372 | 27.807 | [5 empty] | 0 | 5.229 | 1.184 | 3.017 | 8.005 | 10.372 | 27.807
[5 empty] | C4 | 0 | 0 | 0 | 0 | 0 | 0 | 0 | 0 | 0 | 0 | 0 | 0 | [5 empty] | 0 | 0 | 0 | 0 | 0 | 0 | 0 | [5 empty] | 0 | 0 | 0 | 0 | 0 | 0 | 0
|  |  | 114 | 70 |  | 19.5822 | 14.086 | 35.275 | 8.87 | 68.166 |  | 19.5822 | 14.086 | 35.275 | 8.87 | 68.166 |  | 0 | 0 | 0 | 0 | 0 |  | 17.6562 | 9.744 | 41.399 | 0.144 | 77.036 |  | 0 | 0 | 0 | 0 | 0 |  | 17.6532 | 4.92 | 21.685 | 24.565 | 77.156
| 132kV UG Cable (Non Pressurised) |  |  |  | C1 | 0 | 0 | 0 | 0 | 0 | 0 | 0 | 0 | 0 | 0 | 0 | 0 | [5 empty] | 0 | 0 | 0 | 0 | 0 | 0 | 0 | [5 empty] | 0 | 0 | 0 | 0 | 0 | 0 | 0
[5 empty] | C2 | 54.18 | 3.072 | 0 | 0 | 0 | 57.252 | 54.18 | 3.072 | 0 | 0 | 0 | 57.252 | [5 empty] | 0 | 54.18 | 0 | 3.072 | 0 | 0 | 57.252 | [5 empty] | 0 | 54.18 | 0 | 3.072 | 0 | 0 | 57.252
[5 empty] | C3 | 0.893 | 1.055 | 0 | 0 | 0 | 1.948 | 0.893 | 1.055 | 0 | 0 | 0 | 1.948 | [5 empty] | 0 | 0.893 | 0 | 1.055 | 0 | 0 | 1.948 | [5 empty] | 0 | 0.893 | 0 | 1.055 | 0 | 0 | 1.948
[5 empty] | C4 | 0 | 0 | 0 | 0 | 0 | 0 | 0 | 0 | 0 | 0 | 0 | 0 | [5 empty] | 0 | 0 | 0 | 0 | 0 | 0 | 0 | [5 empty] | 0 | 0 | 0 | 0 | 0 | 0 | 0
|  |  | 90 | 144 |  | 55.073 | 4.127 | 0 | 0 | 0 |  | 55.073 | 4.127 | 0 | 0 | 0 |  | 0 | 0 | 0 | 0 | 0 |  | 55.073 | 0 | 4.127 | 0 | 0 |  | 0 | 0 | 0 | 0 | 0 |  | 55.073 | 0 | 4.127 | 0 | 0
| 132kV OHL Support - Tower |  |  |  | C1 | 10 | 49 | 23 | 0 | 0 | 82 | 10 | 49 | 23 | 0 | 0 | 82 | 0 | 0 | 0 | 0 | 0 | 0 | 8 | 3 | 71 | 0 | 0 | 82 | 0 | 0 | 0 | 0 | 0 | 0 | 8 | 0 | 74 | 0 | 0 | 82
[5 empty] | C2 | 391 | 454 | 894 | 2 | 1 | 1742 | 391 | 454 | 894 | 2 | 1 | 1742 | 0 | 75 | -72 | 0 | -3 | 0 | 267 | 169 | 1303 | 0 | 3 | 1742 | 0 | 212 | -177 | -32 | -3 | 0 | 237 | 39 | 1431 | 32 | 3 | 1742
[5 empty] | C3 | 86 | 47 | 150 | 3 | 0 | 286 | 86 | 47 | 150 | 3 | 0 | 286 | 0 | 45 | -42 | 0 | -3 | 0 | 78 | 14 | 191 | 0 | 3 | 286 | 0 | 174 | -147 | -24 | -3 | 0 | 74 | 4 | 181 | 24 | 3 | 286
[5 empty] | C4 | 0 | 0 | 0 | 0 | 0 | 0 | 0 | 0 | 0 | 0 | 0 | 0 | 0 | 0 | 0 | 0 | 0 | 0 | 0 | 0 | 0 | 0 | 0 | 0 | 0 | 0 | 0 | 0 | 0 | 0 | 0 | 0 | 0 | 0 | 0 | 0
|  |  | 2115 | 2115 |  | 487 | 550 | 1067 | 5 | 1 |  | 487 | 550 | 1067 | 5 | 1 |  | 0 | 120 | -114 | 0 | -6 |  | 353 | 186 | 1565 | 0 | 6 |  | 0 | 386 | -324 | -56 | -6 |  | 319 | 43 | 1686 | 56 | 6
| 132kV OHL Fittings |  |  |  | C1 | 631 | 194 | 269 | 15 | 43 | 1152 | 631 | 194 | 269 | 15 | 43 | 1152 | [5 empty] | 0 | 625 | 192 | 39 | 245 | 51 | 1152 | [5 empty] | 0 | 716 | 24 | 193 | 198 | 112 | 1243
[5 empty] | C2 | 894 | 785 | 545 | 55 | 98 | 2377 | 894 | 785 | 545 | 55 | 98 | 2377 | [5 empty] | 0 | 882 | 761 | 55 | 538 | 141 | 2377 | [5 empty] | 0 | 816 | 191 | 647 | 468 | 255 | 2377
[5 empty] | C3 | 316 | 274 | 75 | 7 | 19 | 691 | 316 | 274 | 75 | 7 | 19 | 691 | [5 empty] | 0 | 312 | 278 | 0 | 75 | 26 | 691 | [5 empty] | 0 | 286 | 50 | 254 | 73 | 28 | 691
[5 empty] | C4 | 0 | 0 | 0 | 0 | 0 | 0 | 0 | 0 | 0 | 0 | 0 | 0 | [5 empty] | 0 | 0 | 0 | 0 | 0 | 0 | 0 | [5 empty] | 0 | 0 | 0 | 0 | 0 | 0 | 0
|  |  | 1054 | 1054 |  | 1841 | 1253 | 889 | 77 | 160 |  | 1841 | 1253 | 889 | 77 | 160 |  | 0 | 0 | 0 | 0 | 0 |  | 1819 | 1231 | 94 | 858 | 218 |  | 0 | 0 | 0 | 0 | 0 |  | 1818 | 265 | 1094 | 739 | 395
| 132kV OHL (Tower Line) Conductor |  |  |  | C1 | 73.8 | 131.3 | 25 | 0 | 0 | 230.1 | 73.8 | 131.3 | 25 | 0 | 0 | 230.1 | [5 empty] | 0 | 59.4 | 83.3 | 87.3 | 0 | 0 | 230 | [5 empty] | 0 | 58.5 | 56 | 115.4 | 0 | 0 | 229.9
[5 empty] | C2 | 170.7 | 321.8 | 13.3 | 0 | 0 | 505.8 | 170.7 | 321.8 | 13.3 | 0 | 0 | 505.8 | [5 empty] | 0 | 140.1 | 226.5 | 139.2 | 0 | 0 | 505.8 | [5 empty] | 0 | 97.1 | 134.5 | 274.3 | 0 | 0 | 505.9
[5 empty] | C3 | 99.1 | 204.3 | 16.4 | 0 | 0 | 319.8 | 99.1 | 204.3 | 16.4 | 0 | 0 | 319.8 | [5 empty] | 0 | 69.7 | 179 | 71.1 | 0 | 0 | 319.8 | [5 empty] | 0 | 54 | 77.9 | 188 | 0 | 0 | 319.9
[5 empty] | C4 | 0 | 0 | 0 | 0 | 0 | 0 | 0 | 0 | 0 | 0 | 0 | 0 | [5 empty] | 0 | 0 | 0 | 0 | 0 | 0 | 0 | [5 empty] | 0 | 0 | 0 | 0 | 0 | 0 | 0
|  |  | 0 | 0 |  | 343.6 | 657.4 | 54.7 | 0 | 0 |  | 343.6 | 657.4 | 54.7 | 0 | 0 |  | 0 | 0 | 0 | 0 | 0 |  | 269.2 | 488.8 | 297.6 | 0 | 0 |  | 0 | 0 | 0 | 0 | 0 |  | 209.6 | 268.4 | 577.7 | 0 | 0
| [Please insert new asset category as required] |  |  |  | C1 | 0 | 0 | 0 | 0 | 0 | 0 | 0 | 0 | 0 | 0 | 0 | 0 | [5 empty] | 0 | 0 | 0 | 0 | 0 | 0 | 0 | [5 empty] | 0 | 0 | 0 | 0 | 0 | 0 | 0
[5 empty] | C2 | 0 | 0 | 0 | 0 | 0 | 0 | 0 | 0 | 0 | 0 | 0 | 0 | [5 empty] | 0 | 0 | 0 | 0 | 0 | 0 | 0 | [5 empty] | 0 | 0 | 0 | 0 | 0 | 0 | 0
[5 empty] | C3 | 0 | 0 | 0 | 0 | 0 | 0 | 0 | 0 | 0 | 0 | 0 | 0 | [5 empty] | 0 | 0 | 0 | 0 | 0 | 0 | 0 | [5 empty] | 0 | 0 | 0 | 0 | 0 | 0 | 0
[5 empty] | C4 | 0 | 0 | 0 | 0 | 0 | 0 | 0 | 0 | 0 | 0 | 0 | 0 | [5 empty] | 0 | 0 | 0 | 0 | 0 | 0 | 0 | [5 empty] | 0 | 0 | 0 | 0 | 0 | 0 | 0
|  |  | 0 | 0 |  | 0 | 0 | 0 | 0 | 0 |  | 0 | 0 | 0 | 0 | 0 |  | 0 | 0 | 0 | 0 | 0 |  | 0 | 0 | 0 | 0 | 0 |  | 0 | 0 | 0 | 0 | 0 |  | 0 | 0 | 0 | 0 | 0
| [Please insert new asset category as required] |  |  |  | C1 | 0 | 0 | 0 | 0 | 0 | 0 | 0 | 0 | 0 | 0 | 0 | 0 | [5 empty] | 0 | 0 | 0 | 0 | 0 | 0 | 0 | [5 empty] | 0 | 0 | 0 | 0 | 0 | 0 | 0
[5 empty] | C2 | 0 | 0 | 0 | 0 | 0 | 0 | 0 | 0 | 0 | 0 | 0 | 0 | [5 empty] | 0 | 0 | 0 | 0 | 0 | 0 | 0 | [5 empty] | 0 | 0 | 0 | 0 | 0 | 0 | 0
[5 empty] | C3 | 0 | 0 | 0 | 0 | 0 | 0 | 0 | 0 | 0 | 0 | 0 | 0 | [5 empty] | 0 | 0 | 0 | 0 | 0 | 0 | 0 | [5 empty] | 0 | 0 | 0 | 0 | 0 | 0 | 0
[5 empty] | C4 | 0 | 0 | 0 | 0 | 0 | 0 | 0 | 0 | 0 | 0 | 0 | 0 | [5 empty] | 0 | 0 | 0 | 0 | 0 | 0 | 0 | [5 empty] | 0 | 0 | 0 | 0 | 0 | 0 | 0
|  |  | 0 | 0 |  | 0 | 0 | 0 | 0 | 0 |  | 0 | 0 | 0 | 0 | 0 |  | 0 | 0 | 0 | 0 | 0 |  | 0 | 0 | 0 | 0 | 0 |  | 0 | 0 | 0 | 0 | 0 |  | 0 | 0 | 0 | 0 | 0
| [Please insert new asset category as required] |  |  |  | C1 | 0 | 0 | 0 | 0 | 0 | 0 | 0 | 0 | 0 | 0 | 0 | 0 | [5 empty] | 0 | 0 | 0 | 0 | 0 | 0 | 0 | [5 empty] | 0 | 0 | 0 | 0 | 0 | 0 | 0
[5 empty] | C2 | 0 | 0 | 0 | 0 | 0 | 0 | 0 | 0 | 0 | 0 | 0 | 0 | [5 empty] | 0 | 0 | 0 | 0 | 0 | 0 | 0 | [5 empty] | 0 | 0 | 0 | 0 | 0 | 0 | 0
[5 empty] | C3 | 0 | 0 | 0 | 0 | 0 | 0 | 0 | 0 | 0 | 0 | 0 | 0 | [5 empty] | 0 | 0 | 0 | 0 | 0 | 0 | 0 | [5 empty] | 0 | 0 | 0 | 0 | 0 | 0 | 0
[5 empty] | C4 | 0 | 0 | 0 | 0 | 0 | 0 | 0 | 0 | 0 | 0 | 0 | 0 | [5 empty] | 0 | 0 | 0 | 0 | 0 | 0 | 0 | [5 empty] | 0 | 0 | 0 | 0 | 0 | 0 | 0
|  |  | 0 | 0 |  | 0 | 0 | 0 | 0 | 0 |  | 0 | 0 | 0 | 0 | 0 |  | 0 | 0 | 0 | 0 | 0 |  | 0 | 0 | 0 | 0 | 0 |  | 0 | 0 | 0 | 0 | 0 |  | 0 | 0 | 0 | 0 | 0
| [Please insert new asset category as required] |  |  |  | C1 | 0 | 0 | 0 | 0 | 0 | 0 | 0 | 0 | 0 | 0 | 0 | 0 | [5 empty] | 0 | 0 | 0 | 0 | 0 | 0 | 0 | [5 empty] | 0 | 0 | 0 | 0 | 0 | 0 | 0
[5 empty] | C2 | 0 | 0 | 0 | 0 | 0 | 0 | 0 | 0 | 0 | 0 | 0 | 0 | [5 empty] | 0 | 0 | 0 | 0 | 0 | 0 | 0 | [5 empty] | 0 | 0 | 0 | 0 | 0 | 0 | 0
[5 empty] | C3 | 0 | 0 | 0 | 0 | 0 | 0 | 0 | 0 | 0 | 0 | 0 | 0 | [5 empty] | 0 | 0 | 0 | 0 | 0 | 0 | 0 | [5 empty] | 0 | 0 | 0 | 0 | 0 | 0 | 0
[5 empty] | C4 | 0 | 0 | 0 | 0 | 0 | 0 | 0 | 0 | 0 | 0 | 0 | 0 | [5 empty] | 0 | 0 | 0 | 0 | 0 | 0 | 0 | [5 empty] | 0 | 0 | 0 | 0 | 0 | 0 | 0
|  |  | 0 | 0 |  | 0 | 0 | 0 | 0 | 0 |  | 0 | 0 | 0 | 0 | 0 |  | 0 | 0 | 0 | 0 | 0 |  | 0 | 0 | 0 | 0 | 0 |  | 0 | 0 | 0 | 0 | 0 |  | 0 | 0 | 0 | 0 | 0
Other
| Submarine Cables |  |  |  | C1 | 0 | 0 | 0 | 0 | 0 | 0 | 0 | 0 | 0 | 0 | 0 | 0 | [5 empty] | 0 | 0 | 0 | 0 | 0 | 0 | 0 | [5 empty] | 0 | 0 | 0 | 0 | 0 | 0 | 0
[5 empty] | C2 | 0 | 0 | 0 | 0 | 0 | 0 | 0 | 0 | 0 | 0 | 0 | 0 | [5 empty] | 0 | 0 | 0 | 0 | 0 | 0 | 0 | [5 empty] | 0 | 0 | 0 | 0 | 0 | 0 | 0
[5 empty] | C3 | 0 | 0 | 0 | 0 | 0 | 0 | 0 | 0 | 0 | 0 | 0 | 0 | [5 empty] | 0 | 0 | 0 | 0 | 0 | 0 | 0 | [5 empty] | 0 | 0 | 0 | 0 | 0 | 0 | 0
[5 empty] | C4 | 0 | 0 | 0 | 0 | 0 | 0 | 0 | 0 | 0 | 0 | 0 | 0 | [5 empty] | 0 | 0 | 0 | 0 | 0 | 0 | 0 | [5 empty] | 0 | 0 | 0 | 0 | 0 | 0 | 0
|  |  | 0 | 0 |  | 0 | 0 | 0 | 0 | 0 |  | 0 | 0 | 0 | 0 | 0 |  | 0 | 0 | 0 | 0 | 0 |  | 0 | 0 | 0 | 0 | 0 |  | 0 | 0 | 0 | 0 | 0 |  | 0 | 0 | 0 | 0 | 0
| [Please insert new asset category as required] |  |  |  | C1 | 0 | 0 | 0 | 0 | 0 | 0 | 0 | 0 | 0 | 0 | 0 | 0 | [5 empty] | 0 | 0 | 0 | 0 | 0 | 0 | 0 | [5 empty] | 0 | 0 | 0 | 0 | 0 | 0 | 0
[5 empty] | C2 | 0 | 0 | 0 | 0 | 0 | 0 | 0 | 0 | 0 | 0 | 0 | 0 | [5 empty] | 0 | 0 | 0 | 0 | 0 | 0 | 0 | [5 empty] | 0 | 0 | 0 | 0 | 0 | 0 | 0
[5 empty] | C3 | 0 | 0 | 0 | 0 | 0 | 0 | 0 | 0 | 0 | 0 | 0 | 0 | [5 empty] | 0 | 0 | 0 | 0 | 0 | 0 | 0 | [5 empty] | 0 | 0 | 0 | 0 | 0 | 0 | 0
[5 empty] | C4 | 0 | 0 | 0 | 0 | 0 | 0 | 0 | 0 | 0 | 0 | 0 | 0 | [5 empty] | 0 | 0 | 0 | 0 | 0 | 0 | 0 | [5 empty] | 0 | 0 | 0 | 0 | 0 | 0 | 0
|  |  | 0 | 0 |  | 0 | 0 | 0 | 0 | 0 |  | 0 | 0 | 0 | 0 | 0 |  | 0 | 0 | 0 | 0 | 0 |  | 0 | 0 | 0 | 0 | 0 |  | 0 | 0 | 0 | 0 | 0 |  | 0 | 0 | 0 | 0 | 0
| [Please insert new asset category as required] |  |  |  | C1 | 0 | 0 | 0 | 0 | 0 | 0 | 0 | 0 | 0 | 0 | 0 | 0 | [5 empty] | 0 | 0 | 0 | 0 | 0 | 0 | 0 | [5 empty] | 0 | 0 | 0 | 0 | 0 | 0 | 0
[5 empty] | C2 | 0 | 0 | 0 | 0 | 0 | 0 | 0 | 0 | 0 | 0 | 0 | 0 | [5 empty] | 0 | 0 | 0 | 0 | 0 | 0 | 0 | [5 empty] | 0 | 0 | 0 | 0 | 0 | 0 | 0
[5 empty] | C3 | 0 | 0 | 0 | 0 | 0 | 0 | 0 | 0 | 0 | 0 | 0 | 0 | [5 empty] | 0 | 0 | 0 | 0 | 0 | 0 | 0 | [5 empty] | 0 | 0 | 0 | 0 | 0 | 0 | 0
[5 empty] | C4 | 0 | 0 | 0 | 0 | 0 | 0 | 0 | 0 | 0 | 0 | 0 | 0 | [5 empty] | 0 | 0 | 0 | 0 | 0 | 0 | 0 | [5 empty] | 0 | 0 | 0 | 0 | 0 | 0 | 0
|  |  | 0 | 0 |  | 0 | 0 | 0 | 0 | 0 |  | 0 | 0 | 0 | 0 | 0 |  | 0 | 0 | 0 | 0 | 0 |  | 0 | 0 | 0 | 0 | 0 |  | 0 | 0 | 0 | 0 | 0 |  | 0 | 0 | 0 | 0 | 0
| [Please insert new asset category as required] |  |  |  | C1 | 0 | 0 | 0 | 0 | 0 | 0 | 0 | 0 | 0 | 0 | 0 | 0 | [5 empty] | 0 | 0 | 0 | 0 | 0 | 0 | 0 | [5 empty] | 0 | 0 | 0 | 0 | 0 | 0 | 0
[5 empty] | C2 | 0 | 0 | 0 | 0 | 0 | 0 | 0 | 0 | 0 | 0 | 0 | 0 | [5 empty] | 0 | 0 | 0 | 0 | 0 | 0 | 0 | [5 empty] | 0 | 0 | 0 | 0 | 0 | 0 | 0
[5 empty] | C3 | 0 | 0 | 0 | 0 | 0 | 0 | 0 | 0 | 0 | 0 | 0 | 0 | [5 empty] | 0 | 0 | 0 | 0 | 0 | 0 | 0 | [5 empty] | 0 | 0 | 0 | 0 | 0 | 0 | 0
[5 empty] | C4 | 0 | 0 | 0 | 0 | 0 | 0 | 0 | 0 | 0 | 0 | 0 | 0 | [5 empty] | 0 | 0 | 0 | 0 | 0 | 0 | 0 | [5 empty] | 0 | 0 | 0 | 0 | 0 | 0 | 0
|  |  | 0 | 0 |  | 0 | 0 | 0 | 0 | 0 |  | 0 | 0 | 0 | 0 | 0 |  | 0 | 0 | 0 | 0 | 0 |  | 0 | 0 | 0 | 0 | 0 |  | 0 | 0 | 0 | 0 | 0 |  | 0 | 0 | 0 | 0 | 0
| [Please insert new asset category as required] |  |  |  | C1 | 0 | 0 | 0 | 0 | 0 | 0 | 0 | 0 | 0 | 0 | 0 | 0 | [5 empty] | 0 | 0 | 0 | 0 | 0 | 0 | 0 | [5 empty] | 0 | 0 | 0 | 0 | 0 | 0 | 0
[5 empty] | C2 | 0 | 0 | 0 | 0 | 0 | 0 | 0 | 0 | 0 | 0 | 0 | 0 | [5 empty] | 0 | 0 | 0 | 0 | 0 | 0 | 0 | [5 empty] | 0 | 0 | 0 | 0 | 0 | 0 | 0
[5 empty] | C3 | 0 | 0 | 0 | 0 | 0 | 0 | 0 | 0 | 0 | 0 | 0 | 0 | [5 empty] | 0 | 0 | 0 | 0 | 0 | 0 | 0 | [5 empty] | 0 | 0 | 0 | 0 | 0 | 0 | 0
[5 empty] | C4 | 0 | 0 | 0 | 0 | 0 | 0 | 0 | 0 | 0 | 0 | 0 | 0 | [5 empty] | 0 | 0 | 0 | 0 | 0 | 0 | 0 | [5 empty] | 0 | 0 | 0 | 0 | 0 | 0 | 0
|  |  | 0 | 0 |  | 0 | 0 | 0 | 0 | 0 |  | 0 | 0 | 0 | 0 | 0 |  | 0 | 0 | 0 | 0 | 0 |  | 0 | 0 | 0 | 0 | 0 |  | 0 | 0 | 0 | 0 | 0 |  | 0 | 0 | 0 | 0 | 0
| [Please insert new asset category as required] |  |  |  | C1 | 0 | 0 | 0 | 0 | 0 | 0 | 0 | 0 | 0 | 0 | 0 | 0 | [5 empty] | 0 | 0 | 0 | 0 | 0 | 0 | 0 | [5 empty] | 0 | 0 | 0 | 0 | 0 | 0 | 0
[5 empty] | C2 | 0 | 0 | 0 | 0 | 0 | 0 | 0 | 0 | 0 | 0 | 0 | 0 | [5 empty] | 0 | 0 | 0 | 0 | 0 | 0 | 0 | [5 empty] | 0 | 0 | 0 | 0 | 0 | 0 | 0
[5 empty] | C3 | 0 | 0 | 0 | 0 | 0 | 0 | 0 | 0 | 0 | 0 | 0 | 0 | [5 empty] | 0 | 0 | 0 | 0 | 0 | 0 | 0 | [5 empty] | 0 | 0 | 0 | 0 | 0 | 0 | 0
[5 empty] | C4 | 0 | 0 | 0 | 0 | 0 | 0 | 0 | 0 | 0 | 0 | 0 | 0 | [5 empty] | 0 | 0 | 0 | 0 | 0 | 0 | 0 | [5 empty] | 0 | 0 | 0 | 0 | 0 | 0 | 0
|  |  | 0 | 0 |  | 0 | 0 | 0 | 0 | 0 |  | 0 | 0 | 0 | 0 | 0 |  | 0 | 0 | 0 | 0 | 0 |  | 0 | 0 | 0 | 0 | 0 |  | 0 | 0 | 0 | 0 | 0 |  | 0 | 0 | 0 | 0 | 0
| TOTAL |  | 248959 | 244634 |  | 155385.1112 | 26350.44 | 39406.423 | 19884.45 | 12587.115 |  | 155385.1112 | 26350.44 | 39406.423 | 19884.45 | 12587.115 |  | 115 | 180 | -171 | -115 | -9 |  | 144029.7652 | 30662.518 | 49299.462 | 16068.541 | 13558.053 |  | 115 | 461 | -389 | -49 | -138 |  | 128113.7072 | 32411.75 | 19846.932 | 47186.541 | 26156.183
Health Index Definitions
|  |  | HI1 | New or as new
|  |  | HI2 | Good or seviceable condition
|  |  | HI3 | Deterioration requires assessment and monitoring
|  |  | HI4 | Material deterioration, intervention requires consideration
|  |  | HI5 | End of serviceable life, intervention required
Criticality Index Definitions
|  |  | C1 | Low criticality
|  |  | C2 | Average criticality
|  |  | C3 | High criticality
|  |  | C4 | Very high criticality

## NAW5 - General Reinfor - NPgY
HI5: Secondary deliverables RIIO-ED1 - General reinforcement
NPgY
Price base (2012/13)
| ASSET CATEGORIES |  | ASSET REGISTER |  |  | End of DPCR5 (31 March 2015) with investment | [5 empty] | End of DPCR5 (31 March 2015) without investment | [5 empty] | Mid-Period Review (31 March 2019) planned investment | [5 empty] | Mid-Period Review (31 March 2019) without investment | [5 empty] | End of RIIO-ED1 (31 March 2023) planned investment | [5 empty] | End of RIIO-ED1 (31 March 2023) without investment
Is it your current intention to have a health index for this asset category in the RIIO-ED1 control period.
|  |  | as at 31st March 2015 | as at 31st March 2023 |  | HI 1 | HI 2 | HI 3 | HI 4 | HI 5 |  | HI 1 | HI 2 | HI 3 | HI 4 | HI 5 |  | HI 1 | HI 2 | HI 3 | HI 4 | HI 5 |  | HI 1 | HI 2 | HI 3 | HI 4 | HI 5 |  | HI 1 | HI 2 | HI 3 | HI 4 | HI 5 |  | HI 1 | HI 2 | HI 3 | HI 4 | HI 5
LV Network
| LV Switchgear and Other |  |  |  | C1 | 0 | 0 | 0 | 0 | 0 | 0 | 0 | 0 | 0 | 0 | 0 | 0 | [5 empty] | 0 | 0 | 0 | 0 | 0 | 0 | 0 | [5 empty] | 0 | 0 | 0 | 0 | 0 | 0 | 0 | Yes
[5 empty] | C2 | 0 | 0 | 0 | 0 | 0 | 0 | 0 | 0 | 0 | 0 | 0 | 0 | [5 empty] | 0 | 0 | 0 | 0 | 0 | 0 | 0 | [5 empty] | 0 | 0 | 0 | 0 | 0 | 0 | 0 | No
[5 empty] | C3 | 0 | 0 | 0 | 0 | 0 | 0 | 0 | 0 | 0 | 0 | 0 | 0 | [5 empty] | 0 | 0 | 0 | 0 | 0 | 0 | 0 | [5 empty] | 0 | 0 | 0 | 0 | 0 | 0 | 0
[5 empty] | C4 | 0 | 0 | 0 | 0 | 0 | 0 | 0 | 0 | 0 | 0 | 0 | 0 | [5 empty] | 0 | 0 | 0 | 0 | 0 | 0 | 0 | [5 empty] | 0 | 0 | 0 | 0 | 0 | 0 | 0
|  |  | 0 | 0 |  | 0 | 0 | 0 | 0 | 0 |  | 0 | 0 | 0 | 0 | 0 |  | 0 | 0 | 0 | 0 | 0 |  | 0 | 0 | 0 | 0 | 0 |  | 0 | 0 | 0 | 0 | 0 |  | 0 | 0 | 0 | 0 | 0
| LV UGB |  |  |  | C1 | 0 | 0 | 0 | 0 | 0 | 0 | 0 | 0 | 0 | 0 | 0 | 0 | [5 empty] | 0 | 0 | 0 | 0 | 0 | 0 | 0 | [5 empty] | 0 | 0 | 0 | 0 | 0 | 0 | 0
[5 empty] | C2 | 0 | 0 | 0 | 0 | 0 | 0 | 0 | 0 | 0 | 0 | 0 | 0 | [5 empty] | 0 | 0 | 0 | 0 | 0 | 0 | 0 | [5 empty] | 0 | 0 | 0 | 0 | 0 | 0 | 0
[5 empty] | C3 | 0 | 0 | 0 | 0 | 0 | 0 | 0 | 0 | 0 | 0 | 0 | 0 | [5 empty] | 0 | 0 | 0 | 0 | 0 | 0 | 0 | [5 empty] | 0 | 0 | 0 | 0 | 0 | 0 | 0
[5 empty] | C4 | 0 | 0 | 0 | 0 | 0 | 0 | 0 | 0 | 0 | 0 | 0 | 0 | [5 empty] | 0 | 0 | 0 | 0 | 0 | 0 | 0 | [5 empty] | 0 | 0 | 0 | 0 | 0 | 0 | 0
|  |  | 0 | 0 |  | 0 | 0 | 0 | 0 | 0 |  | 0 | 0 | 0 | 0 | 0 |  | 0 | 0 | 0 | 0 | 0 |  | 0 | 0 | 0 | 0 | 0 |  | 0 | 0 | 0 | 0 | 0 |  | 0 | 0 | 0 | 0 | 0
| LV OHL Support |  |  |  | C1 | 9126 | 1541 | 5826 | 1255 | 1115 | 18863 | 9126 | 1541 | 5826 | 1255 | 1115 | 18863 | [5 empty] | 0 | 8491 | 1652 | 6151 | 1305 | 1264 | 18863 | [5 empty] | 0 | 7925 | 1379 | 1108 | 5996 | 2455 | 18863
[5 empty] | C2 | 6240 | 1457 | 4520 | 1220 | 1130 | 14567 | 6240 | 1457 | 4520 | 1220 | 1130 | 14567 | [5 empty] | 0 | 5759 | 1353 | 4905 | 1281 | 1269 | 14567 | [5 empty] | 0 | 5339 | 1031 | 1091 | 4661 | 2445 | 14567
[5 empty] | C3 | 4917 | 1572 | 3714 | 1014 | 1132 | 12349 | 4917 | 1572 | 3714 | 1014 | 1132 | 12349 | [5 empty] | 0 | 4247 | 1696 | 4049 | 1106 | 1251 | 12349 | [5 empty] | 0 | 3716 | 1391 | 1032 | 3961 | 2249 | 12349
[5 empty] | C4 | 525 | 143 | 377 | 92 | 124 | 1261 | 525 | 143 | 377 | 92 | 124 | 1261 | [5 empty] | 0 | 453 | 159 | 410 | 100 | 139 | 1261 | [5 empty] | 0 | 407 | 121 | 104 | 402 | 227 | 1261
|  |  | 47782 | 46782 |  | 20808 | 4713 | 14437 | 3581 | 3501 |  | 20808 | 4713 | 14437 | 3581 | 3501 |  | 0 | 0 | 0 | 0 | 0 |  | 18950 | 4860 | 15515 | 3792 | 3923 |  | 0 | 0 | 0 | 0 | 0 |  | 17387 | 3922 | 3335 | 15020 | 7376
| [Please insert new asset category as required] |  |  |  | C1 | 0 | 0 | 0 | 0 | 0 | 0 | 0 | 0 | 0 | 0 | 0 | 0 | [5 empty] | 0 | 0 | 0 | 0 | 0 | 0 | 0 | [5 empty] | 0 | 0 | 0 | 0 | 0 | 0 | 0
[5 empty] | C2 | 0 | 0 | 0 | 0 | 0 | 0 | 0 | 0 | 0 | 0 | 0 | 0 | [5 empty] | 0 | 0 | 0 | 0 | 0 | 0 | 0 | [5 empty] | 0 | 0 | 0 | 0 | 0 | 0 | 0
[5 empty] | C3 | 0 | 0 | 0 | 0 | 0 | 0 | 0 | 0 | 0 | 0 | 0 | 0 | [5 empty] | 0 | 0 | 0 | 0 | 0 | 0 | 0 | [5 empty] | 0 | 0 | 0 | 0 | 0 | 0 | 0
[5 empty] | C4 | 0 | 0 | 0 | 0 | 0 | 0 | 0 | 0 | 0 | 0 | 0 | 0 | [5 empty] | 0 | 0 | 0 | 0 | 0 | 0 | 0 | [5 empty] | 0 | 0 | 0 | 0 | 0 | 0 | 0
|  |  | 0 | 0 |  | 0 | 0 | 0 | 0 | 0 |  | 0 | 0 | 0 | 0 | 0 |  | 0 | 0 | 0 | 0 | 0 |  | 0 | 0 | 0 | 0 | 0 |  | 0 | 0 | 0 | 0 | 0 |  | 0 | 0 | 0 | 0 | 0
| [Please insert new asset category as required] |  |  |  | C1 | 0 | 0 | 0 | 0 | 0 | 0 | 0 | 0 | 0 | 0 | 0 | 0 | [5 empty] | 0 | 0 | 0 | 0 | 0 | 0 | 0 | [5 empty] | 0 | 0 | 0 | 0 | 0 | 0 | 0
[5 empty] | C2 | 0 | 0 | 0 | 0 | 0 | 0 | 0 | 0 | 0 | 0 | 0 | 0 | [5 empty] | 0 | 0 | 0 | 0 | 0 | 0 | 0 | [5 empty] | 0 | 0 | 0 | 0 | 0 | 0 | 0
[5 empty] | C3 | 0 | 0 | 0 | 0 | 0 | 0 | 0 | 0 | 0 | 0 | 0 | 0 | [5 empty] | 0 | 0 | 0 | 0 | 0 | 0 | 0 | [5 empty] | 0 | 0 | 0 | 0 | 0 | 0 | 0
[5 empty] | C4 | 0 | 0 | 0 | 0 | 0 | 0 | 0 | 0 | 0 | 0 | 0 | 0 | [5 empty] | 0 | 0 | 0 | 0 | 0 | 0 | 0 | [5 empty] | 0 | 0 | 0 | 0 | 0 | 0 | 0
|  |  | 0 | 0 |  | 0 | 0 | 0 | 0 | 0 |  | 0 | 0 | 0 | 0 | 0 |  | 0 | 0 | 0 | 0 | 0 |  | 0 | 0 | 0 | 0 | 0 |  | 0 | 0 | 0 | 0 | 0 |  | 0 | 0 | 0 | 0 | 0
| [Please insert new asset category as required] |  |  |  | C1 | 0 | 0 | 0 | 0 | 0 | 0 | 0 | 0 | 0 | 0 | 0 | 0 | [5 empty] | 0 | 0 | 0 | 0 | 0 | 0 | 0 | [5 empty] | 0 | 0 | 0 | 0 | 0 | 0 | 0
[5 empty] | C2 | 0 | 0 | 0 | 0 | 0 | 0 | 0 | 0 | 0 | 0 | 0 | 0 | [5 empty] | 0 | 0 | 0 | 0 | 0 | 0 | 0 | [5 empty] | 0 | 0 | 0 | 0 | 0 | 0 | 0
[5 empty] | C3 | 0 | 0 | 0 | 0 | 0 | 0 | 0 | 0 | 0 | 0 | 0 | 0 | [5 empty] | 0 | 0 | 0 | 0 | 0 | 0 | 0 | [5 empty] | 0 | 0 | 0 | 0 | 0 | 0 | 0
[5 empty] | C4 | 0 | 0 | 0 | 0 | 0 | 0 | 0 | 0 | 0 | 0 | 0 | 0 | [5 empty] | 0 | 0 | 0 | 0 | 0 | 0 | 0 | [5 empty] | 0 | 0 | 0 | 0 | 0 | 0 | 0
|  |  | 0 | 0 |  | 0 | 0 | 0 | 0 | 0 |  | 0 | 0 | 0 | 0 | 0 |  | 0 | 0 | 0 | 0 | 0 |  | 0 | 0 | 0 | 0 | 0 |  | 0 | 0 | 0 | 0 | 0 |  | 0 | 0 | 0 | 0 | 0
| [Please insert new asset category as required] |  |  |  | C1 | 0 | 0 | 0 | 0 | 0 | 0 | 0 | 0 | 0 | 0 | 0 | 0 | [5 empty] | 0 | 0 | 0 | 0 | 0 | 0 | 0 | [5 empty] | 0 | 0 | 0 | 0 | 0 | 0 | 0
[5 empty] | C2 | 0 | 0 | 0 | 0 | 0 | 0 | 0 | 0 | 0 | 0 | 0 | 0 | [5 empty] | 0 | 0 | 0 | 0 | 0 | 0 | 0 | [5 empty] | 0 | 0 | 0 | 0 | 0 | 0 | 0
[5 empty] | C3 | 0 | 0 | 0 | 0 | 0 | 0 | 0 | 0 | 0 | 0 | 0 | 0 | [5 empty] | 0 | 0 | 0 | 0 | 0 | 0 | 0 | [5 empty] | 0 | 0 | 0 | 0 | 0 | 0 | 0
[5 empty] | C4 | 0 | 0 | 0 | 0 | 0 | 0 | 0 | 0 | 0 | 0 | 0 | 0 | [5 empty] | 0 | 0 | 0 | 0 | 0 | 0 | 0 | [5 empty] | 0 | 0 | 0 | 0 | 0 | 0 | 0
|  |  | 0 | 0 |  | 0 | 0 | 0 | 0 | 0 |  | 0 | 0 | 0 | 0 | 0 |  | 0 | 0 | 0 | 0 | 0 |  | 0 | 0 | 0 | 0 | 0 |  | 0 | 0 | 0 | 0 | 0 |  | 0 | 0 | 0 | 0 | 0
| [Please insert new asset category as required] |  |  |  | C1 | 0 | 0 | 0 | 0 | 0 | 0 | 0 | 0 | 0 | 0 | 0 | 0 | [5 empty] | 0 | 0 | 0 | 0 | 0 | 0 | 0 | [5 empty] | 0 | 0 | 0 | 0 | 0 | 0 | 0
[5 empty] | C2 | 0 | 0 | 0 | 0 | 0 | 0 | 0 | 0 | 0 | 0 | 0 | 0 | [5 empty] | 0 | 0 | 0 | 0 | 0 | 0 | 0 | [5 empty] | 0 | 0 | 0 | 0 | 0 | 0 | 0
[5 empty] | C3 | 0 | 0 | 0 | 0 | 0 | 0 | 0 | 0 | 0 | 0 | 0 | 0 | [5 empty] | 0 | 0 | 0 | 0 | 0 | 0 | 0 | [5 empty] | 0 | 0 | 0 | 0 | 0 | 0 | 0
[5 empty] | C4 | 0 | 0 | 0 | 0 | 0 | 0 | 0 | 0 | 0 | 0 | 0 | 0 | [5 empty] | 0 | 0 | 0 | 0 | 0 | 0 | 0 | [5 empty] | 0 | 0 | 0 | 0 | 0 | 0 | 0
|  |  | 0 | 0 |  | 0 | 0 | 0 | 0 | 0 |  | 0 | 0 | 0 | 0 | 0 |  | 0 | 0 | 0 | 0 | 0 |  | 0 | 0 | 0 | 0 | 0 |  | 0 | 0 | 0 | 0 | 0 |  | 0 | 0 | 0 | 0 | 0
HV Network
| HV Switchgear (GM) - Primary |  |  |  | C1 | 1035 | 192 | 332 | 36 | 134 | 1729 | 1035 | 192 | 332 | 36 | 134 | 1729 | [5 empty] | 0 | 975 | 206 | 187 | 199 | 162 | 1729 | [5 empty] | 0 | 873 | 201 | 127 | 196 | 332 | 1729
[5 empty] | C2 | 1038 | 116 | 299 | 50 | 163 | 1666 | 1038 | 116 | 299 | 50 | 163 | 1666 | [5 empty] | 0 | 920 | 219 | 162 | 170 | 195 | 1666 | [5 empty] | 0 | 754 | 324 | 73 | 162 | 353 | 1666
[5 empty] | C3 | 441 | 74 | 207 | 43 | 29 | 794 | 441 | 74 | 207 | 43 | 29 | 794 | [5 empty] | 0 | 390 | 101 | 165 | 80 | 58 | 794 | [5 empty] | 0 | 306 | 177 | 31 | 150 | 130 | 794
[5 empty] | C4 | 26 | 4 | 32 | 0 | 3 | 65 | 26 | 4 | 32 | 0 | 3 | 65 | [5 empty] | 0 | 26 | 0 | 23 | 13 | 3 | 65 | [5 empty] | 0 | 22 | 4 | 3 | 21 | 15 | 65
|  |  | 4274 | 4244 |  | 2540 | 386 | 870 | 129 | 329 |  | 2540 | 386 | 870 | 129 | 329 |  | 0 | 0 | 0 | 0 | 0 |  | 2311 | 526 | 537 | 462 | 418 |  | 0 | 0 | 0 | 0 | 0 |  | 1955 | 706 | 234 | 529 | 830
| HV Switchgear (GM) - Distribution |  |  |  | C1 | 1908 | 128 | 47 | 929 | 286 | 3298 | 1908 | 128 | 47 | 929 | 286 | 3298 | [5 empty] | 0 | 1977 | 103 | 804 | 338 | 77 | 3299 | [5 empty] | 0 | 1908 | 128 | 47 | 929 | 286 | 3298
[5 empty] | C2 | 12670 | 1938 | 1043 | 6322 | 2454 | 24427 | 12670 | 1938 | 1043 | 6322 | 2454 | 24427 | [5 empty] | 0 | 13614 | 1906 | 5517 | 2541 | 848 | 24426 | [5 empty] | 0 | 12670 | 1938 | 1043 | 6322 | 2454 | 24427
[5 empty] | C3 | 2361 | 356 | 270 | 810 | 388 | 4185 | 2361 | 356 | 270 | 810 | 388 | 4185 | [5 empty] | 0 | 2557 | 260 | 868 | 413 | 87 | 4185 | [5 empty] | 0 | 2361 | 356 | 270 | 810 | 388 | 4185
[5 empty] | C4 | 10 | 1 | 0 | 0 | 6 | 17 | 10 | 1 | 0 | 0 | 6 | 17 | [5 empty] | 0 | 11 | 0 | 0 | 6 | 0 | 17 | [5 empty] | 0 | 10 | 1 | 0 | 0 | 6 | 17
|  |  | 30337 | 26699 |  | 16949 | 2423 | 1360 | 8061 | 3134 |  | 16949 | 2423 | 1360 | 8061 | 3134 |  | 0 | 0 | 0 | 0 | 0 |  | 18159 | 2269 | 7189 | 3298 | 1012 |  | 0 | 0 | 0 | 0 | 0 |  | 16949 | 2423 | 1360 | 8061 | 3134
| HV Transformer (GM) |  |  |  | C1 | 557 | 91 | 39 | 5 | 2 | 694 | 557 | 91 | 39 | 5 | 2 | 694 | [5 empty] | 0 | 495 | 139 | 51 | 6 | 2 | 693 | [5 empty] | 0 | 444 | 150 | 51 | 41 | 7 | 693
[5 empty] | C2 | 12639 | 681 | 187 | 18 | 15 | 13540 | 12639 | 681 | 187 | 18 | 15 | 13540 | [5 empty] | 0 | 11743 | 1421 | 318 | 44 | 15 | 13541 | [5 empty] | 0 | 9638 | 3270 | 337 | 256 | 40 | 13541
[5 empty] | C3 | 1056 | 93 | 23 | 5 | 0 | 1177 | 1056 | 93 | 23 | 5 | 0 | 1177 | [5 empty] | 0 | 960 | 167 | 42 | 8 | 0 | 1177 | [5 empty] | 0 | 795 | 297 | 52 | 29 | 4 | 1177
[5 empty] | C4 | 0 | 0 | 0 | 0 | 0 | 0 | 0 | 0 | 0 | 0 | 0 | 0 | [5 empty] | 0 | 0 | 0 | 0 | 0 | 0 | 0 | [5 empty] | 0 | 0 | 0 | 0 | 0 | 0 | 0
|  |  | 15360 | 15360 |  | 14252 | 865 | 249 | 28 | 17 |  | 14252 | 865 | 249 | 28 | 17 |  | 0 | 0 | 0 | 0 | 0 |  | 13198 | 1727 | 411 | 58 | 17 |  | 0 | 0 | 0 | 0 | 0 |  | 10877 | 3717 | 440 | 326 | 51
| HV UG Cable |  |  |  | C1 | 0 | 0 | 0 | 0 | 0 | 0 | 0 | 0 | 0 | 0 | 0 | 0 | [5 empty] | 0 | 0 | 0 | 0 | 0 | 0 | 0 | [5 empty] | 0 | 0 | 0 | 0 | 0 | 0 | 0
[5 empty] | C2 | 0 | 0 | 0 | 0 | 0 | 0 | 0 | 0 | 0 | 0 | 0 | 0 | [5 empty] | 0 | 0 | 0 | 0 | 0 | 0 | 0 | [5 empty] | 0 | 0 | 0 | 0 | 0 | 0 | 0
[5 empty] | C3 | 0 | 0 | 0 | 0 | 0 | 0 | 0 | 0 | 0 | 0 | 0 | 0 | [5 empty] | 0 | 0 | 0 | 0 | 0 | 0 | 0 | [5 empty] | 0 | 0 | 0 | 0 | 0 | 0 | 0
[5 empty] | C4 | 0 | 0 | 0 | 0 | 0 | 0 | 0 | 0 | 0 | 0 | 0 | 0 | [5 empty] | 0 | 0 | 0 | 0 | 0 | 0 | 0 | [5 empty] | 0 | 0 | 0 | 0 | 0 | 0 | 0
|  |  | 0 | 0 |  | 0 | 0 | 0 | 0 | 0 |  | 0 | 0 | 0 | 0 | 0 |  | 0 | 0 | 0 | 0 | 0 |  | 0 | 0 | 0 | 0 | 0 |  | 0 | 0 | 0 | 0 | 0 |  | 0 | 0 | 0 | 0 | 0
| HV OHL Support - Poles |  |  |  | C1 | 33262 | 3730 | 7547 | 2769 | 1564 | 48872 | 33262 | 3730 | 7547 | 2769 | 1564 | 48872 | [5 empty] | 0 | 30294 | 5541 | 8083 | 2917 | 2037 | 48872 | [5 empty] | 0 | 26428 | 7329 | 2488 | 8043 | 4584 | 48872
[5 empty] | C2 | 29965 | 3754 | 5334 | 1720 | 1375 | 42148 | 29965 | 3754 | 5334 | 1720 | 1375 | 42148 | [5 empty] | 0 | 27284 | 5087 | 6109 | 1935 | 1733 | 42148 | [5 empty] | 0 | 24009 | 6261 | 2611 | 5908 | 3359 | 42148
[5 empty] | C3 | 11306 | 1779 | 1979 | 592 | 576 | 16232 | 11306 | 1779 | 1979 | 592 | 576 | 16232 | [5 empty] | 0 | 10223 | 2254 | 2368 | 682 | 705 | 16232 | [5 empty] | 0 | 9000 | 2486 | 1245 | 2234 | 1267 | 16232
[5 empty] | C4 | 5097 | 799 | 883 | 259 | 264 | 7302 | 5097 | 799 | 883 | 259 | 264 | 7302 | [5 empty] | 0 | 4570 | 1084 | 1043 | 299 | 306 | 7302 | [5 empty] | 0 | 4007 | 1144 | 600 | 984 | 567 | 7302
|  |  | 114978 | 114978 |  | 79630 | 10062 | 15743 | 5340 | 3779 |  | 79630 | 10062 | 15743 | 5340 | 3779 |  | 0 | 0 | 0 | 0 | 0 |  | 72371 | 13966 | 17603 | 5833 | 4781 |  | 0 | 0 | 0 | 0 | 0 |  | 63444 | 17220 | 6944 | 17169 | 9777
| [Please insert new asset category as required] |  |  |  | C1 | 0 | 0 | 0 | 0 | 0 | 0 | 0 | 0 | 0 | 0 | 0 | 0 | [5 empty] | 0 | 0 | 0 | 0 | 0 | 0 | 0 | [5 empty] | 0 | 0 | 0 | 0 | 0 | 0 | 0
[5 empty] | C2 | 0 | 0 | 0 | 0 | 0 | 0 | 0 | 0 | 0 | 0 | 0 | 0 | [5 empty] | 0 | 0 | 0 | 0 | 0 | 0 | 0 | [5 empty] | 0 | 0 | 0 | 0 | 0 | 0 | 0
[5 empty] | C3 | 0 | 0 | 0 | 0 | 0 | 0 | 0 | 0 | 0 | 0 | 0 | 0 | [5 empty] | 0 | 0 | 0 | 0 | 0 | 0 | 0 | [5 empty] | 0 | 0 | 0 | 0 | 0 | 0 | 0
[5 empty] | C4 | 0 | 0 | 0 | 0 | 0 | 0 | 0 | 0 | 0 | 0 | 0 | 0 | [5 empty] | 0 | 0 | 0 | 0 | 0 | 0 | 0 | [5 empty] | 0 | 0 | 0 | 0 | 0 | 0 | 0
|  |  | 0 | 0 |  | 0 | 0 | 0 | 0 | 0 |  | 0 | 0 | 0 | 0 | 0 |  | 0 | 0 | 0 | 0 | 0 |  | 0 | 0 | 0 | 0 | 0 |  | 0 | 0 | 0 | 0 | 0 |  | 0 | 0 | 0 | 0 | 0
| [Please insert new asset category as required] |  |  |  | C1 | 0 | 0 | 0 | 0 | 0 | 0 | 0 | 0 | 0 | 0 | 0 | 0 | [5 empty] | 0 | 0 | 0 | 0 | 0 | 0 | 0 | [5 empty] | 0 | 0 | 0 | 0 | 0 | 0 | 0
[5 empty] | C2 | 0 | 0 | 0 | 0 | 0 | 0 | 0 | 0 | 0 | 0 | 0 | 0 | [5 empty] | 0 | 0 | 0 | 0 | 0 | 0 | 0 | [5 empty] | 0 | 0 | 0 | 0 | 0 | 0 | 0
[5 empty] | C3 | 0 | 0 | 0 | 0 | 0 | 0 | 0 | 0 | 0 | 0 | 0 | 0 | [5 empty] | 0 | 0 | 0 | 0 | 0 | 0 | 0 | [5 empty] | 0 | 0 | 0 | 0 | 0 | 0 | 0
[5 empty] | C4 | 0 | 0 | 0 | 0 | 0 | 0 | 0 | 0 | 0 | 0 | 0 | 0 | [5 empty] | 0 | 0 | 0 | 0 | 0 | 0 | 0 | [5 empty] | 0 | 0 | 0 | 0 | 0 | 0 | 0
|  |  | 0 | 0 |  | 0 | 0 | 0 | 0 | 0 |  | 0 | 0 | 0 | 0 | 0 |  | 0 | 0 | 0 | 0 | 0 |  | 0 | 0 | 0 | 0 | 0 |  | 0 | 0 | 0 | 0 | 0 |  | 0 | 0 | 0 | 0 | 0
| [Please insert new asset category as required] |  |  |  | C1 | 0 | 0 | 0 | 0 | 0 | 0 | 0 | 0 | 0 | 0 | 0 | 0 | [5 empty] | 0 | 0 | 0 | 0 | 0 | 0 | 0 | [5 empty] | 0 | 0 | 0 | 0 | 0 | 0 | 0
[5 empty] | C2 | 0 | 0 | 0 | 0 | 0 | 0 | 0 | 0 | 0 | 0 | 0 | 0 | [5 empty] | 0 | 0 | 0 | 0 | 0 | 0 | 0 | [5 empty] | 0 | 0 | 0 | 0 | 0 | 0 | 0
[5 empty] | C3 | 0 | 0 | 0 | 0 | 0 | 0 | 0 | 0 | 0 | 0 | 0 | 0 | [5 empty] | 0 | 0 | 0 | 0 | 0 | 0 | 0 | [5 empty] | 0 | 0 | 0 | 0 | 0 | 0 | 0
[5 empty] | C4 | 0 | 0 | 0 | 0 | 0 | 0 | 0 | 0 | 0 | 0 | 0 | 0 | [5 empty] | 0 | 0 | 0 | 0 | 0 | 0 | 0 | [5 empty] | 0 | 0 | 0 | 0 | 0 | 0 | 0
|  |  | 0 | 0 |  | 0 | 0 | 0 | 0 | 0 |  | 0 | 0 | 0 | 0 | 0 |  | 0 | 0 | 0 | 0 | 0 |  | 0 | 0 | 0 | 0 | 0 |  | 0 | 0 | 0 | 0 | 0 |  | 0 | 0 | 0 | 0 | 0
| [Please insert new asset category as required] |  |  |  | C1 | 0 | 0 | 0 | 0 | 0 | 0 | 0 | 0 | 0 | 0 | 0 | 0 | [5 empty] | 0 | 0 | 0 | 0 | 0 | 0 | 0 | [5 empty] | 0 | 0 | 0 | 0 | 0 | 0 | 0
[5 empty] | C2 | 0 | 0 | 0 | 0 | 0 | 0 | 0 | 0 | 0 | 0 | 0 | 0 | [5 empty] | 0 | 0 | 0 | 0 | 0 | 0 | 0 | [5 empty] | 0 | 0 | 0 | 0 | 0 | 0 | 0
[5 empty] | C3 | 0 | 0 | 0 | 0 | 0 | 0 | 0 | 0 | 0 | 0 | 0 | 0 | [5 empty] | 0 | 0 | 0 | 0 | 0 | 0 | 0 | [5 empty] | 0 | 0 | 0 | 0 | 0 | 0 | 0
[5 empty] | C4 | 0 | 0 | 0 | 0 | 0 | 0 | 0 | 0 | 0 | 0 | 0 | 0 | [5 empty] | 0 | 0 | 0 | 0 | 0 | 0 | 0 | [5 empty] | 0 | 0 | 0 | 0 | 0 | 0 | 0
|  |  | 0 | 0 |  | 0 | 0 | 0 | 0 | 0 |  | 0 | 0 | 0 | 0 | 0 |  | 0 | 0 | 0 | 0 | 0 |  | 0 | 0 | 0 | 0 | 0 |  | 0 | 0 | 0 | 0 | 0 |  | 0 | 0 | 0 | 0 | 0
| [Please insert new asset category as required] |  |  |  | C1 | 0 | 0 | 0 | 0 | 0 | 0 | 0 | 0 | 0 | 0 | 0 | 0 | [5 empty] | 0 | 0 | 0 | 0 | 0 | 0 | 0 | [5 empty] | 0 | 0 | 0 | 0 | 0 | 0 | 0
[5 empty] | C2 | 0 | 0 | 0 | 0 | 0 | 0 | 0 | 0 | 0 | 0 | 0 | 0 | [5 empty] | 0 | 0 | 0 | 0 | 0 | 0 | 0 | [5 empty] | 0 | 0 | 0 | 0 | 0 | 0 | 0
[5 empty] | C3 | 0 | 0 | 0 | 0 | 0 | 0 | 0 | 0 | 0 | 0 | 0 | 0 | [5 empty] | 0 | 0 | 0 | 0 | 0 | 0 | 0 | [5 empty] | 0 | 0 | 0 | 0 | 0 | 0 | 0
[5 empty] | C4 | 0 | 0 | 0 | 0 | 0 | 0 | 0 | 0 | 0 | 0 | 0 | 0 | [5 empty] | 0 | 0 | 0 | 0 | 0 | 0 | 0 | [5 empty] | 0 | 0 | 0 | 0 | 0 | 0 | 0
|  |  | 0 | 0 |  | 0 | 0 | 0 | 0 | 0 |  | 0 | 0 | 0 | 0 | 0 |  | 0 | 0 | 0 | 0 | 0 |  | 0 | 0 | 0 | 0 | 0 |  | 0 | 0 | 0 | 0 | 0 |  | 0 | 0 | 0 | 0 | 0
EHV Network
| EHV Switchgear (GM) |  |  |  | C1 | 391 | 50 | 4 | 1 | 13 | 459 | 391 | 50 | 4 | 1 | 13 | 459 | [5 empty] | 0 | 383 | 52 | 8 | 3 | 13 | 459 | [5 empty] | 0 | 353 | 54 | 32 | 6 | 14 | 459
[5 empty] | C2 | 469 | 70 | 18 | 15 | 52 | 624 | 469 | 70 | 18 | 15 | 52 | 624 | [5 empty] | 0 | 458 | 64 | 28 | 17 | 57 | 624 | [5 empty] | 0 | 438 | 37 | 62 | 19 | 68 | 624
[5 empty] | C3 | 357 | 0 | 3 | 21 | 0 | 381 | 357 | 0 | 3 | 21 | 0 | 381 | [5 empty] | 0 | 357 | 0 | 0 | 13 | 11 | 381 | [5 empty] | 0 | 337 | 20 | 0 | 10 | 14 | 381
[5 empty] | C4 | 0 | 0 | 0 | 0 | 0 | 0 | 0 | 0 | 0 | 0 | 0 | 0 | [5 empty] | 0 | 0 | 0 | 0 | 0 | 0 | 0 | [5 empty] | 0 | 0 | 0 | 0 | 0 | 0 | 0
|  |  | 1438 | 1447 |  | 1217 | 120 | 25 | 37 | 65 |  | 1217 | 120 | 25 | 37 | 65 |  | 0 | 0 | 0 | 0 | 0 |  | 1198 | 116 | 36 | 33 | 81 |  | 0 | 0 | 0 | 0 | 0 |  | 1128 | 111 | 94 | 35 | 96
| EHV Transformer |  |  |  | C1 | 8 | 3 | 0 | 0 | 0 | 11 | 8 | 3 | 0 | 0 | 0 | 11 | [5 empty] | 0 | 7 | 1 | 3 | 0 | 0 | 11 | [5 empty] | 0 | 7 | 1 | 1 | 2 | 0 | 11
[5 empty] | C2 | 380 | 133 | 42 | 32 | 14 | 601 | 380 | 133 | 42 | 32 | 14 | 601 | [5 empty] | 0 | 303 | 174 | 54 | 44 | 31 | 606 | [5 empty] | 0 | 227 | 176 | 89 | 56 | 58 | 606
[5 empty] | C3 | 39 | 7 | 3 | 0 | 1 | 50 | 39 | 7 | 3 | 0 | 1 | 50 | [5 empty] | 0 | 37 | 6 | 4 | 2 | 1 | 50 | [5 empty] | 0 | 33 | 8 | 3 | 5 | 1 | 50
[5 empty] | C4 | 0 | 0 | 0 | 0 | 0 | 0 | 0 | 0 | 0 | 0 | 0 | 0 | [5 empty] | 0 | 0 | 0 | 0 | 0 | 0 | 0 | [5 empty] | 0 | 0 | 0 | 0 | 0 | 0 | 0
|  |  | 662 | 660 |  | 427 | 143 | 45 | 32 | 15 |  | 427 | 143 | 45 | 32 | 15 |  | 0 | 0 | 0 | 0 | 0 |  | 347 | 181 | 61 | 46 | 32 |  | 0 | 0 | 0 | 0 | 0 |  | 267 | 185 | 93 | 63 | 59
| EHV UG Cable (Gas) |  |  |  | C1 | 0 | 0 | 0 | 0 | 0 | 0 | 0 | 0 | 0 | 0 | 0 | 0 | [5 empty] | 0 | 0 | 0 | 0 | 0 | 0 | 0 | [5 empty] | 0 | 0 | 0 | 0 | 0 | 0 | 0
[5 empty] | C2 | 25.214 | 4.451 | 83.412 | 4.06 | 8.76 | 125.897 | 25.214 | 4.451 | 83.412 | 4.06 | 8.76 | 125.897 | [5 empty] | 0 | 24.692 | 2.83 | 83.599 | 6.016 | 8.76 | 125.897 | [5 empty] | 0 | 23.868 | 0.874 | 20.882 | 75.131 | 10.716 | 131.471
[5 empty] | C3 | 0.359 | 0 | 0 | 0 | 0 | 0.359 | 0.359 | 0 | 0 | 0 | 0 | 0.359 | [5 empty] | 0 | 0.359 | 0 | 0 | 0 | 0 | 0.359 | [5 empty] | 0 | 0.359 | 0 | 0 | 0 | 0 | 0.359
[5 empty] | C4 | 0 | 0 | 0 | 0 | 0 | 0 | 0 | 0 | 0 | 0 | 0 | 0 | [5 empty] | 0 | 0 | 0 | 0 | 0 | 0 | 0 | [5 empty] | 0 | 0 | 0 | 0 | 0 | 0 | 0
|  |  | 115 | 105 |  | 25.573 | 4.451 | 83.412 | 4.06 | 8.76 |  | 25.573 | 4.451 | 83.412 | 4.06 | 8.76 |  | 0 | 0 | 0 | 0 | 0 |  | 25.051 | 2.83 | 83.599 | 6.016 | 8.76 |  | 0 | 0 | 0 | 0 | 0 |  | 24.227 | 0.874 | 20.882 | 75.131 | 10.716
| EHV UG Cable (Oil) |  |  |  | C1 | 37.905 | 11.469 | 13.21 | 2.45 | 13.979 | 79.013 | 37.905 | 11.469 | 13.21 | 2.45 | 13.979 | 79.013 | [5 empty] | 0 | 37.492 | 9.313 | 15.754 | 0.395 | 16.059 | 79.013 | [5 empty] | 0 | 37.459 | 0.48 | 17.193 | 7.452 | 16.429 | 79.013
[5 empty] | C2 | 83.326 | 24.52 | 27.653 | 2.85 | 10.423 | 148.772 | 83.326 | 24.52 | 27.653 | 2.85 | 10.423 | 148.772 | [5 empty] | 0 | 77.613 | 19.324 | 37.783 | 1.099 | 12.953 | 148.772 | [5 empty] | 0 | 76.554 | 6.817 | 30.401 | 21.727 | 13.273 | 148.772
[5 empty] | C3 | 47.297 | 10.829 | 14.136 | 3.12 | 2.337 | 77.719 | 47.297 | 10.829 | 14.136 | 3.12 | 2.337 | 77.719 | [5 empty] | 0 | 45.076 | 6.304 | 20.793 | 0.751 | 4.795 | 77.719 | [5 empty] | 0 | 39.674 | 7.623 | 8.513 | 16.452 | 5.457 | 77.719
[5 empty] | C4 | 0 | 0 | 0 | 0 | 0 | 0 | 0 | 0 | 0 | 0 | 0 | 0 | [5 empty] | 0 | 0 | 0 | 0 | 0 | 0 | 0 | [5 empty] | 0 | 0 | 0 | 0 | 0 | 0 | 0
|  |  | 304 | 266 |  | 168.528 | 46.818 | 54.999 | 8.42 | 26.739 |  | 168.528 | 46.818 | 54.999 | 8.42 | 26.739 |  | 0 | 0 | 0 | 0 | 0 |  | 160.181 | 34.941 | 74.33 | 2.245 | 33.807 |  | 0 | 0 | 0 | 0 | 0 |  | 153.687 | 14.92 | 56.107 | 45.631 | 35.159
| EHV UG Cable (Non Pressurised) |  |  |  | C1 | 0 | 0 | 0 | 0 | 0 | 0 | 0 | 0 | 0 | 0 | 0 | 0 | [5 empty] | 0 | 0 | 0 | 0 | 0 | 0 | 0 | [5 empty] | 0 | 0 | 0 | 0 | 0 | 0 | 0
[5 empty] | C2 | 832.051 | 147.686 | 4.589 | 0 | 0.45 | 984.776 | 832.051 | 147.686 | 4.589 | 0 | 0.45 | 984.776 | [5 empty] | 0 | 826.4 | 7.65 | 149.271 | 1.005 | 0.45 | 984.776 | [5 empty] | 0 | 806.812 | 26.187 | 146.769 | 3.887 | 1.121 | 984.776
[5 empty] | C3 | 117.553 | 6.519 | 0.031 | 0 | 0 | 124.103 | 117.553 | 6.519 | 0.031 | 0 | 0 | 124.103 | [5 empty] | 0 | 117.553 | 0 | 6.519 | 0.031 | 0 | 124.103 | [5 empty] | 0 | 115.304 | 2.249 | 6.519 | 0 | 0.031 | 124.103
[5 empty] | C4 | 1.021 | 0 | 0 | 0 | 0 | 1.021 | 1.021 | 0 | 0 | 0 | 0 | 1.021 | [5 empty] | 0 | 1.021 | 0 | 0 | 0 | 0 | 1.021 | [5 empty] | 0 | 1.021 | 0 | 0 | 0 | 0 | 1.021
|  |  | 1082 | 1132 |  | 950.625 | 154.205 | 4.62 | 0 | 0.45 |  | 950.625 | 154.205 | 4.62 | 0 | 0.45 |  | 0 | 0 | 0 | 0 | 0 |  | 944.974 | 7.65 | 155.79 | 1.036 | 0.45 |  | 0 | 0 | 0 | 0 | 0 |  | 923.137 | 28.436 | 153.288 | 3.887 | 1.152
| EHV OHL Support - Towers |  |  |  | C1 | 0 | 20 | 38 | 0 | 9 | 67 | 0 | 20 | 38 | 0 | 9 | 67 | [5 empty] | 0 | 0 | 0 | 58 | 0 | 9 | 67 | [5 empty] | 0 | 0 | 0 | 57 | 1 | 9 | 67
[5 empty] | C2 | 1 | 8 | 69 | 7 | 2 | 87 | 1 | 8 | 69 | 7 | 2 | 87 | [5 empty] | 0 | 0 | 1 | 77 | 0 | 9 | 87 | [5 empty] | 0 | 0 | 0 | 72 | 6 | 9 | 87
[5 empty] | C3 | 8 | 4 | 12 | 0 | 0 | 24 | 8 | 4 | 12 | 0 | 0 | 24 | [5 empty] | 0 | 8 | 0 | 16 | 0 | 0 | 24 | [5 empty] | 0 | 7 | 0 | 12 | 5 | 0 | 24
[5 empty] | C4 | 0 | 0 | 0 | 0 | 0 | 0 | 0 | 0 | 0 | 0 | 0 | 0 | [5 empty] | 0 | 0 | 0 | 0 | 0 | 0 | 0 | [5 empty] | 0 | 0 | 0 | 0 | 0 | 0 | 0
|  |  | 182 | 182 |  | 9 | 32 | 119 | 7 | 11 |  | 9 | 32 | 119 | 7 | 11 |  | 0 | 0 | 0 | 0 | 0 |  | 8 | 1 | 151 | 0 | 18 |  | 0 | 0 | 0 | 0 | 0 |  | 7 | 0 | 141 | 12 | 18
| EHV OHL Support - Poles |  |  |  | C1 | 9239 | 2710 | 2494 | 1372 | 363 | 16178 | 9239 | 2710 | 2494 | 1372 | 363 | 16178 | [5 empty] | 0 | 8003 | 3002 | 3063 | 1007 | 1103 | 16178 | [5 empty] | 0 | 7064 | 2489 | 1810 | 2910 | 1905 | 16178
[5 empty] | C2 | 4468 | 1747 | 1508 | 872 | 386 | 8981 | 4468 | 1747 | 1508 | 872 | 386 | 8981 | [5 empty] | 0 | 4087 | 1514 | 1999 | 472 | 909 | 8981 | [5 empty] | 0 | 3912 | 600 | 1444 | 1709 | 1316 | 8981
[5 empty] | C3 | 961 | 219 | 187 | 184 | 437 | 1988 | 961 | 219 | 187 | 184 | 437 | 1988 | [5 empty] | 0 | 843 | 290 | 199 | 117 | 539 | 1988 | [5 empty] | 0 | 747 | 246 | 160 | 196 | 639 | 1988
[5 empty] | C4 | 585 | 165 | 95 | 102 | 155 | 1102 | 585 | 165 | 95 | 102 | 155 | 1102 | [5 empty] | 0 | 525 | 171 | 145 | 37 | 224 | 1102 | [5 empty] | 0 | 489 | 106 | 123 | 124 | 260 | 1102
|  |  | 28717 | 29040 |  | 15253 | 4841 | 4284 | 2530 | 1341 |  | 15253 | 4841 | 4284 | 2530 | 1341 |  | 0 | 0 | 0 | 0 | 0 |  | 13458 | 4977 | 5406 | 1633 | 2775 |  | 0 | 0 | 0 | 0 | 0 |  | 12212 | 3441 | 3537 | 4939 | 4120
| EHV OHL Fittings |  |  |  | C1 | 2 | 0 | 3 | 0 | 4 | 9 | 2 | 0 | 3 | 0 | 4 | 9 | [5 empty] | 0 | 2 | 0 | 2 | 1 | 4 | 9 | [5 empty] | 0 | 2 | 0 | 0 | 3 | 4 | 9
[5 empty] | C2 | 138 | 3 | 56 | 22 | 97 | 316 | 138 | 3 | 56 | 22 | 97 | 316 | [5 empty] | 0 | 138 | 3 | 32 | 27 | 116 | 316 | [5 empty] | 0 | 138 | 3 | 1 | 53 | 121 | 316
[5 empty] | C3 | 9 | 1 | 5 | 2 | 14 | 31 | 9 | 1 | 5 | 2 | 14 | 31 | [5 empty] | 0 | 9 | 1 | 0 | 5 | 16 | 31 | [5 empty] | 0 | 9 | 1 | 0 | 4 | 17 | 31
[5 empty] | C4 | 0 | 0 | 0 | 0 | 0 | 0 | 0 | 0 | 0 | 0 | 0 | 0 | [5 empty] | 0 | 0 | 0 | 0 | 0 | 0 | 0 | [5 empty] | 0 | 0 | 0 | 0 | 0 | 0 | 0
|  |  | 42 | 42 |  | 149 | 4 | 64 | 24 | 115 |  | 149 | 4 | 64 | 24 | 115 |  | 0 | 0 | 0 | 0 | 0 |  | 149 | 4 | 34 | 33 | 136 |  | 0 | 0 | 0 | 0 | 0 |  | 149 | 4 | 1 | 60 | 142
| EHV OHL (Tower Line) Conductor |  |  |  | C1 | 0.9 | 5.4 | 5.4 | 0.8 | 0 | 12.5 | 0.9 | 5.4 | 5.4 | 0.8 | 0 | 12.5 | [5 empty] | 0 | 0.9 | 5.4 | 5.4 | 0.8 | 0 | 12.5 | [5 empty] | 0 | 0.9 | 1.5 | 3.9 | 6.2 | 0 | 12.5
[5 empty] | C2 | 10.5 | 11.7 | 0.5 | 0.3 | 0 | 23 | 10.5 | 11.7 | 0.5 | 0.3 | 0 | 23 | [5 empty] | 0 | 3.6 | 18.3 | 0.7 | 0.3 | 0 | 22.9 | [5 empty] | 0 | 3.3 | 12.3 | 6.6 | 0.8 | 0 | 23
[5 empty] | C3 | 3.7 | 5.1 | 0.9 | 0 | 0 | 9.7 | 3.7 | 5.1 | 0.9 | 0 | 0 | 9.7 | [5 empty] | 0 | 3.1 | 5.7 | 0.9 | 0 | 0 | 9.7 | [5 empty] | 0 | 3.1 | 2.4 | 3.3 | 0.9 | 0 | 9.7
[5 empty] | C4 | 0 | 0 | 0 | 0 | 0 | 0 | 0 | 0 | 0 | 0 | 0 | 0 | [5 empty] | 0 | 0 | 0 | 0 | 0 | 0 | 0 | [5 empty] | 0 | 0 | 0 | 0 | 0 | 0 | 0
|  |  | 0 | 0 |  | 15.1 | 22.2 | 6.8 | 1.1 | 0 |  | 15.1 | 22.2 | 6.8 | 1.1 | 0 |  | 0 | 0 | 0 | 0 | 0 |  | 7.6 | 29.4 | 7 | 1.1 | 0 |  | 0 | 0 | 0 | 0 | 0 |  | 7.3 | 16.2 | 13.8 | 7.9 | 0
| [Please insert new asset category as required] |  |  |  | C1 | 0 | 0 | 0 | 0 | 0 | 0 | 0 | 0 | 0 | 0 | 0 | 0 | [5 empty] | 0 | 0 | 0 | 0 | 0 | 0 | 0 | [5 empty] | 0 | 0 | 0 | 0 | 0 | 0 | 0
[5 empty] | C2 | 0 | 0 | 0 | 0 | 0 | 0 | 0 | 0 | 0 | 0 | 0 | 0 | [5 empty] | 0 | 0 | 0 | 0 | 0 | 0 | 0 | [5 empty] | 0 | 0 | 0 | 0 | 0 | 0 | 0
[5 empty] | C3 | 0 | 0 | 0 | 0 | 0 | 0 | 0 | 0 | 0 | 0 | 0 | 0 | [5 empty] | 0 | 0 | 0 | 0 | 0 | 0 | 0 | [5 empty] | 0 | 0 | 0 | 0 | 0 | 0 | 0
[5 empty] | C4 | 0 | 0 | 0 | 0 | 0 | 0 | 0 | 0 | 0 | 0 | 0 | 0 | [5 empty] | 0 | 0 | 0 | 0 | 0 | 0 | 0 | [5 empty] | 0 | 0 | 0 | 0 | 0 | 0 | 0
|  |  | 0 | 0 |  | 0 | 0 | 0 | 0 | 0 |  | 0 | 0 | 0 | 0 | 0 |  | 0 | 0 | 0 | 0 | 0 |  | 0 | 0 | 0 | 0 | 0 |  | 0 | 0 | 0 | 0 | 0 |  | 0 | 0 | 0 | 0 | 0
| [Please insert new asset category as required] |  |  |  | C1 | 0 | 0 | 0 | 0 | 0 | 0 | 0 | 0 | 0 | 0 | 0 | 0 | [5 empty] | 0 | 0 | 0 | 0 | 0 | 0 | 0 | [5 empty] | 0 | 0 | 0 | 0 | 0 | 0 | 0
[5 empty] | C2 | 0 | 0 | 0 | 0 | 0 | 0 | 0 | 0 | 0 | 0 | 0 | 0 | [5 empty] | 0 | 0 | 0 | 0 | 0 | 0 | 0 | [5 empty] | 0 | 0 | 0 | 0 | 0 | 0 | 0
[5 empty] | C3 | 0 | 0 | 0 | 0 | 0 | 0 | 0 | 0 | 0 | 0 | 0 | 0 | [5 empty] | 0 | 0 | 0 | 0 | 0 | 0 | 0 | [5 empty] | 0 | 0 | 0 | 0 | 0 | 0 | 0
[5 empty] | C4 | 0 | 0 | 0 | 0 | 0 | 0 | 0 | 0 | 0 | 0 | 0 | 0 | [5 empty] | 0 | 0 | 0 | 0 | 0 | 0 | 0 | [5 empty] | 0 | 0 | 0 | 0 | 0 | 0 | 0
|  |  | 0 | 0 |  | 0 | 0 | 0 | 0 | 0 |  | 0 | 0 | 0 | 0 | 0 |  | 0 | 0 | 0 | 0 | 0 |  | 0 | 0 | 0 | 0 | 0 |  | 0 | 0 | 0 | 0 | 0 |  | 0 | 0 | 0 | 0 | 0
| [Please insert new asset category as required] |  |  |  | C1 | 0 | 0 | 0 | 0 | 0 | 0 | 0 | 0 | 0 | 0 | 0 | 0 | [5 empty] | 0 | 0 | 0 | 0 | 0 | 0 | 0 | [5 empty] | 0 | 0 | 0 | 0 | 0 | 0 | 0
[5 empty] | C2 | 0 | 0 | 0 | 0 | 0 | 0 | 0 | 0 | 0 | 0 | 0 | 0 | [5 empty] | 0 | 0 | 0 | 0 | 0 | 0 | 0 | [5 empty] | 0 | 0 | 0 | 0 | 0 | 0 | 0
[5 empty] | C3 | 0 | 0 | 0 | 0 | 0 | 0 | 0 | 0 | 0 | 0 | 0 | 0 | [5 empty] | 0 | 0 | 0 | 0 | 0 | 0 | 0 | [5 empty] | 0 | 0 | 0 | 0 | 0 | 0 | 0
[5 empty] | C4 | 0 | 0 | 0 | 0 | 0 | 0 | 0 | 0 | 0 | 0 | 0 | 0 | [5 empty] | 0 | 0 | 0 | 0 | 0 | 0 | 0 | [5 empty] | 0 | 0 | 0 | 0 | 0 | 0 | 0
|  |  | 0 | 0 |  | 0 | 0 | 0 | 0 | 0 |  | 0 | 0 | 0 | 0 | 0 |  | 0 | 0 | 0 | 0 | 0 |  | 0 | 0 | 0 | 0 | 0 |  | 0 | 0 | 0 | 0 | 0 |  | 0 | 0 | 0 | 0 | 0
| [Please insert new asset category as required] |  |  |  | C1 | 0 | 0 | 0 | 0 | 0 | 0 | 0 | 0 | 0 | 0 | 0 | 0 | [5 empty] | 0 | 0 | 0 | 0 | 0 | 0 | 0 | [5 empty] | 0 | 0 | 0 | 0 | 0 | 0 | 0
[5 empty] | C2 | 0 | 0 | 0 | 0 | 0 | 0 | 0 | 0 | 0 | 0 | 0 | 0 | [5 empty] | 0 | 0 | 0 | 0 | 0 | 0 | 0 | [5 empty] | 0 | 0 | 0 | 0 | 0 | 0 | 0
[5 empty] | C3 | 0 | 0 | 0 | 0 | 0 | 0 | 0 | 0 | 0 | 0 | 0 | 0 | [5 empty] | 0 | 0 | 0 | 0 | 0 | 0 | 0 | [5 empty] | 0 | 0 | 0 | 0 | 0 | 0 | 0
[5 empty] | C4 | 0 | 0 | 0 | 0 | 0 | 0 | 0 | 0 | 0 | 0 | 0 | 0 | [5 empty] | 0 | 0 | 0 | 0 | 0 | 0 | 0 | [5 empty] | 0 | 0 | 0 | 0 | 0 | 0 | 0
|  |  | 0 | 0 |  | 0 | 0 | 0 | 0 | 0 |  | 0 | 0 | 0 | 0 | 0 |  | 0 | 0 | 0 | 0 | 0 |  | 0 | 0 | 0 | 0 | 0 |  | 0 | 0 | 0 | 0 | 0 |  | 0 | 0 | 0 | 0 | 0
132kV Network
| 132kV CBs |  |  |  | C1 | 58 | 15 | 3 | 0 | 11 | 87 | 58 | 15 | 3 | 0 | 11 | 87 | [5 empty] | 0 | 53 | 15 | 6 | 2 | 11 | 87 | [5 empty] | 0 | 53 | 6 | 9 | 6 | 13 | 87
[5 empty] | C2 | 61 | 19 | 0 | 0 | 0 | 80 | 61 | 19 | 0 | 0 | 0 | 80 | [5 empty] | 0 | 61 | 3 | 16 | 0 | 0 | 80 | [5 empty] | 0 | 61 | 0 | 19 | 0 | 0 | 80
[5 empty] | C3 | 1 | 0 | 0 | 0 | 0 | 1 | 1 | 0 | 0 | 0 | 0 | 1 | [5 empty] | 0 | 1 | 0 | 0 | 0 | 0 | 1 | [5 empty] | 0 | 1 | 0 | 0 | 0 | 0 | 1
[5 empty] | C4 | 32 | 0 | 0 | 0 | 0 | 32 | 32 | 0 | 0 | 0 | 0 | 32 | [5 empty] | 0 | 32 | 0 | 0 | 0 | 0 | 32 | [5 empty] | 0 | 32 | 0 | 0 | 0 | 0 | 32
|  |  | 176 | 177 |  | 152 | 34 | 3 | 0 | 11 |  | 152 | 34 | 3 | 0 | 11 |  | 0 | 0 | 0 | 0 | 0 |  | 147 | 18 | 22 | 2 | 11 |  | 0 | 0 | 0 | 0 | 0 |  | 147 | 6 | 28 | 6 | 13
| 132kV Transformer |  |  |  | C1 | 23 | 0 | 1 | 0 | 0 | 24 | 23 | 0 | 1 | 0 | 0 | 24 | [5 empty] | 0 | 21 | 2 | 1 | 0 | 0 | 24 | [5 empty] | 0 | 17 | 6 | 0 | 1 | 0 | 24
[5 empty] | C2 | 55 | 20 | 7 | 10 | 4 | 96 | 55 | 20 | 7 | 10 | 4 | 96 | [5 empty] | 0 | 47 | 23 | 8 | 8 | 10 | 96 | [5 empty] | 0 | 35 | 26 | 10 | 11 | 14 | 96
[5 empty] | C3 | 15 | 1 | 1 | 1 | 0 | 18 | 15 | 1 | 1 | 1 | 0 | 18 | [5 empty] | 0 | 14 | 2 | 0 | 2 | 0 | 18 | [5 empty] | 0 | 12 | 3 | 1 | 1 | 1 | 18
[5 empty] | C4 | 0 | 0 | 0 | 0 | 0 | 0 | 0 | 0 | 0 | 0 | 0 | 0 | [5 empty] | 0 | 0 | 0 | 0 | 0 | 0 | 0 | [5 empty] | 0 | 0 | 0 | 0 | 0 | 0 | 0
|  |  | 134 | 134 |  | 93 | 21 | 9 | 11 | 4 |  | 93 | 21 | 9 | 11 | 4 |  | 0 | 0 | 0 | 0 | 0 |  | 82 | 27 | 9 | 10 | 10 |  | 0 | 0 | 0 | 0 | 0 |  | 64 | 35 | 11 | 13 | 15
| 132kV UG Cable (Gas) |  |  |  | C1 | 0 | 0 | 0 | 0 | 0 | 0 | 0 | 0 | 0 | 0 | 0 | 0 | [5 empty] | 0 | 0 | 0 | 0 | 0 | 0 | 0 | [5 empty] | 0 | 0 | 0 | 0 | 0 | 0 | 0
[5 empty] | C2 | 0.03 | 0.153 | 2.617 | 0 | 0 | 2.8 | 0.03 | 0.153 | 2.617 | 0 | 0 | 2.8 | [5 empty] | 0 | 0.03 | 0.153 | 2.617 | 0 | 0 | 2.8 | [5 empty] | 0 | 0.03 | 0 | 1.343 | 1.427 | 0 | 2.8
[5 empty] | C3 | 0 | 0 | 0 | 0 | 0 | 0 | 0 | 0 | 0 | 0 | 0 | 0 | [5 empty] | 0 | 0 | 0 | 0 | 0 | 0 | 0 | [5 empty] | 0 | 0 | 0 | 0 | 0 | 0 | 0
[5 empty] | C4 | 0 | 0 | 0 | 0 | 0 | 0 | 0 | 0 | 0 | 0 | 0 | 0 | [5 empty] | 0 | 0 | 0 | 0 | 0 | 0 | 0 | [5 empty] | 0 | 0 | 0 | 0 | 0 | 0 | 0
|  |  | 3 | 3 |  | 0.03 | 0.153 | 2.617 | 0 | 0 |  | 0.03 | 0.153 | 2.617 | 0 | 0 |  | 0 | 0 | 0 | 0 | 0 |  | 0.03 | 0.153 | 2.617 | 0 | 0 |  | 0 | 0 | 0 | 0 | 0 |  | 0.03 | 0 | 1.343 | 1.427 | 0
| 132kV UG Cable (Oil) |  |  |  | C1 | 7.4602 | 7.174 | 16.588 | 6.78 | 23.145 | 61.1472 | 7.4602 | 7.174 | 16.588 | 6.78 | 23.145 | 61.1472 | [5 empty] | 0 | 5.5342 | 5.834 | 19.71 | 0.144 | 29.925 | 61.1472 | [5 empty] | 0 | 5.5312 | 2.331 | 13.734 | 9.506 | 30.045 | 61.1472
[5 empty] | C2 | 6.893 | 4.669 | 8.724 | 0.781 | 35.958 | 57.025 | 6.893 | 4.669 | 8.724 | 0.781 | 35.958 | 57.025 | [5 empty] | 0 | 6.893 | 2.431 | 10.962 | 0 | 36.739 | 57.025 | [5 empty] | 0 | 6.893 | 1.405 | 4.934 | 7.054 | 36.739 | 57.025
[5 empty] | C3 | 5.229 | 2.243 | 9.963 | 1.309 | 9.063 | 27.807 | 5.229 | 2.243 | 9.963 | 1.309 | 9.063 | 27.807 | [5 empty] | 0 | 5.229 | 1.479 | 10.727 | 0 | 10.372 | 27.807 | [5 empty] | 0 | 5.229 | 1.184 | 3.017 | 8.005 | 10.372 | 27.807
[5 empty] | C4 | 0 | 0 | 0 | 0 | 0 | 0 | 0 | 0 | 0 | 0 | 0 | 0 | [5 empty] | 0 | 0 | 0 | 0 | 0 | 0 | 0 | [5 empty] | 0 | 0 | 0 | 0 | 0 | 0 | 0
|  |  | 114 | 70 |  | 19.5822 | 14.086 | 35.275 | 8.87 | 68.166 |  | 19.5822 | 14.086 | 35.275 | 8.87 | 68.166 |  | 0 | 0 | 0 | 0 | 0 |  | 17.6562 | 9.744 | 41.399 | 0.144 | 77.036 |  | 0 | 0 | 0 | 0 | 0 |  | 17.6532 | 4.92 | 21.685 | 24.565 | 77.156
| 132kV UG Cable (Non Pressurised) |  |  |  | C1 | 0 | 0 | 0 | 0 | 0 | 0 | 0 | 0 | 0 | 0 | 0 | 0 | [5 empty] | 0 | 0 | 0 | 0 | 0 | 0 | 0 | [5 empty] | 0 | 0 | 0 | 0 | 0 | 0 | 0
[5 empty] | C2 | 54.18 | 3.072 | 0 | 0 | 0 | 57.252 | 54.18 | 3.072 | 0 | 0 | 0 | 57.252 | [5 empty] | 0 | 54.18 | 0 | 3.072 | 0 | 0 | 57.252 | [5 empty] | 0 | 54.18 | 0 | 3.072 | 0 | 0 | 57.252
[5 empty] | C3 | 0.893 | 1.055 | 0 | 0 | 0 | 1.948 | 0.893 | 1.055 | 0 | 0 | 0 | 1.948 | [5 empty] | 0 | 0.893 | 0 | 1.055 | 0 | 0 | 1.948 | [5 empty] | 0 | 0.893 | 0 | 1.055 | 0 | 0 | 1.948
[5 empty] | C4 | 0 | 0 | 0 | 0 | 0 | 0 | 0 | 0 | 0 | 0 | 0 | 0 | [5 empty] | 0 | 0 | 0 | 0 | 0 | 0 | 0 | [5 empty] | 0 | 0 | 0 | 0 | 0 | 0 | 0
|  |  | 90 | 144 |  | 55.073 | 4.127 | 0 | 0 | 0 |  | 55.073 | 4.127 | 0 | 0 | 0 |  | 0 | 0 | 0 | 0 | 0 |  | 55.073 | 0 | 4.127 | 0 | 0 |  | 0 | 0 | 0 | 0 | 0 |  | 55.073 | 0 | 4.127 | 0 | 0
| 132kV OHL Support - Tower |  |  |  | C1 | 10 | 49 | 23 | 0 | 0 | 82 | 10 | 49 | 23 | 0 | 0 | 82 | [5 empty] | 0 | 8 | 3 | 71 | 0 | 0 | 82 | [5 empty] | 0 | 8 | 0 | 74 | 0 | 0 | 82
[5 empty] | C2 | 391 | 454 | 894 | 2 | 1 | 1742 | 391 | 454 | 894 | 2 | 1 | 1742 | [5 empty] | 0 | 267 | 169 | 1303 | 0 | 3 | 1742 | [5 empty] | 0 | 237 | 39 | 1431 | 32 | 3 | 1742
[5 empty] | C3 | 86 | 47 | 150 | 3 | 0 | 286 | 86 | 47 | 150 | 3 | 0 | 286 | [5 empty] | 0 | 78 | 14 | 191 | 0 | 3 | 286 | [5 empty] | 0 | 74 | 4 | 181 | 24 | 3 | 286
[5 empty] | C4 | 0 | 0 | 0 | 0 | 0 | 0 | 0 | 0 | 0 | 0 | 0 | 0 | [5 empty] | 0 | 0 | 0 | 0 | 0 | 0 | 0 | [5 empty] | 0 | 0 | 0 | 0 | 0 | 0 | 0
|  |  | 2115 | 2115 |  | 487 | 550 | 1067 | 5 | 1 |  | 487 | 550 | 1067 | 5 | 1 |  | 0 | 0 | 0 | 0 | 0 |  | 353 | 186 | 1565 | 0 | 6 |  | 0 | 0 | 0 | 0 | 0 |  | 319 | 43 | 1686 | 56 | 6
| 132kV OHL Fittings |  |  |  | C1 | 631 | 194 | 269 | 15 | 43 | 1152 | 631 | 194 | 269 | 15 | 43 | 1152 | [5 empty] | 0 | 625 | 192 | 39 | 245 | 51 | 1152 | [5 empty] | 0 | 716 | 24 | 193 | 198 | 112 | 1243
[5 empty] | C2 | 894 | 785 | 545 | 55 | 98 | 2377 | 894 | 785 | 545 | 55 | 98 | 2377 | [5 empty] | 0 | 882 | 761 | 55 | 538 | 141 | 2377 | [5 empty] | 0 | 816 | 191 | 647 | 468 | 255 | 2377
[5 empty] | C3 | 316 | 274 | 75 | 7 | 19 | 691 | 316 | 274 | 75 | 7 | 19 | 691 | [5 empty] | 0 | 312 | 278 | 0 | 75 | 26 | 691 | [5 empty] | 0 | 286 | 50 | 254 | 73 | 28 | 691
[5 empty] | C4 | 0 | 0 | 0 | 0 | 0 | 0 | 0 | 0 | 0 | 0 | 0 | 0 | [5 empty] | 0 | 0 | 0 | 0 | 0 | 0 | 0 | [5 empty] | 0 | 0 | 0 | 0 | 0 | 0 | 0
|  |  | 1054 | 1054 |  | 1841 | 1253 | 889 | 77 | 160 |  | 1841 | 1253 | 889 | 77 | 160 |  | 0 | 0 | 0 | 0 | 0 |  | 1819 | 1231 | 94 | 858 | 218 |  | 0 | 0 | 0 | 0 | 0 |  | 1818 | 265 | 1094 | 739 | 395
| 132kV OHL (Tower Line) Conductor |  |  |  | C1 | 73.8 | 131.3 | 25 | 0 | 0 | 230.1 | 73.8 | 131.3 | 25 | 0 | 0 | 230.1 | [5 empty] | 0 | 59.4 | 83.3 | 87.3 | 0 | 0 | 230 | [5 empty] | 0 | 58.5 | 56 | 115.4 | 0 | 0 | 229.9
[5 empty] | C2 | 170.7 | 321.8 | 13.3 | 0 | 0 | 505.8 | 170.7 | 321.8 | 13.3 | 0 | 0 | 505.8 | [5 empty] | 0 | 140.1 | 226.5 | 139.2 | 0 | 0 | 505.8 | [5 empty] | 0 | 97.1 | 134.5 | 274.3 | 0 | 0 | 505.9
[5 empty] | C3 | 99.1 | 204.3 | 16.4 | 0 | 0 | 319.8 | 99.1 | 204.3 | 16.4 | 0 | 0 | 319.8 | [5 empty] | 0 | 69.7 | 179 | 71.1 | 0 | 0 | 319.8 | [5 empty] | 0 | 54 | 77.9 | 188 | 0 | 0 | 319.9
[5 empty] | C4 | 0 | 0 | 0 | 0 | 0 | 0 | 0 | 0 | 0 | 0 | 0 | 0 | [5 empty] | 0 | 0 | 0 | 0 | 0 | 0 | 0 | [5 empty] | 0 | 0 | 0 | 0 | 0 | 0 | 0
|  |  | 0 | 0 |  | 343.6 | 657.4 | 54.7 | 0 | 0 |  | 343.6 | 657.4 | 54.7 | 0 | 0 |  | 0 | 0 | 0 | 0 | 0 |  | 269.2 | 488.8 | 297.6 | 0 | 0 |  | 0 | 0 | 0 | 0 | 0 |  | 209.6 | 268.4 | 577.7 | 0 | 0
| [Please insert new asset category as required] |  |  |  | C1 | 0 | 0 | 0 | 0 | 0 | 0 | 0 | 0 | 0 | 0 | 0 | 0 | [5 empty] | 0 | 0 | 0 | 0 | 0 | 0 | 0 | [5 empty] | 0 | 0 | 0 | 0 | 0 | 0 | 0
[5 empty] | C2 | 0 | 0 | 0 | 0 | 0 | 0 | 0 | 0 | 0 | 0 | 0 | 0 | [5 empty] | 0 | 0 | 0 | 0 | 0 | 0 | 0 | [5 empty] | 0 | 0 | 0 | 0 | 0 | 0 | 0
[5 empty] | C3 | 0 | 0 | 0 | 0 | 0 | 0 | 0 | 0 | 0 | 0 | 0 | 0 | [5 empty] | 0 | 0 | 0 | 0 | 0 | 0 | 0 | [5 empty] | 0 | 0 | 0 | 0 | 0 | 0 | 0
[5 empty] | C4 | 0 | 0 | 0 | 0 | 0 | 0 | 0 | 0 | 0 | 0 | 0 | 0 | [5 empty] | 0 | 0 | 0 | 0 | 0 | 0 | 0 | [5 empty] | 0 | 0 | 0 | 0 | 0 | 0 | 0
|  |  | 0 | 0 |  | 0 | 0 | 0 | 0 | 0 |  | 0 | 0 | 0 | 0 | 0 |  | 0 | 0 | 0 | 0 | 0 |  | 0 | 0 | 0 | 0 | 0 |  | 0 | 0 | 0 | 0 | 0 |  | 0 | 0 | 0 | 0 | 0
| [Please insert new asset category as required] |  |  |  | C1 | 0 | 0 | 0 | 0 | 0 | 0 | 0 | 0 | 0 | 0 | 0 | 0 | [5 empty] | 0 | 0 | 0 | 0 | 0 | 0 | 0 | [5 empty] | 0 | 0 | 0 | 0 | 0 | 0 | 0
[5 empty] | C2 | 0 | 0 | 0 | 0 | 0 | 0 | 0 | 0 | 0 | 0 | 0 | 0 | [5 empty] | 0 | 0 | 0 | 0 | 0 | 0 | 0 | [5 empty] | 0 | 0 | 0 | 0 | 0 | 0 | 0
[5 empty] | C3 | 0 | 0 | 0 | 0 | 0 | 0 | 0 | 0 | 0 | 0 | 0 | 0 | [5 empty] | 0 | 0 | 0 | 0 | 0 | 0 | 0 | [5 empty] | 0 | 0 | 0 | 0 | 0 | 0 | 0
[5 empty] | C4 | 0 | 0 | 0 | 0 | 0 | 0 | 0 | 0 | 0 | 0 | 0 | 0 | [5 empty] | 0 | 0 | 0 | 0 | 0 | 0 | 0 | [5 empty] | 0 | 0 | 0 | 0 | 0 | 0 | 0
|  |  | 0 | 0 |  | 0 | 0 | 0 | 0 | 0 |  | 0 | 0 | 0 | 0 | 0 |  | 0 | 0 | 0 | 0 | 0 |  | 0 | 0 | 0 | 0 | 0 |  | 0 | 0 | 0 | 0 | 0 |  | 0 | 0 | 0 | 0 | 0
| [Please insert new asset category as required] |  |  |  | C1 | 0 | 0 | 0 | 0 | 0 | 0 | 0 | 0 | 0 | 0 | 0 | 0 | [5 empty] | 0 | 0 | 0 | 0 | 0 | 0 | 0 | [5 empty] | 0 | 0 | 0 | 0 | 0 | 0 | 0
[5 empty] | C2 | 0 | 0 | 0 | 0 | 0 | 0 | 0 | 0 | 0 | 0 | 0 | 0 | [5 empty] | 0 | 0 | 0 | 0 | 0 | 0 | 0 | [5 empty] | 0 | 0 | 0 | 0 | 0 | 0 | 0
[5 empty] | C3 | 0 | 0 | 0 | 0 | 0 | 0 | 0 | 0 | 0 | 0 | 0 | 0 | [5 empty] | 0 | 0 | 0 | 0 | 0 | 0 | 0 | [5 empty] | 0 | 0 | 0 | 0 | 0 | 0 | 0
[5 empty] | C4 | 0 | 0 | 0 | 0 | 0 | 0 | 0 | 0 | 0 | 0 | 0 | 0 | [5 empty] | 0 | 0 | 0 | 0 | 0 | 0 | 0 | [5 empty] | 0 | 0 | 0 | 0 | 0 | 0 | 0
|  |  | 0 | 0 |  | 0 | 0 | 0 | 0 | 0 |  | 0 | 0 | 0 | 0 | 0 |  | 0 | 0 | 0 | 0 | 0 |  | 0 | 0 | 0 | 0 | 0 |  | 0 | 0 | 0 | 0 | 0 |  | 0 | 0 | 0 | 0 | 0
| [Please insert new asset category as required] |  |  |  | C1 | 0 | 0 | 0 | 0 | 0 | 0 | 0 | 0 | 0 | 0 | 0 | 0 | [5 empty] | 0 | 0 | 0 | 0 | 0 | 0 | 0 | [5 empty] | 0 | 0 | 0 | 0 | 0 | 0 | 0
[5 empty] | C2 | 0 | 0 | 0 | 0 | 0 | 0 | 0 | 0 | 0 | 0 | 0 | 0 | [5 empty] | 0 | 0 | 0 | 0 | 0 | 0 | 0 | [5 empty] | 0 | 0 | 0 | 0 | 0 | 0 | 0
[5 empty] | C3 | 0 | 0 | 0 | 0 | 0 | 0 | 0 | 0 | 0 | 0 | 0 | 0 | [5 empty] | 0 | 0 | 0 | 0 | 0 | 0 | 0 | [5 empty] | 0 | 0 | 0 | 0 | 0 | 0 | 0
[5 empty] | C4 | 0 | 0 | 0 | 0 | 0 | 0 | 0 | 0 | 0 | 0 | 0 | 0 | [5 empty] | 0 | 0 | 0 | 0 | 0 | 0 | 0 | [5 empty] | 0 | 0 | 0 | 0 | 0 | 0 | 0
|  |  | 0 | 0 |  | 0 | 0 | 0 | 0 | 0 |  | 0 | 0 | 0 | 0 | 0 |  | 0 | 0 | 0 | 0 | 0 |  | 0 | 0 | 0 | 0 | 0 |  | 0 | 0 | 0 | 0 | 0 |  | 0 | 0 | 0 | 0 | 0
Other
| Submarine Cables |  |  |  | C1 | 0 | 0 | 0 | 0 | 0 | 0 | 0 | 0 | 0 | 0 | 0 | 0 | [5 empty] | 0 | 0 | 0 | 0 | 0 | 0 | 0 | [5 empty] | 0 | 0 | 0 | 0 | 0 | 0 | 0
[5 empty] | C2 | 0 | 0 | 0 | 0 | 0 | 0 | 0 | 0 | 0 | 0 | 0 | 0 | [5 empty] | 0 | 0 | 0 | 0 | 0 | 0 | 0 | [5 empty] | 0 | 0 | 0 | 0 | 0 | 0 | 0
[5 empty] | C3 | 0 | 0 | 0 | 0 | 0 | 0 | 0 | 0 | 0 | 0 | 0 | 0 | [5 empty] | 0 | 0 | 0 | 0 | 0 | 0 | 0 | [5 empty] | 0 | 0 | 0 | 0 | 0 | 0 | 0
[5 empty] | C4 | 0 | 0 | 0 | 0 | 0 | 0 | 0 | 0 | 0 | 0 | 0 | 0 | [5 empty] | 0 | 0 | 0 | 0 | 0 | 0 | 0 | [5 empty] | 0 | 0 | 0 | 0 | 0 | 0 | 0
|  |  | 0 | 0 |  | 0 | 0 | 0 | 0 | 0 |  | 0 | 0 | 0 | 0 | 0 |  | 0 | 0 | 0 | 0 | 0 |  | 0 | 0 | 0 | 0 | 0 |  | 0 | 0 | 0 | 0 | 0 |  | 0 | 0 | 0 | 0 | 0
| [Please insert new asset category as required] |  |  |  | C1 | 0 | 0 | 0 | 0 | 0 | 0 | 0 | 0 | 0 | 0 | 0 | 0 | [5 empty] | 0 | 0 | 0 | 0 | 0 | 0 | 0 | [5 empty] | 0 | 0 | 0 | 0 | 0 | 0 | 0
[5 empty] | C2 | 0 | 0 | 0 | 0 | 0 | 0 | 0 | 0 | 0 | 0 | 0 | 0 | [5 empty] | 0 | 0 | 0 | 0 | 0 | 0 | 0 | [5 empty] | 0 | 0 | 0 | 0 | 0 | 0 | 0
[5 empty] | C3 | 0 | 0 | 0 | 0 | 0 | 0 | 0 | 0 | 0 | 0 | 0 | 0 | [5 empty] | 0 | 0 | 0 | 0 | 0 | 0 | 0 | [5 empty] | 0 | 0 | 0 | 0 | 0 | 0 | 0
[5 empty] | C4 | 0 | 0 | 0 | 0 | 0 | 0 | 0 | 0 | 0 | 0 | 0 | 0 | [5 empty] | 0 | 0 | 0 | 0 | 0 | 0 | 0 | [5 empty] | 0 | 0 | 0 | 0 | 0 | 0 | 0
|  |  | 0 | 0 |  | 0 | 0 | 0 | 0 | 0 |  | 0 | 0 | 0 | 0 | 0 |  | 0 | 0 | 0 | 0 | 0 |  | 0 | 0 | 0 | 0 | 0 |  | 0 | 0 | 0 | 0 | 0 |  | 0 | 0 | 0 | 0 | 0
| [Please insert new asset category as required] |  |  |  | C1 | 0 | 0 | 0 | 0 | 0 | 0 | 0 | 0 | 0 | 0 | 0 | 0 | [5 empty] | 0 | 0 | 0 | 0 | 0 | 0 | 0 | [5 empty] | 0 | 0 | 0 | 0 | 0 | 0 | 0
[5 empty] | C2 | 0 | 0 | 0 | 0 | 0 | 0 | 0 | 0 | 0 | 0 | 0 | 0 | [5 empty] | 0 | 0 | 0 | 0 | 0 | 0 | 0 | [5 empty] | 0 | 0 | 0 | 0 | 0 | 0 | 0
[5 empty] | C3 | 0 | 0 | 0 | 0 | 0 | 0 | 0 | 0 | 0 | 0 | 0 | 0 | [5 empty] | 0 | 0 | 0 | 0 | 0 | 0 | 0 | [5 empty] | 0 | 0 | 0 | 0 | 0 | 0 | 0
[5 empty] | C4 | 0 | 0 | 0 | 0 | 0 | 0 | 0 | 0 | 0 | 0 | 0 | 0 | [5 empty] | 0 | 0 | 0 | 0 | 0 | 0 | 0 | [5 empty] | 0 | 0 | 0 | 0 | 0 | 0 | 0
|  |  | 0 | 0 |  | 0 | 0 | 0 | 0 | 0 |  | 0 | 0 | 0 | 0 | 0 |  | 0 | 0 | 0 | 0 | 0 |  | 0 | 0 | 0 | 0 | 0 |  | 0 | 0 | 0 | 0 | 0 |  | 0 | 0 | 0 | 0 | 0
| [Please insert new asset category as required] |  |  |  | C1 | 0 | 0 | 0 | 0 | 0 | 0 | 0 | 0 | 0 | 0 | 0 | 0 | [5 empty] | 0 | 0 | 0 | 0 | 0 | 0 | 0 | [5 empty] | 0 | 0 | 0 | 0 | 0 | 0 | 0
[5 empty] | C2 | 0 | 0 | 0 | 0 | 0 | 0 | 0 | 0 | 0 | 0 | 0 | 0 | [5 empty] | 0 | 0 | 0 | 0 | 0 | 0 | 0 | [5 empty] | 0 | 0 | 0 | 0 | 0 | 0 | 0
[5 empty] | C3 | 0 | 0 | 0 | 0 | 0 | 0 | 0 | 0 | 0 | 0 | 0 | 0 | [5 empty] | 0 | 0 | 0 | 0 | 0 | 0 | 0 | [5 empty] | 0 | 0 | 0 | 0 | 0 | 0 | 0
[5 empty] | C4 | 0 | 0 | 0 | 0 | 0 | 0 | 0 | 0 | 0 | 0 | 0 | 0 | [5 empty] | 0 | 0 | 0 | 0 | 0 | 0 | 0 | [5 empty] | 0 | 0 | 0 | 0 | 0 | 0 | 0
|  |  | 0 | 0 |  | 0 | 0 | 0 | 0 | 0 |  | 0 | 0 | 0 | 0 | 0 |  | 0 | 0 | 0 | 0 | 0 |  | 0 | 0 | 0 | 0 | 0 |  | 0 | 0 | 0 | 0 | 0 |  | 0 | 0 | 0 | 0 | 0
| [Please insert new asset category as required] |  |  |  | C1 | 0 | 0 | 0 | 0 | 0 | 0 | 0 | 0 | 0 | 0 | 0 | 0 | [5 empty] | 0 | 0 | 0 | 0 | 0 | 0 | 0 | [5 empty] | 0 | 0 | 0 | 0 | 0 | 0 | 0
[5 empty] | C2 | 0 | 0 | 0 | 0 | 0 | 0 | 0 | 0 | 0 | 0 | 0 | 0 | [5 empty] | 0 | 0 | 0 | 0 | 0 | 0 | 0 | [5 empty] | 0 | 0 | 0 | 0 | 0 | 0 | 0
[5 empty] | C3 | 0 | 0 | 0 | 0 | 0 | 0 | 0 | 0 | 0 | 0 | 0 | 0 | [5 empty] | 0 | 0 | 0 | 0 | 0 | 0 | 0 | [5 empty] | 0 | 0 | 0 | 0 | 0 | 0 | 0
[5 empty] | C4 | 0 | 0 | 0 | 0 | 0 | 0 | 0 | 0 | 0 | 0 | 0 | 0 | [5 empty] | 0 | 0 | 0 | 0 | 0 | 0 | 0 | [5 empty] | 0 | 0 | 0 | 0 | 0 | 0 | 0
|  |  | 0 | 0 |  | 0 | 0 | 0 | 0 | 0 |  | 0 | 0 | 0 | 0 | 0 |  | 0 | 0 | 0 | 0 | 0 |  | 0 | 0 | 0 | 0 | 0 |  | 0 | 0 | 0 | 0 | 0 |  | 0 | 0 | 0 | 0 | 0
| [Please insert new asset category as required] |  |  |  | C1 | 0 | 0 | 0 | 0 | 0 | 0 | 0 | 0 | 0 | 0 | 0 | 0 | [5 empty] | 0 | 0 | 0 | 0 | 0 | 0 | 0 | [5 empty] | 0 | 0 | 0 | 0 | 0 | 0 | 0
[5 empty] | C2 | 0 | 0 | 0 | 0 | 0 | 0 | 0 | 0 | 0 | 0 | 0 | 0 | [5 empty] | 0 | 0 | 0 | 0 | 0 | 0 | 0 | [5 empty] | 0 | 0 | 0 | 0 | 0 | 0 | 0
[5 empty] | C3 | 0 | 0 | 0 | 0 | 0 | 0 | 0 | 0 | 0 | 0 | 0 | 0 | [5 empty] | 0 | 0 | 0 | 0 | 0 | 0 | 0 | [5 empty] | 0 | 0 | 0 | 0 | 0 | 0 | 0
[5 empty] | C4 | 0 | 0 | 0 | 0 | 0 | 0 | 0 | 0 | 0 | 0 | 0 | 0 | [5 empty] | 0 | 0 | 0 | 0 | 0 | 0 | 0 | [5 empty] | 0 | 0 | 0 | 0 | 0 | 0 | 0
|  |  | 0 | 0 |  | 0 | 0 | 0 | 0 | 0 |  | 0 | 0 | 0 | 0 | 0 |  | 0 | 0 | 0 | 0 | 0 |  | 0 | 0 | 0 | 0 | 0 |  | 0 | 0 | 0 | 0 | 0 |  | 0 | 0 | 0 | 0 | 0
| TOTAL |  | 248959 | 244634 |  | 155385.1112 | 26350.44 | 39406.423 | 19884.45 | 12587.115 |  | 155385.1112 | 26350.44 | 39406.423 | 19884.45 | 12587.115 |  | 0 | 0 | 0 | 0 | 0 |  | 144029.7652 | 30662.518 | 49299.462 | 16068.541 | 13558.053 |  | 0 | 0 | 0 | 0 | 0 |  | 128113.7072 | 32411.75 | 19846.932 | 47186.541 | 26156.183
Health Index Definitions
|  |  | HI1 | New or as new
|  |  | HI2 | Good or seviceable condition
|  |  | HI3 | Deterioration requires assessment and monitoring
|  |  | HI4 | Material deterioration, intervention requires consideration
|  |  | HI5 | End of serviceable life, intervention required
Criticality Index Definitions
|  |  | C1 | Low criticality
|  |  | C2 | Average criticality
|  |  | C3 | High criticality
|  |  | C4 | Very high criticality

## NAW6 - Faults - NPgY
HI6: Secondary deliverables RIIO-ED1 - Faults
NPgY
Price base (2012/13)
| ASSET CATEGORIES |  | ASSET REGISTER |  |  | End of DPCR5 (31 March 2015) with investment | [5 empty] | End of DPCR5 (31 March 2015) without investment | [5 empty] | Mid-Period Review (31 March 2019) planned investment | [5 empty] | Mid-Period Review (31 March 2019) without investment | [5 empty] | End of RIIO-ED1 (31 March 2023) planned investment | [5 empty] | End of RIIO-ED1 (31 March 2023) without investment
Is it your current intention to have a health index for this asset category in the RIIO-ED1 control period.
|  |  | as at 31st March 2015 | as at 31st March 2023 |  | HI 1 | HI 2 | HI 3 | HI 4 | HI 5 |  | HI 1 | HI 2 | HI 3 | HI 4 | HI 5 |  | HI 1 | HI 2 | HI 3 | HI 4 | HI 5 |  | HI 1 | HI 2 | HI 3 | HI 4 | HI 5 |  | HI 1 | HI 2 | HI 3 | HI 4 | HI 5 |  | HI 1 | HI 2 | HI 3 | HI 4 | HI 5
LV Network
| LV Switchgear and Other |  |  |  | C1 | 0 | 0 | 0 | 0 | 0 | 0 | 0 | 0 | 0 | 0 | 0 | 0 | [5 empty] | 0 | 0 | 0 | 0 | 0 | 0 | 0 | [5 empty] | 0 | 0 | 0 | 0 | 0 | 0 | 0 | Yes
[5 empty] | C2 | 0 | 0 | 0 | 0 | 0 | 0 | 0 | 0 | 0 | 0 | 0 | 0 | [5 empty] | 0 | 0 | 0 | 0 | 0 | 0 | 0 | [5 empty] | 0 | 0 | 0 | 0 | 0 | 0 | 0 | No
[5 empty] | C3 | 0 | 0 | 0 | 0 | 0 | 0 | 0 | 0 | 0 | 0 | 0 | 0 | [5 empty] | 0 | 0 | 0 | 0 | 0 | 0 | 0 | [5 empty] | 0 | 0 | 0 | 0 | 0 | 0 | 0
[5 empty] | C4 | 0 | 0 | 0 | 0 | 0 | 0 | 0 | 0 | 0 | 0 | 0 | 0 | [5 empty] | 0 | 0 | 0 | 0 | 0 | 0 | 0 | [5 empty] | 0 | 0 | 0 | 0 | 0 | 0 | 0
|  |  | 0 | 0 |  | 0 | 0 | 0 | 0 | 0 |  | 0 | 0 | 0 | 0 | 0 |  | 0 | 0 | 0 | 0 | 0 |  | 0 | 0 | 0 | 0 | 0 |  | 0 | 0 | 0 | 0 | 0 |  | 0 | 0 | 0 | 0 | 0
| LV UGB |  |  |  | C1 | 0 | 0 | 0 | 0 | 0 | 0 | 0 | 0 | 0 | 0 | 0 | 0 | [5 empty] | 0 | 0 | 0 | 0 | 0 | 0 | 0 | [5 empty] | 0 | 0 | 0 | 0 | 0 | 0 | 0
[5 empty] | C2 | 0 | 0 | 0 | 0 | 0 | 0 | 0 | 0 | 0 | 0 | 0 | 0 | [5 empty] | 0 | 0 | 0 | 0 | 0 | 0 | 0 | [5 empty] | 0 | 0 | 0 | 0 | 0 | 0 | 0
[5 empty] | C3 | 0 | 0 | 0 | 0 | 0 | 0 | 0 | 0 | 0 | 0 | 0 | 0 | [5 empty] | 0 | 0 | 0 | 0 | 0 | 0 | 0 | [5 empty] | 0 | 0 | 0 | 0 | 0 | 0 | 0
[5 empty] | C4 | 0 | 0 | 0 | 0 | 0 | 0 | 0 | 0 | 0 | 0 | 0 | 0 | [5 empty] | 0 | 0 | 0 | 0 | 0 | 0 | 0 | [5 empty] | 0 | 0 | 0 | 0 | 0 | 0 | 0
|  |  | 0 | 0 |  | 0 | 0 | 0 | 0 | 0 |  | 0 | 0 | 0 | 0 | 0 |  | 0 | 0 | 0 | 0 | 0 |  | 0 | 0 | 0 | 0 | 0 |  | 0 | 0 | 0 | 0 | 0 |  | 0 | 0 | 0 | 0 | 0
| LV OHL Support |  |  |  | C1 | 9126 | 1541 | 5826 | 1255 | 1115 | 18863 | 9126 | 1541 | 5826 | 1255 | 1115 | 18863 | [5 empty] | 0 | 8491 | 1652 | 6151 | 1305 | 1264 | 18863 | [5 empty] | 0 | 7925 | 1379 | 1108 | 5996 | 2455 | 18863
[5 empty] | C2 | 6240 | 1457 | 4520 | 1220 | 1130 | 14567 | 6240 | 1457 | 4520 | 1220 | 1130 | 14567 | [5 empty] | 0 | 5759 | 1353 | 4905 | 1281 | 1269 | 14567 | [5 empty] | 0 | 5339 | 1031 | 1091 | 4661 | 2445 | 14567
[5 empty] | C3 | 4917 | 1572 | 3714 | 1014 | 1132 | 12349 | 4917 | 1572 | 3714 | 1014 | 1132 | 12349 | [5 empty] | 0 | 4247 | 1696 | 4049 | 1106 | 1251 | 12349 | [5 empty] | 0 | 3716 | 1391 | 1032 | 3961 | 2249 | 12349
[5 empty] | C4 | 525 | 143 | 377 | 92 | 124 | 1261 | 525 | 143 | 377 | 92 | 124 | 1261 | [5 empty] | 0 | 453 | 159 | 410 | 100 | 139 | 1261 | [5 empty] | 0 | 407 | 121 | 104 | 402 | 227 | 1261
|  |  | 47782 | 46782 |  | 20808 | 4713 | 14437 | 3581 | 3501 |  | 20808 | 4713 | 14437 | 3581 | 3501 |  | 0 | 0 | 0 | 0 | 0 |  | 18950 | 4860 | 15515 | 3792 | 3923 |  | 0 | 0 | 0 | 0 | 0 |  | 17387 | 3922 | 3335 | 15020 | 7376
| [Please insert new asset category as required] |  |  |  | C1 | 0 | 0 | 0 | 0 | 0 | 0 | 0 | 0 | 0 | 0 | 0 | 0 | [5 empty] | 0 | 0 | 0 | 0 | 0 | 0 | 0 | [5 empty] | 0 | 0 | 0 | 0 | 0 | 0 | 0
[5 empty] | C2 | 0 | 0 | 0 | 0 | 0 | 0 | 0 | 0 | 0 | 0 | 0 | 0 | [5 empty] | 0 | 0 | 0 | 0 | 0 | 0 | 0 | [5 empty] | 0 | 0 | 0 | 0 | 0 | 0 | 0
[5 empty] | C3 | 0 | 0 | 0 | 0 | 0 | 0 | 0 | 0 | 0 | 0 | 0 | 0 | [5 empty] | 0 | 0 | 0 | 0 | 0 | 0 | 0 | [5 empty] | 0 | 0 | 0 | 0 | 0 | 0 | 0
[5 empty] | C4 | 0 | 0 | 0 | 0 | 0 | 0 | 0 | 0 | 0 | 0 | 0 | 0 | [5 empty] | 0 | 0 | 0 | 0 | 0 | 0 | 0 | [5 empty] | 0 | 0 | 0 | 0 | 0 | 0 | 0
|  |  | 0 | 0 |  | 0 | 0 | 0 | 0 | 0 |  | 0 | 0 | 0 | 0 | 0 |  | 0 | 0 | 0 | 0 | 0 |  | 0 | 0 | 0 | 0 | 0 |  | 0 | 0 | 0 | 0 | 0 |  | 0 | 0 | 0 | 0 | 0
| [Please insert new asset category as required] |  |  |  | C1 | 0 | 0 | 0 | 0 | 0 | 0 | 0 | 0 | 0 | 0 | 0 | 0 | [5 empty] | 0 | 0 | 0 | 0 | 0 | 0 | 0 | [5 empty] | 0 | 0 | 0 | 0 | 0 | 0 | 0
[5 empty] | C2 | 0 | 0 | 0 | 0 | 0 | 0 | 0 | 0 | 0 | 0 | 0 | 0 | [5 empty] | 0 | 0 | 0 | 0 | 0 | 0 | 0 | [5 empty] | 0 | 0 | 0 | 0 | 0 | 0 | 0
[5 empty] | C3 | 0 | 0 | 0 | 0 | 0 | 0 | 0 | 0 | 0 | 0 | 0 | 0 | [5 empty] | 0 | 0 | 0 | 0 | 0 | 0 | 0 | [5 empty] | 0 | 0 | 0 | 0 | 0 | 0 | 0
[5 empty] | C4 | 0 | 0 | 0 | 0 | 0 | 0 | 0 | 0 | 0 | 0 | 0 | 0 | [5 empty] | 0 | 0 | 0 | 0 | 0 | 0 | 0 | [5 empty] | 0 | 0 | 0 | 0 | 0 | 0 | 0
|  |  | 0 | 0 |  | 0 | 0 | 0 | 0 | 0 |  | 0 | 0 | 0 | 0 | 0 |  | 0 | 0 | 0 | 0 | 0 |  | 0 | 0 | 0 | 0 | 0 |  | 0 | 0 | 0 | 0 | 0 |  | 0 | 0 | 0 | 0 | 0
| [Please insert new asset category as required] |  |  |  | C1 | 0 | 0 | 0 | 0 | 0 | 0 | 0 | 0 | 0 | 0 | 0 | 0 | [5 empty] | 0 | 0 | 0 | 0 | 0 | 0 | 0 | [5 empty] | 0 | 0 | 0 | 0 | 0 | 0 | 0
[5 empty] | C2 | 0 | 0 | 0 | 0 | 0 | 0 | 0 | 0 | 0 | 0 | 0 | 0 | [5 empty] | 0 | 0 | 0 | 0 | 0 | 0 | 0 | [5 empty] | 0 | 0 | 0 | 0 | 0 | 0 | 0
[5 empty] | C3 | 0 | 0 | 0 | 0 | 0 | 0 | 0 | 0 | 0 | 0 | 0 | 0 | [5 empty] | 0 | 0 | 0 | 0 | 0 | 0 | 0 | [5 empty] | 0 | 0 | 0 | 0 | 0 | 0 | 0
[5 empty] | C4 | 0 | 0 | 0 | 0 | 0 | 0 | 0 | 0 | 0 | 0 | 0 | 0 | [5 empty] | 0 | 0 | 0 | 0 | 0 | 0 | 0 | [5 empty] | 0 | 0 | 0 | 0 | 0 | 0 | 0
|  |  | 0 | 0 |  | 0 | 0 | 0 | 0 | 0 |  | 0 | 0 | 0 | 0 | 0 |  | 0 | 0 | 0 | 0 | 0 |  | 0 | 0 | 0 | 0 | 0 |  | 0 | 0 | 0 | 0 | 0 |  | 0 | 0 | 0 | 0 | 0
| [Please insert new asset category as required] |  |  |  | C1 | 0 | 0 | 0 | 0 | 0 | 0 | 0 | 0 | 0 | 0 | 0 | 0 | [5 empty] | 0 | 0 | 0 | 0 | 0 | 0 | 0 | [5 empty] | 0 | 0 | 0 | 0 | 0 | 0 | 0
[5 empty] | C2 | 0 | 0 | 0 | 0 | 0 | 0 | 0 | 0 | 0 | 0 | 0 | 0 | [5 empty] | 0 | 0 | 0 | 0 | 0 | 0 | 0 | [5 empty] | 0 | 0 | 0 | 0 | 0 | 0 | 0
[5 empty] | C3 | 0 | 0 | 0 | 0 | 0 | 0 | 0 | 0 | 0 | 0 | 0 | 0 | [5 empty] | 0 | 0 | 0 | 0 | 0 | 0 | 0 | [5 empty] | 0 | 0 | 0 | 0 | 0 | 0 | 0
[5 empty] | C4 | 0 | 0 | 0 | 0 | 0 | 0 | 0 | 0 | 0 | 0 | 0 | 0 | [5 empty] | 0 | 0 | 0 | 0 | 0 | 0 | 0 | [5 empty] | 0 | 0 | 0 | 0 | 0 | 0 | 0
|  |  | 0 | 0 |  | 0 | 0 | 0 | 0 | 0 |  | 0 | 0 | 0 | 0 | 0 |  | 0 | 0 | 0 | 0 | 0 |  | 0 | 0 | 0 | 0 | 0 |  | 0 | 0 | 0 | 0 | 0 |  | 0 | 0 | 0 | 0 | 0
| [Please insert new asset category as required] |  |  |  | C1 | 0 | 0 | 0 | 0 | 0 | 0 | 0 | 0 | 0 | 0 | 0 | 0 | [5 empty] | 0 | 0 | 0 | 0 | 0 | 0 | 0 | [5 empty] | 0 | 0 | 0 | 0 | 0 | 0 | 0
[5 empty] | C2 | 0 | 0 | 0 | 0 | 0 | 0 | 0 | 0 | 0 | 0 | 0 | 0 | [5 empty] | 0 | 0 | 0 | 0 | 0 | 0 | 0 | [5 empty] | 0 | 0 | 0 | 0 | 0 | 0 | 0
[5 empty] | C3 | 0 | 0 | 0 | 0 | 0 | 0 | 0 | 0 | 0 | 0 | 0 | 0 | [5 empty] | 0 | 0 | 0 | 0 | 0 | 0 | 0 | [5 empty] | 0 | 0 | 0 | 0 | 0 | 0 | 0
[5 empty] | C4 | 0 | 0 | 0 | 0 | 0 | 0 | 0 | 0 | 0 | 0 | 0 | 0 | [5 empty] | 0 | 0 | 0 | 0 | 0 | 0 | 0 | [5 empty] | 0 | 0 | 0 | 0 | 0 | 0 | 0
|  |  | 0 | 0 |  | 0 | 0 | 0 | 0 | 0 |  | 0 | 0 | 0 | 0 | 0 |  | 0 | 0 | 0 | 0 | 0 |  | 0 | 0 | 0 | 0 | 0 |  | 0 | 0 | 0 | 0 | 0 |  | 0 | 0 | 0 | 0 | 0
HV Network
| HV Switchgear (GM) - Primary |  |  |  | C1 | 1035 | 192 | 332 | 36 | 134 | 1729 | 1035 | 192 | 332 | 36 | 134 | 1729 | [5 empty] | 0 | 975 | 206 | 187 | 199 | 162 | 1729 | [5 empty] | 0 | 873 | 201 | 127 | 196 | 332 | 1729
[5 empty] | C2 | 1038 | 116 | 299 | 50 | 163 | 1666 | 1038 | 116 | 299 | 50 | 163 | 1666 | [5 empty] | 0 | 920 | 219 | 162 | 170 | 195 | 1666 | [5 empty] | 0 | 754 | 324 | 73 | 162 | 353 | 1666
[5 empty] | C3 | 441 | 74 | 207 | 43 | 29 | 794 | 441 | 74 | 207 | 43 | 29 | 794 | [5 empty] | 0 | 390 | 101 | 165 | 80 | 58 | 794 | [5 empty] | 0 | 306 | 177 | 31 | 150 | 130 | 794
[5 empty] | C4 | 26 | 4 | 32 | 0 | 3 | 65 | 26 | 4 | 32 | 0 | 3 | 65 | [5 empty] | 0 | 26 | 0 | 23 | 13 | 3 | 65 | [5 empty] | 0 | 22 | 4 | 3 | 21 | 15 | 65
|  |  | 4274 | 4244 |  | 2540 | 386 | 870 | 129 | 329 |  | 2540 | 386 | 870 | 129 | 329 |  | 0 | 0 | 0 | 0 | 0 |  | 2311 | 526 | 537 | 462 | 418 |  | 0 | 0 | 0 | 0 | 0 |  | 1955 | 706 | 234 | 529 | 830
| HV Switchgear (GM) - Distribution |  |  |  | C1 | 1908 | 128 | 47 | 929 | 286 | 3298 | 1908 | 128 | 47 | 929 | 286 | 3298 | [5 empty] | 0 | 1977 | 103 | 804 | 338 | 77 | 3299 | [5 empty] | 0 | 1908 | 128 | 47 | 929 | 286 | 3298
[5 empty] | C2 | 12670 | 1938 | 1043 | 6322 | 2454 | 24427 | 12670 | 1938 | 1043 | 6322 | 2454 | 24427 | [5 empty] | 0 | 13614 | 1906 | 5517 | 2541 | 848 | 24426 | [5 empty] | 0 | 12670 | 1938 | 1043 | 6322 | 2454 | 24427
[5 empty] | C3 | 2361 | 356 | 270 | 810 | 388 | 4185 | 2361 | 356 | 270 | 810 | 388 | 4185 | [5 empty] | 0 | 2557 | 260 | 868 | 413 | 87 | 4185 | [5 empty] | 0 | 2361 | 356 | 270 | 810 | 388 | 4185
[5 empty] | C4 | 10 | 1 | 0 | 0 | 6 | 17 | 10 | 1 | 0 | 0 | 6 | 17 | [5 empty] | 0 | 11 | 0 | 0 | 6 | 0 | 17 | [5 empty] | 0 | 10 | 1 | 0 | 0 | 6 | 17
|  |  | 30337 | 26699 |  | 16949 | 2423 | 1360 | 8061 | 3134 |  | 16949 | 2423 | 1360 | 8061 | 3134 |  | 0 | 0 | 0 | 0 | 0 |  | 18159 | 2269 | 7189 | 3298 | 1012 |  | 0 | 0 | 0 | 0 | 0 |  | 16949 | 2423 | 1360 | 8061 | 3134
| HV Transformer (GM) |  |  |  | C1 | 557 | 91 | 39 | 5 | 2 | 694 | 557 | 91 | 39 | 5 | 2 | 694 | [5 empty] | 0 | 495 | 139 | 51 | 6 | 2 | 693 | [5 empty] | 0 | 444 | 150 | 51 | 41 | 7 | 693
[5 empty] | C2 | 12639 | 681 | 187 | 18 | 15 | 13540 | 12639 | 681 | 187 | 18 | 15 | 13540 | [5 empty] | 0 | 11743 | 1421 | 318 | 44 | 15 | 13541 | [5 empty] | 0 | 9638 | 3270 | 337 | 256 | 40 | 13541
[5 empty] | C3 | 1056 | 93 | 23 | 5 | 0 | 1177 | 1056 | 93 | 23 | 5 | 0 | 1177 | [5 empty] | 0 | 960 | 167 | 42 | 8 | 0 | 1177 | [5 empty] | 0 | 795 | 297 | 52 | 29 | 4 | 1177
[5 empty] | C4 | 0 | 0 | 0 | 0 | 0 | 0 | 0 | 0 | 0 | 0 | 0 | 0 | [5 empty] | 0 | 0 | 0 | 0 | 0 | 0 | 0 | [5 empty] | 0 | 0 | 0 | 0 | 0 | 0 | 0
|  |  | 15360 | 15360 |  | 14252 | 865 | 249 | 28 | 17 |  | 14252 | 865 | 249 | 28 | 17 |  | 0 | 0 | 0 | 0 | 0 |  | 13198 | 1727 | 411 | 58 | 17 |  | 0 | 0 | 0 | 0 | 0 |  | 10877 | 3717 | 440 | 326 | 51
| HV UG Cable |  |  |  | C1 | 0 | 0 | 0 | 0 | 0 | 0 | 0 | 0 | 0 | 0 | 0 | 0 | [5 empty] | 0 | 0 | 0 | 0 | 0 | 0 | 0 | [5 empty] | 0 | 0 | 0 | 0 | 0 | 0 | 0
[5 empty] | C2 | 0 | 0 | 0 | 0 | 0 | 0 | 0 | 0 | 0 | 0 | 0 | 0 | [5 empty] | 0 | 0 | 0 | 0 | 0 | 0 | 0 | [5 empty] | 0 | 0 | 0 | 0 | 0 | 0 | 0
[5 empty] | C3 | 0 | 0 | 0 | 0 | 0 | 0 | 0 | 0 | 0 | 0 | 0 | 0 | [5 empty] | 0 | 0 | 0 | 0 | 0 | 0 | 0 | [5 empty] | 0 | 0 | 0 | 0 | 0 | 0 | 0
[5 empty] | C4 | 0 | 0 | 0 | 0 | 0 | 0 | 0 | 0 | 0 | 0 | 0 | 0 | [5 empty] | 0 | 0 | 0 | 0 | 0 | 0 | 0 | [5 empty] | 0 | 0 | 0 | 0 | 0 | 0 | 0
|  |  | 0 | 0 |  | 0 | 0 | 0 | 0 | 0 |  | 0 | 0 | 0 | 0 | 0 |  | 0 | 0 | 0 | 0 | 0 |  | 0 | 0 | 0 | 0 | 0 |  | 0 | 0 | 0 | 0 | 0 |  | 0 | 0 | 0 | 0 | 0
| HV OHL Support - Poles |  |  |  | C1 | 33262 | 3730 | 7547 | 2769 | 1564 | 48872 | 33262 | 3730 | 7547 | 2769 | 1564 | 48872 | [5 empty] | 0 | 30294 | 5541 | 8083 | 2917 | 2037 | 48872 | [5 empty] | 0 | 26428 | 7329 | 2488 | 8043 | 4584 | 48872
[5 empty] | C2 | 29965 | 3754 | 5334 | 1720 | 1375 | 42148 | 29965 | 3754 | 5334 | 1720 | 1375 | 42148 | [5 empty] | 0 | 27284 | 5087 | 6109 | 1935 | 1733 | 42148 | [5 empty] | 0 | 24009 | 6261 | 2611 | 5908 | 3359 | 42148
[5 empty] | C3 | 11306 | 1779 | 1979 | 592 | 576 | 16232 | 11306 | 1779 | 1979 | 592 | 576 | 16232 | [5 empty] | 0 | 10223 | 2254 | 2368 | 682 | 705 | 16232 | [5 empty] | 0 | 9000 | 2486 | 1245 | 2234 | 1267 | 16232
[5 empty] | C4 | 5097 | 799 | 883 | 259 | 264 | 7302 | 5097 | 799 | 883 | 259 | 264 | 7302 | [5 empty] | 0 | 4570 | 1084 | 1043 | 299 | 306 | 7302 | [5 empty] | 0 | 4007 | 1144 | 600 | 984 | 567 | 7302
|  |  | 114978 | 114978 |  | 79630 | 10062 | 15743 | 5340 | 3779 |  | 79630 | 10062 | 15743 | 5340 | 3779 |  | 0 | 0 | 0 | 0 | 0 |  | 72371 | 13966 | 17603 | 5833 | 4781 |  | 0 | 0 | 0 | 0 | 0 |  | 63444 | 17220 | 6944 | 17169 | 9777
| [Please insert new asset category as required] |  |  |  | C1 | 0 | 0 | 0 | 0 | 0 | 0 | 0 | 0 | 0 | 0 | 0 | 0 | [5 empty] | 0 | 0 | 0 | 0 | 0 | 0 | 0 | [5 empty] | 0 | 0 | 0 | 0 | 0 | 0 | 0
[5 empty] | C2 | 0 | 0 | 0 | 0 | 0 | 0 | 0 | 0 | 0 | 0 | 0 | 0 | [5 empty] | 0 | 0 | 0 | 0 | 0 | 0 | 0 | [5 empty] | 0 | 0 | 0 | 0 | 0 | 0 | 0
[5 empty] | C3 | 0 | 0 | 0 | 0 | 0 | 0 | 0 | 0 | 0 | 0 | 0 | 0 | [5 empty] | 0 | 0 | 0 | 0 | 0 | 0 | 0 | [5 empty] | 0 | 0 | 0 | 0 | 0 | 0 | 0
[5 empty] | C4 | 0 | 0 | 0 | 0 | 0 | 0 | 0 | 0 | 0 | 0 | 0 | 0 | [5 empty] | 0 | 0 | 0 | 0 | 0 | 0 | 0 | [5 empty] | 0 | 0 | 0 | 0 | 0 | 0 | 0
|  |  | 0 | 0 |  | 0 | 0 | 0 | 0 | 0 |  | 0 | 0 | 0 | 0 | 0 |  | 0 | 0 | 0 | 0 | 0 |  | 0 | 0 | 0 | 0 | 0 |  | 0 | 0 | 0 | 0 | 0 |  | 0 | 0 | 0 | 0 | 0
| [Please insert new asset category as required] |  |  |  | C1 | 0 | 0 | 0 | 0 | 0 | 0 | 0 | 0 | 0 | 0 | 0 | 0 | [5 empty] | 0 | 0 | 0 | 0 | 0 | 0 | 0 | [5 empty] | 0 | 0 | 0 | 0 | 0 | 0 | 0
[5 empty] | C2 | 0 | 0 | 0 | 0 | 0 | 0 | 0 | 0 | 0 | 0 | 0 | 0 | [5 empty] | 0 | 0 | 0 | 0 | 0 | 0 | 0 | [5 empty] | 0 | 0 | 0 | 0 | 0 | 0 | 0
[5 empty] | C3 | 0 | 0 | 0 | 0 | 0 | 0 | 0 | 0 | 0 | 0 | 0 | 0 | [5 empty] | 0 | 0 | 0 | 0 | 0 | 0 | 0 | [5 empty] | 0 | 0 | 0 | 0 | 0 | 0 | 0
[5 empty] | C4 | 0 | 0 | 0 | 0 | 0 | 0 | 0 | 0 | 0 | 0 | 0 | 0 | [5 empty] | 0 | 0 | 0 | 0 | 0 | 0 | 0 | [5 empty] | 0 | 0 | 0 | 0 | 0 | 0 | 0
|  |  | 0 | 0 |  | 0 | 0 | 0 | 0 | 0 |  | 0 | 0 | 0 | 0 | 0 |  | 0 | 0 | 0 | 0 | 0 |  | 0 | 0 | 0 | 0 | 0 |  | 0 | 0 | 0 | 0 | 0 |  | 0 | 0 | 0 | 0 | 0
| [Please insert new asset category as required] |  |  |  | C1 | 0 | 0 | 0 | 0 | 0 | 0 | 0 | 0 | 0 | 0 | 0 | 0 | [5 empty] | 0 | 0 | 0 | 0 | 0 | 0 | 0 | [5 empty] | 0 | 0 | 0 | 0 | 0 | 0 | 0
[5 empty] | C2 | 0 | 0 | 0 | 0 | 0 | 0 | 0 | 0 | 0 | 0 | 0 | 0 | [5 empty] | 0 | 0 | 0 | 0 | 0 | 0 | 0 | [5 empty] | 0 | 0 | 0 | 0 | 0 | 0 | 0
[5 empty] | C3 | 0 | 0 | 0 | 0 | 0 | 0 | 0 | 0 | 0 | 0 | 0 | 0 | [5 empty] | 0 | 0 | 0 | 0 | 0 | 0 | 0 | [5 empty] | 0 | 0 | 0 | 0 | 0 | 0 | 0
[5 empty] | C4 | 0 | 0 | 0 | 0 | 0 | 0 | 0 | 0 | 0 | 0 | 0 | 0 | [5 empty] | 0 | 0 | 0 | 0 | 0 | 0 | 0 | [5 empty] | 0 | 0 | 0 | 0 | 0 | 0 | 0
|  |  | 0 | 0 |  | 0 | 0 | 0 | 0 | 0 |  | 0 | 0 | 0 | 0 | 0 |  | 0 | 0 | 0 | 0 | 0 |  | 0 | 0 | 0 | 0 | 0 |  | 0 | 0 | 0 | 0 | 0 |  | 0 | 0 | 0 | 0 | 0
| [Please insert new asset category as required] |  |  |  | C1 | 0 | 0 | 0 | 0 | 0 | 0 | 0 | 0 | 0 | 0 | 0 | 0 | [5 empty] | 0 | 0 | 0 | 0 | 0 | 0 | 0 | [5 empty] | 0 | 0 | 0 | 0 | 0 | 0 | 0
[5 empty] | C2 | 0 | 0 | 0 | 0 | 0 | 0 | 0 | 0 | 0 | 0 | 0 | 0 | [5 empty] | 0 | 0 | 0 | 0 | 0 | 0 | 0 | [5 empty] | 0 | 0 | 0 | 0 | 0 | 0 | 0
[5 empty] | C3 | 0 | 0 | 0 | 0 | 0 | 0 | 0 | 0 | 0 | 0 | 0 | 0 | [5 empty] | 0 | 0 | 0 | 0 | 0 | 0 | 0 | [5 empty] | 0 | 0 | 0 | 0 | 0 | 0 | 0
[5 empty] | C4 | 0 | 0 | 0 | 0 | 0 | 0 | 0 | 0 | 0 | 0 | 0 | 0 | [5 empty] | 0 | 0 | 0 | 0 | 0 | 0 | 0 | [5 empty] | 0 | 0 | 0 | 0 | 0 | 0 | 0
|  |  | 0 | 0 |  | 0 | 0 | 0 | 0 | 0 |  | 0 | 0 | 0 | 0 | 0 |  | 0 | 0 | 0 | 0 | 0 |  | 0 | 0 | 0 | 0 | 0 |  | 0 | 0 | 0 | 0 | 0 |  | 0 | 0 | 0 | 0 | 0
| [Please insert new asset category as required] |  |  |  | C1 | 0 | 0 | 0 | 0 | 0 | 0 | 0 | 0 | 0 | 0 | 0 | 0 | [5 empty] | 0 | 0 | 0 | 0 | 0 | 0 | 0 | [5 empty] | 0 | 0 | 0 | 0 | 0 | 0 | 0
[5 empty] | C2 | 0 | 0 | 0 | 0 | 0 | 0 | 0 | 0 | 0 | 0 | 0 | 0 | [5 empty] | 0 | 0 | 0 | 0 | 0 | 0 | 0 | [5 empty] | 0 | 0 | 0 | 0 | 0 | 0 | 0
[5 empty] | C3 | 0 | 0 | 0 | 0 | 0 | 0 | 0 | 0 | 0 | 0 | 0 | 0 | [5 empty] | 0 | 0 | 0 | 0 | 0 | 0 | 0 | [5 empty] | 0 | 0 | 0 | 0 | 0 | 0 | 0
[5 empty] | C4 | 0 | 0 | 0 | 0 | 0 | 0 | 0 | 0 | 0 | 0 | 0 | 0 | [5 empty] | 0 | 0 | 0 | 0 | 0 | 0 | 0 | [5 empty] | 0 | 0 | 0 | 0 | 0 | 0 | 0
|  |  | 0 | 0 |  | 0 | 0 | 0 | 0 | 0 |  | 0 | 0 | 0 | 0 | 0 |  | 0 | 0 | 0 | 0 | 0 |  | 0 | 0 | 0 | 0 | 0 |  | 0 | 0 | 0 | 0 | 0 |  | 0 | 0 | 0 | 0 | 0
EHV Network
| EHV Switchgear (GM) |  |  |  | C1 | 391 | 50 | 4 | 1 | 13 | 459 | 391 | 50 | 4 | 1 | 13 | 459 | [5 empty] | 0 | 383 | 52 | 8 | 3 | 13 | 459 | [5 empty] | 0 | 353 | 54 | 32 | 6 | 14 | 459
[5 empty] | C2 | 469 | 70 | 18 | 15 | 52 | 624 | 469 | 70 | 18 | 15 | 52 | 624 | [5 empty] | 0 | 458 | 64 | 28 | 17 | 57 | 624 | [5 empty] | 0 | 438 | 37 | 62 | 19 | 68 | 624
[5 empty] | C3 | 357 | 0 | 3 | 21 | 0 | 381 | 357 | 0 | 3 | 21 | 0 | 381 | [5 empty] | 0 | 357 | 0 | 0 | 13 | 11 | 381 | [5 empty] | 0 | 337 | 20 | 0 | 10 | 14 | 381
[5 empty] | C4 | 0 | 0 | 0 | 0 | 0 | 0 | 0 | 0 | 0 | 0 | 0 | 0 | [5 empty] | 0 | 0 | 0 | 0 | 0 | 0 | 0 | [5 empty] | 0 | 0 | 0 | 0 | 0 | 0 | 0
|  |  | 1438 | 1447 |  | 1217 | 120 | 25 | 37 | 65 |  | 1217 | 120 | 25 | 37 | 65 |  | 0 | 0 | 0 | 0 | 0 |  | 1198 | 116 | 36 | 33 | 81 |  | 0 | 0 | 0 | 0 | 0 |  | 1128 | 111 | 94 | 35 | 96
| EHV Transformer |  |  |  | C1 | 8 | 3 | 0 | 0 | 0 | 11 | 8 | 3 | 0 | 0 | 0 | 11 | [5 empty] | 0 | 7 | 1 | 3 | 0 | 0 | 11 | [5 empty] | 0 | 7 | 1 | 1 | 2 | 0 | 11
[5 empty] | C2 | 380 | 133 | 42 | 32 | 14 | 601 | 380 | 133 | 42 | 32 | 14 | 601 | [5 empty] | 0 | 303 | 174 | 54 | 44 | 31 | 606 | [5 empty] | 0 | 227 | 176 | 89 | 56 | 58 | 606
[5 empty] | C3 | 39 | 7 | 3 | 0 | 1 | 50 | 39 | 7 | 3 | 0 | 1 | 50 | [5 empty] | 0 | 37 | 6 | 4 | 2 | 1 | 50 | [5 empty] | 0 | 33 | 8 | 3 | 5 | 1 | 50
[5 empty] | C4 | 0 | 0 | 0 | 0 | 0 | 0 | 0 | 0 | 0 | 0 | 0 | 0 | [5 empty] | 0 | 0 | 0 | 0 | 0 | 0 | 0 | [5 empty] | 0 | 0 | 0 | 0 | 0 | 0 | 0
|  |  | 662 | 660 |  | 427 | 143 | 45 | 32 | 15 |  | 427 | 143 | 45 | 32 | 15 |  | 0 | 0 | 0 | 0 | 0 |  | 347 | 181 | 61 | 46 | 32 |  | 0 | 0 | 0 | 0 | 0 |  | 267 | 185 | 93 | 63 | 59
| EHV UG Cable (Gas) |  |  |  | C1 | 0 | 0 | 0 | 0 | 0 | 0 | 0 | 0 | 0 | 0 | 0 | 0 | [5 empty] | 0 | 0 | 0 | 0 | 0 | 0 | 0 | [5 empty] | 0 | 0 | 0 | 0 | 0 | 0 | 0
[5 empty] | C2 | 25.214 | 4.451 | 83.412 | 4.06 | 8.76 | 125.897 | 25.214 | 4.451 | 83.412 | 4.06 | 8.76 | 125.897 | [5 empty] | 0 | 24.692 | 2.83 | 83.599 | 6.016 | 8.76 | 125.897 | [5 empty] | 0 | 23.868 | 0.874 | 20.882 | 75.131 | 10.716 | 131.471
[5 empty] | C3 | 0.359 | 0 | 0 | 0 | 0 | 0.359 | 0.359 | 0 | 0 | 0 | 0 | 0.359 | [5 empty] | 0 | 0.359 | 0 | 0 | 0 | 0 | 0.359 | [5 empty] | 0 | 0.359 | 0 | 0 | 0 | 0 | 0.359
[5 empty] | C4 | 0 | 0 | 0 | 0 | 0 | 0 | 0 | 0 | 0 | 0 | 0 | 0 | [5 empty] | 0 | 0 | 0 | 0 | 0 | 0 | 0 | [5 empty] | 0 | 0 | 0 | 0 | 0 | 0 | 0
|  |  | 115 | 105 |  | 25.573 | 4.451 | 83.412 | 4.06 | 8.76 |  | 25.573 | 4.451 | 83.412 | 4.06 | 8.76 |  | 0 | 0 | 0 | 0 | 0 |  | 25.051 | 2.83 | 83.599 | 6.016 | 8.76 |  | 0 | 0 | 0 | 0 | 0 |  | 24.227 | 0.874 | 20.882 | 75.131 | 10.716
| EHV UG Cable (Oil) |  |  |  | C1 | 37.905 | 11.469 | 13.21 | 2.45 | 13.979 | 79.013 | 37.905 | 11.469 | 13.21 | 2.45 | 13.979 | 79.013 | [5 empty] | 0 | 37.492 | 9.313 | 15.754 | 0.395 | 16.059 | 79.013 | [5 empty] | 0 | 37.459 | 0.48 | 17.193 | 7.452 | 16.429 | 79.013
[5 empty] | C2 | 83.326 | 24.52 | 27.653 | 2.85 | 10.423 | 148.772 | 83.326 | 24.52 | 27.653 | 2.85 | 10.423 | 148.772 | [5 empty] | 0 | 77.613 | 19.324 | 37.783 | 1.099 | 12.953 | 148.772 | [5 empty] | 0 | 76.554 | 6.817 | 30.401 | 21.727 | 13.273 | 148.772
[5 empty] | C3 | 47.297 | 10.829 | 14.136 | 3.12 | 2.337 | 77.719 | 47.297 | 10.829 | 14.136 | 3.12 | 2.337 | 77.719 | [5 empty] | 0 | 45.076 | 6.304 | 20.793 | 0.751 | 4.795 | 77.719 | [5 empty] | 0 | 39.674 | 7.623 | 8.513 | 16.452 | 5.457 | 77.719
[5 empty] | C4 | 0 | 0 | 0 | 0 | 0 | 0 | 0 | 0 | 0 | 0 | 0 | 0 | [5 empty] | 0 | 0 | 0 | 0 | 0 | 0 | 0 | [5 empty] | 0 | 0 | 0 | 0 | 0 | 0 | 0
|  |  | 304 | 266 |  | 168.528 | 46.818 | 54.999 | 8.42 | 26.739 |  | 168.528 | 46.818 | 54.999 | 8.42 | 26.739 |  | 0 | 0 | 0 | 0 | 0 |  | 160.181 | 34.941 | 74.33 | 2.245 | 33.807 |  | 0 | 0 | 0 | 0 | 0 |  | 153.687 | 14.92 | 56.107 | 45.631 | 35.159
| EHV UG Cable (Non Pressurised) |  |  |  | C1 | 0 | 0 | 0 | 0 | 0 | 0 | 0 | 0 | 0 | 0 | 0 | 0 | [5 empty] | 0 | 0 | 0 | 0 | 0 | 0 | 0 | [5 empty] | 0 | 0 | 0 | 0 | 0 | 0 | 0
[5 empty] | C2 | 832.051 | 147.686 | 4.589 | 0 | 0.45 | 984.776 | 832.051 | 147.686 | 4.589 | 0 | 0.45 | 984.776 | [5 empty] | 0 | 826.4 | 7.65 | 149.271 | 1.005 | 0.45 | 984.776 | [5 empty] | 0 | 806.812 | 26.187 | 146.769 | 3.887 | 1.121 | 984.776
[5 empty] | C3 | 117.553 | 6.519 | 0.031 | 0 | 0 | 124.103 | 117.553 | 6.519 | 0.031 | 0 | 0 | 124.103 | [5 empty] | 0 | 117.553 | 0 | 6.519 | 0.031 | 0 | 124.103 | [5 empty] | 0 | 115.304 | 2.249 | 6.519 | 0 | 0.031 | 124.103
[5 empty] | C4 | 1.021 | 0 | 0 | 0 | 0 | 1.021 | 1.021 | 0 | 0 | 0 | 0 | 1.021 | [5 empty] | 0 | 1.021 | 0 | 0 | 0 | 0 | 1.021 | [5 empty] | 0 | 1.021 | 0 | 0 | 0 | 0 | 1.021
|  |  | 1082 | 1132 |  | 950.625 | 154.205 | 4.62 | 0 | 0.45 |  | 950.625 | 154.205 | 4.62 | 0 | 0.45 |  | 0 | 0 | 0 | 0 | 0 |  | 944.974 | 7.65 | 155.79 | 1.036 | 0.45 |  | 0 | 0 | 0 | 0 | 0 |  | 923.137 | 28.436 | 153.288 | 3.887 | 1.152
| EHV OHL Support - Towers |  |  |  | C1 | 0 | 20 | 38 | 0 | 9 | 67 | 0 | 20 | 38 | 0 | 9 | 67 | [5 empty] | 0 | 0 | 0 | 58 | 0 | 9 | 67 | [5 empty] | 0 | 0 | 0 | 57 | 1 | 9 | 67
[5 empty] | C2 | 1 | 8 | 69 | 7 | 2 | 87 | 1 | 8 | 69 | 7 | 2 | 87 | [5 empty] | 0 | 0 | 1 | 77 | 0 | 9 | 87 | [5 empty] | 0 | 0 | 0 | 72 | 6 | 9 | 87
[5 empty] | C3 | 8 | 4 | 12 | 0 | 0 | 24 | 8 | 4 | 12 | 0 | 0 | 24 | [5 empty] | 0 | 8 | 0 | 16 | 0 | 0 | 24 | [5 empty] | 0 | 7 | 0 | 12 | 5 | 0 | 24
[5 empty] | C4 | 0 | 0 | 0 | 0 | 0 | 0 | 0 | 0 | 0 | 0 | 0 | 0 | [5 empty] | 0 | 0 | 0 | 0 | 0 | 0 | 0 | [5 empty] | 0 | 0 | 0 | 0 | 0 | 0 | 0
|  |  | 182 | 182 |  | 9 | 32 | 119 | 7 | 11 |  | 9 | 32 | 119 | 7 | 11 |  | 0 | 0 | 0 | 0 | 0 |  | 8 | 1 | 151 | 0 | 18 |  | 0 | 0 | 0 | 0 | 0 |  | 7 | 0 | 141 | 12 | 18
| EHV OHL Support - Poles |  |  |  | C1 | 9239 | 2710 | 2494 | 1372 | 363 | 16178 | 9239 | 2710 | 2494 | 1372 | 363 | 16178 | [5 empty] | 0 | 8003 | 3002 | 3063 | 1007 | 1103 | 16178 | [5 empty] | 0 | 7064 | 2489 | 1810 | 2910 | 1905 | 16178
[5 empty] | C2 | 4468 | 1747 | 1508 | 872 | 386 | 8981 | 4468 | 1747 | 1508 | 872 | 386 | 8981 | [5 empty] | 0 | 4087 | 1514 | 1999 | 472 | 909 | 8981 | [5 empty] | 0 | 3912 | 600 | 1444 | 1709 | 1316 | 8981
[5 empty] | C3 | 961 | 219 | 187 | 184 | 437 | 1988 | 961 | 219 | 187 | 184 | 437 | 1988 | [5 empty] | 0 | 843 | 290 | 199 | 117 | 539 | 1988 | [5 empty] | 0 | 747 | 246 | 160 | 196 | 639 | 1988
[5 empty] | C4 | 585 | 165 | 95 | 102 | 155 | 1102 | 585 | 165 | 95 | 102 | 155 | 1102 | [5 empty] | 0 | 525 | 171 | 145 | 37 | 224 | 1102 | [5 empty] | 0 | 489 | 106 | 123 | 124 | 260 | 1102
|  |  | 28717 | 29040 |  | 15253 | 4841 | 4284 | 2530 | 1341 |  | 15253 | 4841 | 4284 | 2530 | 1341 |  | 0 | 0 | 0 | 0 | 0 |  | 13458 | 4977 | 5406 | 1633 | 2775 |  | 0 | 0 | 0 | 0 | 0 |  | 12212 | 3441 | 3537 | 4939 | 4120
| EHV OHL Fittings |  |  |  | C1 | 2 | 0 | 3 | 0 | 4 | 9 | 2 | 0 | 3 | 0 | 4 | 9 | [5 empty] | 0 | 2 | 0 | 2 | 1 | 4 | 9 | [5 empty] | 0 | 2 | 0 | 0 | 3 | 4 | 9
[5 empty] | C2 | 138 | 3 | 56 | 22 | 97 | 316 | 138 | 3 | 56 | 22 | 97 | 316 | [5 empty] | 0 | 138 | 3 | 32 | 27 | 116 | 316 | [5 empty] | 0 | 138 | 3 | 1 | 53 | 121 | 316
[5 empty] | C3 | 9 | 1 | 5 | 2 | 14 | 31 | 9 | 1 | 5 | 2 | 14 | 31 | [5 empty] | 0 | 9 | 1 | 0 | 5 | 16 | 31 | [5 empty] | 0 | 9 | 1 | 0 | 4 | 17 | 31
[5 empty] | C4 | 0 | 0 | 0 | 0 | 0 | 0 | 0 | 0 | 0 | 0 | 0 | 0 | [5 empty] | 0 | 0 | 0 | 0 | 0 | 0 | 0 | [5 empty] | 0 | 0 | 0 | 0 | 0 | 0 | 0
|  |  | 42 | 42 |  | 149 | 4 | 64 | 24 | 115 |  | 149 | 4 | 64 | 24 | 115 |  | 0 | 0 | 0 | 0 | 0 |  | 149 | 4 | 34 | 33 | 136 |  | 0 | 0 | 0 | 0 | 0 |  | 149 | 4 | 1 | 60 | 142
| EHV OHL (Tower Line) Conductor |  |  |  | C1 | 0.9 | 5.4 | 5.4 | 0.8 | 0 | 12.5 | 0.9 | 5.4 | 5.4 | 0.8 | 0 | 12.5 | [5 empty] | 0 | 0.9 | 5.4 | 5.4 | 0.8 | 0 | 12.5 | [5 empty] | 0 | 0.9 | 1.5 | 3.9 | 6.2 | 0 | 12.5
[5 empty] | C2 | 10.5 | 11.7 | 0.5 | 0.3 | 0 | 23 | 10.5 | 11.7 | 0.5 | 0.3 | 0 | 23 | [5 empty] | 0 | 3.6 | 18.3 | 0.7 | 0.3 | 0 | 22.9 | [5 empty] | 0 | 3.3 | 12.3 | 6.6 | 0.8 | 0 | 23
[5 empty] | C3 | 3.7 | 5.1 | 0.9 | 0 | 0 | 9.7 | 3.7 | 5.1 | 0.9 | 0 | 0 | 9.7 | [5 empty] | 0 | 3.1 | 5.7 | 0.9 | 0 | 0 | 9.7 | [5 empty] | 0 | 3.1 | 2.4 | 3.3 | 0.9 | 0 | 9.7
[5 empty] | C4 | 0 | 0 | 0 | 0 | 0 | 0 | 0 | 0 | 0 | 0 | 0 | 0 | [5 empty] | 0 | 0 | 0 | 0 | 0 | 0 | 0 | [5 empty] | 0 | 0 | 0 | 0 | 0 | 0 | 0
|  |  | 0 | 0 |  | 15.1 | 22.2 | 6.8 | 1.1 | 0 |  | 15.1 | 22.2 | 6.8 | 1.1 | 0 |  | 0 | 0 | 0 | 0 | 0 |  | 7.6 | 29.4 | 7 | 1.1 | 0 |  | 0 | 0 | 0 | 0 | 0 |  | 7.3 | 16.2 | 13.8 | 7.9 | 0
| [Please insert new asset category as required] |  |  |  | C1 | 0 | 0 | 0 | 0 | 0 | 0 | 0 | 0 | 0 | 0 | 0 | 0 | [5 empty] | 0 | 0 | 0 | 0 | 0 | 0 | 0 | [5 empty] | 0 | 0 | 0 | 0 | 0 | 0 | 0
[5 empty] | C2 | 0 | 0 | 0 | 0 | 0 | 0 | 0 | 0 | 0 | 0 | 0 | 0 | [5 empty] | 0 | 0 | 0 | 0 | 0 | 0 | 0 | [5 empty] | 0 | 0 | 0 | 0 | 0 | 0 | 0
[5 empty] | C3 | 0 | 0 | 0 | 0 | 0 | 0 | 0 | 0 | 0 | 0 | 0 | 0 | [5 empty] | 0 | 0 | 0 | 0 | 0 | 0 | 0 | [5 empty] | 0 | 0 | 0 | 0 | 0 | 0 | 0
[5 empty] | C4 | 0 | 0 | 0 | 0 | 0 | 0 | 0 | 0 | 0 | 0 | 0 | 0 | [5 empty] | 0 | 0 | 0 | 0 | 0 | 0 | 0 | [5 empty] | 0 | 0 | 0 | 0 | 0 | 0 | 0
|  |  | 0 | 0 |  | 0 | 0 | 0 | 0 | 0 |  | 0 | 0 | 0 | 0 | 0 |  | 0 | 0 | 0 | 0 | 0 |  | 0 | 0 | 0 | 0 | 0 |  | 0 | 0 | 0 | 0 | 0 |  | 0 | 0 | 0 | 0 | 0
| [Please insert new asset category as required] |  |  |  | C1 | 0 | 0 | 0 | 0 | 0 | 0 | 0 | 0 | 0 | 0 | 0 | 0 | [5 empty] | 0 | 0 | 0 | 0 | 0 | 0 | 0 | [5 empty] | 0 | 0 | 0 | 0 | 0 | 0 | 0
[5 empty] | C2 | 0 | 0 | 0 | 0 | 0 | 0 | 0 | 0 | 0 | 0 | 0 | 0 | [5 empty] | 0 | 0 | 0 | 0 | 0 | 0 | 0 | [5 empty] | 0 | 0 | 0 | 0 | 0 | 0 | 0
[5 empty] | C3 | 0 | 0 | 0 | 0 | 0 | 0 | 0 | 0 | 0 | 0 | 0 | 0 | [5 empty] | 0 | 0 | 0 | 0 | 0 | 0 | 0 | [5 empty] | 0 | 0 | 0 | 0 | 0 | 0 | 0
[5 empty] | C4 | 0 | 0 | 0 | 0 | 0 | 0 | 0 | 0 | 0 | 0 | 0 | 0 | [5 empty] | 0 | 0 | 0 | 0 | 0 | 0 | 0 | [5 empty] | 0 | 0 | 0 | 0 | 0 | 0 | 0
|  |  | 0 | 0 |  | 0 | 0 | 0 | 0 | 0 |  | 0 | 0 | 0 | 0 | 0 |  | 0 | 0 | 0 | 0 | 0 |  | 0 | 0 | 0 | 0 | 0 |  | 0 | 0 | 0 | 0 | 0 |  | 0 | 0 | 0 | 0 | 0
| [Please insert new asset category as required] |  |  |  | C1 | 0 | 0 | 0 | 0 | 0 | 0 | 0 | 0 | 0 | 0 | 0 | 0 | [5 empty] | 0 | 0 | 0 | 0 | 0 | 0 | 0 | [5 empty] | 0 | 0 | 0 | 0 | 0 | 0 | 0
[5 empty] | C2 | 0 | 0 | 0 | 0 | 0 | 0 | 0 | 0 | 0 | 0 | 0 | 0 | [5 empty] | 0 | 0 | 0 | 0 | 0 | 0 | 0 | [5 empty] | 0 | 0 | 0 | 0 | 0 | 0 | 0
[5 empty] | C3 | 0 | 0 | 0 | 0 | 0 | 0 | 0 | 0 | 0 | 0 | 0 | 0 | [5 empty] | 0 | 0 | 0 | 0 | 0 | 0 | 0 | [5 empty] | 0 | 0 | 0 | 0 | 0 | 0 | 0
[5 empty] | C4 | 0 | 0 | 0 | 0 | 0 | 0 | 0 | 0 | 0 | 0 | 0 | 0 | [5 empty] | 0 | 0 | 0 | 0 | 0 | 0 | 0 | [5 empty] | 0 | 0 | 0 | 0 | 0 | 0 | 0
|  |  | 0 | 0 |  | 0 | 0 | 0 | 0 | 0 |  | 0 | 0 | 0 | 0 | 0 |  | 0 | 0 | 0 | 0 | 0 |  | 0 | 0 | 0 | 0 | 0 |  | 0 | 0 | 0 | 0 | 0 |  | 0 | 0 | 0 | 0 | 0
| [Please insert new asset category as required] |  |  |  | C1 | 0 | 0 | 0 | 0 | 0 | 0 | 0 | 0 | 0 | 0 | 0 | 0 | [5 empty] | 0 | 0 | 0 | 0 | 0 | 0 | 0 | [5 empty] | 0 | 0 | 0 | 0 | 0 | 0 | 0
[5 empty] | C2 | 0 | 0 | 0 | 0 | 0 | 0 | 0 | 0 | 0 | 0 | 0 | 0 | [5 empty] | 0 | 0 | 0 | 0 | 0 | 0 | 0 | [5 empty] | 0 | 0 | 0 | 0 | 0 | 0 | 0
[5 empty] | C3 | 0 | 0 | 0 | 0 | 0 | 0 | 0 | 0 | 0 | 0 | 0 | 0 | [5 empty] | 0 | 0 | 0 | 0 | 0 | 0 | 0 | [5 empty] | 0 | 0 | 0 | 0 | 0 | 0 | 0
[5 empty] | C4 | 0 | 0 | 0 | 0 | 0 | 0 | 0 | 0 | 0 | 0 | 0 | 0 | [5 empty] | 0 | 0 | 0 | 0 | 0 | 0 | 0 | [5 empty] | 0 | 0 | 0 | 0 | 0 | 0 | 0
|  |  | 0 | 0 |  | 0 | 0 | 0 | 0 | 0 |  | 0 | 0 | 0 | 0 | 0 |  | 0 | 0 | 0 | 0 | 0 |  | 0 | 0 | 0 | 0 | 0 |  | 0 | 0 | 0 | 0 | 0 |  | 0 | 0 | 0 | 0 | 0
132kV Network
| 132kV CBs |  |  |  | C1 | 58 | 15 | 3 | 0 | 11 | 87 | 58 | 15 | 3 | 0 | 11 | 87 | [5 empty] | 0 | 53 | 15 | 6 | 2 | 11 | 87 | [5 empty] | 0 | 53 | 6 | 9 | 6 | 13 | 87
[5 empty] | C2 | 61 | 19 | 0 | 0 | 0 | 80 | 61 | 19 | 0 | 0 | 0 | 80 | [5 empty] | 0 | 61 | 3 | 16 | 0 | 0 | 80 | [5 empty] | 0 | 61 | 0 | 19 | 0 | 0 | 80
[5 empty] | C3 | 1 | 0 | 0 | 0 | 0 | 1 | 1 | 0 | 0 | 0 | 0 | 1 | [5 empty] | 0 | 1 | 0 | 0 | 0 | 0 | 1 | [5 empty] | 0 | 1 | 0 | 0 | 0 | 0 | 1
[5 empty] | C4 | 32 | 0 | 0 | 0 | 0 | 32 | 32 | 0 | 0 | 0 | 0 | 32 | [5 empty] | 0 | 32 | 0 | 0 | 0 | 0 | 32 | [5 empty] | 0 | 32 | 0 | 0 | 0 | 0 | 32
|  |  | 176 | 177 |  | 152 | 34 | 3 | 0 | 11 |  | 152 | 34 | 3 | 0 | 11 |  | 0 | 0 | 0 | 0 | 0 |  | 147 | 18 | 22 | 2 | 11 |  | 0 | 0 | 0 | 0 | 0 |  | 147 | 6 | 28 | 6 | 13
| 132kV Transformer |  |  |  | C1 | 23 | 0 | 1 | 0 | 0 | 24 | 23 | 0 | 1 | 0 | 0 | 24 | [5 empty] | 0 | 21 | 2 | 1 | 0 | 0 | 24 | [5 empty] | 0 | 17 | 6 | 0 | 1 | 0 | 24
[5 empty] | C2 | 55 | 20 | 7 | 10 | 4 | 96 | 55 | 20 | 7 | 10 | 4 | 96 | [5 empty] | 0 | 47 | 23 | 8 | 8 | 10 | 96 | [5 empty] | 0 | 35 | 26 | 10 | 11 | 14 | 96
[5 empty] | C3 | 15 | 1 | 1 | 1 | 0 | 18 | 15 | 1 | 1 | 1 | 0 | 18 | [5 empty] | 0 | 14 | 2 | 0 | 2 | 0 | 18 | [5 empty] | 0 | 12 | 3 | 1 | 1 | 1 | 18
[5 empty] | C4 | 0 | 0 | 0 | 0 | 0 | 0 | 0 | 0 | 0 | 0 | 0 | 0 | [5 empty] | 0 | 0 | 0 | 0 | 0 | 0 | 0 | [5 empty] | 0 | 0 | 0 | 0 | 0 | 0 | 0
|  |  | 134 | 134 |  | 93 | 21 | 9 | 11 | 4 |  | 93 | 21 | 9 | 11 | 4 |  | 0 | 0 | 0 | 0 | 0 |  | 82 | 27 | 9 | 10 | 10 |  | 0 | 0 | 0 | 0 | 0 |  | 64 | 35 | 11 | 13 | 15
| 132kV UG Cable (Gas) |  |  |  | C1 | 0 | 0 | 0 | 0 | 0 | 0 | 0 | 0 | 0 | 0 | 0 | 0 | [5 empty] | 0 | 0 | 0 | 0 | 0 | 0 | 0 | [5 empty] | 0 | 0 | 0 | 0 | 0 | 0 | 0
[5 empty] | C2 | 0.03 | 0.153 | 2.617 | 0 | 0 | 2.8 | 0.03 | 0.153 | 2.617 | 0 | 0 | 2.8 | [5 empty] | 0 | 0.03 | 0.153 | 2.617 | 0 | 0 | 2.8 | [5 empty] | 0 | 0.03 | 0 | 1.343 | 1.427 | 0 | 2.8
[5 empty] | C3 | 0 | 0 | 0 | 0 | 0 | 0 | 0 | 0 | 0 | 0 | 0 | 0 | [5 empty] | 0 | 0 | 0 | 0 | 0 | 0 | 0 | [5 empty] | 0 | 0 | 0 | 0 | 0 | 0 | 0
[5 empty] | C4 | 0 | 0 | 0 | 0 | 0 | 0 | 0 | 0 | 0 | 0 | 0 | 0 | [5 empty] | 0 | 0 | 0 | 0 | 0 | 0 | 0 | [5 empty] | 0 | 0 | 0 | 0 | 0 | 0 | 0
|  |  | 3 | 3 |  | 0.03 | 0.153 | 2.617 | 0 | 0 |  | 0.03 | 0.153 | 2.617 | 0 | 0 |  | 0 | 0 | 0 | 0 | 0 |  | 0.03 | 0.153 | 2.617 | 0 | 0 |  | 0 | 0 | 0 | 0 | 0 |  | 0.03 | 0 | 1.343 | 1.427 | 0
| 132kV UG Cable (Oil) |  |  |  | C1 | 7.4602 | 7.174 | 16.588 | 6.78 | 23.145 | 61.1472 | 7.4602 | 7.174 | 16.588 | 6.78 | 23.145 | 61.1472 | [5 empty] | 0 | 5.5342 | 5.834 | 19.71 | 0.144 | 29.925 | 61.1472 | [5 empty] | 0 | 5.5312 | 2.331 | 13.734 | 9.506 | 30.045 | 61.1472
[5 empty] | C2 | 6.893 | 4.669 | 8.724 | 0.781 | 35.958 | 57.025 | 6.893 | 4.669 | 8.724 | 0.781 | 35.958 | 57.025 | [5 empty] | 0 | 6.893 | 2.431 | 10.962 | 0 | 36.739 | 57.025 | [5 empty] | 0 | 6.893 | 1.405 | 4.934 | 7.054 | 36.739 | 57.025
[5 empty] | C3 | 5.229 | 2.243 | 9.963 | 1.309 | 9.063 | 27.807 | 5.229 | 2.243 | 9.963 | 1.309 | 9.063 | 27.807 | [5 empty] | 0 | 5.229 | 1.479 | 10.727 | 0 | 10.372 | 27.807 | [5 empty] | 0 | 5.229 | 1.184 | 3.017 | 8.005 | 10.372 | 27.807
[5 empty] | C4 | 0 | 0 | 0 | 0 | 0 | 0 | 0 | 0 | 0 | 0 | 0 | 0 | [5 empty] | 0 | 0 | 0 | 0 | 0 | 0 | 0 | [5 empty] | 0 | 0 | 0 | 0 | 0 | 0 | 0
|  |  | 114 | 70 |  | 19.5822 | 14.086 | 35.275 | 8.87 | 68.166 |  | 19.5822 | 14.086 | 35.275 | 8.87 | 68.166 |  | 0 | 0 | 0 | 0 | 0 |  | 17.6562 | 9.744 | 41.399 | 0.144 | 77.036 |  | 0 | 0 | 0 | 0 | 0 |  | 17.6532 | 4.92 | 21.685 | 24.565 | 77.156
| 132kV UG Cable (Non Pressurised) |  |  |  | C1 | 0 | 0 | 0 | 0 | 0 | 0 | 0 | 0 | 0 | 0 | 0 | 0 | [5 empty] | 0 | 0 | 0 | 0 | 0 | 0 | 0 | [5 empty] | 0 | 0 | 0 | 0 | 0 | 0 | 0
[5 empty] | C2 | 54.18 | 3.072 | 0 | 0 | 0 | 57.252 | 54.18 | 3.072 | 0 | 0 | 0 | 57.252 | [5 empty] | 0 | 54.18 | 0 | 3.072 | 0 | 0 | 57.252 | [5 empty] | 0 | 54.18 | 0 | 3.072 | 0 | 0 | 57.252
[5 empty] | C3 | 0.893 | 1.055 | 0 | 0 | 0 | 1.948 | 0.893 | 1.055 | 0 | 0 | 0 | 1.948 | [5 empty] | 0 | 0.893 | 0 | 1.055 | 0 | 0 | 1.948 | [5 empty] | 0 | 0.893 | 0 | 1.055 | 0 | 0 | 1.948
[5 empty] | C4 | 0 | 0 | 0 | 0 | 0 | 0 | 0 | 0 | 0 | 0 | 0 | 0 | [5 empty] | 0 | 0 | 0 | 0 | 0 | 0 | 0 | [5 empty] | 0 | 0 | 0 | 0 | 0 | 0 | 0
|  |  | 90 | 144 |  | 55.073 | 4.127 | 0 | 0 | 0 |  | 55.073 | 4.127 | 0 | 0 | 0 |  | 0 | 0 | 0 | 0 | 0 |  | 55.073 | 0 | 4.127 | 0 | 0 |  | 0 | 0 | 0 | 0 | 0 |  | 55.073 | 0 | 4.127 | 0 | 0
| 132kV OHL Support - Tower |  |  |  | C1 | 10 | 49 | 23 | 0 | 0 | 82 | 10 | 49 | 23 | 0 | 0 | 82 | [5 empty] | 0 | 8 | 3 | 71 | 0 | 0 | 82 | [5 empty] | 0 | 8 | 0 | 74 | 0 | 0 | 82
[5 empty] | C2 | 391 | 454 | 894 | 2 | 1 | 1742 | 391 | 454 | 894 | 2 | 1 | 1742 | [5 empty] | 0 | 267 | 169 | 1303 | 0 | 3 | 1742 | [5 empty] | 0 | 237 | 39 | 1431 | 32 | 3 | 1742
[5 empty] | C3 | 86 | 47 | 150 | 3 | 0 | 286 | 86 | 47 | 150 | 3 | 0 | 286 | [5 empty] | 0 | 78 | 14 | 191 | 0 | 3 | 286 | [5 empty] | 0 | 74 | 4 | 181 | 24 | 3 | 286
[5 empty] | C4 | 0 | 0 | 0 | 0 | 0 | 0 | 0 | 0 | 0 | 0 | 0 | 0 | [5 empty] | 0 | 0 | 0 | 0 | 0 | 0 | 0 | [5 empty] | 0 | 0 | 0 | 0 | 0 | 0 | 0
|  |  | 2115 | 2115 |  | 487 | 550 | 1067 | 5 | 1 |  | 487 | 550 | 1067 | 5 | 1 |  | 0 | 0 | 0 | 0 | 0 |  | 353 | 186 | 1565 | 0 | 6 |  | 0 | 0 | 0 | 0 | 0 |  | 319 | 43 | 1686 | 56 | 6
| 132kV OHL Fittings |  |  |  | C1 | 631 | 194 | 269 | 15 | 43 | 1152 | 631 | 194 | 269 | 15 | 43 | 1152 | [5 empty] | 0 | 625 | 192 | 39 | 245 | 51 | 1152 | [5 empty] | 0 | 716 | 24 | 193 | 198 | 112 | 1243
[5 empty] | C2 | 894 | 785 | 545 | 55 | 98 | 2377 | 894 | 785 | 545 | 55 | 98 | 2377 | [5 empty] | 0 | 882 | 761 | 55 | 538 | 141 | 2377 | [5 empty] | 0 | 816 | 191 | 647 | 468 | 255 | 2377
[5 empty] | C3 | 316 | 274 | 75 | 7 | 19 | 691 | 316 | 274 | 75 | 7 | 19 | 691 | [5 empty] | 0 | 312 | 278 | 0 | 75 | 26 | 691 | [5 empty] | 0 | 286 | 50 | 254 | 73 | 28 | 691
[5 empty] | C4 | 0 | 0 | 0 | 0 | 0 | 0 | 0 | 0 | 0 | 0 | 0 | 0 | [5 empty] | 0 | 0 | 0 | 0 | 0 | 0 | 0 | [5 empty] | 0 | 0 | 0 | 0 | 0 | 0 | 0
|  |  | 1054 | 1054 |  | 1841 | 1253 | 889 | 77 | 160 |  | 1841 | 1253 | 889 | 77 | 160 |  | 0 | 0 | 0 | 0 | 0 |  | 1819 | 1231 | 94 | 858 | 218 |  | 0 | 0 | 0 | 0 | 0 |  | 1818 | 265 | 1094 | 739 | 395
| 132kV OHL (Tower Line) Conductor |  |  |  | C1 | 73.8 | 131.3 | 25 | 0 | 0 | 230.1 | 73.8 | 131.3 | 25 | 0 | 0 | 230.1 | [5 empty] | 0 | 59.4 | 83.3 | 87.3 | 0 | 0 | 230 | [5 empty] | 0 | 58.5 | 56 | 115.4 | 0 | 0 | 229.9
[5 empty] | C2 | 170.7 | 321.8 | 13.3 | 0 | 0 | 505.8 | 170.7 | 321.8 | 13.3 | 0 | 0 | 505.8 | [5 empty] | 0 | 140.1 | 226.5 | 139.2 | 0 | 0 | 505.8 | [5 empty] | 0 | 97.1 | 134.5 | 274.3 | 0 | 0 | 505.9
[5 empty] | C3 | 99.1 | 204.3 | 16.4 | 0 | 0 | 319.8 | 99.1 | 204.3 | 16.4 | 0 | 0 | 319.8 | [5 empty] | 0 | 69.7 | 179 | 71.1 | 0 | 0 | 319.8 | [5 empty] | 0 | 54 | 77.9 | 188 | 0 | 0 | 319.9
[5 empty] | C4 | 0 | 0 | 0 | 0 | 0 | 0 | 0 | 0 | 0 | 0 | 0 | 0 | [5 empty] | 0 | 0 | 0 | 0 | 0 | 0 | 0 | [5 empty] | 0 | 0 | 0 | 0 | 0 | 0 | 0
|  |  | 0 | 0 |  | 343.6 | 657.4 | 54.7 | 0 | 0 |  | 343.6 | 657.4 | 54.7 | 0 | 0 |  | 0 | 0 | 0 | 0 | 0 |  | 269.2 | 488.8 | 297.6 | 0 | 0 |  | 0 | 0 | 0 | 0 | 0 |  | 209.6 | 268.4 | 577.7 | 0 | 0
| [Please insert new asset category as required] |  |  |  | C1 | 0 | 0 | 0 | 0 | 0 | 0 | 0 | 0 | 0 | 0 | 0 | 0 | [5 empty] | 0 | 0 | 0 | 0 | 0 | 0 | 0 | [5 empty] | 0 | 0 | 0 | 0 | 0 | 0 | 0
[5 empty] | C2 | 0 | 0 | 0 | 0 | 0 | 0 | 0 | 0 | 0 | 0 | 0 | 0 | [5 empty] | 0 | 0 | 0 | 0 | 0 | 0 | 0 | [5 empty] | 0 | 0 | 0 | 0 | 0 | 0 | 0
[5 empty] | C3 | 0 | 0 | 0 | 0 | 0 | 0 | 0 | 0 | 0 | 0 | 0 | 0 | [5 empty] | 0 | 0 | 0 | 0 | 0 | 0 | 0 | [5 empty] | 0 | 0 | 0 | 0 | 0 | 0 | 0
[5 empty] | C4 | 0 | 0 | 0 | 0 | 0 | 0 | 0 | 0 | 0 | 0 | 0 | 0 | [5 empty] | 0 | 0 | 0 | 0 | 0 | 0 | 0 | [5 empty] | 0 | 0 | 0 | 0 | 0 | 0 | 0
|  |  | 0 | 0 |  | 0 | 0 | 0 | 0 | 0 |  | 0 | 0 | 0 | 0 | 0 |  | 0 | 0 | 0 | 0 | 0 |  | 0 | 0 | 0 | 0 | 0 |  | 0 | 0 | 0 | 0 | 0 |  | 0 | 0 | 0 | 0 | 0
| [Please insert new asset category as required] |  |  |  | C1 | 0 | 0 | 0 | 0 | 0 | 0 | 0 | 0 | 0 | 0 | 0 | 0 | [5 empty] | 0 | 0 | 0 | 0 | 0 | 0 | 0 | [5 empty] | 0 | 0 | 0 | 0 | 0 | 0 | 0
[5 empty] | C2 | 0 | 0 | 0 | 0 | 0 | 0 | 0 | 0 | 0 | 0 | 0 | 0 | [5 empty] | 0 | 0 | 0 | 0 | 0 | 0 | 0 | [5 empty] | 0 | 0 | 0 | 0 | 0 | 0 | 0
[5 empty] | C3 | 0 | 0 | 0 | 0 | 0 | 0 | 0 | 0 | 0 | 0 | 0 | 0 | [5 empty] | 0 | 0 | 0 | 0 | 0 | 0 | 0 | [5 empty] | 0 | 0 | 0 | 0 | 0 | 0 | 0
[5 empty] | C4 | 0 | 0 | 0 | 0 | 0 | 0 | 0 | 0 | 0 | 0 | 0 | 0 | [5 empty] | 0 | 0 | 0 | 0 | 0 | 0 | 0 | [5 empty] | 0 | 0 | 0 | 0 | 0 | 0 | 0
|  |  | 0 | 0 |  | 0 | 0 | 0 | 0 | 0 |  | 0 | 0 | 0 | 0 | 0 |  | 0 | 0 | 0 | 0 | 0 |  | 0 | 0 | 0 | 0 | 0 |  | 0 | 0 | 0 | 0 | 0 |  | 0 | 0 | 0 | 0 | 0
| [Please insert new asset category as required] |  |  |  | C1 | 0 | 0 | 0 | 0 | 0 | 0 | 0 | 0 | 0 | 0 | 0 | 0 | [5 empty] | 0 | 0 | 0 | 0 | 0 | 0 | 0 | [5 empty] | 0 | 0 | 0 | 0 | 0 | 0 | 0
[5 empty] | C2 | 0 | 0 | 0 | 0 | 0 | 0 | 0 | 0 | 0 | 0 | 0 | 0 | [5 empty] | 0 | 0 | 0 | 0 | 0 | 0 | 0 | [5 empty] | 0 | 0 | 0 | 0 | 0 | 0 | 0
[5 empty] | C3 | 0 | 0 | 0 | 0 | 0 | 0 | 0 | 0 | 0 | 0 | 0 | 0 | [5 empty] | 0 | 0 | 0 | 0 | 0 | 0 | 0 | [5 empty] | 0 | 0 | 0 | 0 | 0 | 0 | 0
[5 empty] | C4 | 0 | 0 | 0 | 0 | 0 | 0 | 0 | 0 | 0 | 0 | 0 | 0 | [5 empty] | 0 | 0 | 0 | 0 | 0 | 0 | 0 | [5 empty] | 0 | 0 | 0 | 0 | 0 | 0 | 0
|  |  | 0 | 0 |  | 0 | 0 | 0 | 0 | 0 |  | 0 | 0 | 0 | 0 | 0 |  | 0 | 0 | 0 | 0 | 0 |  | 0 | 0 | 0 | 0 | 0 |  | 0 | 0 | 0 | 0 | 0 |  | 0 | 0 | 0 | 0 | 0
| [Please insert new asset category as required] |  |  |  | C1 | 0 | 0 | 0 | 0 | 0 | 0 | 0 | 0 | 0 | 0 | 0 | 0 | [5 empty] | 0 | 0 | 0 | 0 | 0 | 0 | 0 | [5 empty] | 0 | 0 | 0 | 0 | 0 | 0 | 0
[5 empty] | C2 | 0 | 0 | 0 | 0 | 0 | 0 | 0 | 0 | 0 | 0 | 0 | 0 | [5 empty] | 0 | 0 | 0 | 0 | 0 | 0 | 0 | [5 empty] | 0 | 0 | 0 | 0 | 0 | 0 | 0
[5 empty] | C3 | 0 | 0 | 0 | 0 | 0 | 0 | 0 | 0 | 0 | 0 | 0 | 0 | [5 empty] | 0 | 0 | 0 | 0 | 0 | 0 | 0 | [5 empty] | 0 | 0 | 0 | 0 | 0 | 0 | 0
[5 empty] | C4 | 0 | 0 | 0 | 0 | 0 | 0 | 0 | 0 | 0 | 0 | 0 | 0 | [5 empty] | 0 | 0 | 0 | 0 | 0 | 0 | 0 | [5 empty] | 0 | 0 | 0 | 0 | 0 | 0 | 0
|  |  | 0 | 0 |  | 0 | 0 | 0 | 0 | 0 |  | 0 | 0 | 0 | 0 | 0 |  | 0 | 0 | 0 | 0 | 0 |  | 0 | 0 | 0 | 0 | 0 |  | 0 | 0 | 0 | 0 | 0 |  | 0 | 0 | 0 | 0 | 0
Other
| Submarine Cables |  |  |  | C1 | 0 | 0 | 0 | 0 | 0 | 0 | 0 | 0 | 0 | 0 | 0 | 0 | [5 empty] | 0 | 0 | 0 | 0 | 0 | 0 | 0 | [5 empty] | 0 | 0 | 0 | 0 | 0 | 0 | 0
[5 empty] | C2 | 0 | 0 | 0 | 0 | 0 | 0 | 0 | 0 | 0 | 0 | 0 | 0 | [5 empty] | 0 | 0 | 0 | 0 | 0 | 0 | 0 | [5 empty] | 0 | 0 | 0 | 0 | 0 | 0 | 0
[5 empty] | C3 | 0 | 0 | 0 | 0 | 0 | 0 | 0 | 0 | 0 | 0 | 0 | 0 | [5 empty] | 0 | 0 | 0 | 0 | 0 | 0 | 0 | [5 empty] | 0 | 0 | 0 | 0 | 0 | 0 | 0
[5 empty] | C4 | 0 | 0 | 0 | 0 | 0 | 0 | 0 | 0 | 0 | 0 | 0 | 0 | [5 empty] | 0 | 0 | 0 | 0 | 0 | 0 | 0 | [5 empty] | 0 | 0 | 0 | 0 | 0 | 0 | 0
|  |  | 0 | 0 |  | 0 | 0 | 0 | 0 | 0 |  | 0 | 0 | 0 | 0 | 0 |  | 0 | 0 | 0 | 0 | 0 |  | 0 | 0 | 0 | 0 | 0 |  | 0 | 0 | 0 | 0 | 0 |  | 0 | 0 | 0 | 0 | 0
| [Please insert new asset category as required] |  |  |  | C1 | 0 | 0 | 0 | 0 | 0 | 0 | 0 | 0 | 0 | 0 | 0 | 0 | [5 empty] | 0 | 0 | 0 | 0 | 0 | 0 | 0 | [5 empty] | 0 | 0 | 0 | 0 | 0 | 0 | 0
[5 empty] | C2 | 0 | 0 | 0 | 0 | 0 | 0 | 0 | 0 | 0 | 0 | 0 | 0 | [5 empty] | 0 | 0 | 0 | 0 | 0 | 0 | 0 | [5 empty] | 0 | 0 | 0 | 0 | 0 | 0 | 0
[5 empty] | C3 | 0 | 0 | 0 | 0 | 0 | 0 | 0 | 0 | 0 | 0 | 0 | 0 | [5 empty] | 0 | 0 | 0 | 0 | 0 | 0 | 0 | [5 empty] | 0 | 0 | 0 | 0 | 0 | 0 | 0
[5 empty] | C4 | 0 | 0 | 0 | 0 | 0 | 0 | 0 | 0 | 0 | 0 | 0 | 0 | [5 empty] | 0 | 0 | 0 | 0 | 0 | 0 | 0 | [5 empty] | 0 | 0 | 0 | 0 | 0 | 0 | 0
|  |  | 0 | 0 |  | 0 | 0 | 0 | 0 | 0 |  | 0 | 0 | 0 | 0 | 0 |  | 0 | 0 | 0 | 0 | 0 |  | 0 | 0 | 0 | 0 | 0 |  | 0 | 0 | 0 | 0 | 0 |  | 0 | 0 | 0 | 0 | 0
| [Please insert new asset category as required] |  |  |  | C1 | 0 | 0 | 0 | 0 | 0 | 0 | 0 | 0 | 0 | 0 | 0 | 0 | [5 empty] | 0 | 0 | 0 | 0 | 0 | 0 | 0 | [5 empty] | 0 | 0 | 0 | 0 | 0 | 0 | 0
[5 empty] | C2 | 0 | 0 | 0 | 0 | 0 | 0 | 0 | 0 | 0 | 0 | 0 | 0 | [5 empty] | 0 | 0 | 0 | 0 | 0 | 0 | 0 | [5 empty] | 0 | 0 | 0 | 0 | 0 | 0 | 0
[5 empty] | C3 | 0 | 0 | 0 | 0 | 0 | 0 | 0 | 0 | 0 | 0 | 0 | 0 | [5 empty] | 0 | 0 | 0 | 0 | 0 | 0 | 0 | [5 empty] | 0 | 0 | 0 | 0 | 0 | 0 | 0
[5 empty] | C4 | 0 | 0 | 0 | 0 | 0 | 0 | 0 | 0 | 0 | 0 | 0 | 0 | [5 empty] | 0 | 0 | 0 | 0 | 0 | 0 | 0 | [5 empty] | 0 | 0 | 0 | 0 | 0 | 0 | 0
|  |  | 0 | 0 |  | 0 | 0 | 0 | 0 | 0 |  | 0 | 0 | 0 | 0 | 0 |  | 0 | 0 | 0 | 0 | 0 |  | 0 | 0 | 0 | 0 | 0 |  | 0 | 0 | 0 | 0 | 0 |  | 0 | 0 | 0 | 0 | 0
| [Please insert new asset category as required] |  |  |  | C1 | 0 | 0 | 0 | 0 | 0 | 0 | 0 | 0 | 0 | 0 | 0 | 0 | [5 empty] | 0 | 0 | 0 | 0 | 0 | 0 | 0 | [5 empty] | 0 | 0 | 0 | 0 | 0 | 0 | 0
[5 empty] | C2 | 0 | 0 | 0 | 0 | 0 | 0 | 0 | 0 | 0 | 0 | 0 | 0 | [5 empty] | 0 | 0 | 0 | 0 | 0 | 0 | 0 | [5 empty] | 0 | 0 | 0 | 0 | 0 | 0 | 0
[5 empty] | C3 | 0 | 0 | 0 | 0 | 0 | 0 | 0 | 0 | 0 | 0 | 0 | 0 | [5 empty] | 0 | 0 | 0 | 0 | 0 | 0 | 0 | [5 empty] | 0 | 0 | 0 | 0 | 0 | 0 | 0
[5 empty] | C4 | 0 | 0 | 0 | 0 | 0 | 0 | 0 | 0 | 0 | 0 | 0 | 0 | [5 empty] | 0 | 0 | 0 | 0 | 0 | 0 | 0 | [5 empty] | 0 | 0 | 0 | 0 | 0 | 0 | 0
|  |  | 0 | 0 |  | 0 | 0 | 0 | 0 | 0 |  | 0 | 0 | 0 | 0 | 0 |  | 0 | 0 | 0 | 0 | 0 |  | 0 | 0 | 0 | 0 | 0 |  | 0 | 0 | 0 | 0 | 0 |  | 0 | 0 | 0 | 0 | 0
| [Please insert new asset category as required] |  |  |  | C1 | 0 | 0 | 0 | 0 | 0 | 0 | 0 | 0 | 0 | 0 | 0 | 0 | [5 empty] | 0 | 0 | 0 | 0 | 0 | 0 | 0 | [5 empty] | 0 | 0 | 0 | 0 | 0 | 0 | 0
[5 empty] | C2 | 0 | 0 | 0 | 0 | 0 | 0 | 0 | 0 | 0 | 0 | 0 | 0 | [5 empty] | 0 | 0 | 0 | 0 | 0 | 0 | 0 | [5 empty] | 0 | 0 | 0 | 0 | 0 | 0 | 0
[5 empty] | C3 | 0 | 0 | 0 | 0 | 0 | 0 | 0 | 0 | 0 | 0 | 0 | 0 | [5 empty] | 0 | 0 | 0 | 0 | 0 | 0 | 0 | [5 empty] | 0 | 0 | 0 | 0 | 0 | 0 | 0
[5 empty] | C4 | 0 | 0 | 0 | 0 | 0 | 0 | 0 | 0 | 0 | 0 | 0 | 0 | [5 empty] | 0 | 0 | 0 | 0 | 0 | 0 | 0 | [5 empty] | 0 | 0 | 0 | 0 | 0 | 0 | 0
|  |  | 0 | 0 |  | 0 | 0 | 0 | 0 | 0 |  | 0 | 0 | 0 | 0 | 0 |  | 0 | 0 | 0 | 0 | 0 |  | 0 | 0 | 0 | 0 | 0 |  | 0 | 0 | 0 | 0 | 0 |  | 0 | 0 | 0 | 0 | 0
| [Please insert new asset category as required] |  |  |  | C1 | 0 | 0 | 0 | 0 | 0 | 0 | 0 | 0 | 0 | 0 | 0 | 0 | [5 empty] | 0 | 0 | 0 | 0 | 0 | 0 | 0 | [5 empty] | 0 | 0 | 0 | 0 | 0 | 0 | 0
[5 empty] | C2 | 0 | 0 | 0 | 0 | 0 | 0 | 0 | 0 | 0 | 0 | 0 | 0 | [5 empty] | 0 | 0 | 0 | 0 | 0 | 0 | 0 | [5 empty] | 0 | 0 | 0 | 0 | 0 | 0 | 0
[5 empty] | C3 | 0 | 0 | 0 | 0 | 0 | 0 | 0 | 0 | 0 | 0 | 0 | 0 | [5 empty] | 0 | 0 | 0 | 0 | 0 | 0 | 0 | [5 empty] | 0 | 0 | 0 | 0 | 0 | 0 | 0
[5 empty] | C4 | 0 | 0 | 0 | 0 | 0 | 0 | 0 | 0 | 0 | 0 | 0 | 0 | [5 empty] | 0 | 0 | 0 | 0 | 0 | 0 | 0 | [5 empty] | 0 | 0 | 0 | 0 | 0 | 0 | 0
|  |  | 0 | 0 |  | 0 | 0 | 0 | 0 | 0 |  | 0 | 0 | 0 | 0 | 0 |  | 0 | 0 | 0 | 0 | 0 |  | 0 | 0 | 0 | 0 | 0 |  | 0 | 0 | 0 | 0 | 0 |  | 0 | 0 | 0 | 0 | 0
| TOTAL |  | 248959 | 244634 |  | 155385.1112 | 26350.44 | 39406.423 | 19884.45 | 12587.115 |  | 155385.1112 | 26350.44 | 39406.423 | 19884.45 | 12587.115 |  | 0 | 0 | 0 | 0 | 0 |  | 144029.7652 | 30662.518 | 49299.462 | 16068.541 | 13558.053 |  | 0 | 0 | 0 | 0 | 0 |  | 128113.7072 | 32411.75 | 19846.932 | 47186.541 | 26156.183
Health Index Definitions
|  |  | HI1 | New or as new
|  |  | HI2 | Good or seviceable condition
|  |  | HI3 | Deterioration requires assessment and monitoring
|  |  | HI4 | Material deterioration, intervention requires consideration
|  |  | HI5 | End of serviceable life, intervention required
Criticality Index Definitions
|  |  | C1 | Low criticality
|  |  | C2 | Average criticality
|  |  | C3 | High criticality
|  |  | C4 | Very high criticality

## NAW7 - HVP - NPgY
HI7: Secondary deliverables RIIO-ED1 - HVP
NPgY
Price base (2012/13)
| ASSET CATEGORIES |  | ASSET REGISTER |  |  | End of DPCR5 (31 March 2015) with investment | [5 empty] | End of DPCR5 (31 March 2015) without investment | [5 empty] | Mid-Period Review (31 March 2019) planned investment | [5 empty] | Mid-Period Review (31 March 2019) without investment | [5 empty] | End of RIIO-ED1 (31 March 2023) planned investment | [5 empty] | End of RIIO-ED1 (31 March 2023) without investment
Is it your current intention to have a health index for this asset category in the RIIO-ED1 control period.
|  |  | as at 31st March 2015 | as at 31st March 2023 |  | HI 1 | HI 2 | HI 3 | HI 4 | HI 5 |  | HI 1 | HI 2 | HI 3 | HI 4 | HI 5 |  | HI 1 | HI 2 | HI 3 | HI 4 | HI 5 |  | HI 1 | HI 2 | HI 3 | HI 4 | HI 5 |  | HI 1 | HI 2 | HI 3 | HI 4 | HI 5 |  | HI 1 | HI 2 | HI 3 | HI 4 | HI 5
LV Network
| LV Switchgear and Other |  |  |  | C1 | 0 | 0 | 0 | 0 | 0 | 0 | 0 | 0 | 0 | 0 | 0 | 0 | [5 empty] | 0 | 0 | 0 | 0 | 0 | 0 | 0 | [5 empty] | 0 | 0 | 0 | 0 | 0 | 0 | 0 | Yes
[5 empty] | C2 | 0 | 0 | 0 | 0 | 0 | 0 | 0 | 0 | 0 | 0 | 0 | 0 | [5 empty] | 0 | 0 | 0 | 0 | 0 | 0 | 0 | [5 empty] | 0 | 0 | 0 | 0 | 0 | 0 | 0 | No
[5 empty] | C3 | 0 | 0 | 0 | 0 | 0 | 0 | 0 | 0 | 0 | 0 | 0 | 0 | [5 empty] | 0 | 0 | 0 | 0 | 0 | 0 | 0 | [5 empty] | 0 | 0 | 0 | 0 | 0 | 0 | 0
[5 empty] | C4 | 0 | 0 | 0 | 0 | 0 | 0 | 0 | 0 | 0 | 0 | 0 | 0 | [5 empty] | 0 | 0 | 0 | 0 | 0 | 0 | 0 | [5 empty] | 0 | 0 | 0 | 0 | 0 | 0 | 0
|  |  | 0 | 0 |  | 0 | 0 | 0 | 0 | 0 |  | 0 | 0 | 0 | 0 | 0 |  | 0 | 0 | 0 | 0 | 0 |  | 0 | 0 | 0 | 0 | 0 |  | 0 | 0 | 0 | 0 | 0 |  | 0 | 0 | 0 | 0 | 0
| LV UGB |  |  |  | C1 | 0 | 0 | 0 | 0 | 0 | 0 | 0 | 0 | 0 | 0 | 0 | 0 | [5 empty] | 0 | 0 | 0 | 0 | 0 | 0 | 0 | [5 empty] | 0 | 0 | 0 | 0 | 0 | 0 | 0
[5 empty] | C2 | 0 | 0 | 0 | 0 | 0 | 0 | 0 | 0 | 0 | 0 | 0 | 0 | [5 empty] | 0 | 0 | 0 | 0 | 0 | 0 | 0 | [5 empty] | 0 | 0 | 0 | 0 | 0 | 0 | 0
[5 empty] | C3 | 0 | 0 | 0 | 0 | 0 | 0 | 0 | 0 | 0 | 0 | 0 | 0 | [5 empty] | 0 | 0 | 0 | 0 | 0 | 0 | 0 | [5 empty] | 0 | 0 | 0 | 0 | 0 | 0 | 0
[5 empty] | C4 | 0 | 0 | 0 | 0 | 0 | 0 | 0 | 0 | 0 | 0 | 0 | 0 | [5 empty] | 0 | 0 | 0 | 0 | 0 | 0 | 0 | [5 empty] | 0 | 0 | 0 | 0 | 0 | 0 | 0
|  |  | 0 | 0 |  | 0 | 0 | 0 | 0 | 0 |  | 0 | 0 | 0 | 0 | 0 |  | 0 | 0 | 0 | 0 | 0 |  | 0 | 0 | 0 | 0 | 0 |  | 0 | 0 | 0 | 0 | 0 |  | 0 | 0 | 0 | 0 | 0
| LV OHL Support |  |  |  | C1 | 9126 | 1541 | 5826 | 1255 | 1115 | 18863 | 9126 | 1541 | 5826 | 1255 | 1115 | 18863 | [5 empty] | 0 | 8491 | 1652 | 6151 | 1305 | 1264 | 18863 | [5 empty] | 0 | 7925 | 1379 | 1108 | 5996 | 2455 | 18863
[5 empty] | C2 | 6240 | 1457 | 4520 | 1220 | 1130 | 14567 | 6240 | 1457 | 4520 | 1220 | 1130 | 14567 | [5 empty] | 0 | 5759 | 1353 | 4905 | 1281 | 1269 | 14567 | [5 empty] | 0 | 5339 | 1031 | 1091 | 4661 | 2445 | 14567
[5 empty] | C3 | 4917 | 1572 | 3714 | 1014 | 1132 | 12349 | 4917 | 1572 | 3714 | 1014 | 1132 | 12349 | [5 empty] | 0 | 4247 | 1696 | 4049 | 1106 | 1251 | 12349 | [5 empty] | 0 | 3716 | 1391 | 1032 | 3961 | 2249 | 12349
[5 empty] | C4 | 525 | 143 | 377 | 92 | 124 | 1261 | 525 | 143 | 377 | 92 | 124 | 1261 | [5 empty] | 0 | 453 | 159 | 410 | 100 | 139 | 1261 | [5 empty] | 0 | 407 | 121 | 104 | 402 | 227 | 1261
|  |  | 47782 | 46782 |  | 20808 | 4713 | 14437 | 3581 | 3501 |  | 20808 | 4713 | 14437 | 3581 | 3501 |  | 0 | 0 | 0 | 0 | 0 |  | 18950 | 4860 | 15515 | 3792 | 3923 |  | 0 | 0 | 0 | 0 | 0 |  | 17387 | 3922 | 3335 | 15020 | 7376
| [Please insert new asset category as required] |  |  |  | C1 | 0 | 0 | 0 | 0 | 0 | 0 | 0 | 0 | 0 | 0 | 0 | 0 | [5 empty] | 0 | 0 | 0 | 0 | 0 | 0 | 0 | [5 empty] | 0 | 0 | 0 | 0 | 0 | 0 | 0
[5 empty] | C2 | 0 | 0 | 0 | 0 | 0 | 0 | 0 | 0 | 0 | 0 | 0 | 0 | [5 empty] | 0 | 0 | 0 | 0 | 0 | 0 | 0 | [5 empty] | 0 | 0 | 0 | 0 | 0 | 0 | 0
[5 empty] | C3 | 0 | 0 | 0 | 0 | 0 | 0 | 0 | 0 | 0 | 0 | 0 | 0 | [5 empty] | 0 | 0 | 0 | 0 | 0 | 0 | 0 | [5 empty] | 0 | 0 | 0 | 0 | 0 | 0 | 0
[5 empty] | C4 | 0 | 0 | 0 | 0 | 0 | 0 | 0 | 0 | 0 | 0 | 0 | 0 | [5 empty] | 0 | 0 | 0 | 0 | 0 | 0 | 0 | [5 empty] | 0 | 0 | 0 | 0 | 0 | 0 | 0
|  |  | 0 | 0 |  | 0 | 0 | 0 | 0 | 0 |  | 0 | 0 | 0 | 0 | 0 |  | 0 | 0 | 0 | 0 | 0 |  | 0 | 0 | 0 | 0 | 0 |  | 0 | 0 | 0 | 0 | 0 |  | 0 | 0 | 0 | 0 | 0
| [Please insert new asset category as required] |  |  |  | C1 | 0 | 0 | 0 | 0 | 0 | 0 | 0 | 0 | 0 | 0 | 0 | 0 | [5 empty] | 0 | 0 | 0 | 0 | 0 | 0 | 0 | [5 empty] | 0 | 0 | 0 | 0 | 0 | 0 | 0
[5 empty] | C2 | 0 | 0 | 0 | 0 | 0 | 0 | 0 | 0 | 0 | 0 | 0 | 0 | [5 empty] | 0 | 0 | 0 | 0 | 0 | 0 | 0 | [5 empty] | 0 | 0 | 0 | 0 | 0 | 0 | 0
[5 empty] | C3 | 0 | 0 | 0 | 0 | 0 | 0 | 0 | 0 | 0 | 0 | 0 | 0 | [5 empty] | 0 | 0 | 0 | 0 | 0 | 0 | 0 | [5 empty] | 0 | 0 | 0 | 0 | 0 | 0 | 0
[5 empty] | C4 | 0 | 0 | 0 | 0 | 0 | 0 | 0 | 0 | 0 | 0 | 0 | 0 | [5 empty] | 0 | 0 | 0 | 0 | 0 | 0 | 0 | [5 empty] | 0 | 0 | 0 | 0 | 0 | 0 | 0
|  |  | 0 | 0 |  | 0 | 0 | 0 | 0 | 0 |  | 0 | 0 | 0 | 0 | 0 |  | 0 | 0 | 0 | 0 | 0 |  | 0 | 0 | 0 | 0 | 0 |  | 0 | 0 | 0 | 0 | 0 |  | 0 | 0 | 0 | 0 | 0
| [Please insert new asset category as required] |  |  |  | C1 | 0 | 0 | 0 | 0 | 0 | 0 | 0 | 0 | 0 | 0 | 0 | 0 | [5 empty] | 0 | 0 | 0 | 0 | 0 | 0 | 0 | [5 empty] | 0 | 0 | 0 | 0 | 0 | 0 | 0
[5 empty] | C2 | 0 | 0 | 0 | 0 | 0 | 0 | 0 | 0 | 0 | 0 | 0 | 0 | [5 empty] | 0 | 0 | 0 | 0 | 0 | 0 | 0 | [5 empty] | 0 | 0 | 0 | 0 | 0 | 0 | 0
[5 empty] | C3 | 0 | 0 | 0 | 0 | 0 | 0 | 0 | 0 | 0 | 0 | 0 | 0 | [5 empty] | 0 | 0 | 0 | 0 | 0 | 0 | 0 | [5 empty] | 0 | 0 | 0 | 0 | 0 | 0 | 0
[5 empty] | C4 | 0 | 0 | 0 | 0 | 0 | 0 | 0 | 0 | 0 | 0 | 0 | 0 | [5 empty] | 0 | 0 | 0 | 0 | 0 | 0 | 0 | [5 empty] | 0 | 0 | 0 | 0 | 0 | 0 | 0
|  |  | 0 | 0 |  | 0 | 0 | 0 | 0 | 0 |  | 0 | 0 | 0 | 0 | 0 |  | 0 | 0 | 0 | 0 | 0 |  | 0 | 0 | 0 | 0 | 0 |  | 0 | 0 | 0 | 0 | 0 |  | 0 | 0 | 0 | 0 | 0
| [Please insert new asset category as required] |  |  |  | C1 | 0 | 0 | 0 | 0 | 0 | 0 | 0 | 0 | 0 | 0 | 0 | 0 | [5 empty] | 0 | 0 | 0 | 0 | 0 | 0 | 0 | [5 empty] | 0 | 0 | 0 | 0 | 0 | 0 | 0
[5 empty] | C2 | 0 | 0 | 0 | 0 | 0 | 0 | 0 | 0 | 0 | 0 | 0 | 0 | [5 empty] | 0 | 0 | 0 | 0 | 0 | 0 | 0 | [5 empty] | 0 | 0 | 0 | 0 | 0 | 0 | 0
[5 empty] | C3 | 0 | 0 | 0 | 0 | 0 | 0 | 0 | 0 | 0 | 0 | 0 | 0 | [5 empty] | 0 | 0 | 0 | 0 | 0 | 0 | 0 | [5 empty] | 0 | 0 | 0 | 0 | 0 | 0 | 0
[5 empty] | C4 | 0 | 0 | 0 | 0 | 0 | 0 | 0 | 0 | 0 | 0 | 0 | 0 | [5 empty] | 0 | 0 | 0 | 0 | 0 | 0 | 0 | [5 empty] | 0 | 0 | 0 | 0 | 0 | 0 | 0
|  |  | 0 | 0 |  | 0 | 0 | 0 | 0 | 0 |  | 0 | 0 | 0 | 0 | 0 |  | 0 | 0 | 0 | 0 | 0 |  | 0 | 0 | 0 | 0 | 0 |  | 0 | 0 | 0 | 0 | 0 |  | 0 | 0 | 0 | 0 | 0
| [Please insert new asset category as required] |  |  |  | C1 | 0 | 0 | 0 | 0 | 0 | 0 | 0 | 0 | 0 | 0 | 0 | 0 | [5 empty] | 0 | 0 | 0 | 0 | 0 | 0 | 0 | [5 empty] | 0 | 0 | 0 | 0 | 0 | 0 | 0
[5 empty] | C2 | 0 | 0 | 0 | 0 | 0 | 0 | 0 | 0 | 0 | 0 | 0 | 0 | [5 empty] | 0 | 0 | 0 | 0 | 0 | 0 | 0 | [5 empty] | 0 | 0 | 0 | 0 | 0 | 0 | 0
[5 empty] | C3 | 0 | 0 | 0 | 0 | 0 | 0 | 0 | 0 | 0 | 0 | 0 | 0 | [5 empty] | 0 | 0 | 0 | 0 | 0 | 0 | 0 | [5 empty] | 0 | 0 | 0 | 0 | 0 | 0 | 0
[5 empty] | C4 | 0 | 0 | 0 | 0 | 0 | 0 | 0 | 0 | 0 | 0 | 0 | 0 | [5 empty] | 0 | 0 | 0 | 0 | 0 | 0 | 0 | [5 empty] | 0 | 0 | 0 | 0 | 0 | 0 | 0
|  |  | 0 | 0 |  | 0 | 0 | 0 | 0 | 0 |  | 0 | 0 | 0 | 0 | 0 |  | 0 | 0 | 0 | 0 | 0 |  | 0 | 0 | 0 | 0 | 0 |  | 0 | 0 | 0 | 0 | 0 |  | 0 | 0 | 0 | 0 | 0
HV Network
| HV Switchgear (GM) - Primary |  |  |  | C1 | 1035 | 192 | 332 | 36 | 134 | 1729 | 1035 | 192 | 332 | 36 | 134 | 1729 | [5 empty] | 0 | 975 | 206 | 187 | 199 | 162 | 1729 | [5 empty] | 0 | 873 | 201 | 127 | 196 | 332 | 1729
[5 empty] | C2 | 1038 | 116 | 299 | 50 | 163 | 1666 | 1038 | 116 | 299 | 50 | 163 | 1666 | [5 empty] | 0 | 920 | 219 | 162 | 170 | 195 | 1666 | [5 empty] | 0 | 754 | 324 | 73 | 162 | 353 | 1666
[5 empty] | C3 | 441 | 74 | 207 | 43 | 29 | 794 | 441 | 74 | 207 | 43 | 29 | 794 | [5 empty] | 0 | 390 | 101 | 165 | 80 | 58 | 794 | [5 empty] | 0 | 306 | 177 | 31 | 150 | 130 | 794
[5 empty] | C4 | 26 | 4 | 32 | 0 | 3 | 65 | 26 | 4 | 32 | 0 | 3 | 65 | [5 empty] | 0 | 26 | 0 | 23 | 13 | 3 | 65 | [5 empty] | 0 | 22 | 4 | 3 | 21 | 15 | 65
|  |  | 4274 | 4244 |  | 2540 | 386 | 870 | 129 | 329 |  | 2540 | 386 | 870 | 129 | 329 |  | 0 | 0 | 0 | 0 | 0 |  | 2311 | 526 | 537 | 462 | 418 |  | 0 | 0 | 0 | 0 | 0 |  | 1955 | 706 | 234 | 529 | 830
| HV Switchgear (GM) - Distribution |  |  |  | C1 | 1908 | 128 | 47 | 929 | 286 | 3298 | 1908 | 128 | 47 | 929 | 286 | 3298 | [5 empty] | 0 | 1977 | 103 | 804 | 338 | 77 | 3299 | [5 empty] | 0 | 1908 | 128 | 47 | 929 | 286 | 3298
[5 empty] | C2 | 12670 | 1938 | 1043 | 6322 | 2454 | 24427 | 12670 | 1938 | 1043 | 6322 | 2454 | 24427 | [5 empty] | 0 | 13614 | 1906 | 5517 | 2541 | 848 | 24426 | [5 empty] | 0 | 12670 | 1938 | 1043 | 6322 | 2454 | 24427
[5 empty] | C3 | 2361 | 356 | 270 | 810 | 388 | 4185 | 2361 | 356 | 270 | 810 | 388 | 4185 | [5 empty] | 0 | 2557 | 260 | 868 | 413 | 87 | 4185 | [5 empty] | 0 | 2361 | 356 | 270 | 810 | 388 | 4185
[5 empty] | C4 | 10 | 1 | 0 | 0 | 6 | 17 | 10 | 1 | 0 | 0 | 6 | 17 | [5 empty] | 0 | 11 | 0 | 0 | 6 | 0 | 17 | [5 empty] | 0 | 10 | 1 | 0 | 0 | 6 | 17
|  |  | 30337 | 26699 |  | 16949 | 2423 | 1360 | 8061 | 3134 |  | 16949 | 2423 | 1360 | 8061 | 3134 |  | 0 | 0 | 0 | 0 | 0 |  | 18159 | 2269 | 7189 | 3298 | 1012 |  | 0 | 0 | 0 | 0 | 0 |  | 16949 | 2423 | 1360 | 8061 | 3134
| HV Transformer (GM) |  |  |  | C1 | 557 | 91 | 39 | 5 | 2 | 694 | 557 | 91 | 39 | 5 | 2 | 694 | [5 empty] | 0 | 495 | 139 | 51 | 6 | 2 | 693 | [5 empty] | 0 | 444 | 150 | 51 | 41 | 7 | 693
[5 empty] | C2 | 12639 | 681 | 187 | 18 | 15 | 13540 | 12639 | 681 | 187 | 18 | 15 | 13540 | [5 empty] | 0 | 11743 | 1421 | 318 | 44 | 15 | 13541 | [5 empty] | 0 | 9638 | 3270 | 337 | 256 | 40 | 13541
[5 empty] | C3 | 1056 | 93 | 23 | 5 | 0 | 1177 | 1056 | 93 | 23 | 5 | 0 | 1177 | [5 empty] | 0 | 960 | 167 | 42 | 8 | 0 | 1177 | [5 empty] | 0 | 795 | 297 | 52 | 29 | 4 | 1177
[5 empty] | C4 | 0 | 0 | 0 | 0 | 0 | 0 | 0 | 0 | 0 | 0 | 0 | 0 | [5 empty] | 0 | 0 | 0 | 0 | 0 | 0 | 0 | [5 empty] | 0 | 0 | 0 | 0 | 0 | 0 | 0
|  |  | 15360 | 15360 |  | 14252 | 865 | 249 | 28 | 17 |  | 14252 | 865 | 249 | 28 | 17 |  | 0 | 0 | 0 | 0 | 0 |  | 13198 | 1727 | 411 | 58 | 17 |  | 0 | 0 | 0 | 0 | 0 |  | 10877 | 3717 | 440 | 326 | 51
| HV UG Cable |  |  |  | C1 | 0 | 0 | 0 | 0 | 0 | 0 | 0 | 0 | 0 | 0 | 0 | 0 | [5 empty] | 0 | 0 | 0 | 0 | 0 | 0 | 0 | [5 empty] | 0 | 0 | 0 | 0 | 0 | 0 | 0
[5 empty] | C2 | 0 | 0 | 0 | 0 | 0 | 0 | 0 | 0 | 0 | 0 | 0 | 0 | [5 empty] | 0 | 0 | 0 | 0 | 0 | 0 | 0 | [5 empty] | 0 | 0 | 0 | 0 | 0 | 0 | 0
[5 empty] | C3 | 0 | 0 | 0 | 0 | 0 | 0 | 0 | 0 | 0 | 0 | 0 | 0 | [5 empty] | 0 | 0 | 0 | 0 | 0 | 0 | 0 | [5 empty] | 0 | 0 | 0 | 0 | 0 | 0 | 0
[5 empty] | C4 | 0 | 0 | 0 | 0 | 0 | 0 | 0 | 0 | 0 | 0 | 0 | 0 | [5 empty] | 0 | 0 | 0 | 0 | 0 | 0 | 0 | [5 empty] | 0 | 0 | 0 | 0 | 0 | 0 | 0
|  |  | 0 | 0 |  | 0 | 0 | 0 | 0 | 0 |  | 0 | 0 | 0 | 0 | 0 |  | 0 | 0 | 0 | 0 | 0 |  | 0 | 0 | 0 | 0 | 0 |  | 0 | 0 | 0 | 0 | 0 |  | 0 | 0 | 0 | 0 | 0
| HV OHL Support - Poles |  |  |  | C1 | 33262 | 3730 | 7547 | 2769 | 1564 | 48872 | 33262 | 3730 | 7547 | 2769 | 1564 | 48872 | [5 empty] | 0 | 30294 | 5541 | 8083 | 2917 | 2037 | 48872 | [5 empty] | 0 | 26428 | 7329 | 2488 | 8043 | 4584 | 48872
[5 empty] | C2 | 29965 | 3754 | 5334 | 1720 | 1375 | 42148 | 29965 | 3754 | 5334 | 1720 | 1375 | 42148 | [5 empty] | 0 | 27284 | 5087 | 6109 | 1935 | 1733 | 42148 | [5 empty] | 0 | 24009 | 6261 | 2611 | 5908 | 3359 | 42148
[5 empty] | C3 | 11306 | 1779 | 1979 | 592 | 576 | 16232 | 11306 | 1779 | 1979 | 592 | 576 | 16232 | [5 empty] | 0 | 10223 | 2254 | 2368 | 682 | 705 | 16232 | [5 empty] | 0 | 9000 | 2486 | 1245 | 2234 | 1267 | 16232
[5 empty] | C4 | 5097 | 799 | 883 | 259 | 264 | 7302 | 5097 | 799 | 883 | 259 | 264 | 7302 | [5 empty] | 0 | 4570 | 1084 | 1043 | 299 | 306 | 7302 | [5 empty] | 0 | 4007 | 1144 | 600 | 984 | 567 | 7302
|  |  | 114978 | 114978 |  | 79630 | 10062 | 15743 | 5340 | 3779 |  | 79630 | 10062 | 15743 | 5340 | 3779 |  | 0 | 0 | 0 | 0 | 0 |  | 72371 | 13966 | 17603 | 5833 | 4781 |  | 0 | 0 | 0 | 0 | 0 |  | 63444 | 17220 | 6944 | 17169 | 9777
| [Please insert new asset category as required] |  |  |  | C1 | 0 | 0 | 0 | 0 | 0 | 0 | 0 | 0 | 0 | 0 | 0 | 0 | [5 empty] | 0 | 0 | 0 | 0 | 0 | 0 | 0 | [5 empty] | 0 | 0 | 0 | 0 | 0 | 0 | 0
[5 empty] | C2 | 0 | 0 | 0 | 0 | 0 | 0 | 0 | 0 | 0 | 0 | 0 | 0 | [5 empty] | 0 | 0 | 0 | 0 | 0 | 0 | 0 | [5 empty] | 0 | 0 | 0 | 0 | 0 | 0 | 0
[5 empty] | C3 | 0 | 0 | 0 | 0 | 0 | 0 | 0 | 0 | 0 | 0 | 0 | 0 | [5 empty] | 0 | 0 | 0 | 0 | 0 | 0 | 0 | [5 empty] | 0 | 0 | 0 | 0 | 0 | 0 | 0
[5 empty] | C4 | 0 | 0 | 0 | 0 | 0 | 0 | 0 | 0 | 0 | 0 | 0 | 0 | [5 empty] | 0 | 0 | 0 | 0 | 0 | 0 | 0 | [5 empty] | 0 | 0 | 0 | 0 | 0 | 0 | 0
|  |  | 0 | 0 |  | 0 | 0 | 0 | 0 | 0 |  | 0 | 0 | 0 | 0 | 0 |  | 0 | 0 | 0 | 0 | 0 |  | 0 | 0 | 0 | 0 | 0 |  | 0 | 0 | 0 | 0 | 0 |  | 0 | 0 | 0 | 0 | 0
| [Please insert new asset category as required] |  |  |  | C1 | 0 | 0 | 0 | 0 | 0 | 0 | 0 | 0 | 0 | 0 | 0 | 0 | [5 empty] | 0 | 0 | 0 | 0 | 0 | 0 | 0 | [5 empty] | 0 | 0 | 0 | 0 | 0 | 0 | 0
[5 empty] | C2 | 0 | 0 | 0 | 0 | 0 | 0 | 0 | 0 | 0 | 0 | 0 | 0 | [5 empty] | 0 | 0 | 0 | 0 | 0 | 0 | 0 | [5 empty] | 0 | 0 | 0 | 0 | 0 | 0 | 0
[5 empty] | C3 | 0 | 0 | 0 | 0 | 0 | 0 | 0 | 0 | 0 | 0 | 0 | 0 | [5 empty] | 0 | 0 | 0 | 0 | 0 | 0 | 0 | [5 empty] | 0 | 0 | 0 | 0 | 0 | 0 | 0
[5 empty] | C4 | 0 | 0 | 0 | 0 | 0 | 0 | 0 | 0 | 0 | 0 | 0 | 0 | [5 empty] | 0 | 0 | 0 | 0 | 0 | 0 | 0 | [5 empty] | 0 | 0 | 0 | 0 | 0 | 0 | 0
|  |  | 0 | 0 |  | 0 | 0 | 0 | 0 | 0 |  | 0 | 0 | 0 | 0 | 0 |  | 0 | 0 | 0 | 0 | 0 |  | 0 | 0 | 0 | 0 | 0 |  | 0 | 0 | 0 | 0 | 0 |  | 0 | 0 | 0 | 0 | 0
| [Please insert new asset category as required] |  |  |  | C1 | 0 | 0 | 0 | 0 | 0 | 0 | 0 | 0 | 0 | 0 | 0 | 0 | [5 empty] | 0 | 0 | 0 | 0 | 0 | 0 | 0 | [5 empty] | 0 | 0 | 0 | 0 | 0 | 0 | 0
[5 empty] | C2 | 0 | 0 | 0 | 0 | 0 | 0 | 0 | 0 | 0 | 0 | 0 | 0 | [5 empty] | 0 | 0 | 0 | 0 | 0 | 0 | 0 | [5 empty] | 0 | 0 | 0 | 0 | 0 | 0 | 0
[5 empty] | C3 | 0 | 0 | 0 | 0 | 0 | 0 | 0 | 0 | 0 | 0 | 0 | 0 | [5 empty] | 0 | 0 | 0 | 0 | 0 | 0 | 0 | [5 empty] | 0 | 0 | 0 | 0 | 0 | 0 | 0
[5 empty] | C4 | 0 | 0 | 0 | 0 | 0 | 0 | 0 | 0 | 0 | 0 | 0 | 0 | [5 empty] | 0 | 0 | 0 | 0 | 0 | 0 | 0 | [5 empty] | 0 | 0 | 0 | 0 | 0 | 0 | 0
|  |  | 0 | 0 |  | 0 | 0 | 0 | 0 | 0 |  | 0 | 0 | 0 | 0 | 0 |  | 0 | 0 | 0 | 0 | 0 |  | 0 | 0 | 0 | 0 | 0 |  | 0 | 0 | 0 | 0 | 0 |  | 0 | 0 | 0 | 0 | 0
| [Please insert new asset category as required] |  |  |  | C1 | 0 | 0 | 0 | 0 | 0 | 0 | 0 | 0 | 0 | 0 | 0 | 0 | [5 empty] | 0 | 0 | 0 | 0 | 0 | 0 | 0 | [5 empty] | 0 | 0 | 0 | 0 | 0 | 0 | 0
[5 empty] | C2 | 0 | 0 | 0 | 0 | 0 | 0 | 0 | 0 | 0 | 0 | 0 | 0 | [5 empty] | 0 | 0 | 0 | 0 | 0 | 0 | 0 | [5 empty] | 0 | 0 | 0 | 0 | 0 | 0 | 0
[5 empty] | C3 | 0 | 0 | 0 | 0 | 0 | 0 | 0 | 0 | 0 | 0 | 0 | 0 | [5 empty] | 0 | 0 | 0 | 0 | 0 | 0 | 0 | [5 empty] | 0 | 0 | 0 | 0 | 0 | 0 | 0
[5 empty] | C4 | 0 | 0 | 0 | 0 | 0 | 0 | 0 | 0 | 0 | 0 | 0 | 0 | [5 empty] | 0 | 0 | 0 | 0 | 0 | 0 | 0 | [5 empty] | 0 | 0 | 0 | 0 | 0 | 0 | 0
|  |  | 0 | 0 |  | 0 | 0 | 0 | 0 | 0 |  | 0 | 0 | 0 | 0 | 0 |  | 0 | 0 | 0 | 0 | 0 |  | 0 | 0 | 0 | 0 | 0 |  | 0 | 0 | 0 | 0 | 0 |  | 0 | 0 | 0 | 0 | 0
| [Please insert new asset category as required] |  |  |  | C1 | 0 | 0 | 0 | 0 | 0 | 0 | 0 | 0 | 0 | 0 | 0 | 0 | [5 empty] | 0 | 0 | 0 | 0 | 0 | 0 | 0 | [5 empty] | 0 | 0 | 0 | 0 | 0 | 0 | 0
[5 empty] | C2 | 0 | 0 | 0 | 0 | 0 | 0 | 0 | 0 | 0 | 0 | 0 | 0 | [5 empty] | 0 | 0 | 0 | 0 | 0 | 0 | 0 | [5 empty] | 0 | 0 | 0 | 0 | 0 | 0 | 0
[5 empty] | C3 | 0 | 0 | 0 | 0 | 0 | 0 | 0 | 0 | 0 | 0 | 0 | 0 | [5 empty] | 0 | 0 | 0 | 0 | 0 | 0 | 0 | [5 empty] | 0 | 0 | 0 | 0 | 0 | 0 | 0
[5 empty] | C4 | 0 | 0 | 0 | 0 | 0 | 0 | 0 | 0 | 0 | 0 | 0 | 0 | [5 empty] | 0 | 0 | 0 | 0 | 0 | 0 | 0 | [5 empty] | 0 | 0 | 0 | 0 | 0 | 0 | 0
|  |  | 0 | 0 |  | 0 | 0 | 0 | 0 | 0 |  | 0 | 0 | 0 | 0 | 0 |  | 0 | 0 | 0 | 0 | 0 |  | 0 | 0 | 0 | 0 | 0 |  | 0 | 0 | 0 | 0 | 0 |  | 0 | 0 | 0 | 0 | 0
EHV Network
| EHV Switchgear (GM) |  |  |  | C1 | 391 | 50 | 4 | 1 | 13 | 459 | 391 | 50 | 4 | 1 | 13 | 459 | [5 empty] | 0 | 383 | 52 | 8 | 3 | 13 | 459 | [5 empty] | 0 | 353 | 54 | 32 | 6 | 14 | 459
[5 empty] | C2 | 469 | 70 | 18 | 15 | 52 | 624 | 469 | 70 | 18 | 15 | 52 | 624 | [5 empty] | 0 | 458 | 64 | 28 | 17 | 57 | 624 | [5 empty] | 0 | 438 | 37 | 62 | 19 | 68 | 624
[5 empty] | C3 | 357 | 0 | 3 | 21 | 0 | 381 | 357 | 0 | 3 | 21 | 0 | 381 | [5 empty] | 0 | 357 | 0 | 0 | 13 | 11 | 381 | [5 empty] | 0 | 337 | 20 | 0 | 10 | 14 | 381
[5 empty] | C4 | 0 | 0 | 0 | 0 | 0 | 0 | 0 | 0 | 0 | 0 | 0 | 0 | [5 empty] | 0 | 0 | 0 | 0 | 0 | 0 | 0 | [5 empty] | 0 | 0 | 0 | 0 | 0 | 0 | 0
|  |  | 1438 | 1447 |  | 1217 | 120 | 25 | 37 | 65 |  | 1217 | 120 | 25 | 37 | 65 |  | 0 | 0 | 0 | 0 | 0 |  | 1198 | 116 | 36 | 33 | 81 |  | 0 | 0 | 0 | 0 | 0 |  | 1128 | 111 | 94 | 35 | 96
| EHV Transformer |  |  |  | C1 | 8 | 3 | 0 | 0 | 0 | 11 | 8 | 3 | 0 | 0 | 0 | 11 | [5 empty] | 0 | 7 | 1 | 3 | 0 | 0 | 11 | [5 empty] | 0 | 7 | 1 | 1 | 2 | 0 | 11
[5 empty] | C2 | 380 | 133 | 42 | 32 | 14 | 601 | 380 | 133 | 42 | 32 | 14 | 601 | [5 empty] | 0 | 303 | 174 | 54 | 44 | 31 | 606 | [5 empty] | 0 | 227 | 176 | 89 | 56 | 58 | 606
[5 empty] | C3 | 39 | 7 | 3 | 0 | 1 | 50 | 39 | 7 | 3 | 0 | 1 | 50 | [5 empty] | 0 | 37 | 6 | 4 | 2 | 1 | 50 | [5 empty] | 0 | 33 | 8 | 3 | 5 | 1 | 50
[5 empty] | C4 | 0 | 0 | 0 | 0 | 0 | 0 | 0 | 0 | 0 | 0 | 0 | 0 | [5 empty] | 0 | 0 | 0 | 0 | 0 | 0 | 0 | [5 empty] | 0 | 0 | 0 | 0 | 0 | 0 | 0
|  |  | 662 | 660 |  | 427 | 143 | 45 | 32 | 15 |  | 427 | 143 | 45 | 32 | 15 |  | 0 | 0 | 0 | 0 | 0 |  | 347 | 181 | 61 | 46 | 32 |  | 0 | 0 | 0 | 0 | 0 |  | 267 | 185 | 93 | 63 | 59
| EHV UG Cable (Gas) |  |  |  | C1 | 0 | 0 | 0 | 0 | 0 | 0 | 0 | 0 | 0 | 0 | 0 | 0 | [5 empty] | 0 | 0 | 0 | 0 | 0 | 0 | 0 | [5 empty] | 0 | 0 | 0 | 0 | 0 | 0 | 0
[5 empty] | C2 | 25.214 | 4.451 | 83.412 | 4.06 | 8.76 | 125.897 | 25.214 | 4.451 | 83.412 | 4.06 | 8.76 | 125.897 | [5 empty] | 0 | 24.692 | 2.83 | 83.599 | 6.016 | 8.76 | 125.897 | [5 empty] | 0 | 23.868 | 0.874 | 20.882 | 75.131 | 10.716 | 131.471
[5 empty] | C3 | 0.359 | 0 | 0 | 0 | 0 | 0.359 | 0.359 | 0 | 0 | 0 | 0 | 0.359 | [5 empty] | 0 | 0.359 | 0 | 0 | 0 | 0 | 0.359 | [5 empty] | 0 | 0.359 | 0 | 0 | 0 | 0 | 0.359
[5 empty] | C4 | 0 | 0 | 0 | 0 | 0 | 0 | 0 | 0 | 0 | 0 | 0 | 0 | [5 empty] | 0 | 0 | 0 | 0 | 0 | 0 | 0 | [5 empty] | 0 | 0 | 0 | 0 | 0 | 0 | 0
|  |  | 115 | 105 |  | 25.573 | 4.451 | 83.412 | 4.06 | 8.76 |  | 25.573 | 4.451 | 83.412 | 4.06 | 8.76 |  | 0 | 0 | 0 | 0 | 0 |  | 25.051 | 2.83 | 83.599 | 6.016 | 8.76 |  | 0 | 0 | 0 | 0 | 0 |  | 24.227 | 0.874 | 20.882 | 75.131 | 10.716
| EHV UG Cable (Oil) |  |  |  | C1 | 37.905 | 11.469 | 13.21 | 2.45 | 13.979 | 79.013 | 37.905 | 11.469 | 13.21 | 2.45 | 13.979 | 79.013 | [5 empty] | 0 | 37.492 | 9.313 | 15.754 | 0.395 | 16.059 | 79.013 | [5 empty] | 0 | 37.459 | 0.48 | 17.193 | 7.452 | 16.429 | 79.013
[5 empty] | C2 | 83.326 | 24.52 | 27.653 | 2.85 | 10.423 | 148.772 | 83.326 | 24.52 | 27.653 | 2.85 | 10.423 | 148.772 | [5 empty] | 0 | 77.613 | 19.324 | 37.783 | 1.099 | 12.953 | 148.772 | [5 empty] | 0 | 76.554 | 6.817 | 30.401 | 21.727 | 13.273 | 148.772
[5 empty] | C3 | 47.297 | 10.829 | 14.136 | 3.12 | 2.337 | 77.719 | 47.297 | 10.829 | 14.136 | 3.12 | 2.337 | 77.719 | [5 empty] | 0 | 45.076 | 6.304 | 20.793 | 0.751 | 4.795 | 77.719 | [5 empty] | 0 | 39.674 | 7.623 | 8.513 | 16.452 | 5.457 | 77.719
[5 empty] | C4 | 0 | 0 | 0 | 0 | 0 | 0 | 0 | 0 | 0 | 0 | 0 | 0 | [5 empty] | 0 | 0 | 0 | 0 | 0 | 0 | 0 | [5 empty] | 0 | 0 | 0 | 0 | 0 | 0 | 0
|  |  | 304 | 266 |  | 168.528 | 46.818 | 54.999 | 8.42 | 26.739 |  | 168.528 | 46.818 | 54.999 | 8.42 | 26.739 |  | 0 | 0 | 0 | 0 | 0 |  | 160.181 | 34.941 | 74.33 | 2.245 | 33.807 |  | 0 | 0 | 0 | 0 | 0 |  | 153.687 | 14.92 | 56.107 | 45.631 | 35.159
| EHV UG Cable (Non Pressurised) |  |  |  | C1 | 0 | 0 | 0 | 0 | 0 | 0 | 0 | 0 | 0 | 0 | 0 | 0 | [5 empty] | 0 | 0 | 0 | 0 | 0 | 0 | 0 | [5 empty] | 0 | 0 | 0 | 0 | 0 | 0 | 0
[5 empty] | C2 | 832.051 | 147.686 | 4.589 | 0 | 0.45 | 984.776 | 832.051 | 147.686 | 4.589 | 0 | 0.45 | 984.776 | [5 empty] | 0 | 826.4 | 7.65 | 149.271 | 1.005 | 0.45 | 984.776 | [5 empty] | 0 | 806.812 | 26.187 | 146.769 | 3.887 | 1.121 | 984.776
[5 empty] | C3 | 117.553 | 6.519 | 0.031 | 0 | 0 | 124.103 | 117.553 | 6.519 | 0.031 | 0 | 0 | 124.103 | [5 empty] | 0 | 117.553 | 0 | 6.519 | 0.031 | 0 | 124.103 | [5 empty] | 0 | 115.304 | 2.249 | 6.519 | 0 | 0.031 | 124.103
[5 empty] | C4 | 1.021 | 0 | 0 | 0 | 0 | 1.021 | 1.021 | 0 | 0 | 0 | 0 | 1.021 | [5 empty] | 0 | 1.021 | 0 | 0 | 0 | 0 | 1.021 | [5 empty] | 0 | 1.021 | 0 | 0 | 0 | 0 | 1.021
|  |  | 1082 | 1132 |  | 950.625 | 154.205 | 4.62 | 0 | 0.45 |  | 950.625 | 154.205 | 4.62 | 0 | 0.45 |  | 0 | 0 | 0 | 0 | 0 |  | 944.974 | 7.65 | 155.79 | 1.036 | 0.45 |  | 0 | 0 | 0 | 0 | 0 |  | 923.137 | 28.436 | 153.288 | 3.887 | 1.152
| EHV OHL Support - Towers |  |  |  | C1 | 0 | 20 | 38 | 0 | 9 | 67 | 0 | 20 | 38 | 0 | 9 | 67 | [5 empty] | 0 | 0 | 0 | 58 | 0 | 9 | 67 | [5 empty] | 0 | 0 | 0 | 57 | 1 | 9 | 67
[5 empty] | C2 | 1 | 8 | 69 | 7 | 2 | 87 | 1 | 8 | 69 | 7 | 2 | 87 | [5 empty] | 0 | 0 | 1 | 77 | 0 | 9 | 87 | [5 empty] | 0 | 0 | 0 | 72 | 6 | 9 | 87
[5 empty] | C3 | 8 | 4 | 12 | 0 | 0 | 24 | 8 | 4 | 12 | 0 | 0 | 24 | [5 empty] | 0 | 8 | 0 | 16 | 0 | 0 | 24 | [5 empty] | 0 | 7 | 0 | 12 | 5 | 0 | 24
[5 empty] | C4 | 0 | 0 | 0 | 0 | 0 | 0 | 0 | 0 | 0 | 0 | 0 | 0 | [5 empty] | 0 | 0 | 0 | 0 | 0 | 0 | 0 | [5 empty] | 0 | 0 | 0 | 0 | 0 | 0 | 0
|  |  | 182 | 182 |  | 9 | 32 | 119 | 7 | 11 |  | 9 | 32 | 119 | 7 | 11 |  | 0 | 0 | 0 | 0 | 0 |  | 8 | 1 | 151 | 0 | 18 |  | 0 | 0 | 0 | 0 | 0 |  | 7 | 0 | 141 | 12 | 18
| EHV OHL Support - Poles |  |  |  | C1 | 9239 | 2710 | 2494 | 1372 | 363 | 16178 | 9239 | 2710 | 2494 | 1372 | 363 | 16178 | [5 empty] | 0 | 8003 | 3002 | 3063 | 1007 | 1103 | 16178 | [5 empty] | 0 | 7064 | 2489 | 1810 | 2910 | 1905 | 16178
[5 empty] | C2 | 4468 | 1747 | 1508 | 872 | 386 | 8981 | 4468 | 1747 | 1508 | 872 | 386 | 8981 | [5 empty] | 0 | 4087 | 1514 | 1999 | 472 | 909 | 8981 | [5 empty] | 0 | 3912 | 600 | 1444 | 1709 | 1316 | 8981
[5 empty] | C3 | 961 | 219 | 187 | 184 | 437 | 1988 | 961 | 219 | 187 | 184 | 437 | 1988 | [5 empty] | 0 | 843 | 290 | 199 | 117 | 539 | 1988 | [5 empty] | 0 | 747 | 246 | 160 | 196 | 639 | 1988
[5 empty] | C4 | 585 | 165 | 95 | 102 | 155 | 1102 | 585 | 165 | 95 | 102 | 155 | 1102 | [5 empty] | 0 | 525 | 171 | 145 | 37 | 224 | 1102 | [5 empty] | 0 | 489 | 106 | 123 | 124 | 260 | 1102
|  |  | 28717 | 29040 |  | 15253 | 4841 | 4284 | 2530 | 1341 |  | 15253 | 4841 | 4284 | 2530 | 1341 |  | 0 | 0 | 0 | 0 | 0 |  | 13458 | 4977 | 5406 | 1633 | 2775 |  | 0 | 0 | 0 | 0 | 0 |  | 12212 | 3441 | 3537 | 4939 | 4120
| EHV OHL Fittings |  |  |  | C1 | 2 | 0 | 3 | 0 | 4 | 9 | 2 | 0 | 3 | 0 | 4 | 9 | [5 empty] | 0 | 2 | 0 | 2 | 1 | 4 | 9 | [5 empty] | 0 | 2 | 0 | 0 | 3 | 4 | 9
[5 empty] | C2 | 138 | 3 | 56 | 22 | 97 | 316 | 138 | 3 | 56 | 22 | 97 | 316 | [5 empty] | 0 | 138 | 3 | 32 | 27 | 116 | 316 | [5 empty] | 0 | 138 | 3 | 1 | 53 | 121 | 316
[5 empty] | C3 | 9 | 1 | 5 | 2 | 14 | 31 | 9 | 1 | 5 | 2 | 14 | 31 | [5 empty] | 0 | 9 | 1 | 0 | 5 | 16 | 31 | [5 empty] | 0 | 9 | 1 | 0 | 4 | 17 | 31
[5 empty] | C4 | 0 | 0 | 0 | 0 | 0 | 0 | 0 | 0 | 0 | 0 | 0 | 0 | [5 empty] | 0 | 0 | 0 | 0 | 0 | 0 | 0 | [5 empty] | 0 | 0 | 0 | 0 | 0 | 0 | 0
|  |  | 42 | 42 |  | 149 | 4 | 64 | 24 | 115 |  | 149 | 4 | 64 | 24 | 115 |  | 0 | 0 | 0 | 0 | 0 |  | 149 | 4 | 34 | 33 | 136 |  | 0 | 0 | 0 | 0 | 0 |  | 149 | 4 | 1 | 60 | 142
| EHV OHL (Tower Line) Conductor |  |  |  | C1 | 0.9 | 5.4 | 5.4 | 0.8 | 0 | 12.5 | 0.9 | 5.4 | 5.4 | 0.8 | 0 | 12.5 | [5 empty] | 0 | 0.9 | 5.4 | 5.4 | 0.8 | 0 | 12.5 | [5 empty] | 0 | 0.9 | 1.5 | 3.9 | 6.2 | 0 | 12.5
[5 empty] | C2 | 10.5 | 11.7 | 0.5 | 0.3 | 0 | 23 | 10.5 | 11.7 | 0.5 | 0.3 | 0 | 23 | [5 empty] | 0 | 3.6 | 18.3 | 0.7 | 0.3 | 0 | 22.9 | [5 empty] | 0 | 3.3 | 12.3 | 6.6 | 0.8 | 0 | 23
[5 empty] | C3 | 3.7 | 5.1 | 0.9 | 0 | 0 | 9.7 | 3.7 | 5.1 | 0.9 | 0 | 0 | 9.7 | [5 empty] | 0 | 3.1 | 5.7 | 0.9 | 0 | 0 | 9.7 | [5 empty] | 0 | 3.1 | 2.4 | 3.3 | 0.9 | 0 | 9.7
[5 empty] | C4 | 0 | 0 | 0 | 0 | 0 | 0 | 0 | 0 | 0 | 0 | 0 | 0 | [5 empty] | 0 | 0 | 0 | 0 | 0 | 0 | 0 | [5 empty] | 0 | 0 | 0 | 0 | 0 | 0 | 0
|  |  | 0 | 0 |  | 15.1 | 22.2 | 6.8 | 1.1 | 0 |  | 15.1 | 22.2 | 6.8 | 1.1 | 0 |  | 0 | 0 | 0 | 0 | 0 |  | 7.6 | 29.4 | 7 | 1.1 | 0 |  | 0 | 0 | 0 | 0 | 0 |  | 7.3 | 16.2 | 13.8 | 7.9 | 0
| [Please insert new asset category as required] |  |  |  | C1 | 0 | 0 | 0 | 0 | 0 | 0 | 0 | 0 | 0 | 0 | 0 | 0 | [5 empty] | 0 | 0 | 0 | 0 | 0 | 0 | 0 | [5 empty] | 0 | 0 | 0 | 0 | 0 | 0 | 0
[5 empty] | C2 | 0 | 0 | 0 | 0 | 0 | 0 | 0 | 0 | 0 | 0 | 0 | 0 | [5 empty] | 0 | 0 | 0 | 0 | 0 | 0 | 0 | [5 empty] | 0 | 0 | 0 | 0 | 0 | 0 | 0
[5 empty] | C3 | 0 | 0 | 0 | 0 | 0 | 0 | 0 | 0 | 0 | 0 | 0 | 0 | [5 empty] | 0 | 0 | 0 | 0 | 0 | 0 | 0 | [5 empty] | 0 | 0 | 0 | 0 | 0 | 0 | 0
[5 empty] | C4 | 0 | 0 | 0 | 0 | 0 | 0 | 0 | 0 | 0 | 0 | 0 | 0 | [5 empty] | 0 | 0 | 0 | 0 | 0 | 0 | 0 | [5 empty] | 0 | 0 | 0 | 0 | 0 | 0 | 0
|  |  | 0 | 0 |  | 0 | 0 | 0 | 0 | 0 |  | 0 | 0 | 0 | 0 | 0 |  | 0 | 0 | 0 | 0 | 0 |  | 0 | 0 | 0 | 0 | 0 |  | 0 | 0 | 0 | 0 | 0 |  | 0 | 0 | 0 | 0 | 0
| [Please insert new asset category as required] |  |  |  | C1 | 0 | 0 | 0 | 0 | 0 | 0 | 0 | 0 | 0 | 0 | 0 | 0 | [5 empty] | 0 | 0 | 0 | 0 | 0 | 0 | 0 | [5 empty] | 0 | 0 | 0 | 0 | 0 | 0 | 0
[5 empty] | C2 | 0 | 0 | 0 | 0 | 0 | 0 | 0 | 0 | 0 | 0 | 0 | 0 | [5 empty] | 0 | 0 | 0 | 0 | 0 | 0 | 0 | [5 empty] | 0 | 0 | 0 | 0 | 0 | 0 | 0
[5 empty] | C3 | 0 | 0 | 0 | 0 | 0 | 0 | 0 | 0 | 0 | 0 | 0 | 0 | [5 empty] | 0 | 0 | 0 | 0 | 0 | 0 | 0 | [5 empty] | 0 | 0 | 0 | 0 | 0 | 0 | 0
[5 empty] | C4 | 0 | 0 | 0 | 0 | 0 | 0 | 0 | 0 | 0 | 0 | 0 | 0 | [5 empty] | 0 | 0 | 0 | 0 | 0 | 0 | 0 | [5 empty] | 0 | 0 | 0 | 0 | 0 | 0 | 0
|  |  | 0 | 0 |  | 0 | 0 | 0 | 0 | 0 |  | 0 | 0 | 0 | 0 | 0 |  | 0 | 0 | 0 | 0 | 0 |  | 0 | 0 | 0 | 0 | 0 |  | 0 | 0 | 0 | 0 | 0 |  | 0 | 0 | 0 | 0 | 0
| [Please insert new asset category as required] |  |  |  | C1 | 0 | 0 | 0 | 0 | 0 | 0 | 0 | 0 | 0 | 0 | 0 | 0 | [5 empty] | 0 | 0 | 0 | 0 | 0 | 0 | 0 | [5 empty] | 0 | 0 | 0 | 0 | 0 | 0 | 0
[5 empty] | C2 | 0 | 0 | 0 | 0 | 0 | 0 | 0 | 0 | 0 | 0 | 0 | 0 | [5 empty] | 0 | 0 | 0 | 0 | 0 | 0 | 0 | [5 empty] | 0 | 0 | 0 | 0 | 0 | 0 | 0
[5 empty] | C3 | 0 | 0 | 0 | 0 | 0 | 0 | 0 | 0 | 0 | 0 | 0 | 0 | [5 empty] | 0 | 0 | 0 | 0 | 0 | 0 | 0 | [5 empty] | 0 | 0 | 0 | 0 | 0 | 0 | 0
[5 empty] | C4 | 0 | 0 | 0 | 0 | 0 | 0 | 0 | 0 | 0 | 0 | 0 | 0 | [5 empty] | 0 | 0 | 0 | 0 | 0 | 0 | 0 | [5 empty] | 0 | 0 | 0 | 0 | 0 | 0 | 0
|  |  | 0 | 0 |  | 0 | 0 | 0 | 0 | 0 |  | 0 | 0 | 0 | 0 | 0 |  | 0 | 0 | 0 | 0 | 0 |  | 0 | 0 | 0 | 0 | 0 |  | 0 | 0 | 0 | 0 | 0 |  | 0 | 0 | 0 | 0 | 0
| [Please insert new asset category as required] |  |  |  | C1 | 0 | 0 | 0 | 0 | 0 | 0 | 0 | 0 | 0 | 0 | 0 | 0 | [5 empty] | 0 | 0 | 0 | 0 | 0 | 0 | 0 | [5 empty] | 0 | 0 | 0 | 0 | 0 | 0 | 0
[5 empty] | C2 | 0 | 0 | 0 | 0 | 0 | 0 | 0 | 0 | 0 | 0 | 0 | 0 | [5 empty] | 0 | 0 | 0 | 0 | 0 | 0 | 0 | [5 empty] | 0 | 0 | 0 | 0 | 0 | 0 | 0
[5 empty] | C3 | 0 | 0 | 0 | 0 | 0 | 0 | 0 | 0 | 0 | 0 | 0 | 0 | [5 empty] | 0 | 0 | 0 | 0 | 0 | 0 | 0 | [5 empty] | 0 | 0 | 0 | 0 | 0 | 0 | 0
[5 empty] | C4 | 0 | 0 | 0 | 0 | 0 | 0 | 0 | 0 | 0 | 0 | 0 | 0 | [5 empty] | 0 | 0 | 0 | 0 | 0 | 0 | 0 | [5 empty] | 0 | 0 | 0 | 0 | 0 | 0 | 0
|  |  | 0 | 0 |  | 0 | 0 | 0 | 0 | 0 |  | 0 | 0 | 0 | 0 | 0 |  | 0 | 0 | 0 | 0 | 0 |  | 0 | 0 | 0 | 0 | 0 |  | 0 | 0 | 0 | 0 | 0 |  | 0 | 0 | 0 | 0 | 0
132kV Network
| 132kV CBs |  |  |  | C1 | 58 | 15 | 3 | 0 | 11 | 87 | 58 | 15 | 3 | 0 | 11 | 87 | [5 empty] | 0 | 53 | 15 | 6 | 2 | 11 | 87 | [5 empty] | 0 | 53 | 6 | 9 | 6 | 13 | 87
[5 empty] | C2 | 61 | 19 | 0 | 0 | 0 | 80 | 61 | 19 | 0 | 0 | 0 | 80 | [5 empty] | 0 | 61 | 3 | 16 | 0 | 0 | 80 | [5 empty] | 0 | 61 | 0 | 19 | 0 | 0 | 80
[5 empty] | C3 | 1 | 0 | 0 | 0 | 0 | 1 | 1 | 0 | 0 | 0 | 0 | 1 | [5 empty] | 0 | 1 | 0 | 0 | 0 | 0 | 1 | [5 empty] | 0 | 1 | 0 | 0 | 0 | 0 | 1
[5 empty] | C4 | 32 | 0 | 0 | 0 | 0 | 32 | 32 | 0 | 0 | 0 | 0 | 32 | [5 empty] | 0 | 32 | 0 | 0 | 0 | 0 | 32 | [5 empty] | 0 | 32 | 0 | 0 | 0 | 0 | 32
|  |  | 176 | 177 |  | 152 | 34 | 3 | 0 | 11 |  | 152 | 34 | 3 | 0 | 11 |  | 0 | 0 | 0 | 0 | 0 |  | 147 | 18 | 22 | 2 | 11 |  | 0 | 0 | 0 | 0 | 0 |  | 147 | 6 | 28 | 6 | 13
| 132kV Transformer |  |  |  | C1 | 23 | 0 | 1 | 0 | 0 | 24 | 23 | 0 | 1 | 0 | 0 | 24 | [5 empty] | 0 | 21 | 2 | 1 | 0 | 0 | 24 | [5 empty] | 0 | 17 | 6 | 0 | 1 | 0 | 24
[5 empty] | C2 | 55 | 20 | 7 | 10 | 4 | 96 | 55 | 20 | 7 | 10 | 4 | 96 | [5 empty] | 0 | 47 | 23 | 8 | 8 | 10 | 96 | [5 empty] | 0 | 35 | 26 | 10 | 11 | 14 | 96
[5 empty] | C3 | 15 | 1 | 1 | 1 | 0 | 18 | 15 | 1 | 1 | 1 | 0 | 18 | [5 empty] | 0 | 14 | 2 | 0 | 2 | 0 | 18 | [5 empty] | 0 | 12 | 3 | 1 | 1 | 1 | 18
[5 empty] | C4 | 0 | 0 | 0 | 0 | 0 | 0 | 0 | 0 | 0 | 0 | 0 | 0 | [5 empty] | 0 | 0 | 0 | 0 | 0 | 0 | 0 | [5 empty] | 0 | 0 | 0 | 0 | 0 | 0 | 0
|  |  | 134 | 134 |  | 93 | 21 | 9 | 11 | 4 |  | 93 | 21 | 9 | 11 | 4 |  | 0 | 0 | 0 | 0 | 0 |  | 82 | 27 | 9 | 10 | 10 |  | 0 | 0 | 0 | 0 | 0 |  | 64 | 35 | 11 | 13 | 15
| 132kV UG Cable (Gas) |  |  |  | C1 | 0 | 0 | 0 | 0 | 0 | 0 | 0 | 0 | 0 | 0 | 0 | 0 | [5 empty] | 0 | 0 | 0 | 0 | 0 | 0 | 0 | [5 empty] | 0 | 0 | 0 | 0 | 0 | 0 | 0
[5 empty] | C2 | 0.03 | 0.153 | 2.617 | 0 | 0 | 2.8 | 0.03 | 0.153 | 2.617 | 0 | 0 | 2.8 | [5 empty] | 0 | 0.03 | 0.153 | 2.617 | 0 | 0 | 2.8 | [5 empty] | 0 | 0.03 | 0 | 1.343 | 1.427 | 0 | 2.8
[5 empty] | C3 | 0 | 0 | 0 | 0 | 0 | 0 | 0 | 0 | 0 | 0 | 0 | 0 | [5 empty] | 0 | 0 | 0 | 0 | 0 | 0 | 0 | [5 empty] | 0 | 0 | 0 | 0 | 0 | 0 | 0
[5 empty] | C4 | 0 | 0 | 0 | 0 | 0 | 0 | 0 | 0 | 0 | 0 | 0 | 0 | [5 empty] | 0 | 0 | 0 | 0 | 0 | 0 | 0 | [5 empty] | 0 | 0 | 0 | 0 | 0 | 0 | 0
|  |  | 3 | 3 |  | 0.03 | 0.153 | 2.617 | 0 | 0 |  | 0.03 | 0.153 | 2.617 | 0 | 0 |  | 0 | 0 | 0 | 0 | 0 |  | 0.03 | 0.153 | 2.617 | 0 | 0 |  | 0 | 0 | 0 | 0 | 0 |  | 0.03 | 0 | 1.343 | 1.427 | 0
| 132kV UG Cable (Oil) |  |  |  | C1 | 7.4602 | 7.174 | 16.588 | 6.78 | 23.145 | 61.1472 | 7.4602 | 7.174 | 16.588 | 6.78 | 23.145 | 61.1472 | [5 empty] | 0 | 5.5342 | 5.834 | 19.71 | 0.144 | 29.925 | 61.1472 | [5 empty] | 0 | 5.5312 | 2.331 | 13.734 | 9.506 | 30.045 | 61.1472
[5 empty] | C2 | 6.893 | 4.669 | 8.724 | 0.781 | 35.958 | 57.025 | 6.893 | 4.669 | 8.724 | 0.781 | 35.958 | 57.025 | [5 empty] | 0 | 6.893 | 2.431 | 10.962 | 0 | 36.739 | 57.025 | [5 empty] | 0 | 6.893 | 1.405 | 4.934 | 7.054 | 36.739 | 57.025
[5 empty] | C3 | 5.229 | 2.243 | 9.963 | 1.309 | 9.063 | 27.807 | 5.229 | 2.243 | 9.963 | 1.309 | 9.063 | 27.807 | [5 empty] | 0 | 5.229 | 1.479 | 10.727 | 0 | 10.372 | 27.807 | [5 empty] | 0 | 5.229 | 1.184 | 3.017 | 8.005 | 10.372 | 27.807
[5 empty] | C4 | 0 | 0 | 0 | 0 | 0 | 0 | 0 | 0 | 0 | 0 | 0 | 0 | [5 empty] | 0 | 0 | 0 | 0 | 0 | 0 | 0 | [5 empty] | 0 | 0 | 0 | 0 | 0 | 0 | 0
|  |  | 114 | 70 |  | 19.5822 | 14.086 | 35.275 | 8.87 | 68.166 |  | 19.5822 | 14.086 | 35.275 | 8.87 | 68.166 |  | 0 | 0 | 0 | 0 | 0 |  | 17.6562 | 9.744 | 41.399 | 0.144 | 77.036 |  | 0 | 0 | 0 | 0 | 0 |  | 17.6532 | 4.92 | 21.685 | 24.565 | 77.156
| 132kV UG Cable (Non Pressurised) |  |  |  | C1 | 0 | 0 | 0 | 0 | 0 | 0 | 0 | 0 | 0 | 0 | 0 | 0 | [5 empty] | 0 | 0 | 0 | 0 | 0 | 0 | 0 | [5 empty] | 0 | 0 | 0 | 0 | 0 | 0 | 0
[5 empty] | C2 | 54.18 | 3.072 | 0 | 0 | 0 | 57.252 | 54.18 | 3.072 | 0 | 0 | 0 | 57.252 | [5 empty] | 0 | 54.18 | 0 | 3.072 | 0 | 0 | 57.252 | [5 empty] | 0 | 54.18 | 0 | 3.072 | 0 | 0 | 57.252
[5 empty] | C3 | 0.893 | 1.055 | 0 | 0 | 0 | 1.948 | 0.893 | 1.055 | 0 | 0 | 0 | 1.948 | [5 empty] | 0 | 0.893 | 0 | 1.055 | 0 | 0 | 1.948 | [5 empty] | 0 | 0.893 | 0 | 1.055 | 0 | 0 | 1.948
[5 empty] | C4 | 0 | 0 | 0 | 0 | 0 | 0 | 0 | 0 | 0 | 0 | 0 | 0 | [5 empty] | 0 | 0 | 0 | 0 | 0 | 0 | 0 | [5 empty] | 0 | 0 | 0 | 0 | 0 | 0 | 0
|  |  | 90 | 144 |  | 55.073 | 4.127 | 0 | 0 | 0 |  | 55.073 | 4.127 | 0 | 0 | 0 |  | 0 | 0 | 0 | 0 | 0 |  | 55.073 | 0 | 4.127 | 0 | 0 |  | 0 | 0 | 0 | 0 | 0 |  | 55.073 | 0 | 4.127 | 0 | 0
| 132kV OHL Support - Tower |  |  |  | C1 | 10 | 49 | 23 | 0 | 0 | 82 | 10 | 49 | 23 | 0 | 0 | 82 | [5 empty] | 0 | 8 | 3 | 71 | 0 | 0 | 82 | [5 empty] | 0 | 8 | 0 | 74 | 0 | 0 | 82
[5 empty] | C2 | 391 | 454 | 894 | 2 | 1 | 1742 | 391 | 454 | 894 | 2 | 1 | 1742 | [5 empty] | 0 | 267 | 169 | 1303 | 0 | 3 | 1742 | [5 empty] | 0 | 237 | 39 | 1431 | 32 | 3 | 1742
[5 empty] | C3 | 86 | 47 | 150 | 3 | 0 | 286 | 86 | 47 | 150 | 3 | 0 | 286 | [5 empty] | 0 | 78 | 14 | 191 | 0 | 3 | 286 | [5 empty] | 0 | 74 | 4 | 181 | 24 | 3 | 286
[5 empty] | C4 | 0 | 0 | 0 | 0 | 0 | 0 | 0 | 0 | 0 | 0 | 0 | 0 | [5 empty] | 0 | 0 | 0 | 0 | 0 | 0 | 0 | [5 empty] | 0 | 0 | 0 | 0 | 0 | 0 | 0
|  |  | 2115 | 2115 |  | 487 | 550 | 1067 | 5 | 1 |  | 487 | 550 | 1067 | 5 | 1 |  | 0 | 0 | 0 | 0 | 0 |  | 353 | 186 | 1565 | 0 | 6 |  | 0 | 0 | 0 | 0 | 0 |  | 319 | 43 | 1686 | 56 | 6
| 132kV OHL Fittings |  |  |  | C1 | 631 | 194 | 269 | 15 | 43 | 1152 | 631 | 194 | 269 | 15 | 43 | 1152 | [5 empty] | 0 | 625 | 192 | 39 | 245 | 51 | 1152 | [5 empty] | 0 | 716 | 24 | 193 | 198 | 112 | 1243
[5 empty] | C2 | 894 | 785 | 545 | 55 | 98 | 2377 | 894 | 785 | 545 | 55 | 98 | 2377 | [5 empty] | 0 | 882 | 761 | 55 | 538 | 141 | 2377 | [5 empty] | 0 | 816 | 191 | 647 | 468 | 255 | 2377
[5 empty] | C3 | 316 | 274 | 75 | 7 | 19 | 691 | 316 | 274 | 75 | 7 | 19 | 691 | [5 empty] | 0 | 312 | 278 | 0 | 75 | 26 | 691 | [5 empty] | 0 | 286 | 50 | 254 | 73 | 28 | 691
[5 empty] | C4 | 0 | 0 | 0 | 0 | 0 | 0 | 0 | 0 | 0 | 0 | 0 | 0 | [5 empty] | 0 | 0 | 0 | 0 | 0 | 0 | 0 | [5 empty] | 0 | 0 | 0 | 0 | 0 | 0 | 0
|  |  | 1054 | 1054 |  | 1841 | 1253 | 889 | 77 | 160 |  | 1841 | 1253 | 889 | 77 | 160 |  | 0 | 0 | 0 | 0 | 0 |  | 1819 | 1231 | 94 | 858 | 218 |  | 0 | 0 | 0 | 0 | 0 |  | 1818 | 265 | 1094 | 739 | 395
| 132kV OHL (Tower Line) Conductor |  |  |  | C1 | 73.8 | 131.3 | 25 | 0 | 0 | 230.1 | 73.8 | 131.3 | 25 | 0 | 0 | 230.1 | [5 empty] | 0 | 59.4 | 83.3 | 87.3 | 0 | 0 | 230 | [5 empty] | 0 | 58.5 | 56 | 115.4 | 0 | 0 | 229.9
[5 empty] | C2 | 170.7 | 321.8 | 13.3 | 0 | 0 | 505.8 | 170.7 | 321.8 | 13.3 | 0 | 0 | 505.8 | [5 empty] | 0 | 140.1 | 226.5 | 139.2 | 0 | 0 | 505.8 | [5 empty] | 0 | 97.1 | 134.5 | 274.3 | 0 | 0 | 505.9
[5 empty] | C3 | 99.1 | 204.3 | 16.4 | 0 | 0 | 319.8 | 99.1 | 204.3 | 16.4 | 0 | 0 | 319.8 | [5 empty] | 0 | 69.7 | 179 | 71.1 | 0 | 0 | 319.8 | [5 empty] | 0 | 54 | 77.9 | 188 | 0 | 0 | 319.9
[5 empty] | C4 | 0 | 0 | 0 | 0 | 0 | 0 | 0 | 0 | 0 | 0 | 0 | 0 | [5 empty] | 0 | 0 | 0 | 0 | 0 | 0 | 0 | [5 empty] | 0 | 0 | 0 | 0 | 0 | 0 | 0
|  |  | 0 | 0 |  | 343.6 | 657.4 | 54.7 | 0 | 0 |  | 343.6 | 657.4 | 54.7 | 0 | 0 |  | 0 | 0 | 0 | 0 | 0 |  | 269.2 | 488.8 | 297.6 | 0 | 0 |  | 0 | 0 | 0 | 0 | 0 |  | 209.6 | 268.4 | 577.7 | 0 | 0
| [Please insert new asset category as required] |  |  |  | C1 | 0 | 0 | 0 | 0 | 0 | 0 | 0 | 0 | 0 | 0 | 0 | 0 | [5 empty] | 0 | 0 | 0 | 0 | 0 | 0 | 0 | [5 empty] | 0 | 0 | 0 | 0 | 0 | 0 | 0
[5 empty] | C2 | 0 | 0 | 0 | 0 | 0 | 0 | 0 | 0 | 0 | 0 | 0 | 0 | [5 empty] | 0 | 0 | 0 | 0 | 0 | 0 | 0 | [5 empty] | 0 | 0 | 0 | 0 | 0 | 0 | 0
[5 empty] | C3 | 0 | 0 | 0 | 0 | 0 | 0 | 0 | 0 | 0 | 0 | 0 | 0 | [5 empty] | 0 | 0 | 0 | 0 | 0 | 0 | 0 | [5 empty] | 0 | 0 | 0 | 0 | 0 | 0 | 0
[5 empty] | C4 | 0 | 0 | 0 | 0 | 0 | 0 | 0 | 0 | 0 | 0 | 0 | 0 | [5 empty] | 0 | 0 | 0 | 0 | 0 | 0 | 0 | [5 empty] | 0 | 0 | 0 | 0 | 0 | 0 | 0
|  |  | 0 | 0 |  | 0 | 0 | 0 | 0 | 0 |  | 0 | 0 | 0 | 0 | 0 |  | 0 | 0 | 0 | 0 | 0 |  | 0 | 0 | 0 | 0 | 0 |  | 0 | 0 | 0 | 0 | 0 |  | 0 | 0 | 0 | 0 | 0
| [Please insert new asset category as required] |  |  |  | C1 | 0 | 0 | 0 | 0 | 0 | 0 | 0 | 0 | 0 | 0 | 0 | 0 | [5 empty] | 0 | 0 | 0 | 0 | 0 | 0 | 0 | [5 empty] | 0 | 0 | 0 | 0 | 0 | 0 | 0
[5 empty] | C2 | 0 | 0 | 0 | 0 | 0 | 0 | 0 | 0 | 0 | 0 | 0 | 0 | [5 empty] | 0 | 0 | 0 | 0 | 0 | 0 | 0 | [5 empty] | 0 | 0 | 0 | 0 | 0 | 0 | 0
[5 empty] | C3 | 0 | 0 | 0 | 0 | 0 | 0 | 0 | 0 | 0 | 0 | 0 | 0 | [5 empty] | 0 | 0 | 0 | 0 | 0 | 0 | 0 | [5 empty] | 0 | 0 | 0 | 0 | 0 | 0 | 0
[5 empty] | C4 | 0 | 0 | 0 | 0 | 0 | 0 | 0 | 0 | 0 | 0 | 0 | 0 | [5 empty] | 0 | 0 | 0 | 0 | 0 | 0 | 0 | [5 empty] | 0 | 0 | 0 | 0 | 0 | 0 | 0
|  |  | 0 | 0 |  | 0 | 0 | 0 | 0 | 0 |  | 0 | 0 | 0 | 0 | 0 |  | 0 | 0 | 0 | 0 | 0 |  | 0 | 0 | 0 | 0 | 0 |  | 0 | 0 | 0 | 0 | 0 |  | 0 | 0 | 0 | 0 | 0
| [Please insert new asset category as required] |  |  |  | C1 | 0 | 0 | 0 | 0 | 0 | 0 | 0 | 0 | 0 | 0 | 0 | 0 | [5 empty] | 0 | 0 | 0 | 0 | 0 | 0 | 0 | [5 empty] | 0 | 0 | 0 | 0 | 0 | 0 | 0
[5 empty] | C2 | 0 | 0 | 0 | 0 | 0 | 0 | 0 | 0 | 0 | 0 | 0 | 0 | [5 empty] | 0 | 0 | 0 | 0 | 0 | 0 | 0 | [5 empty] | 0 | 0 | 0 | 0 | 0 | 0 | 0
[5 empty] | C3 | 0 | 0 | 0 | 0 | 0 | 0 | 0 | 0 | 0 | 0 | 0 | 0 | [5 empty] | 0 | 0 | 0 | 0 | 0 | 0 | 0 | [5 empty] | 0 | 0 | 0 | 0 | 0 | 0 | 0
[5 empty] | C4 | 0 | 0 | 0 | 0 | 0 | 0 | 0 | 0 | 0 | 0 | 0 | 0 | [5 empty] | 0 | 0 | 0 | 0 | 0 | 0 | 0 | [5 empty] | 0 | 0 | 0 | 0 | 0 | 0 | 0
|  |  | 0 | 0 |  | 0 | 0 | 0 | 0 | 0 |  | 0 | 0 | 0 | 0 | 0 |  | 0 | 0 | 0 | 0 | 0 |  | 0 | 0 | 0 | 0 | 0 |  | 0 | 0 | 0 | 0 | 0 |  | 0 | 0 | 0 | 0 | 0
| [Please insert new asset category as required] |  |  |  | C1 | 0 | 0 | 0 | 0 | 0 | 0 | 0 | 0 | 0 | 0 | 0 | 0 | [5 empty] | 0 | 0 | 0 | 0 | 0 | 0 | 0 | [5 empty] | 0 | 0 | 0 | 0 | 0 | 0 | 0
[5 empty] | C2 | 0 | 0 | 0 | 0 | 0 | 0 | 0 | 0 | 0 | 0 | 0 | 0 | [5 empty] | 0 | 0 | 0 | 0 | 0 | 0 | 0 | [5 empty] | 0 | 0 | 0 | 0 | 0 | 0 | 0
[5 empty] | C3 | 0 | 0 | 0 | 0 | 0 | 0 | 0 | 0 | 0 | 0 | 0 | 0 | [5 empty] | 0 | 0 | 0 | 0 | 0 | 0 | 0 | [5 empty] | 0 | 0 | 0 | 0 | 0 | 0 | 0
[5 empty] | C4 | 0 | 0 | 0 | 0 | 0 | 0 | 0 | 0 | 0 | 0 | 0 | 0 | [5 empty] | 0 | 0 | 0 | 0 | 0 | 0 | 0 | [5 empty] | 0 | 0 | 0 | 0 | 0 | 0 | 0
|  |  | 0 | 0 |  | 0 | 0 | 0 | 0 | 0 |  | 0 | 0 | 0 | 0 | 0 |  | 0 | 0 | 0 | 0 | 0 |  | 0 | 0 | 0 | 0 | 0 |  | 0 | 0 | 0 | 0 | 0 |  | 0 | 0 | 0 | 0 | 0
Other
| Submarine Cables |  |  |  | C1 | 0 | 0 | 0 | 0 | 0 | 0 | 0 | 0 | 0 | 0 | 0 | 0 | [5 empty] | 0 | 0 | 0 | 0 | 0 | 0 | 0 | [5 empty] | 0 | 0 | 0 | 0 | 0 | 0 | 0
[5 empty] | C2 | 0 | 0 | 0 | 0 | 0 | 0 | 0 | 0 | 0 | 0 | 0 | 0 | [5 empty] | 0 | 0 | 0 | 0 | 0 | 0 | 0 | [5 empty] | 0 | 0 | 0 | 0 | 0 | 0 | 0
[5 empty] | C3 | 0 | 0 | 0 | 0 | 0 | 0 | 0 | 0 | 0 | 0 | 0 | 0 | [5 empty] | 0 | 0 | 0 | 0 | 0 | 0 | 0 | [5 empty] | 0 | 0 | 0 | 0 | 0 | 0 | 0
[5 empty] | C4 | 0 | 0 | 0 | 0 | 0 | 0 | 0 | 0 | 0 | 0 | 0 | 0 | [5 empty] | 0 | 0 | 0 | 0 | 0 | 0 | 0 | [5 empty] | 0 | 0 | 0 | 0 | 0 | 0 | 0
|  |  | 0 | 0 |  | 0 | 0 | 0 | 0 | 0 |  | 0 | 0 | 0 | 0 | 0 |  | 0 | 0 | 0 | 0 | 0 |  | 0 | 0 | 0 | 0 | 0 |  | 0 | 0 | 0 | 0 | 0 |  | 0 | 0 | 0 | 0 | 0
| [Please insert new asset category as required] |  |  |  | C1 | 0 | 0 | 0 | 0 | 0 | 0 | 0 | 0 | 0 | 0 | 0 | 0 | [5 empty] | 0 | 0 | 0 | 0 | 0 | 0 | 0 | [5 empty] | 0 | 0 | 0 | 0 | 0 | 0 | 0
[5 empty] | C2 | 0 | 0 | 0 | 0 | 0 | 0 | 0 | 0 | 0 | 0 | 0 | 0 | [5 empty] | 0 | 0 | 0 | 0 | 0 | 0 | 0 | [5 empty] | 0 | 0 | 0 | 0 | 0 | 0 | 0
[5 empty] | C3 | 0 | 0 | 0 | 0 | 0 | 0 | 0 | 0 | 0 | 0 | 0 | 0 | [5 empty] | 0 | 0 | 0 | 0 | 0 | 0 | 0 | [5 empty] | 0 | 0 | 0 | 0 | 0 | 0 | 0
[5 empty] | C4 | 0 | 0 | 0 | 0 | 0 | 0 | 0 | 0 | 0 | 0 | 0 | 0 | [5 empty] | 0 | 0 | 0 | 0 | 0 | 0 | 0 | [5 empty] | 0 | 0 | 0 | 0 | 0 | 0 | 0
|  |  | 0 | 0 |  | 0 | 0 | 0 | 0 | 0 |  | 0 | 0 | 0 | 0 | 0 |  | 0 | 0 | 0 | 0 | 0 |  | 0 | 0 | 0 | 0 | 0 |  | 0 | 0 | 0 | 0 | 0 |  | 0 | 0 | 0 | 0 | 0
| [Please insert new asset category as required] |  |  |  | C1 | 0 | 0 | 0 | 0 | 0 | 0 | 0 | 0 | 0 | 0 | 0 | 0 | [5 empty] | 0 | 0 | 0 | 0 | 0 | 0 | 0 | [5 empty] | 0 | 0 | 0 | 0 | 0 | 0 | 0
[5 empty] | C2 | 0 | 0 | 0 | 0 | 0 | 0 | 0 | 0 | 0 | 0 | 0 | 0 | [5 empty] | 0 | 0 | 0 | 0 | 0 | 0 | 0 | [5 empty] | 0 | 0 | 0 | 0 | 0 | 0 | 0
[5 empty] | C3 | 0 | 0 | 0 | 0 | 0 | 0 | 0 | 0 | 0 | 0 | 0 | 0 | [5 empty] | 0 | 0 | 0 | 0 | 0 | 0 | 0 | [5 empty] | 0 | 0 | 0 | 0 | 0 | 0 | 0
[5 empty] | C4 | 0 | 0 | 0 | 0 | 0 | 0 | 0 | 0 | 0 | 0 | 0 | 0 | [5 empty] | 0 | 0 | 0 | 0 | 0 | 0 | 0 | [5 empty] | 0 | 0 | 0 | 0 | 0 | 0 | 0
|  |  | 0 | 0 |  | 0 | 0 | 0 | 0 | 0 |  | 0 | 0 | 0 | 0 | 0 |  | 0 | 0 | 0 | 0 | 0 |  | 0 | 0 | 0 | 0 | 0 |  | 0 | 0 | 0 | 0 | 0 |  | 0 | 0 | 0 | 0 | 0
| [Please insert new asset category as required] |  |  |  | C1 | 0 | 0 | 0 | 0 | 0 | 0 | 0 | 0 | 0 | 0 | 0 | 0 | [5 empty] | 0 | 0 | 0 | 0 | 0 | 0 | 0 | [5 empty] | 0 | 0 | 0 | 0 | 0 | 0 | 0
[5 empty] | C2 | 0 | 0 | 0 | 0 | 0 | 0 | 0 | 0 | 0 | 0 | 0 | 0 | [5 empty] | 0 | 0 | 0 | 0 | 0 | 0 | 0 | [5 empty] | 0 | 0 | 0 | 0 | 0 | 0 | 0
[5 empty] | C3 | 0 | 0 | 0 | 0 | 0 | 0 | 0 | 0 | 0 | 0 | 0 | 0 | [5 empty] | 0 | 0 | 0 | 0 | 0 | 0 | 0 | [5 empty] | 0 | 0 | 0 | 0 | 0 | 0 | 0
[5 empty] | C4 | 0 | 0 | 0 | 0 | 0 | 0 | 0 | 0 | 0 | 0 | 0 | 0 | [5 empty] | 0 | 0 | 0 | 0 | 0 | 0 | 0 | [5 empty] | 0 | 0 | 0 | 0 | 0 | 0 | 0
|  |  | 0 | 0 |  | 0 | 0 | 0 | 0 | 0 |  | 0 | 0 | 0 | 0 | 0 |  | 0 | 0 | 0 | 0 | 0 |  | 0 | 0 | 0 | 0 | 0 |  | 0 | 0 | 0 | 0 | 0 |  | 0 | 0 | 0 | 0 | 0
| [Please insert new asset category as required] |  |  |  | C1 | 0 | 0 | 0 | 0 | 0 | 0 | 0 | 0 | 0 | 0 | 0 | 0 | [5 empty] | 0 | 0 | 0 | 0 | 0 | 0 | 0 | [5 empty] | 0 | 0 | 0 | 0 | 0 | 0 | 0
[5 empty] | C2 | 0 | 0 | 0 | 0 | 0 | 0 | 0 | 0 | 0 | 0 | 0 | 0 | [5 empty] | 0 | 0 | 0 | 0 | 0 | 0 | 0 | [5 empty] | 0 | 0 | 0 | 0 | 0 | 0 | 0
[5 empty] | C3 | 0 | 0 | 0 | 0 | 0 | 0 | 0 | 0 | 0 | 0 | 0 | 0 | [5 empty] | 0 | 0 | 0 | 0 | 0 | 0 | 0 | [5 empty] | 0 | 0 | 0 | 0 | 0 | 0 | 0
[5 empty] | C4 | 0 | 0 | 0 | 0 | 0 | 0 | 0 | 0 | 0 | 0 | 0 | 0 | [5 empty] | 0 | 0 | 0 | 0 | 0 | 0 | 0 | [5 empty] | 0 | 0 | 0 | 0 | 0 | 0 | 0
|  |  | 0 | 0 |  | 0 | 0 | 0 | 0 | 0 |  | 0 | 0 | 0 | 0 | 0 |  | 0 | 0 | 0 | 0 | 0 |  | 0 | 0 | 0 | 0 | 0 |  | 0 | 0 | 0 | 0 | 0 |  | 0 | 0 | 0 | 0 | 0
| [Please insert new asset category as required] |  |  |  | C1 | 0 | 0 | 0 | 0 | 0 | 0 | 0 | 0 | 0 | 0 | 0 | 0 | [5 empty] | 0 | 0 | 0 | 0 | 0 | 0 | 0 | [5 empty] | 0 | 0 | 0 | 0 | 0 | 0 | 0
[5 empty] | C2 | 0 | 0 | 0 | 0 | 0 | 0 | 0 | 0 | 0 | 0 | 0 | 0 | [5 empty] | 0 | 0 | 0 | 0 | 0 | 0 | 0 | [5 empty] | 0 | 0 | 0 | 0 | 0 | 0 | 0
[5 empty] | C3 | 0 | 0 | 0 | 0 | 0 | 0 | 0 | 0 | 0 | 0 | 0 | 0 | [5 empty] | 0 | 0 | 0 | 0 | 0 | 0 | 0 | [5 empty] | 0 | 0 | 0 | 0 | 0 | 0 | 0
[5 empty] | C4 | 0 | 0 | 0 | 0 | 0 | 0 | 0 | 0 | 0 | 0 | 0 | 0 | [5 empty] | 0 | 0 | 0 | 0 | 0 | 0 | 0 | [5 empty] | 0 | 0 | 0 | 0 | 0 | 0 | 0
|  |  | 0 | 0 |  | 0 | 0 | 0 | 0 | 0 |  | 0 | 0 | 0 | 0 | 0 |  | 0 | 0 | 0 | 0 | 0 |  | 0 | 0 | 0 | 0 | 0 |  | 0 | 0 | 0 | 0 | 0 |  | 0 | 0 | 0 | 0 | 0
| TOTAL |  | 248959 | 244634 |  | 155385.1112 | 26350.44 | 39406.423 | 19884.45 | 12587.115 |  | 155385.1112 | 26350.44 | 39406.423 | 19884.45 | 12587.115 |  | 0 | 0 | 0 | 0 | 0 |  | 144029.7652 | 30662.518 | 49299.462 | 16068.541 | 13558.053 |  | 0 | 0 | 0 | 0 | 0 |  | 128113.7072 | 32411.75 | 19846.932 | 47186.541 | 26156.183
Health Index Definitions
|  |  | HI1 | New or as new
|  |  | HI2 | Good or seviceable condition
|  |  | HI3 | Deterioration requires assessment and monitoring
|  |  | HI4 | Material deterioration, intervention requires consideration
|  |  | HI5 | End of serviceable life, intervention required
Criticality Index Definitions
|  |  | C1 | Low criticality
|  |  | C2 | Average criticality
|  |  | C3 | High criticality
|  |  | C4 | Very high criticality

## NAW8 - Average Crit - NPgY
HI8: Secondary deliverables RIIO-ED1
NPgY
Price base (2012/13)
| ASSET CATEGORIES | RIIO-ED1 period
|  | Network Performance | Safety | Environmental | Financial consequence of repair/ replacement | Average Overall Consequence Of Failure
LV Network
LV Switchgear and Other
LV UGB
| LV OHL Support |  |  |  |  | 3230.95
[Please insert new asset category as required]
[Please insert new asset category as required]
[Please insert new asset category as required]
[Please insert new asset category as required]
[Please insert new asset category as required]
0
HV Network
| HV Switchgear (GM) - Primary |  |  |  |  | 96554.01
| HV Switchgear (GM) - Distribution |  |  |  |  | 12084.68
| HV Transformer (GM) |  |  |  |  | 18579.22
HV UG Cable
| HV OHL Support - Poles |  |  |  |  | 3319.71
[Please insert new asset category as required]
[Please insert new asset category as required]
[Please insert new asset category as required]
[Please insert new asset category as required]
[Please insert new asset category as required]
EHV Network
| EHV Switchgear (GM) |  |  |  |  | 63540.27
| EHV Transformer |  |  |  |  | 143905.69
| EHV UG Cable (Gas) |  |  |  |  | 341.39
| EHV UG Cable (Oil) |  |  |  |  | 7437.94
| EHV UG Cable (Non Pressurised) |  |  |  |  | 32432.16
| EHV OHL Support - Towers |  |  |  |  | 10337.88
| EHV OHL Support - Poles |  |  |  |  | 3405.02
| EHV OHL Fittings |  |  |  |  | 2330.16
| EHV OHL (Tower Line) Conductor |  |  |  |  | 24197.07
[Please insert new asset category as required]
[Please insert new asset category as required]
[Please insert new asset category as required]
[Please insert new asset category as required]
0
132kV Network
| 132kV CBs |  |  |  |  | 191880.97
| 132kV Transformer |  |  |  |  | 467007.59
| 132kV UG Cable (Gas) |  |  |  |  | 844.2
| 132kV UG Cable (Oil) |  |  |  |  | 8677.13
| 132kV UG Cable (Non Pressurised) |  |  |  |  | 105028.23
| 132kV OHL Support - Tower |  |  |  |  | 19035.45
| 132kV OHL Fittings |  |  |  |  | 3328.07
| 132kV OHL (Tower Line) Conductor |  |  |  |  | 26180.34
[Please insert new asset category as required]
[Please insert new asset category as required]
[Please insert new asset category as required]
[Please insert new asset category as required]
Other
Submarine Cables
[Please insert new asset category as required]
[Please insert new asset category as required]
[Please insert new asset category as required]
[Please insert new asset category as required]
[Please insert new asset category as required]

## HI Probs. of Failure - NPgY
CM105: HI Ratings Probabilities of Failure
NPgY
Price base (2012/13)
| ASSET CATEGORIES | HI Rating
|  | HI 1 |  | HI 2 |  | HI 3 |  | HI 4 |  | HI 5
|  | Low boundary | High boundary | Low boundary | High boundary | Low boundary | High boundary | Low boundary | High boundary | Low boundary | High boundary
LV Network
LV Switchgear and Other
LV UGB
| LV OHL Support | 0.8123% | 0.8123% | 0.8123% | 1.723% | 1.723% | 2.617% | 2.617% | 4.478% | 4.478% | 24.87%
[Please insert new asset category as required]
[Please insert new asset category as required]
[Please insert new asset category as required]
[Please insert new asset category as required]
[Please insert new asset category as required]
HV Network
| HV Switchgear (GM) - Primary | 0.1482% | 0.1482% | 0.1482% | 0.3144% | 0.3144% | 0.4774% | 0.4774% | 0.8169% | 0.8169% | 4.538%
| HV Switchgear (GM) - Distribution | 0.191% | 0.191% | 0.191% | 0.4051% | 0.4051% | 0.6151% | 0.6151% | 1.053% | 1.053% | 5.847%
| HV Transformer (GM) | 0.2223% | 0.2223% | 0.2223% | 0.4716% | 0.4716% | 0.7161% | 0.7161% | 1.225% | 1.225% | 6.807%
HV UG Cable
| HV OHL Support - Poles | 0.8123% | 0.8123% | 0.8123% | 1.723% | 1.723% | 2.617% | 2.617% | 4.478% | 4.478% | 24.87%
[Please insert new asset category as required]
[Please insert new asset category as required]
[Please insert new asset category as required]
[Please insert new asset category as required]
[Please insert new asset category as required]
EHV Network
| EHV Switchgear (GM) | 0.7723% | 0.7723% | 0.7723% | 1.638% | 1.638% | 2.488% | 2.488% | 4.257% | 4.257% | 23.65%
| EHV Transformer | 1.294% | 1.294% | 1.294% | 2.745% | 2.745% | 4.168% | 4.168% | 7.133% | 7.133% | 39.62%
| EHV UG Cable (Gas) | 128.4% | 128.4% | 128.4% | 272.3% | 272.3% | 413.5% | 413.5% | 707.5% | 707.5% | 3930%
| EHV UG Cable (Oil) | 59.69% | 59.69% | 59.69% | 126.6% | 126.6% | 192.3% | 192.3% | 329% | 329% | 1828%
| EHV UG Cable (Non Pressurised) | 1.875% | 1.875% | 1.875% | 3.979% | 3.979% | 6.041% | 6.041% | 10.34% | 10.34% | 57.42%
| EHV OHL Support - Towers | 1.553% | 1.553% | 1.553% | 3.295% | 3.295% | 5.004% | 5.004% | 8.562% | 8.562% | 47.56%
| EHV OHL Support - Poles | 0.8123% | 0.8123% | 0.8123% | 1.723% | 1.723% | 2.617% | 2.617% | 4.478% | 4.478% | 24.87%
| EHV OHL Fittings | 0.2736% | 0.2736% | 0.2736% | 0.5805% | 0.5805% | 0.8814% | 0.8814% | 1.508% | 1.508% | 8.378%
| EHV OHL (Tower Line) Conductor | 0.228% | 0.228% | 0.228% | 0.4837% | 0.4837% | 0.7345% | 0.7345% | 1.257% | 1.257% | 6.981%
[Please insert new asset category as required]
[Please insert new asset category as required]
[Please insert new asset category as required]
[Please insert new asset category as required]
132kV Network
| 132kV CBs | 1.228% | 1.228% | 1.228% | 2.606% | 2.606% | 3.957% | 3.957% | 6.771% | 6.771% | 37.61%
| 132kV Transformer | 1.294% | 1.294% | 1.294% | 2.745% | 2.745% | 4.168% | 4.168% | 7.133% | 7.133% | 39.62%
| 132kV UG Cable (Gas) | 128.4% | 128.4% | 128.4% | 272.3% | 272.3% | 413.5% | 413.5% | 707.5% | 707.5% | 3930%
| 132kV UG Cable (Oil) | 59.69% | 59.69% | 59.69% | 126.6% | 126.6% | 192.3% | 192.3% | 329% | 329% | 1828%
| 132kV UG Cable (Non Pressurised) | 1.875% | 1.875% | 1.875% | 3.979% | 3.979% | 6.041% | 6.041% | 10.34% | 10.34% | 57.42%
| 132kV OHL Support - Tower | 1.553% | 1.553% | 1.553% | 3.295% | 3.295% | 5.004% | 5.004% | 8.562% | 8.562% | 47.56%
| 132kV OHL Fittings | 0.2736% | 0.2736% | 0.2736% | 0.5805% | 0.5805% | 0.8814% | 0.8814% | 1.508% | 1.508% | 8.378%
| 132kV OHL (Tower Line) Conductor | 0.228% | 0.228% | 0.228% | 0.4837% | 0.4837% | 0.7345% | 0.7345% | 1.257% | 1.257% | 6.981%
[Please insert new asset category as required]
[Please insert new asset category as required]
[Please insert new asset category as required]
[Please insert new asset category as required]
Other
Submarine Cables
[Please insert new asset category as required]
[Please insert new asset category as required]
[Please insert new asset category as required]
[Please insert new asset category as required]
[Please insert new asset category as required]
Health Index Definitions
|  | HI1 | New or as new
|  | HI2 | Good or seviceable condition
|  | HI3 | Deterioration requires assessment and monitoring
|  | HI4 | Material deterioration, intervention requires consideration
|  | HI5 | End of serviceable life, intervention required