## SPMW - Total
Total Secondary deliverables RIIO-ED1 - Asset replacement, Refurbishment and HVP | [50 empty] | Criticality weightings C1 to C4 | Criticality Rating Boundaries
SPMW | [49 empty] | C1 | 0.7 | Below 75% of average
[50 empty] | C2 | 1 | 75%-125%
[50 empty] | C3 | 1.5 | 125%-200%
[50 empty] | C4 | 2.5 | Over 200% of average
Price base (2012/13)
| ASSET CATEGORIES |  | ASSET REGISTER |  |  | End of DPCR5 (31 March 2015) with investment | [5 empty] | End of DPCR5 (31 March 2015) without investment | [5 empty] | Mid-Period Review (31 March 2019) planned investment | [5 empty] | Mid-Period Review (31 March 2019) without investment | [5 empty] | End of RIIO-ED1 (31 March 2023) planned investment | [5 empty] | End of RIIO-ED1 (31 March 2023) without investment | [8 empty] | Probability of Asset Failure | [5 empty] | Consequence of Asset Failure | [5 empty] | Probability of Asset Failure x Consequence of Asset Failure
Is it your current intention to have a health index for this asset category in the RIIO-ED1 control period.
|  |  | as at 31st March 2015 | as at 31st March 2023 |  | HI 1 | HI 2 | HI 3 | HI 4 | HI 5 |  | HI 1 | HI 2 | HI 3 | HI 4 | HI 5 |  | HI 1 | HI 2 | HI 3 | HI 4 | HI 5 |  | HI 1 | HI 2 | HI 3 | HI 4 | HI 5 |  | HI 1 | HI 2 | HI 3 | HI 4 | HI 5 |  | HI 1 | HI 2 | HI 3 | HI 4 | HI 5 |  |  |  |  | HI 1 | HI 2 | HI 3 | HI 4 | HI 5 |  | HI 1 | HI 2 | HI 3 | HI 4 | HI 5 |  | HI 1 | HI 2 | HI 3 | HI 4 | HI 5 |  | End of DPCR5 (without investment) | [6 empty] | Position at Beginning of RIIO-ED1 | [6 empty] | Mid Period (Without Investment) | [6 empty] | Mid Period (With Investment) | [6 empty] | End of RIIO-ED1 (Without Investment) | [6 empty] | End of RIIO-ED1 (With Investment)
| LV Network | [61 empty] | 1 | 2 | 3 | 4 | 5 | Total |  | 1 | 2 | 3 | 4 | 5 | Total |  | 1 | 2 | 3 | 4 | 5 | Total |  | 1 | 2 | 3 | 4 | 5 | Total |  | 1 | 2 | 3 | 4 | 5 | Total |  | 1 | 2 | 3 | 4 | 5 | Total
| LV Switchgear and Other |  |  |  | C1 | 0 | 0 | 0 | 0 | 0 | 0 | 0 | 0 | 0 | 0 | 0 | 0 | 0 | 0 | 0 | 0 | 0 | 0 | 0 | 0 | 0 | 0 | 0 | 0 | 0 | 0 | 0 | 0 | 0 | 0 | 0 | 0 | 0 | 0 | 0 | 0 | Yes |  | C1 | 0 | 0 | 0 | 0 | 0 | C1 | 0 | 0 | 0 | 0 | 0 | C1 | [5 empty] | C1 | [5 empty] | 0 | [6 empty] | 0 | [6 empty] | 0 | [6 empty] | 0 | [6 empty] | 0 | [6 empty] | 0
[5 empty] | C2 | 0 | 0 | 0 | 0 | 0 | 0 | 0 | 0 | 0 | 0 | 0 | 0 | 0 | 0 | 0 | 0 | 0 | 0 | 0 | 0 | 0 | 0 | 0 | 0 | 0 | 0 | 0 | 0 | 0 | 0 | 0 | 0 | 0 | 0 | 0 | 0 | No |  | C2 | 0 | 0 | 0 | 0 | 0 | C2 | 0 | 0 | 0 | 0 | 0 | C2 | [5 empty] | C2 | [5 empty] | 0 | [6 empty] | 0 | [6 empty] | 0 | [6 empty] | 0 | [6 empty] | 0 | [6 empty] | 0
[5 empty] | C3 | 0 | 0 | 0 | 0 | 0 | 0 | 0 | 0 | 0 | 0 | 0 | 0 | 0 | 0 | 0 | 0 | 0 | 0 | 0 | 0 | 0 | 0 | 0 | 0 | 0 | 0 | 0 | 0 | 0 | 0 | 0 | 0 | 0 | 0 | 0 | 0 |  |  | C3 | 0 | 0 | 0 | 0 | 0 | C3 | 0 | 0 | 0 | 0 | 0 | C3 | [5 empty] | C3 | [5 empty] | 0 | [6 empty] | 0 | [6 empty] | 0 | [6 empty] | 0 | [6 empty] | 0 | [6 empty] | 0
[5 empty] | C4 | 0 | 0 | 0 | 0 | 0 | 0 | 0 | 0 | 0 | 0 | 0 | 0 | 0 | 0 | 0 | 0 | 0 | 0 | 0 | 0 | 0 | 0 | 0 | 0 | 0 | 0 | 0 | 0 | 0 | 0 | 0 | 0 | 0 | 0 | 0 | 0 |  |  | C4 | 0 | 0 | 0 | 0 | 0 | C4 | 0 | 0 | 0 | 0 | 0 | C4 | [5 empty] | C4 | [5 empty] | 0 | [6 empty] | 0 | [6 empty] | 0 | [6 empty] | 0 | [6 empty] | 0 | [6 empty] | 0
|  | Yes | 0 | 0 |  | 0 | 0 | 0 | 0 | 0 |  | 0 | 0 | 0 | 0 | 0 |  | 0 | 0 | 0 | 0 | 0 |  | 0 | 0 | 0 | 0 | 0 |  | 0 | 0 | 0 | 0 | 0 |  | 0 | 0 | 0 | 0 | 0 | [22 empty] | 0 | 0 | 0 | 0 | 0 | 0 |  | 0 | 0 | 0 | 0 | 0 | 0 |  | 0 | 0 | 0 | 0 | 0 | 0 |  | 0 | 0 | 0 | 0 | 0 | 0 |  | 0 | 0 | 0 | 0 | 0 | 0 |  | 0 | 0 | 0 | 0 | 0 | 0
| LV UGB |  |  |  | C1 | 0 | 0 | 0 | 0 | 0 | 0 | 0 | 0 | 0 | 0 | 0 | 0 | 0 | 0 | 0 | 0 | 0 | 0 | 0 | 0 | 0 | 0 | 0 | 0 | 0 | 0 | 0 | 0 | 0 | 0 | 0 | 0 | 0 | 0 | 0 | 0 |  |  | C1 | 0 | 0 | 0 | 0 | 0 | C1 | 0 | 0 | 0 | 0 | 0 | C1 | [5 empty] | C1 | [5 empty] | 0 | [6 empty] | 0 | [6 empty] | 0 | [6 empty] | 0 | [6 empty] | 0 | [6 empty] | 0
[5 empty] | C2 | 0 | 0 | 0 | 0 | 0 | 0 | 0 | 0 | 0 | 0 | 0 | 0 | 0 | 0 | 0 | 0 | 0 | 0 | 0 | 0 | 0 | 0 | 0 | 0 | 0 | 0 | 0 | 0 | 0 | 0 | 0 | 0 | 0 | 0 | 0 | 0 |  |  | C2 | 0 | 0 | 0 | 0 | 0 | C2 | 0 | 0 | 0 | 0 | 0 | C2 | [5 empty] | C2 | [5 empty] | 0 | [6 empty] | 0 | [6 empty] | 0 | [6 empty] | 0 | [6 empty] | 0 | [6 empty] | 0
[5 empty] | C3 | 0 | 0 | 0 | 0 | 0 | 0 | 0 | 0 | 0 | 0 | 0 | 0 | 0 | 0 | 0 | 0 | 0 | 0 | 0 | 0 | 0 | 0 | 0 | 0 | 0 | 0 | 0 | 0 | 0 | 0 | 0 | 0 | 0 | 0 | 0 | 0 |  |  | C3 | 0 | 0 | 0 | 0 | 0 | C3 | 0 | 0 | 0 | 0 | 0 | C3 | [5 empty] | C3 | [5 empty] | 0 | [6 empty] | 0 | [6 empty] | 0 | [6 empty] | 0 | [6 empty] | 0 | [6 empty] | 0
[5 empty] | C4 | 0 | 0 | 0 | 0 | 0 | 0 | 0 | 0 | 0 | 0 | 0 | 0 | 0 | 0 | 0 | 0 | 0 | 0 | 0 | 0 | 0 | 0 | 0 | 0 | 0 | 0 | 0 | 0 | 0 | 0 | 0 | 0 | 0 | 0 | 0 | 0 |  |  | C4 | 0 | 0 | 0 | 0 | 0 | C4 | 0 | 0 | 0 | 0 | 0 | C4 | [5 empty] | C4 | [5 empty] | 0 | [6 empty] | 0 | [6 empty] | 0 | [6 empty] | 0 | [6 empty] | 0 | [6 empty] | 0
|  | Yes | 0 | 0 |  | 0 | 0 | 0 | 0 | 0 |  | 0 | 0 | 0 | 0 | 0 |  | 0 | 0 | 0 | 0 | 0 |  | 0 | 0 | 0 | 0 | 0 |  | 0 | 0 | 0 | 0 | 0 |  | 0 | 0 | 0 | 0 | 0 | [22 empty] | 0 | 0 | 0 | 0 | 0 | 0 |  | 0 | 0 | 0 | 0 | 0 | 0 |  | 0 | 0 | 0 | 0 | 0 | 0 |  | 0 | 0 | 0 | 0 | 0 | 0 |  | 0 | 0 | 0 | 0 | 0 | 0 |  | 0 | 0 | 0 | 0 | 0 | 0
| LV OHL Support |  |  |  | C1 | 0 | 0 | 0 | 0 | 0 | 0 | 0 | 0 | 0 | 0 | 0 | 0 | 0 | 0 | 0 | 0 | 0 | 0 | 0 | 0 | 0 | 0 | 0 | 0 | 0 | 0 | 0 | 0 | 0 | 0 | 0 | 0 | 0 | 0 | 0 | 0 |  |  | C1 | 0.0081226 | 0.012094 | 0.021383 | 0.03463 | 0.081228 | C1 | 1293.369 | 1293.369 | 1293.369 | 1293.369 | 1293.369 | C1 | 10.5056 | 15.6417 | 27.6559 | 44.789 | 105.0573 | C1 | 0 | 0 | 0 | 0 | 0 | 0 |  | 0 | 0 | 0 | 0 | 0 | 0 |  | 0 | 0 | 0 | 0 | 0 | 0 |  | 0 | 0 | 0 | 0 | 0 | 0 |  | 0 | 0 | 0 | 0 | 0 | 0 |  | 0 | 0 | 0 | 0 | 0 | 0
[5 empty] | C2 | 76973 | 4552 | 19324 | 11109 | 11478 | 123436 | 0 | 0 | 0 | 0 | 0 | 0 | 5441 | -1054 | -1067 | -2457 | -863 | 0 | 75390 | 3796 | 20879 | 3839 | 19532 | 123436 | 10880 | -2107 | -2134 | -4914 | -1725 | 0 | 73607 | 3559 | 3146 | 20099 | 23025 | 123436 |  |  | C2 | 0.0081226 | 0.012094 | 0.021383 | 0.03463 | 0.081228 | C2 | 1847.67 | 1847.67 | 1847.67 | 1847.67 | 1847.67 | C2 | 15.0079 | 22.3452 | 39.5084 | 63.9843 | 150.0819 | C2 | 0 | 0 | 0 | 0 | 0 | 0 |  | 1155205.9275 | 101715.4385 | 763459.8339 | 710801.5524 | 1722640.3738 | 4453823.1262 |  | 1131448.3634 | 84822.4527 | 824895.3567 | 245635.7151 | 2931400.2249 | 5218202.1128 |  | 1213106.5481 | 61270.5915 | 782739.9208 | 88426.2981 | 2801879.5207 | 4947422.8792 |  | 1104689.2119 | 79526.6357 | 124293.347 | 1286020.38 | 3455636.4007 | 6050165.9753 |  | 1267975.5654 | 32445.2585 | 39982.4753 | 971601.5459 | 3196745.0742 | 5508749.9193
[5 empty] | C3 | 1952 | 150 | 610 | 223 | 757 | 3692 | 0 | 0 | 0 | 0 | 0 | 0 | 152 | -15 | -51 | -47 | -39 | 0 | 1908 | 131 | 641 | 112 | 900 | 3692 | 302 | -29 | -102 | -94 | -77 | 0 | 1848 | 109 | 114 | 623 | 998 | 3692 |  |  | C3 | 0.0081226 | 0.012094 | 0.021383 | 0.03463 | 0.081228 | C3 | 2771.505 | 2771.505 | 2771.505 | 2771.505 | 2771.505 | C3 | 22.5119 | 33.5178 | 59.2626 | 95.9764 | 225.1229 | C3 | 0 | 0 | 0 | 0 | 0 | 0 |  | 43943.2393 | 5027.6744 | 36150.1629 | 21402.7473 | 170418.0297 | 276941.8534 |  | 42952.7154 | 4390.8356 | 37987.3023 | 10749.3619 | 202610.6033 | 298690.8185 |  | 46374.525 | 3888.0682 | 34964.9117 | 6238.4689 | 193830.8105 | 285296.7843 |  | 41602.0011 | 3653.4434 | 6755.9321 | 59793.3253 | 224672.6468 | 336477.3486 |  | 48400.5965 | 2681.4263 | 711.1507 | 50771.5395 | 207338.184 | 309902.8971
[5 empty] | C4 | 4 | 0 | 0 | 0 | 0 | 4 | 0 | 0 | 0 | 0 | 0 | 0 | 0 | 0 | 0 | 0 | 0 | 0 | 4 | 0 | 0 | 0 | 0 | 4 | 0 | 0 | 0 | 0 | 0 | 0 | 4 | 0 | 0 | 0 | 0 | 4 |  |  | C4 | 0.0081226 | 0.012094 | 0.021383 | 0.03463 | 0.081228 | C4 | 4619.175 | 4619.175 | 4619.175 | 4619.175 | 4619.175 | C4 | 37.5198 | 55.863 | 98.7709 | 159.9607 | 375.2048 | C4 | 0 | 0 | 0 | 0 | 0 | 0 |  | 150.0794 | 0 | 0 | 0 | 0 | 150.0794 |  | 150.0794 | 0 | 0 | 0 | 0 | 150.0794 |  | 150.0794 | 0 | 0 | 0 | 0 | 150.0794 |  | 150.0794 | 0 | 0 | 0 | 0 | 150.0794 |  | 150.0794 | 0 | 0 | 0 | 0 | 150.0794
|  | Yes | 127132 | 127120 |  | 78929 | 4702 | 19934 | 11332 | 12235 |  | 0 | 0 | 0 | 0 | 0 |  | 5593 | -1069 | -1118 | -2504 | -902 |  | 77302 | 3927 | 21520 | 3951 | 20432 |  | 11182 | -2136 | -2236 | -5008 | -1802 |  | 75459 | 3668 | 3260 | 20722 | 24023 | [22 empty] | 0 | 0 | 0 | 0 | 0 | 0 |  | 1199299.2461 | 106743.1129 | 799609.9968 | 732204.2996 | 1893058.4035 | 4730915.059 |  | 1174551.1582 | 89213.2883 | 862882.659 | 256385.077 | 3134010.8282 | 5517043.0107 |  | 1259631.1525 | 65158.6597 | 817704.8324 | 94664.767 | 2995710.3312 | 5232869.7428 |  | 1146441.2924 | 83180.0791 | 131049.2791 | 1345813.7053 | 3680309.0474 | 6386793.4033 |  | 1316526.2413 | 35126.6848 | 40693.626 | 1022373.0853 | 3404083.2583 | 5818802.8958
| [Please insert new asset category as required] |  |  |  | C1 | 0 | 0 | 0 | 0 | 0 | 0 | 0 | 0 | 0 | 0 | 0 | 0 | 0 | 0 | 0 | 0 | 0 | 0 | 0 | 0 | 0 | 0 | 0 | 0 | 0 | 0 | 0 | 0 | 0 | 0 | 0 | 0 | 0 | 0 | 0 | 0 |  |  | C1 | 0 | 0 | 0 | 0 | 0 | C1 | 0 | 0 | 0 | 0 | 0 | C1 | [5 empty] | C1 | [5 empty] | 0 | [6 empty] | 0 | [6 empty] | 0 | [6 empty] | 0 | [6 empty] | 0 | [6 empty] | 0
[5 empty] | C2 | 0 | 0 | 0 | 0 | 0 | 0 | 0 | 0 | 0 | 0 | 0 | 0 | 0 | 0 | 0 | 0 | 0 | 0 | 0 | 0 | 0 | 0 | 0 | 0 | 0 | 0 | 0 | 0 | 0 | 0 | 0 | 0 | 0 | 0 | 0 | 0 |  |  | C2 | 0 | 0 | 0 | 0 | 0 | C2 | 0 | 0 | 0 | 0 | 0 | C2 | [5 empty] | C2 | [5 empty] | 0 | [6 empty] | 0 | [6 empty] | 0 | [6 empty] | 0 | [6 empty] | 0 | [6 empty] | 0
[5 empty] | C3 | 0 | 0 | 0 | 0 | 0 | 0 | 0 | 0 | 0 | 0 | 0 | 0 | 0 | 0 | 0 | 0 | 0 | 0 | 0 | 0 | 0 | 0 | 0 | 0 | 0 | 0 | 0 | 0 | 0 | 0 | 0 | 0 | 0 | 0 | 0 | 0 |  |  | C3 | 0 | 0 | 0 | 0 | 0 | C3 | 0 | 0 | 0 | 0 | 0 | C3 | [5 empty] | C3 | [5 empty] | 0 | [6 empty] | 0 | [6 empty] | 0 | [6 empty] | 0 | [6 empty] | 0 | [6 empty] | 0
[5 empty] | C4 | 0 | 0 | 0 | 0 | 0 | 0 | 0 | 0 | 0 | 0 | 0 | 0 | 0 | 0 | 0 | 0 | 0 | 0 | 0 | 0 | 0 | 0 | 0 | 0 | 0 | 0 | 0 | 0 | 0 | 0 | 0 | 0 | 0 | 0 | 0 | 0 |  |  | C4 | 0 | 0 | 0 | 0 | 0 | C4 | 0 | 0 | 0 | 0 | 0 | C4 | [5 empty] | C4 | [5 empty] | 0 | [6 empty] | 0 | [6 empty] | 0 | [6 empty] | 0 | [6 empty] | 0 | [6 empty] | 0
|  | 0 | 0 | 0 |  | 0 | 0 | 0 | 0 | 0 |  | 0 | 0 | 0 | 0 | 0 |  | 0 | 0 | 0 | 0 | 0 |  | 0 | 0 | 0 | 0 | 0 |  | 0 | 0 | 0 | 0 | 0 |  | 0 | 0 | 0 | 0 | 0 | [22 empty] | 0 | 0 | 0 | 0 | 0 | 0 |  | 0 | 0 | 0 | 0 | 0 | 0 |  | 0 | 0 | 0 | 0 | 0 | 0 |  | 0 | 0 | 0 | 0 | 0 | 0 |  | 0 | 0 | 0 | 0 | 0 | 0 |  | 0 | 0 | 0 | 0 | 0 | 0
| [Please insert new asset category as required] |  |  |  | C1 | 0 | 0 | 0 | 0 | 0 | 0 | 0 | 0 | 0 | 0 | 0 | 0 | 0 | 0 | 0 | 0 | 0 | 0 | 0 | 0 | 0 | 0 | 0 | 0 | 0 | 0 | 0 | 0 | 0 | 0 | 0 | 0 | 0 | 0 | 0 | 0 |  |  | C1 | 0 | 0 | 0 | 0 | 0 | C1 | 0 | 0 | 0 | 0 | 0 | C1 | [5 empty] | C1 | [5 empty] | 0 | [6 empty] | 0 | [6 empty] | 0 | [6 empty] | 0 | [6 empty] | 0 | [6 empty] | 0
[5 empty] | C2 | 0 | 0 | 0 | 0 | 0 | 0 | 0 | 0 | 0 | 0 | 0 | 0 | 0 | 0 | 0 | 0 | 0 | 0 | 0 | 0 | 0 | 0 | 0 | 0 | 0 | 0 | 0 | 0 | 0 | 0 | 0 | 0 | 0 | 0 | 0 | 0 |  |  | C2 | 0 | 0 | 0 | 0 | 0 | C2 | 0 | 0 | 0 | 0 | 0 | C2 | [5 empty] | C2 | [5 empty] | 0 | [6 empty] | 0 | [6 empty] | 0 | [6 empty] | 0 | [6 empty] | 0 | [6 empty] | 0
[5 empty] | C3 | 0 | 0 | 0 | 0 | 0 | 0 | 0 | 0 | 0 | 0 | 0 | 0 | 0 | 0 | 0 | 0 | 0 | 0 | 0 | 0 | 0 | 0 | 0 | 0 | 0 | 0 | 0 | 0 | 0 | 0 | 0 | 0 | 0 | 0 | 0 | 0 |  |  | C3 | 0 | 0 | 0 | 0 | 0 | C3 | 0 | 0 | 0 | 0 | 0 | C3 | [5 empty] | C3 | [5 empty] | 0 | [6 empty] | 0 | [6 empty] | 0 | [6 empty] | 0 | [6 empty] | 0 | [6 empty] | 0
[5 empty] | C4 | 0 | 0 | 0 | 0 | 0 | 0 | 0 | 0 | 0 | 0 | 0 | 0 | 0 | 0 | 0 | 0 | 0 | 0 | 0 | 0 | 0 | 0 | 0 | 0 | 0 | 0 | 0 | 0 | 0 | 0 | 0 | 0 | 0 | 0 | 0 | 0 |  |  | C4 | 0 | 0 | 0 | 0 | 0 | C4 | 0 | 0 | 0 | 0 | 0 | C4 | [5 empty] | C4 | [5 empty] | 0 | [6 empty] | 0 | [6 empty] | 0 | [6 empty] | 0 | [6 empty] | 0 | [6 empty] | 0
|  | 0 | 0 | 0 |  | 0 | 0 | 0 | 0 | 0 |  | 0 | 0 | 0 | 0 | 0 |  | 0 | 0 | 0 | 0 | 0 |  | 0 | 0 | 0 | 0 | 0 |  | 0 | 0 | 0 | 0 | 0 |  | 0 | 0 | 0 | 0 | 0 | [22 empty] | 0 | 0 | 0 | 0 | 0 | 0 |  | 0 | 0 | 0 | 0 | 0 | 0 |  | 0 | 0 | 0 | 0 | 0 | 0 |  | 0 | 0 | 0 | 0 | 0 | 0 |  | 0 | 0 | 0 | 0 | 0 | 0 |  | 0 | 0 | 0 | 0 | 0 | 0
| [Please insert new asset category as required] |  |  |  | C1 | 0 | 0 | 0 | 0 | 0 | 0 | 0 | 0 | 0 | 0 | 0 | 0 | 0 | 0 | 0 | 0 | 0 | 0 | 0 | 0 | 0 | 0 | 0 | 0 | 0 | 0 | 0 | 0 | 0 | 0 | 0 | 0 | 0 | 0 | 0 | 0 |  |  | C1 | 0 | 0 | 0 | 0 | 0 | C1 | 0 | 0 | 0 | 0 | 0 | C1 | [5 empty] | C1 | [5 empty] | 0 | [6 empty] | 0 | [6 empty] | 0 | [6 empty] | 0 | [6 empty] | 0 | [6 empty] | 0
[5 empty] | C2 | 0 | 0 | 0 | 0 | 0 | 0 | 0 | 0 | 0 | 0 | 0 | 0 | 0 | 0 | 0 | 0 | 0 | 0 | 0 | 0 | 0 | 0 | 0 | 0 | 0 | 0 | 0 | 0 | 0 | 0 | 0 | 0 | 0 | 0 | 0 | 0 |  |  | C2 | 0 | 0 | 0 | 0 | 0 | C2 | 0 | 0 | 0 | 0 | 0 | C2 | [5 empty] | C2 | [5 empty] | 0 | [6 empty] | 0 | [6 empty] | 0 | [6 empty] | 0 | [6 empty] | 0 | [6 empty] | 0
[5 empty] | C3 | 0 | 0 | 0 | 0 | 0 | 0 | 0 | 0 | 0 | 0 | 0 | 0 | 0 | 0 | 0 | 0 | 0 | 0 | 0 | 0 | 0 | 0 | 0 | 0 | 0 | 0 | 0 | 0 | 0 | 0 | 0 | 0 | 0 | 0 | 0 | 0 |  |  | C3 | 0 | 0 | 0 | 0 | 0 | C3 | 0 | 0 | 0 | 0 | 0 | C3 | [5 empty] | C3 | [5 empty] | 0 | [6 empty] | 0 | [6 empty] | 0 | [6 empty] | 0 | [6 empty] | 0 | [6 empty] | 0
[5 empty] | C4 | 0 | 0 | 0 | 0 | 0 | 0 | 0 | 0 | 0 | 0 | 0 | 0 | 0 | 0 | 0 | 0 | 0 | 0 | 0 | 0 | 0 | 0 | 0 | 0 | 0 | 0 | 0 | 0 | 0 | 0 | 0 | 0 | 0 | 0 | 0 | 0 |  |  | C4 | 0 | 0 | 0 | 0 | 0 | C4 | 0 | 0 | 0 | 0 | 0 | C4 | [5 empty] | C4 | [5 empty] | 0 | [6 empty] | 0 | [6 empty] | 0 | [6 empty] | 0 | [6 empty] | 0 | [6 empty] | 0
|  | 0 | 0 | 0 |  | 0 | 0 | 0 | 0 | 0 |  | 0 | 0 | 0 | 0 | 0 |  | 0 | 0 | 0 | 0 | 0 |  | 0 | 0 | 0 | 0 | 0 |  | 0 | 0 | 0 | 0 | 0 |  | 0 | 0 | 0 | 0 | 0 | [22 empty] | 0 | 0 | 0 | 0 | 0 | 0 |  | 0 | 0 | 0 | 0 | 0 | 0 |  | 0 | 0 | 0 | 0 | 0 | 0 |  | 0 | 0 | 0 | 0 | 0 | 0 |  | 0 | 0 | 0 | 0 | 0 | 0 |  | 0 | 0 | 0 | 0 | 0 | 0
| [Please insert new asset category as required] |  |  |  | C1 | 0 | 0 | 0 | 0 | 0 | 0 | 0 | 0 | 0 | 0 | 0 | 0 | 0 | 0 | 0 | 0 | 0 | 0 | 0 | 0 | 0 | 0 | 0 | 0 | 0 | 0 | 0 | 0 | 0 | 0 | 0 | 0 | 0 | 0 | 0 | 0 |  |  | C1 | 0 | 0 | 0 | 0 | 0 | C1 | 0 | 0 | 0 | 0 | 0 | C1 | [5 empty] | C1 | [5 empty] | 0 | [6 empty] | 0 | [6 empty] | 0 | [6 empty] | 0 | [6 empty] | 0 | [6 empty] | 0
[5 empty] | C2 | 0 | 0 | 0 | 0 | 0 | 0 | 0 | 0 | 0 | 0 | 0 | 0 | 0 | 0 | 0 | 0 | 0 | 0 | 0 | 0 | 0 | 0 | 0 | 0 | 0 | 0 | 0 | 0 | 0 | 0 | 0 | 0 | 0 | 0 | 0 | 0 |  |  | C2 | 0 | 0 | 0 | 0 | 0 | C2 | 0 | 0 | 0 | 0 | 0 | C2 | [5 empty] | C2 | [5 empty] | 0 | [6 empty] | 0 | [6 empty] | 0 | [6 empty] | 0 | [6 empty] | 0 | [6 empty] | 0
[5 empty] | C3 | 0 | 0 | 0 | 0 | 0 | 0 | 0 | 0 | 0 | 0 | 0 | 0 | 0 | 0 | 0 | 0 | 0 | 0 | 0 | 0 | 0 | 0 | 0 | 0 | 0 | 0 | 0 | 0 | 0 | 0 | 0 | 0 | 0 | 0 | 0 | 0 |  |  | C3 | 0 | 0 | 0 | 0 | 0 | C3 | 0 | 0 | 0 | 0 | 0 | C3 | [5 empty] | C3 | [5 empty] | 0 | [6 empty] | 0 | [6 empty] | 0 | [6 empty] | 0 | [6 empty] | 0 | [6 empty] | 0
[5 empty] | C4 | 0 | 0 | 0 | 0 | 0 | 0 | 0 | 0 | 0 | 0 | 0 | 0 | 0 | 0 | 0 | 0 | 0 | 0 | 0 | 0 | 0 | 0 | 0 | 0 | 0 | 0 | 0 | 0 | 0 | 0 | 0 | 0 | 0 | 0 | 0 | 0 |  |  | C4 | 0 | 0 | 0 | 0 | 0 | C4 | 0 | 0 | 0 | 0 | 0 | C4 | [5 empty] | C4 | [5 empty] | 0 | [6 empty] | 0 | [6 empty] | 0 | [6 empty] | 0 | [6 empty] | 0 | [6 empty] | 0
|  | 0 | 0 | 0 |  | 0 | 0 | 0 | 0 | 0 |  | 0 | 0 | 0 | 0 | 0 |  | 0 | 0 | 0 | 0 | 0 |  | 0 | 0 | 0 | 0 | 0 |  | 0 | 0 | 0 | 0 | 0 |  | 0 | 0 | 0 | 0 | 0 | [22 empty] | 0 | 0 | 0 | 0 | 0 | 0 |  | 0 | 0 | 0 | 0 | 0 | 0 |  | 0 | 0 | 0 | 0 | 0 | 0 |  | 0 | 0 | 0 | 0 | 0 | 0 |  | 0 | 0 | 0 | 0 | 0 | 0 |  | 0 | 0 | 0 | 0 | 0 | 0
| [Please insert new asset category as required] |  |  |  | C1 | 0 | 0 | 0 | 0 | 0 | 0 | 0 | 0 | 0 | 0 | 0 | 0 | 0 | 0 | 0 | 0 | 0 | 0 | 0 | 0 | 0 | 0 | 0 | 0 | 0 | 0 | 0 | 0 | 0 | 0 | 0 | 0 | 0 | 0 | 0 | 0 |  |  | C1 | 0 | 0 | 0 | 0 | 0 | C1 | 0 | 0 | 0 | 0 | 0 | C1 | [5 empty] | C1 | [5 empty] | 0 | [6 empty] | 0 | [6 empty] | 0 | [6 empty] | 0 | [6 empty] | 0 | [6 empty] | 0
[5 empty] | C2 | 0 | 0 | 0 | 0 | 0 | 0 | 0 | 0 | 0 | 0 | 0 | 0 | 0 | 0 | 0 | 0 | 0 | 0 | 0 | 0 | 0 | 0 | 0 | 0 | 0 | 0 | 0 | 0 | 0 | 0 | 0 | 0 | 0 | 0 | 0 | 0 |  |  | C2 | 0 | 0 | 0 | 0 | 0 | C2 | 0 | 0 | 0 | 0 | 0 | C2 | [5 empty] | C2 | [5 empty] | 0 | [6 empty] | 0 | [6 empty] | 0 | [6 empty] | 0 | [6 empty] | 0 | [6 empty] | 0
[5 empty] | C3 | 0 | 0 | 0 | 0 | 0 | 0 | 0 | 0 | 0 | 0 | 0 | 0 | 0 | 0 | 0 | 0 | 0 | 0 | 0 | 0 | 0 | 0 | 0 | 0 | 0 | 0 | 0 | 0 | 0 | 0 | 0 | 0 | 0 | 0 | 0 | 0 |  |  | C3 | 0 | 0 | 0 | 0 | 0 | C3 | 0 | 0 | 0 | 0 | 0 | C3 | [5 empty] | C3 | [5 empty] | 0 | [6 empty] | 0 | [6 empty] | 0 | [6 empty] | 0 | [6 empty] | 0 | [6 empty] | 0
[5 empty] | C4 | 0 | 0 | 0 | 0 | 0 | 0 | 0 | 0 | 0 | 0 | 0 | 0 | 0 | 0 | 0 | 0 | 0 | 0 | 0 | 0 | 0 | 0 | 0 | 0 | 0 | 0 | 0 | 0 | 0 | 0 | 0 | 0 | 0 | 0 | 0 | 0 |  |  | C4 | 0 | 0 | 0 | 0 | 0 | C4 | 0 | 0 | 0 | 0 | 0 | C4 | [5 empty] | C4 | [5 empty] | 0 | [6 empty] | 0 | [6 empty] | 0 | [6 empty] | 0 | [6 empty] | 0 | [6 empty] | 0
|  | 0 | 0 | 0 |  | 0 | 0 | 0 | 0 | 0 |  | 0 | 0 | 0 | 0 | 0 |  | 0 | 0 | 0 | 0 | 0 |  | 0 | 0 | 0 | 0 | 0 |  | 0 | 0 | 0 | 0 | 0 |  | 0 | 0 | 0 | 0 | 0 | [22 empty] | 0 | 0 | 0 | 0 | 0 | 0 |  | 0 | 0 | 0 | 0 | 0 | 0 |  | 0 | 0 | 0 | 0 | 0 | 0 |  | 0 | 0 | 0 | 0 | 0 | 0 |  | 0 | 0 | 0 | 0 | 0 | 0 |  | 0 | 0 | 0 | 0 | 0 | 0
[63 empty] | 0 | 0 | 0 | 0 | 0 | 0 |  | 1199299.2461 | 106743.1129 | 799609.9968 | 732204.2996 | 1893058.4035 | 4730915.059 |  | 1174551.1582 | 89213.2883 | 862882.659 | 256385.077 | 3134010.8282 | 5517043.0107 |  | 1259631.1525 | 65158.6597 | 817704.8324 | 94664.767 | 2995710.3312 | 5232869.7428 |  | 1146441.2924 | 83180.0791 | 131049.2791 | 1345813.7053 | 3680309.0474 | 6386793.4033 |  | 1316526.2413 | 35126.6848 | 40693.626 | 1022373.0853 | 3404083.2583 | 5818802.8958
| HV Network | [73 empty] | 0 | [6 empty] | 0 | [6 empty] | 0 | [6 empty] | 0 | [6 empty] | 0
| HV Switchgear (GM) - Primary |  |  |  | C1 | 1030 | 1184 | 50 | 182 | 100 | 2546 | 0 | 0 | 0 | 0 | 0 | 0 | 111 | -7 | -22 | -14 | -68 | 0 | 1026 | 1133 | 65 | 111 | 211 | 2546 | 213 | 0 | -28 | -11 | -174 | 0 | 1020 | 252 | 484 | 500 | 290 | 2546 |  |  | C1 | 0.001482 | 0.0022066 | 0.0039014 | 0.0063184 | 0.01482 | C1 | 65517.249 | 65517.249 | 65517.249 | 65517.249 | 65517.249 | C1 | 97.0981 | 144.5687 | 255.6106 | 413.9645 | 970.9975 | C1 | 0 | 0 | 0 | 0 | 0 | 0 |  | 100011.0415 | 171169.371 | 12780.531 | 75341.5444 | 97099.7543 | 456402.2422 |  | 99622.6491 | 163796.366 | 16614.6903 | 45950.0628 | 204880.4816 | 530864.2498 |  | 110400.538 | 162784.3849 | 10991.2567 | 40154.5594 | 138852.6487 | 463183.3877 |  | 99040.0605 | 36431.3188 | 123715.5403 | 206982.265 | 281589.2875 | 747758.4721 |  | 119721.9555 | 36431.3188 | 116558.4429 | 202428.6551 | 112635.715 | 587776.0873
[5 empty] | C2 | 375 | 659 | 39 | 79 | 109 | 1261 | 0 | 0 | 0 | 0 | 0 | 0 | 45 | 10 | -11 | -18 | -26 | 0 | 375 | 581 | 98 | 87 | 120 | 1261 | 81 | 32 | -14 | -21 | -78 | 0 | 374 | 182 | 304 | 209 | 192 | 1261 |  |  | C2 | 0.001482 | 0.0022066 | 0.0039014 | 0.0063184 | 0.01482 | C2 | 93596.07 | 93596.07 | 93596.07 | 93596.07 | 93596.07 | C2 | 138.7116 | 206.5268 | 365.158 | 591.3779 | 1387.1393 | C2 | 0 | 0 | 0 | 0 | 0 | 0 |  | 52016.8385 | 136101.1287 | 14241.1631 | 46718.8541 | 151198.1889 | 400276.1733 |  | 52016.8385 | 119992.0422 | 35785.4869 | 51449.8773 | 166456.7217 | 425700.9665 |  | 58258.8591 | 122057.3097 | 31768.7485 | 40805.0751 | 130391.0987 | 383281.0911 |  | 51878.1269 | 37587.8686 | 111008.0409 | 123597.9811 | 266330.7547 | 590402.7722 |  | 63113.764 | 44196.7247 | 105895.8285 | 111179.0452 | 158133.8856 | 482519.2479
[5 empty] | C3 | 382 | 643 | 32 | 91 | 83 | 1231 | 0 | 0 | 0 | 0 | 0 | 0 | 39 | 68 | -82 | -13 | -12 | 0 | 381 | 556 | 98 | 72 | 124 | 1231 | 82 | 137 | -120 | -46 | -53 | 0 | 380 | 106 | 462 | 104 | 179 | 1231 |  |  | C3 | 0.001482 | 0.0022066 | 0.0039014 | 0.0063184 | 0.01482 | C3 | 140394.105 | 140394.105 | 140394.105 | 140394.105 | 140394.105 | C3 | 208.0674 | 309.7901 | 547.737 | 887.0668 | 2080.709 | C3 | 0 | 0 | 0 | 0 | 0 | 0 |  | 79481.7292 | 199195.0511 | 17527.5854 | 80723.0833 | 172698.8487 | 549626.2977 |  | 79273.6618 | 172243.3101 | 53678.2303 | 63868.8132 | 258007.9186 | 627071.934 |  | 87388.2887 | 193309.0387 | 8763.7927 | 52336.9441 | 233039.4104 | 574837.4745 |  | 79065.5945 | 32837.7534 | 253054.5142 | 92254.9524 | 372446.9148 | 829659.7292 |  | 96127.1175 | 75279.0006 | 187326.069 | 51449.8773 | 262169.3367 | 672351.4011
[5 empty] | C4 | 113 | 259 | 10 | 15 | 45 | 442 | 0 | 0 | 0 | 0 | 0 | 0 | 35 | 0 | -15 | -6 | -14 | 0 | 113 | 203 | 59 | 17 | 50 | 442 | 52 | 9 | -13 | -9 | -39 | 0 | 112 | 45 | 147 | 75 | 63 | 442 |  |  | C4 | 0.001482 | 0.0022066 | 0.0039014 | 0.0063184 | 0.01482 | C4 | 233990.175 | 233990.175 | 233990.175 | 233990.175 | 233990.175 | C4 | 346.7789 | 516.3169 | 912.8951 | 1478.4447 | 3467.8484 | C4 | 0 | 0 | 0 | 0 | 0 | 0 |  | 39186.0183 | 133726.0711 | 9128.9507 | 22176.6712 | 156053.1766 | 360270.888 |  | 39186.0183 | 104812.326 | 53860.8093 | 25133.5607 | 173392.4184 | 396385.1328 |  | 51323.2806 | 104812.326 | 40167.3832 | 16262.8922 | 124842.5413 | 337408.4233 |  | 38839.2394 | 23234.2595 | 134195.5757 | 110883.3562 | 218474.4472 | 525626.878 |  | 56871.7434 | 27881.1113 | 122327.9398 | 97577.3535 | 83228.3608 | 387886.5089
|  | Yes | 5480 | 5511 |  | 1900 | 2745 | 131 | 367 | 337 |  | 0 | 0 | 0 | 0 | 0 |  | 230 | 71 | -130 | -51 | -120 |  | 1895 | 2473 | 320 | 287 | 505 |  | 428 | 178 | -175 | -87 | -344 |  | 1886 | 585 | 1397 | 888 | 724 | [22 empty] | 0 | 0 | 0 | 0 | 0 | 0 |  | 270695.6275 | 640191.6218 | 53678.2303 | 224960.1531 | 577049.9685 | 1766575.6012 |  | 270099.1677 | 560844.0442 | 159939.2168 | 186402.314 | 802737.5403 | 1980022.2831 |  | 307370.9664 | 582963.0592 | 91691.1811 | 149559.4709 | 627125.6989 | 1758710.3766 |  | 268823.0213 | 130091.2003 | 621973.6711 | 533718.5546 | 1138841.4042 | 2693447.8515 |  | 335834.5804 | 183788.1555 | 532108.2802 | 462634.9311 | 616167.2981 | 2130533.2452
| HV Switchgear (GM) - Distribution |  |  |  | C1 | 1473 | 12 | 0 | 0 | 181 | 1666 | 0 | 0 | 0 | 0 | 0 | 0 | 1 | 0 | 0 | 0 | -1 | 0 | 1473 | 12 | 0 | 0 | 181 | 1666 | 70 | 0 | -1 | 0 | -69 | 0 | 1473 | 0 | 12 | 0 | 181 | 1666 |  |  | C1 | 0.0019095 | 0.0028431 | 0.0050268 | 0.008141 | 0.019096 | C1 | 11167.73 | 11167.73 | 11167.73 | 11167.73 | 11167.73 | C1 | 21.3251 | 31.7508 | 56.1383 | 90.9167 | 213.2548 | C1 | 0 | 0 | 0 | 0 | 0 | 0 |  | 31411.8983 | 381.0099 | 0 | 0 | 38599.1212 | 70392.0295 |  | 31411.8983 | 381.0099 | 0 | 0 | 38599.1212 | 70392.0295 |  | 31433.2234 | 381.0099 | 0 | 0 | 38385.8664 | 70200.0998 |  | 31411.8983 | 0 | 673.6601 | 0 | 38599.1212 | 70684.6797 |  | 32904.6566 | 0 | 617.5218 | 0 | 23884.5391 | 57406.7174
[5 empty] | C2 | 6091 | 3004 | 232 | 311 | 1142 | 10780 | 0 | 0 | 0 | 0 | 0 | 0 | 583 | 18 | 11 | -39 | -573 | 0 | 6091 | 2711 | 371 | 322 | 1285 | 10780 | 1332 | 45 | 12 | -41 | -1348 | 0 | 6091 | 625 | 1728 | 805 | 1531 | 10780 |  |  | C2 | 0.0019095 | 0.0028431 | 0.0050268 | 0.008141 | 0.019096 | C2 | 15953.9 | 15953.9 | 15953.9 | 15953.9 | 15953.9 | C2 | 30.4645 | 45.3583 | 80.1976 | 129.8811 | 304.6497 | C2 | 0 | 0 | 0 | 0 | 0 | 0 |  | 185558.9881 | 136256.413 | 18605.8515 | 40393.0076 | 347909.9953 | 728724.2554 |  | 185558.9881 | 122966.4233 | 29753.3229 | 41821.6991 | 391474.9071 | 771575.3406 |  | 203319.7647 | 123782.8732 | 30635.4969 | 36756.3381 | 216910.61 | 611405.0828 |  | 185558.9881 | 28348.9541 | 138581.5146 | 104554.2478 | 466418.7415 | 923462.4462 |  | 226137.6406 | 30390.0788 | 139543.8863 | 99229.1247 | 55750.9012 | 551051.6315
[5 empty] | C3 | 264 | 428 | 51 | 18 | 1006 | 1767 | 0 | 0 | 0 | 0 | 0 | 0 | 519 | 9 | -4 | -6 | -518 | 0 | 264 | 353 | 102 | 35 | 1013 | 1767 | 812 | 16 | 4 | -19 | -813 | 0 | 264 | 145 | 235 | 97 | 1026 | 1767 |  |  | C3 | 0.0019095 | 0.0028431 | 0.0050268 | 0.008141 | 0.019096 | C3 | 23930.85 | 23930.85 | 23930.85 | 23930.85 | 23930.85 | C3 | 45.6967 | 68.0375 | 120.2965 | 194.8216 | 456.9746 | C3 | 0 | 0 | 0 | 0 | 0 | 0 |  | 12063.9237 | 29120.0456 | 6135.1191 | 3506.7884 | 459716.4474 | 510542.3243 |  | 12063.9237 | 24017.2339 | 12270.2383 | 6818.7553 | 462915.2696 | 518085.4207 |  | 35780.501 | 24629.5713 | 11789.0525 | 5649.8258 | 226202.4269 | 304051.3775 |  | 12063.9237 | 9865.436 | 28269.6666 | 18897.6932 | 468855.9393 | 537952.6589 |  | 49169.6284 | 10954.0359 | 28750.8524 | 15196.0832 | 97335.5897 | 201406.1897
[5 empty] | C4 | 0 | 0 | 0 | 0 | 0 | 0 | 0 | 0 | 0 | 0 | 0 | 0 | 0 | 0 | 0 | 0 | 0 | 0 | 0 | 0 | 0 | 0 | 0 | 0 | 0 | 0 | 0 | 0 | 0 | 0 | 0 | 0 | 0 | 0 | 0 | 0 |  |  | C4 | 0.0019095 | 0.0028431 | 0.0050268 | 0.008141 | 0.019096 | C4 | 39884.75 | 39884.75 | 39884.75 | 39884.75 | 39884.75 | C4 | 76.1611 | 113.3958 | 200.4941 | 324.7026 | 761.6243 | C4 | 0 | 0 | 0 | 0 | 0 | 0 |  | 0 | 0 | 0 | 0 | 0 | 0 |  | 0 | 0 | 0 | 0 | 0 | 0 |  | 0 | 0 | 0 | 0 | 0 | 0 |  | 0 | 0 | 0 | 0 | 0 | 0 |  | 0 | 0 | 0 | 0 | 0 | 0
|  | Yes | 14213 | 14333 |  | 7828 | 3444 | 283 | 329 | 2329 |  | 0 | 0 | 0 | 0 | 0 |  | 1103 | 27 | 7 | -45 | -1092 |  | 7828 | 3076 | 473 | 357 | 2479 |  | 2214 | 61 | 15 | -60 | -2230 |  | 7828 | 770 | 1975 | 902 | 2738 | [22 empty] | 0 | 0 | 0 | 0 | 0 | 0 |  | 229034.8102 | 165757.4686 | 24740.9706 | 43899.796 | 846225.5638 | 1309658.6092 |  | 229034.8102 | 147364.6671 | 42023.5612 | 48640.4544 | 892989.2979 | 1360052.7908 |  | 270533.4891 | 148793.4544 | 42424.5493 | 42406.1639 | 481498.9033 | 985656.5601 |  | 229034.8102 | 38214.3901 | 167524.8414 | 123451.9411 | 973873.802 | 1532099.7848 |  | 308211.9256 | 41344.1147 | 168912.2605 | 114425.2079 | 176971.03 | 809864.5386
| HV Transformer (GM) |  |  |  | C1 | 383 | 61 | 27 | 7 | 2 | 480 | 0 | 0 | 0 | 0 | 0 | 0 | 10 | 0 | -2 | -8 | 0 | 0 | 340 | 85 | 26 | 25 | 4 | 480 | 13 | 0 | 0 | -12 | -1 | 0 | 301 | 101 | 32 | 35 | 11 | 480 |  |  | C1 | 0.002223 | 0.0033099 | 0.0058521 | 0.0094776 | 0.022231 | C1 | 14588.882 | 14588.882 | 14588.882 | 14588.882 | 14588.882 | C1 | 32.4316 | 48.2872 | 85.3761 | 138.2677 | 324.3215 | C1 | 0 | 0 | 0 | 0 | 0 | 0 |  | 12421.3019 | 2945.5188 | 2305.1558 | 967.8739 | 648.643 | 19288.4934 |  | 11026.7432 | 4104.4115 | 2219.7796 | 3456.6926 | 1297.286 | 22104.9129 |  | 11351.0591 | 4104.4115 | 2049.0273 | 2350.5509 | 1297.286 | 21152.335 |  | 9761.9109 | 4877.0066 | 2732.0365 | 4839.3696 | 3567.5366 | 25777.8601 |  | 10183.5216 | 4877.0066 | 2732.0365 | 3180.1572 | 3243.2151 | 24215.9369
[5 empty] | C2 | 8644 | 800 | 196 | 34 | 6 | 9680 | 0 | 0 | 0 | 0 | 0 | 0 | 72 | -22 | -20 | -26 | -4 | 0 | 7814 | 1461 | 239 | 155 | 11 | 9680 | 156 | 0 | -65 | -39 | -52 | 0 | 6810 | 2206 | 351 | 254 | 59 | 9680 |  |  | C2 | 0.002223 | 0.0033099 | 0.0058521 | 0.0094776 | 0.022231 | C2 | 20841.26 | 20841.26 | 20841.26 | 20841.26 | 20841.26 | C2 | 46.3309 | 68.9817 | 121.9659 | 197.5253 | 463.3164 | C2 | 0 | 0 | 0 | 0 | 0 | 0 |  | 400483.8989 | 55185.3646 | 23905.319 | 6715.8599 | 2779.8986 | 489070.341 |  | 362029.2904 | 100782.2721 | 29149.8532 | 30616.4199 | 5096.4808 | 527674.3165 |  | 365365.1118 | 99264.6746 | 26710.535 | 25480.7624 | 3243.2151 | 520064.2989 |  | 315513.1133 | 152173.6429 | 42810.0355 | 50171.4236 | 27335.6698 | 588003.8852 |  | 322740.7265 | 152173.6429 | 34882.2512 | 42467.9373 | 3243.2151 | 555507.773
[5 empty] | C3 | 991 | 119 | 11 | 1 | 0 | 1122 | 0 | 0 | 0 | 0 | 0 | 0 | 13 | -9 | -3 | 0 | -1 | 0 | 846 | 245 | 25 | 5 | 1 | 1122 | 27 | 0 | -18 | -7 | -2 | 0 | 686 | 365 | 52 | 17 | 2 | 1122 |  |  | C3 | 0.002223 | 0.0033099 | 0.0058521 | 0.0094776 | 0.022231 | C3 | 31261.89 | 31261.89 | 31261.89 | 31261.89 | 31261.89 | C3 | 69.4963 | 103.4726 | 182.9489 | 296.2879 | 694.9747 | C3 | 0 | 0 | 0 | 0 | 0 | 0 |  | 68870.8139 | 12313.2345 | 2012.4376 | 296.2879 | 0 | 83492.7739 |  | 58793.8533 | 25350.7769 | 4573.7217 | 1481.4397 | 694.9747 | 90894.7662 |  | 59697.3049 | 24419.5238 | 4024.8751 | 1481.4397 | 0 | 89623.1436 |  | 47674.4484 | 37767.4839 | 9513.3412 | 5036.8949 | 1389.9493 | 101382.1177 |  | 49550.848 | 37767.4839 | 6220.2616 | 2962.8793 | 0 | 96501.4728
[5 empty] | C4 | 67 | 7 | 1 | 0 | 0 | 75 | 0 | 0 | 0 | 0 | 0 | 0 | 1 | 0 | 0 | -1 | 0 | 0 | 61 | 11 | 2 | 1 | 0 | 75 | 1 | 0 | 0 | 0 | -1 | 0 | 51 | 19 | 3 | 1 | 1 | 75 |  |  | C4 | 0.002223 | 0.0033099 | 0.0058521 | 0.0094776 | 0.022231 | C4 | 52103.15 | 52103.15 | 52103.15 | 52103.15 | 52103.15 | C4 | 115.8271 | 172.4543 | 304.9148 | 493.8132 | 1158.2911 | C4 | 0 | 0 | 0 | 0 | 0 | 0 |  | 7760.418 | 1207.1799 | 304.9148 | 0 | 0 | 9272.5126 |  | 7065.4552 | 1896.9969 | 609.8296 | 493.8132 | 0 | 10066.0949 |  | 7181.2823 | 1896.9969 | 609.8296 | 0 | 0 | 9688.1088 |  | 5907.1838 | 3276.631 | 914.7443 | 493.8132 | 1158.2911 | 11750.6635 |  | 6023.011 | 3276.631 | 914.7443 | 493.8132 | 0 | 10708.1996
|  | Yes | 11357 | 11402 |  | 10085 | 987 | 235 | 42 | 8 |  | 0 | 0 | 0 | 0 | 0 |  | 96 | -31 | -25 | -35 | -5 |  | 9061 | 1802 | 292 | 186 | 16 |  | 197 | 0 | -83 | -58 | -56 |  | 7848 | 2691 | 438 | 307 | 73 | [22 empty] | 0 | 0 | 0 | 0 | 0 | 0 |  | 489536.4327 | 71651.2978 | 28527.8271 | 7980.0217 | 3428.5416 | 601124.1209 |  | 438915.342 | 132134.4574 | 36553.1842 | 36048.3654 | 7088.7415 | 650740.0905 |  | 443594.7582 | 129685.6069 | 33394.267 | 29312.753 | 4540.5011 | 640527.8862 |  | 378856.6564 | 198094.7645 | 55970.1575 | 60541.5013 | 33451.4468 | 726914.5265 |  | 388498.1071 | 198094.7645 | 44749.2935 | 49104.7871 | 6486.4301 | 686933.3822
| HV UG Cable |  |  |  | C1 | 0 | 0 | 0 | 0 | 0 | 0 | 0 | 0 | 0 | 0 | 0 | 0 | 0 | 0 | 0 | 0 | 0 | 0 | 0 | 0 | 0 | 0 | 0 | 0 | 0 | 0 | 0 | 0 | 0 | 0 | 0 | 0 | 0 | 0 | 0 | 0 |  |  | C1 | 0 | 0 | 0 | 0 | 0 | C1 | 0 | 0 | 0 | 0 | 0 | C1 | [5 empty] | C1 | [5 empty] | 0 | [6 empty] | 0 | [6 empty] | 0 | [6 empty] | 0 | [6 empty] | 0 | [6 empty] | 0
[5 empty] | C2 | 0 | 0 | 0 | 0 | 0 | 0 | 0 | 0 | 0 | 0 | 0 | 0 | 0 | 0 | 0 | 0 | 0 | 0 | 0 | 0 | 0 | 0 | 0 | 0 | 0 | 0 | 0 | 0 | 0 | 0 | 0 | 0 | 0 | 0 | 0 | 0 |  |  | C2 | 0 | 0 | 0 | 0 | 0 | C2 | 0 | 0 | 0 | 0 | 0 | C2 | [5 empty] | C2 | [5 empty] | 0 | [6 empty] | 0 | [6 empty] | 0 | [6 empty] | 0 | [6 empty] | 0 | [6 empty] | 0
[5 empty] | C3 | 0 | 0 | 0 | 0 | 0 | 0 | 0 | 0 | 0 | 0 | 0 | 0 | 0 | 0 | 0 | 0 | 0 | 0 | 0 | 0 | 0 | 0 | 0 | 0 | 0 | 0 | 0 | 0 | 0 | 0 | 0 | 0 | 0 | 0 | 0 | 0 |  |  | C3 | 0 | 0 | 0 | 0 | 0 | C3 | 0 | 0 | 0 | 0 | 0 | C3 | [5 empty] | C3 | [5 empty] | 0 | [6 empty] | 0 | [6 empty] | 0 | [6 empty] | 0 | [6 empty] | 0 | [6 empty] | 0
[5 empty] | C4 | 0 | 0 | 0 | 0 | 0 | 0 | 0 | 0 | 0 | 0 | 0 | 0 | 0 | 0 | 0 | 0 | 0 | 0 | 0 | 0 | 0 | 0 | 0 | 0 | 0 | 0 | 0 | 0 | 0 | 0 | 0 | 0 | 0 | 0 | 0 | 0 |  |  | C4 | 0 | 0 | 0 | 0 | 0 | C4 | 0 | 0 | 0 | 0 | 0 | C4 | [5 empty] | C4 | [5 empty] | 0 | [6 empty] | 0 | [6 empty] | 0 | [6 empty] | 0 | [6 empty] | 0 | [6 empty] | 0
|  | 0 | 0 | 0 |  | 0 | 0 | 0 | 0 | 0 |  | 0 | 0 | 0 | 0 | 0 |  | 0 | 0 | 0 | 0 | 0 |  | 0 | 0 | 0 | 0 | 0 |  | 0 | 0 | 0 | 0 | 0 |  | 0 | 0 | 0 | 0 | 0 | [22 empty] | 0 | 0 | 0 | 0 | 0 | 0 |  | 0 | 0 | 0 | 0 | 0 | 0 |  | 0 | 0 | 0 | 0 | 0 | 0 |  | 0 | 0 | 0 | 0 | 0 | 0 |  | 0 | 0 | 0 | 0 | 0 | 0 |  | 0 | 0 | 0 | 0 | 0 | 0
| HV OHL Support - Poles |  |  |  | C1 | 27126 | 2798 | 6780 | 9287 | 4187 | 50178 | 0 | 0 | 0 | 0 | 0 | 0 | 3549 | -552 | -769 | -1511 | -717 | 0 | 26447 | 2160 | 6417 | 4037 | 11117 | 50178 | 7097 | -1103 | -1538 | -3022 | -1434 | 0 | 25547 | 1703 | 2147 | 6549 | 14232 | 50178 |  |  | C1 | 0.0081226 | 0.012094 | 0.021383 | 0.03463 | 0.081228 | C1 | 2424.66 | 2424.66 | 2424.66 | 2424.66 | 2424.66 | C1 | 19.6946 | 29.3232 | 51.846 | 83.9653 | 196.9495 | C1 | 0 | 0 | 0 | 0 | 0 | 0 |  | 534236.0531 | 82046.257 | 351516.163 | 779785.7364 | 824627.4789 | 2572211.6885 |  | 520863.4114 | 63338.0683 | 332696.0499 | 338967.914 | 2189487.3856 | 3445352.8292 |  | 590759.5904 | 47151.6731 | 292826.4438 | 212096.3465 | 2048274.6073 | 3191108.6611 |  | 503138.2603 | 49937.3752 | 111313.4516 | 549888.7464 | 2802985.0204 | 4017262.8538 |  | 642910.9238 | 17593.9079 | 31574.2394 | 296145.6113 | 2520559.4639 | 3508784.1463
[5 empty] | C2 | 48908 | 4755 | 7922 | 14230 | 5481 | 81296 | 0 | 0 | 0 | 0 | 0 | 0 | 5912 | -930 | -1282 | -2500 | -1200 | 0 | 47578 | 3699 | 8032 | 7485 | 14502 | 81296 | 11822 | -1860 | -2564 | -4999 | -2399 | 0 | 46704 | 2325 | 3405 | 8071 | 20791 | 81296 |  |  | C2 | 0.0081226 | 0.012094 | 0.021383 | 0.03463 | 0.081228 | C2 | 3463.8 | 3463.8 | 3463.8 | 3463.8 | 3463.8 | C2 | 28.1352 | 41.8903 | 74.0658 | 119.9504 | 281.3564 | C2 | 0 | 0 | 0 | 0 | 0 | 0 |  | 1376034.4259 | 199188.1712 | 586749.061 | 1706894.5882 | 1542114.44 | 5410980.6863 |  | 1338614.6626 | 154952.06 | 594896.2961 | 897828.9524 | 4080230.5434 | 7066522.5145 |  | 1504949.731 | 115994.1212 | 499943.974 | 597952.8828 | 3742602.8608 | 6461443.5697 |  | 1314024.5324 | 97394.8471 | 252193.9602 | 968119.9031 | 5849680.9562 | 8481414.199 |  | 1646638.3989 | 19478.9694 | 62289.3159 | 368487.7143 | 5174706.9476 | 7271601.3461
[5 empty] | C3 | 15369 | 1570 | 3783 | 5662 | 1978 | 28362 | 0 | 0 | 0 | 0 | 0 | 0 | 2006 | -312 | -435 | -854 | -405 | 0 | 14747 | 1596 | 3357 | 2145 | 6517 | 28362 | 4011 | -624 | -869 | -1708 | -810 | 0 | 14352 | 1090 | 1151 | 3724 | 8045 | 28362 |  |  | C3 | 0.0081226 | 0.012094 | 0.021383 | 0.03463 | 0.081228 | C3 | 5195.7 | 5195.7 | 5195.7 | 5195.7 | 5195.7 | C3 | 42.2027 | 62.8354 | 111.0987 | 179.9256 | 422.0346 | C3 | 0 | 0 | 0 | 0 | 0 | 0 |  | 648613.9208 | 98651.5548 | 420286.2341 | 1018738.9837 | 834784.4451 | 3021075.1385 |  | 622363.8161 | 100285.2748 | 372958.2046 | 385940.5016 | 2750399.5088 | 4231947.3059 |  | 707022.5138 | 80680.6347 | 324630.2871 | 232284.0035 | 2579475.4945 | 3924092.9336 |  | 605693.7336 | 68490.5699 | 127874.5587 | 670043.0899 | 3395268.3824 | 4867370.3345 |  | 774968.9262 | 29281.2895 | 31329.8224 | 362730.0938 | 3053420.3539 | 4251730.4858
[5 empty] | C4 | 3205 | 276 | 529 | 773 | 402 | 5185 | 0 | 0 | 0 | 0 | 0 | 0 | 207 | -21 | -44 | -105 | -37 | 0 | 3021 | 362 | 463 | 342 | 997 | 5185 | 412 | -42 | -87 | -210 | -73 | 0 | 2923 | 290 | 216 | 496 | 1260 | 5185 |  |  | C4 | 0.0081226 | 0.012094 | 0.021383 | 0.03463 | 0.081228 | C4 | 8659.5 | 8659.5 | 8659.5 | 8659.5 | 8659.5 | C4 | 70.3379 | 104.7256 | 185.1644 | 299.8761 | 703.391 | C4 | 0 | 0 | 0 | 0 | 0 | 0 |  | 225432.9729 | 28904.2772 | 97951.986 | 231804.2018 | 282763.1841 | 866856.622 |  | 212490.7991 | 37910.6824 | 85731.1333 | 102557.6158 | 701280.8323 | 1139971.0629 |  | 227050.7446 | 35711.4439 | 77583.8982 | 71070.6285 | 675255.3651 | 1086672.0803 |  | 205597.6848 | 30370.4362 | 39995.5179 | 148738.5305 | 886272.6666 | 1310974.8361 |  | 234576.9 | 25971.9592 | 23886.2121 | 85764.5559 | 834925.1233 | 1205124.7505
|  | Yes | 165021 | 165125 |  | 94608 | 9399 | 19014 | 29952 | 12048 |  | 0 | 0 | 0 | 0 | 0 |  | 11674 | -1815 | -2530 | -4970 | -2359 |  | 91793 | 7817 | 18269 | 14009 | 33133 |  | 23342 | -3629 | -5058 | -9939 | -4716 |  | 89526 | 5408 | 6919 | 18840 | 44328 | [22 empty] | 0 | 0 | 0 | 0 | 0 | 0 |  | 2784317.3727 | 408790.2603 | 1456503.4442 | 3737223.5101 | 3484289.5481 | 11871124.1353 |  | 2694332.6891 | 356486.0856 | 1386281.6839 | 1725294.9839 | 9721398.27 | 15883793.7125 |  | 3029782.5798 | 279537.8728 | 1194984.603 | 1113403.8613 | 9045608.3278 | 14663317.2448 |  | 2628454.211 | 246193.2284 | 531377.4884 | 2336790.27 | 12934207.0257 | 18677022.2235 |  | 3299095.1489 | 92326.126 | 149079.5897 | 1113127.9754 | 11583611.8886 | 16237240.7287
| [Please insert new asset category as required] |  |  |  | C1 | 0 | 0 | 0 | 0 | 0 | 0 | 0 | 0 | 0 | 0 | 0 | 0 | 0 | 0 | 0 | 0 | 0 | 0 | 0 | 0 | 0 | 0 | 0 | 0 | 0 | 0 | 0 | 0 | 0 | 0 | 0 | 0 | 0 | 0 | 0 | 0 |  |  | C1 | 0 | 0 | 0 | 0 | 0 | C1 | 0 | 0 | 0 | 0 | 0 | C1 | [5 empty] | C1 | [5 empty] | 0 | [6 empty] | 0 | [6 empty] | 0 | [6 empty] | 0 | [6 empty] | 0 | [6 empty] | 0
[5 empty] | C2 | 0 | 0 | 0 | 0 | 0 | 0 | 0 | 0 | 0 | 0 | 0 | 0 | 0 | 0 | 0 | 0 | 0 | 0 | 0 | 0 | 0 | 0 | 0 | 0 | 0 | 0 | 0 | 0 | 0 | 0 | 0 | 0 | 0 | 0 | 0 | 0 |  |  | C2 | 0 | 0 | 0 | 0 | 0 | C2 | 0 | 0 | 0 | 0 | 0 | C2 | [5 empty] | C2 | [5 empty] | 0 | [6 empty] | 0 | [6 empty] | 0 | [6 empty] | 0 | [6 empty] | 0 | [6 empty] | 0
[5 empty] | C3 | 0 | 0 | 0 | 0 | 0 | 0 | 0 | 0 | 0 | 0 | 0 | 0 | 0 | 0 | 0 | 0 | 0 | 0 | 0 | 0 | 0 | 0 | 0 | 0 | 0 | 0 | 0 | 0 | 0 | 0 | 0 | 0 | 0 | 0 | 0 | 0 |  |  | C3 | 0 | 0 | 0 | 0 | 0 | C3 | 0 | 0 | 0 | 0 | 0 | C3 | [5 empty] | C3 | [5 empty] | 0 | [6 empty] | 0 | [6 empty] | 0 | [6 empty] | 0 | [6 empty] | 0 | [6 empty] | 0
[5 empty] | C4 | 0 | 0 | 0 | 0 | 0 | 0 | 0 | 0 | 0 | 0 | 0 | 0 | 0 | 0 | 0 | 0 | 0 | 0 | 0 | 0 | 0 | 0 | 0 | 0 | 0 | 0 | 0 | 0 | 0 | 0 | 0 | 0 | 0 | 0 | 0 | 0 |  |  | C4 | 0 | 0 | 0 | 0 | 0 | C4 | 0 | 0 | 0 | 0 | 0 | C4 | [5 empty] | C4 | [5 empty] | 0 | [6 empty] | 0 | [6 empty] | 0 | [6 empty] | 0 | [6 empty] | 0 | [6 empty] | 0
|  | 0 | 0 | 0 |  | 0 | 0 | 0 | 0 | 0 |  | 0 | 0 | 0 | 0 | 0 |  | 0 | 0 | 0 | 0 | 0 |  | 0 | 0 | 0 | 0 | 0 |  | 0 | 0 | 0 | 0 | 0 |  | 0 | 0 | 0 | 0 | 0 | [22 empty] | 0 | 0 | 0 | 0 | 0 | 0 |  | 0 | 0 | 0 | 0 | 0 | 0 |  | 0 | 0 | 0 | 0 | 0 | 0 |  | 0 | 0 | 0 | 0 | 0 | 0 |  | 0 | 0 | 0 | 0 | 0 | 0 |  | 0 | 0 | 0 | 0 | 0 | 0
| [Please insert new asset category as required] |  |  |  | C1 | 0 | 0 | 0 | 0 | 0 | 0 | 0 | 0 | 0 | 0 | 0 | 0 | 0 | 0 | 0 | 0 | 0 | 0 | 0 | 0 | 0 | 0 | 0 | 0 | 0 | 0 | 0 | 0 | 0 | 0 | 0 | 0 | 0 | 0 | 0 | 0 |  |  | C1 | 0 | 0 | 0 | 0 | 0 | C1 | 0 | 0 | 0 | 0 | 0 | C1 | [5 empty] | C1 | [5 empty] | 0 | [6 empty] | 0 | [6 empty] | 0 | [6 empty] | 0 | [6 empty] | 0 | [6 empty] | 0
[5 empty] | C2 | 0 | 0 | 0 | 0 | 0 | 0 | 0 | 0 | 0 | 0 | 0 | 0 | 0 | 0 | 0 | 0 | 0 | 0 | 0 | 0 | 0 | 0 | 0 | 0 | 0 | 0 | 0 | 0 | 0 | 0 | 0 | 0 | 0 | 0 | 0 | 0 |  |  | C2 | 0 | 0 | 0 | 0 | 0 | C2 | 0 | 0 | 0 | 0 | 0 | C2 | [5 empty] | C2 | [5 empty] | 0 | [6 empty] | 0 | [6 empty] | 0 | [6 empty] | 0 | [6 empty] | 0 | [6 empty] | 0
[5 empty] | C3 | 0 | 0 | 0 | 0 | 0 | 0 | 0 | 0 | 0 | 0 | 0 | 0 | 0 | 0 | 0 | 0 | 0 | 0 | 0 | 0 | 0 | 0 | 0 | 0 | 0 | 0 | 0 | 0 | 0 | 0 | 0 | 0 | 0 | 0 | 0 | 0 |  |  | C3 | 0 | 0 | 0 | 0 | 0 | C3 | 0 | 0 | 0 | 0 | 0 | C3 | [5 empty] | C3 | [5 empty] | 0 | [6 empty] | 0 | [6 empty] | 0 | [6 empty] | 0 | [6 empty] | 0 | [6 empty] | 0
[5 empty] | C4 | 0 | 0 | 0 | 0 | 0 | 0 | 0 | 0 | 0 | 0 | 0 | 0 | 0 | 0 | 0 | 0 | 0 | 0 | 0 | 0 | 0 | 0 | 0 | 0 | 0 | 0 | 0 | 0 | 0 | 0 | 0 | 0 | 0 | 0 | 0 | 0 |  |  | C4 | 0 | 0 | 0 | 0 | 0 | C4 | 0 | 0 | 0 | 0 | 0 | C4 | [5 empty] | C4 | [5 empty] | 0 | [6 empty] | 0 | [6 empty] | 0 | [6 empty] | 0 | [6 empty] | 0 | [6 empty] | 0
|  | 0 | 0 | 0 |  | 0 | 0 | 0 | 0 | 0 |  | 0 | 0 | 0 | 0 | 0 |  | 0 | 0 | 0 | 0 | 0 |  | 0 | 0 | 0 | 0 | 0 |  | 0 | 0 | 0 | 0 | 0 |  | 0 | 0 | 0 | 0 | 0 | [22 empty] | 0 | 0 | 0 | 0 | 0 | 0 |  | 0 | 0 | 0 | 0 | 0 | 0 |  | 0 | 0 | 0 | 0 | 0 | 0 |  | 0 | 0 | 0 | 0 | 0 | 0 |  | 0 | 0 | 0 | 0 | 0 | 0 |  | 0 | 0 | 0 | 0 | 0 | 0
| [Please insert new asset category as required] |  |  |  | C1 | 0 | 0 | 0 | 0 | 0 | 0 | 0 | 0 | 0 | 0 | 0 | 0 | 0 | 0 | 0 | 0 | 0 | 0 | 0 | 0 | 0 | 0 | 0 | 0 | 0 | 0 | 0 | 0 | 0 | 0 | 0 | 0 | 0 | 0 | 0 | 0 |  |  | C1 | 0 | 0 | 0 | 0 | 0 | C1 | 0 | 0 | 0 | 0 | 0 | C1 | [5 empty] | C1 | [5 empty] | 0 | [6 empty] | 0 | [6 empty] | 0 | [6 empty] | 0 | [6 empty] | 0 | [6 empty] | 0
[5 empty] | C2 | 0 | 0 | 0 | 0 | 0 | 0 | 0 | 0 | 0 | 0 | 0 | 0 | 0 | 0 | 0 | 0 | 0 | 0 | 0 | 0 | 0 | 0 | 0 | 0 | 0 | 0 | 0 | 0 | 0 | 0 | 0 | 0 | 0 | 0 | 0 | 0 |  |  | C2 | 0 | 0 | 0 | 0 | 0 | C2 | 0 | 0 | 0 | 0 | 0 | C2 | [5 empty] | C2 | [5 empty] | 0 | [6 empty] | 0 | [6 empty] | 0 | [6 empty] | 0 | [6 empty] | 0 | [6 empty] | 0
[5 empty] | C3 | 0 | 0 | 0 | 0 | 0 | 0 | 0 | 0 | 0 | 0 | 0 | 0 | 0 | 0 | 0 | 0 | 0 | 0 | 0 | 0 | 0 | 0 | 0 | 0 | 0 | 0 | 0 | 0 | 0 | 0 | 0 | 0 | 0 | 0 | 0 | 0 |  |  | C3 | 0 | 0 | 0 | 0 | 0 | C3 | 0 | 0 | 0 | 0 | 0 | C3 | [5 empty] | C3 | [5 empty] | 0 | [6 empty] | 0 | [6 empty] | 0 | [6 empty] | 0 | [6 empty] | 0 | [6 empty] | 0
[5 empty] | C4 | 0 | 0 | 0 | 0 | 0 | 0 | 0 | 0 | 0 | 0 | 0 | 0 | 0 | 0 | 0 | 0 | 0 | 0 | 0 | 0 | 0 | 0 | 0 | 0 | 0 | 0 | 0 | 0 | 0 | 0 | 0 | 0 | 0 | 0 | 0 | 0 |  |  | C4 | 0 | 0 | 0 | 0 | 0 | C4 | 0 | 0 | 0 | 0 | 0 | C4 | [5 empty] | C4 | [5 empty] | 0 | [6 empty] | 0 | [6 empty] | 0 | [6 empty] | 0 | [6 empty] | 0 | [6 empty] | 0
|  | 0 | 0 | 0 |  | 0 | 0 | 0 | 0 | 0 |  | 0 | 0 | 0 | 0 | 0 |  | 0 | 0 | 0 | 0 | 0 |  | 0 | 0 | 0 | 0 | 0 |  | 0 | 0 | 0 | 0 | 0 |  | 0 | 0 | 0 | 0 | 0 | [22 empty] | 0 | 0 | 0 | 0 | 0 | 0 |  | 0 | 0 | 0 | 0 | 0 | 0 |  | 0 | 0 | 0 | 0 | 0 | 0 |  | 0 | 0 | 0 | 0 | 0 | 0 |  | 0 | 0 | 0 | 0 | 0 | 0 |  | 0 | 0 | 0 | 0 | 0 | 0
| [Please insert new asset category as required] |  |  |  | C1 | 0 | 0 | 0 | 0 | 0 | 0 | 0 | 0 | 0 | 0 | 0 | 0 | 0 | 0 | 0 | 0 | 0 | 0 | 0 | 0 | 0 | 0 | 0 | 0 | 0 | 0 | 0 | 0 | 0 | 0 | 0 | 0 | 0 | 0 | 0 | 0 |  |  | C1 | 0 | 0 | 0 | 0 | 0 | C1 | 0 | 0 | 0 | 0 | 0 | C1 | [5 empty] | C1 | [5 empty] | 0 | [6 empty] | 0 | [6 empty] | 0 | [6 empty] | 0 | [6 empty] | 0 | [6 empty] | 0
[5 empty] | C2 | 0 | 0 | 0 | 0 | 0 | 0 | 0 | 0 | 0 | 0 | 0 | 0 | 0 | 0 | 0 | 0 | 0 | 0 | 0 | 0 | 0 | 0 | 0 | 0 | 0 | 0 | 0 | 0 | 0 | 0 | 0 | 0 | 0 | 0 | 0 | 0 |  |  | C2 | 0 | 0 | 0 | 0 | 0 | C2 | 0 | 0 | 0 | 0 | 0 | C2 | [5 empty] | C2 | [5 empty] | 0 | [6 empty] | 0 | [6 empty] | 0 | [6 empty] | 0 | [6 empty] | 0 | [6 empty] | 0
[5 empty] | C3 | 0 | 0 | 0 | 0 | 0 | 0 | 0 | 0 | 0 | 0 | 0 | 0 | 0 | 0 | 0 | 0 | 0 | 0 | 0 | 0 | 0 | 0 | 0 | 0 | 0 | 0 | 0 | 0 | 0 | 0 | 0 | 0 | 0 | 0 | 0 | 0 |  |  | C3 | 0 | 0 | 0 | 0 | 0 | C3 | 0 | 0 | 0 | 0 | 0 | C3 | [5 empty] | C3 | [5 empty] | 0 | [6 empty] | 0 | [6 empty] | 0 | [6 empty] | 0 | [6 empty] | 0 | [6 empty] | 0
[5 empty] | C4 | 0 | 0 | 0 | 0 | 0 | 0 | 0 | 0 | 0 | 0 | 0 | 0 | 0 | 0 | 0 | 0 | 0 | 0 | 0 | 0 | 0 | 0 | 0 | 0 | 0 | 0 | 0 | 0 | 0 | 0 | 0 | 0 | 0 | 0 | 0 | 0 |  |  | C4 | 0 | 0 | 0 | 0 | 0 | C4 | 0 | 0 | 0 | 0 | 0 | C4 | [5 empty] | C4 | [5 empty] | 0 | [6 empty] | 0 | [6 empty] | 0 | [6 empty] | 0 | [6 empty] | 0 | [6 empty] | 0
|  | 0 | 0 | 0 |  | 0 | 0 | 0 | 0 | 0 |  | 0 | 0 | 0 | 0 | 0 |  | 0 | 0 | 0 | 0 | 0 |  | 0 | 0 | 0 | 0 | 0 |  | 0 | 0 | 0 | 0 | 0 |  | 0 | 0 | 0 | 0 | 0 | [22 empty] | 0 | 0 | 0 | 0 | 0 | 0 |  | 0 | 0 | 0 | 0 | 0 | 0 |  | 0 | 0 | 0 | 0 | 0 | 0 |  | 0 | 0 | 0 | 0 | 0 | 0 |  | 0 | 0 | 0 | 0 | 0 | 0 |  | 0 | 0 | 0 | 0 | 0 | 0
| [Please insert new asset category as required] |  |  |  | C1 | 0 | 0 | 0 | 0 | 0 | 0 | 0 | 0 | 0 | 0 | 0 | 0 | 0 | 0 | 0 | 0 | 0 | 0 | 0 | 0 | 0 | 0 | 0 | 0 | 0 | 0 | 0 | 0 | 0 | 0 | 0 | 0 | 0 | 0 | 0 | 0 |  |  | C1 | 0 | 0 | 0 | 0 | 0 | C1 | 0 | 0 | 0 | 0 | 0 | C1 | [5 empty] | C1 | [5 empty] | 0 | [6 empty] | 0 | [6 empty] | 0 | [6 empty] | 0 | [6 empty] | 0 | [6 empty] | 0
[5 empty] | C2 | 0 | 0 | 0 | 0 | 0 | 0 | 0 | 0 | 0 | 0 | 0 | 0 | 0 | 0 | 0 | 0 | 0 | 0 | 0 | 0 | 0 | 0 | 0 | 0 | 0 | 0 | 0 | 0 | 0 | 0 | 0 | 0 | 0 | 0 | 0 | 0 |  |  | C2 | 0 | 0 | 0 | 0 | 0 | C2 | 0 | 0 | 0 | 0 | 0 | C2 | [5 empty] | C2 | [5 empty] | 0 | [6 empty] | 0 | [6 empty] | 0 | [6 empty] | 0 | [6 empty] | 0 | [6 empty] | 0
[5 empty] | C3 | 0 | 0 | 0 | 0 | 0 | 0 | 0 | 0 | 0 | 0 | 0 | 0 | 0 | 0 | 0 | 0 | 0 | 0 | 0 | 0 | 0 | 0 | 0 | 0 | 0 | 0 | 0 | 0 | 0 | 0 | 0 | 0 | 0 | 0 | 0 | 0 |  |  | C3 | 0 | 0 | 0 | 0 | 0 | C3 | 0 | 0 | 0 | 0 | 0 | C3 | [5 empty] | C3 | [5 empty] | 0 | [6 empty] | 0 | [6 empty] | 0 | [6 empty] | 0 | [6 empty] | 0 | [6 empty] | 0
[5 empty] | C4 | 0 | 0 | 0 | 0 | 0 | 0 | 0 | 0 | 0 | 0 | 0 | 0 | 0 | 0 | 0 | 0 | 0 | 0 | 0 | 0 | 0 | 0 | 0 | 0 | 0 | 0 | 0 | 0 | 0 | 0 | 0 | 0 | 0 | 0 | 0 | 0 |  |  | C4 | 0 | 0 | 0 | 0 | 0 | C4 | 0 | 0 | 0 | 0 | 0 | C4 | [5 empty] | C4 | [5 empty] | 0 | [6 empty] | 0 | [6 empty] | 0 | [6 empty] | 0 | [6 empty] | 0 | [6 empty] | 0
|  | 0 | 0 | 0 |  | 0 | 0 | 0 | 0 | 0 |  | 0 | 0 | 0 | 0 | 0 |  | 0 | 0 | 0 | 0 | 0 |  | 0 | 0 | 0 | 0 | 0 |  | 0 | 0 | 0 | 0 | 0 |  | 0 | 0 | 0 | 0 | 0 | [22 empty] | 0 | 0 | 0 | 0 | 0 | 0 |  | 0 | 0 | 0 | 0 | 0 | 0 |  | 0 | 0 | 0 | 0 | 0 | 0 |  | 0 | 0 | 0 | 0 | 0 | 0 |  | 0 | 0 | 0 | 0 | 0 | 0 |  | 0 | 0 | 0 | 0 | 0 | 0
[63 empty] | 0 | 0 | 0 | 0 | 0 | 0 |  | 3773584.243 | 1286390.6485 | 1563450.4722 | 4014063.4809 | 4910993.622 | 15548482.4666 |  | 3632382.009 | 1196829.2544 | 1624797.646 | 1996386.1177 | 11424213.8497 | 19874608.8768 |  | 4051281.7936 | 1140979.9933 | 1362494.6005 | 1334682.2491 | 10158773.4311 | 18048212.0676 |  | 3505168.6989 | 612593.5833 | 1376846.1585 | 3054502.267 | 15080373.6786 | 23629484.3863 |  | 4331639.762 | 515553.1606 | 894849.4239 | 1739292.9014 | 12383236.6468 | 19864571.8947
| EHV Network | [66 empty] | 0 | [6 empty] | 0 | [6 empty] | 0 | [6 empty] | 0 | [6 empty] | 0 | [6 empty] | 0
| EHV Switchgear (GM) |  |  |  | C1 | 549 | 156 | 0 | 192 | 32 | 929 | 0 | 0 | 0 | 0 | 0 | 0 | 38 | 0 | 0 | -30 | -8 | 0 | 549 | 156 | 0 | 177 | 47 | 929 | 99 | 0 | 0 | 0 | -99 | 0 | 548 | 4 | 137 | 12 | 228 | 929 |  |  | C1 | 0.0063556 | 0.0094628 | 0.016731 | 0.027096 | 0.063557 | C1 | 54607.413 | 54607.413 | 54607.413 | 54607.413 | 54607.413 | C1 | 347.0629 | 516.7397 | 913.6426 | 1479.6555 | 3470.6882 | C1 | 0 | 0 | 0 | 0 | 0 | 0 |  | 190537.533 | 80611.3917 | 0 | 284093.847 | 111062.0224 | 666304.7942 |  | 190537.533 | 80611.3917 | 0 | 261899.0152 | 163122.3455 | 696170.2854 |  | 203725.9233 | 80611.3917 | 0 | 217509.3516 | 135356.8399 | 637203.5065 |  | 190190.4701 | 2066.9588 | 125169.0425 | 17755.8654 | 791316.9099 | 1126499.2467 |  | 224549.6974 | 2066.9588 | 125169.0425 | 17755.8654 | 447718.778 | 817260.3421
[5 empty] | C2 | 246 | 84 | 8 | 290 | 30 | 658 | 0 | 0 | 0 | 0 | 0 | 0 | 57 | -1 | 0 | -21 | -16 | 19 | 246 | 76 | 13 | 286 | 37 | 658 | 101 | 0 | 0 | -1 | -59 | 41 | 246 | 44 | 28 | 25 | 315 | 658 |  |  | C2 | 0.0063556 | 0.0094628 | 0.016731 | 0.027096 | 0.063557 | C2 | 78010.59 | 78010.59 | 78010.59 | 78010.59 | 78010.59 | C2 | 495.8041 | 738.1996 | 1305.2038 | 2113.7935 | 4958.126 | C2 | 0 | 0 | 0 | 0 | 0 | 0 |  | 121967.8197 | 62008.7629 | 10441.6302 | 613000.1163 | 148743.7801 | 956162.1092 |  | 121967.8197 | 56103.1664 | 16967.6491 | 604544.9423 | 183450.6621 | 983034.2397 |  | 150228.656 | 55364.9668 | 16967.6491 | 560155.2787 | 104120.646 | 886837.1968 |  | 121967.8197 | 32480.7805 | 36545.7058 | 52844.8376 | 1561809.6907 | 1805648.8344 |  | 172044.0384 | 32480.7805 | 36545.7058 | 50731.0441 | 1269280.2565 | 1561081.8254
[5 empty] | C3 | 197 | 207 | 3 | 70 | 14 | 491 | 0 | 0 | 0 | 0 | 0 | 0 | 17 | 0 | 0 | -17 | 0 | 0 | 197 | 196 | 13 | 61 | 24 | 491 | 18 | 0 | 0 | 0 | -18 | 0 | 197 | 94 | 100 | 8 | 92 | 491 |  |  | C3 | 0.0063556 | 0.0094628 | 0.016731 | 0.027096 | 0.063557 | C3 | 117015.885 | 117015.885 | 117015.885 | 117015.885 | 117015.885 | C3 | 743.7062 | 1107.2993 | 1957.8057 | 3170.6903 | 7437.189 | C3 | 0 | 0 | 0 | 0 | 0 | 0 |  | 146510.1249 | 229210.9627 | 5873.417 | 221948.318 | 104120.646 | 707663.4687 |  | 146510.1249 | 217030.67 | 25451.4737 | 193412.1057 | 178492.5361 | 760896.9104 |  | 159153.1306 | 217030.67 | 25451.4737 | 139510.3713 | 178492.5361 | 719638.1817 |  | 146510.1249 | 104086.1376 | 195780.567 | 25365.5221 | 684221.3883 | 1155963.7399 |  | 159896.8368 | 104086.1376 | 195780.567 | 25365.5221 | 550351.9862 | 1035481.0498
[5 empty] | C4 | 57 | 46 | 1 | 11 | 2 | 117 | 0 | 0 | 0 | 0 | 0 | 0 | 0 | 0 | 0 | 0 | 0 | 0 | 57 | 44 | 3 | 11 | 2 | 117 | 5 | 0 | -1 | 0 | -4 | 0 | 57 | 31 | 15 | 1 | 15 | 119 |  |  | C4 | 0.0063556 | 0.0094628 | 0.016731 | 0.027096 | 0.063557 | C4 | 195026.475 | 195026.475 | 195026.475 | 195026.475 | 195026.475 | C4 | 1239.5104 | 1845.4989 | 3263.0094 | 5284.4838 | 12395.315 | C4 | 0 | 0 | 0 | 0 | 0 | 0 |  | 70652.0907 | 84892.9491 | 3263.0094 | 58129.3214 | 24790.63 | 241728.0007 |  | 70652.0907 | 81201.9514 | 9789.0283 | 58129.3214 | 24790.63 | 244563.0218 |  | 70652.0907 | 81201.9514 | 9789.0283 | 58129.3214 | 24790.63 | 244563.0218 |  | 70652.0907 | 57210.4657 | 48945.1417 | 5284.4838 | 185929.7251 | 368021.907 |  | 76849.6425 | 57210.4657 | 45682.1323 | 5284.4838 | 136348.4651 | 321375.1894
|  | Yes | 2195 | 2231 |  | 1049 | 493 | 12 | 563 | 78 |  | 0 | 0 | 0 | 0 | 0 |  | 112 | -1 | 0 | -68 | -24 |  | 1049 | 472 | 29 | 535 | 110 |  | 223 | 0 | -1 | -1 | -180 |  | 1048 | 173 | 280 | 46 | 650 | [22 empty] | 0 | 0 | 0 | 0 | 0 | 0 |  | 529667.5684 | 456724.0664 | 19578.0567 | 1177171.6027 | 388717.0786 | 2571858.3728 |  | 529667.5684 | 434947.1794 | 52208.1512 | 1117985.3846 | 549856.1736 | 2684664.4572 |  | 583759.8006 | 434208.9799 | 52208.1512 | 975304.323 | 442760.652 | 2488241.9067 |  | 529320.5055 | 195844.3427 | 406440.4571 | 101250.7089 | 3223277.7139 | 4456133.728 |  | 633340.2152 | 195844.3427 | 403177.4476 | 99136.9154 | 2403699.4858 | 3735198.4066
| EHV Transformer |  |  |  | C1 | 0 | 0 | 0 | 0 | 0 | 0 | 0 | 0 | 0 | 0 | 0 | 0 | 0 | 0 | 0 | 0 | 0 | 0 | 0 | 0 | 0 | 0 | 0 | 0 | 0 | 0 | 0 | 0 | 0 | 0 | 0 | 0 | 0 | 0 | 0 | 0 |  |  | C1 | 0.012939 | 0.019265 | 0.034062 | 0.055165 | 0.12939 | C1 | 87550.89 | 87550.89 | 87550.89 | 87550.89 | 87550.89 | C1 | 1132.8389 | 1686.6764 | 2982.1969 | 4829.7044 | 11328.582 | C1 | 0 | 0 | 0 | 0 | 0 | 0 |  | 0 | 0 | 0 | 0 | 0 | 0 |  | 0 | 0 | 0 | 0 | 0 | 0 |  | 0 | 0 | 0 | 0 | 0 | 0 |  | 0 | 0 | 0 | 0 | 0 | 0 |  | 0 | 0 | 0 | 0 | 0 | 0
[5 empty] | C2 | 410 | 168 | 66 | 77 | 53 | 774 | 0 | 0 | 0 | 0 | 0 | 0 | 46 | -2 | -1 | -12 | -31 | 0 | 360 | 115 | 120 | 87 | 92 | 774 | 86 | 8 | -7 | -10 | -69 | 8 | 288 | 120 | 82 | 120 | 164 | 774 |  |  | C2 | 0.012939 | 0.019265 | 0.034062 | 0.055165 | 0.12939 | C2 | 125072.7 | 125072.7 | 125072.7 | 125072.7 | 125072.7 | C2 | 1618.3413 | 2409.5377 | 4260.2813 | 6899.5777 | 16183.6885 | C2 | 0 | 0 | 0 | 0 | 0 | 0 |  | 663519.9155 | 404802.3406 | 281178.5655 | 531267.485 | 857735.4931 | 2738503.7997 |  | 582602.8526 | 277096.8403 | 511233.7555 | 600263.2623 | 1488899.3465 | 3460096.0572 |  | 657046.5505 | 272277.7648 | 506973.4742 | 517468.3296 | 987205.0015 | 2940971.1205 |  | 466082.2821 | 289144.529 | 349343.0662 | 827949.3273 | 2654124.922 | 4586644.1267 |  | 605259.6302 | 308420.8309 | 319521.0972 | 758953.5501 | 1537450.4121 | 3529605.5205
[5 empty] | C3 | 31 | 4 | 3 | 0 | 3 | 41 | 0 | 0 | 0 | 0 | 0 | 0 | 0 | 0 | 0 | 0 | 0 | 0 | 28 | 6 | 2 | 2 | 3 | 41 | 0 | 0 | 0 | 0 | -2 | -2 | 27 | 4 | 4 | 0 | 6 | 41 |  |  | C3 | 0.012939 | 0.019265 | 0.034062 | 0.055165 | 0.12939 | C3 | 187609.05 | 187609.05 | 187609.05 | 187609.05 | 187609.05 | C3 | 2427.5119 | 3614.3066 | 6390.4219 | 10349.3666 | 24275.5328 | C3 | 0 | 0 | 0 | 0 | 0 | 0 |  | 75252.8685 | 14457.2265 | 19171.2658 | 0 | 72826.5985 | 181707.9592 |  | 67970.3328 | 21685.8397 | 12780.8439 | 20698.7332 | 72826.5985 | 195962.348 |  | 67970.3328 | 21685.8397 | 12780.8439 | 20698.7332 | 72826.5985 | 195962.348 |  | 65542.8209 | 14457.2265 | 25561.6878 | 0 | 145653.1969 | 251214.9321 |  | 65542.8209 | 14457.2265 | 25561.6878 | 0 | 97102.1313 | 202663.8664
[5 empty] | C4 | 0 | 0 | 0 | 0 | 0 | 0 | 0 | 0 | 0 | 0 | 0 | 0 | 0 | 0 | 0 | 0 | 0 | 0 | 0 | 0 | 0 | 0 | 0 | 0 | 0 | 0 | 0 | 0 | 0 | 0 | 0 | 0 | 0 | 0 | 0 | 0 |  |  | C4 | 0.012939 | 0.019265 | 0.034062 | 0.055165 | 0.12939 | C4 | 312681.75 | 312681.75 | 312681.75 | 312681.75 | 312681.75 | C4 | 4045.8531 | 6023.8444 | 10650.7032 | 17248.9443 | 40459.2214 | C4 | 0 | 0 | 0 | 0 | 0 | 0 |  | 0 | 0 | 0 | 0 | 0 | 0 |  | 0 | 0 | 0 | 0 | 0 | 0 |  | 0 | 0 | 0 | 0 | 0 | 0 |  | 0 | 0 | 0 | 0 | 0 | 0 |  | 0 | 0 | 0 | 0 | 0 | 0
|  | Yes | 815 | 820 |  | 441 | 172 | 69 | 77 | 56 |  | 0 | 0 | 0 | 0 | 0 |  | 46 | -2 | -1 | -12 | -31 |  | 388 | 121 | 122 | 89 | 95 |  | 86 | 8 | -7 | -10 | -71 |  | 315 | 124 | 86 | 120 | 170 | [22 empty] | 0 | 0 | 0 | 0 | 0 | 0 |  | 738772.784 | 419259.5671 | 300349.8313 | 531267.485 | 930562.0916 | 2920211.759 |  | 650573.1854 | 298782.68 | 524014.5993 | 620961.9955 | 1561725.945 | 3656058.4052 |  | 725016.8833 | 293963.6045 | 519754.318 | 538167.0628 | 1060031.6 | 3136933.4685 |  | 531625.103 | 303601.7555 | 374904.754 | 827949.3273 | 2799778.119 | 4837859.0588 |  | 670802.4512 | 322878.0574 | 345082.7849 | 758953.5501 | 1634552.5434 | 3732269.387
| EHV UG Cable (Gas) |  |  |  | C1 | 0 | 0 | 0 | 0 | 0 | 0 | 0 | 0 | 0 | 0 | 0 | 0 | 0 | 0 | 0 | 0 | 0 | 0 | 0 | 0 | 0 | 0 | 0 | 0 | 0 | 0 | 0 | 0 | 0 | 0 | 0 | 0 | 0 | 0 | 0 | 0 |  |  | C1 | 0 | 0 | 0 | 0 | 0 | C1 | 0 | 0 | 0 | 0 | 0 | C1 | [5 empty] | C1 | [5 empty] | 0 | [6 empty] | 0 | [6 empty] | 0 | [6 empty] | 0 | [6 empty] | 0 | [6 empty] | 0
[5 empty] | C2 | 0 | 0 | 0 | 0 | 0 | 0 | 0 | 0 | 0 | 0 | 0 | 0 | 0 | 0 | 0 | 0 | 0 | 0 | 0 | 0 | 0 | 0 | 0 | 0 | 0 | 0 | 0 | 0 | 0 | 0 | 0 | 0 | 0 | 0 | 0 | 0 |  |  | C2 | 0 | 0 | 0 | 0 | 0 | C2 | 0 | 0 | 0 | 0 | 0 | C2 | [5 empty] | C2 | [5 empty] | 0 | [6 empty] | 0 | [6 empty] | 0 | [6 empty] | 0 | [6 empty] | 0 | [6 empty] | 0
[5 empty] | C3 | 0 | 0 | 0 | 0 | 0 | 0 | 0 | 0 | 0 | 0 | 0 | 0 | 0 | 0 | 0 | 0 | 0 | 0 | 0 | 0 | 0 | 0 | 0 | 0 | 0 | 0 | 0 | 0 | 0 | 0 | 0 | 0 | 0 | 0 | 0 | 0 |  |  | C3 | 0 | 0 | 0 | 0 | 0 | C3 | 0 | 0 | 0 | 0 | 0 | C3 | [5 empty] | C3 | [5 empty] | 0 | [6 empty] | 0 | [6 empty] | 0 | [6 empty] | 0 | [6 empty] | 0 | [6 empty] | 0
[5 empty] | C4 | 0 | 0 | 0 | 0 | 0 | 0 | 0 | 0 | 0 | 0 | 0 | 0 | 0 | 0 | 0 | 0 | 0 | 0 | 0 | 0 | 0 | 0 | 0 | 0 | 0 | 0 | 0 | 0 | 0 | 0 | 0 | 0 | 0 | 0 | 0 | 0 |  |  | C4 | 0 | 0 | 0 | 0 | 0 | C4 | 0 | 0 | 0 | 0 | 0 | C4 | [5 empty] | C4 | [5 empty] | 0 | [6 empty] | 0 | [6 empty] | 0 | [6 empty] | 0 | [6 empty] | 0 | [6 empty] | 0
|  | Yes | 0 | 0 |  | 0 | 0 | 0 | 0 | 0 |  | 0 | 0 | 0 | 0 | 0 |  | 0 | 0 | 0 | 0 | 0 |  | 0 | 0 | 0 | 0 | 0 |  | 0 | 0 | 0 | 0 | 0 |  | 0 | 0 | 0 | 0 | 0 | [22 empty] | 0 | 0 | 0 | 0 | 0 | 0 |  | 0 | 0 | 0 | 0 | 0 | 0 |  | 0 | 0 | 0 | 0 | 0 | 0 |  | 0 | 0 | 0 | 0 | 0 | 0 |  | 0 | 0 | 0 | 0 | 0 | 0 |  | 0 | 0 | 0 | 0 | 0 | 0
| EHV UG Cable (Oil) |  |  |  | C1 | 0 | 0 | 0 | 0 | 0 | 0 | 0 | 0 | 0 | 0 | 0 | 0 | 0 | 0 | 0 | 0 | 0 | 0 | 0 | 0 | 0 | 0 | 0 | 0 | 0 | 0 | 0 | 0 | 0 | 0 | 0 | 0 | 0 | 0 | 0 | 0 |  |  | C1 | 0 | 0 | 0 | 0 | 0 | C1 | 0 | 0 | 0 | 0 | 0 | C1 | [5 empty] | C1 | [5 empty] | 0 | [6 empty] | 0 | [6 empty] | 0 | [6 empty] | 0 | [6 empty] | 0 | [6 empty] | 0
[5 empty] | C2 | 0 | 0 | 0 | 0 | 0 | 0 | 0 | 0 | 0 | 0 | 0 | 0 | 0 | 0 | 0 | 0 | 0 | 0 | 0 | 0 | 0 | 0 | 0 | 0 | 0 | 0 | 0 | 0 | 0 | 0 | 0 | 0 | 0 | 0 | 0 | 0 |  |  | C2 | 0 | 0 | 0 | 0 | 0 | C2 | 0 | 0 | 0 | 0 | 0 | C2 | [5 empty] | C2 | [5 empty] | 0 | [6 empty] | 0 | [6 empty] | 0 | [6 empty] | 0 | [6 empty] | 0 | [6 empty] | 0
[5 empty] | C3 | 0 | 0 | 0 | 0 | 0 | 0 | 0 | 0 | 0 | 0 | 0 | 0 | 0 | 0 | 0 | 0 | 0 | 0 | 0 | 0 | 0 | 0 | 0 | 0 | 0 | 0 | 0 | 0 | 0 | 0 | 0 | 0 | 0 | 0 | 0 | 0 |  |  | C3 | 0 | 0 | 0 | 0 | 0 | C3 | 0 | 0 | 0 | 0 | 0 | C3 | [5 empty] | C3 | [5 empty] | 0 | [6 empty] | 0 | [6 empty] | 0 | [6 empty] | 0 | [6 empty] | 0 | [6 empty] | 0
[5 empty] | C4 | 0 | 0 | 0 | 0 | 0 | 0 | 0 | 0 | 0 | 0 | 0 | 0 | 0 | 0 | 0 | 0 | 0 | 0 | 0 | 0 | 0 | 0 | 0 | 0 | 0 | 0 | 0 | 0 | 0 | 0 | 0 | 0 | 0 | 0 | 0 | 0 |  |  | C4 | 0 | 0 | 0 | 0 | 0 | C4 | 0 | 0 | 0 | 0 | 0 | C4 | [5 empty] | C4 | [5 empty] | 0 | [6 empty] | 0 | [6 empty] | 0 | [6 empty] | 0 | [6 empty] | 0 | [6 empty] | 0
|  | Yes | 0 | 0 |  | 0 | 0 | 0 | 0 | 0 |  | 0 | 0 | 0 | 0 | 0 |  | 0 | 0 | 0 | 0 | 0 |  | 0 | 0 | 0 | 0 | 0 |  | 0 | 0 | 0 | 0 | 0 |  | 0 | 0 | 0 | 0 | 0 | [22 empty] | 0 | 0 | 0 | 0 | 0 | 0 |  | 0 | 0 | 0 | 0 | 0 | 0 |  | 0 | 0 | 0 | 0 | 0 | 0 |  | 0 | 0 | 0 | 0 | 0 | 0 |  | 0 | 0 | 0 | 0 | 0 | 0 |  | 0 | 0 | 0 | 0 | 0 | 0
| EHV UG Cable (Non Pressurised) |  |  |  | C1 | 0 | 0 | 0 | 0 | 0 | 0 | 0 | 0 | 0 | 0 | 0 | 0 | 0 | 0 | 0 | 0 | 0 | 0 | 0 | 0 | 0 | 0 | 0 | 0 | 0 | 0 | 0 | 0 | 0 | 0 | 0 | 0 | 0 | 0 | 0 | 0 |  |  | C1 | 0 | 0 | 0 | 0 | 0 | C1 | 0 | 0 | 0 | 0 | 0 | C1 | [5 empty] | C1 | [5 empty] | 0 | [6 empty] | 0 | [6 empty] | 0 | [6 empty] | 0 | [6 empty] | 0 | [6 empty] | 0
[5 empty] | C2 | 0 | 0 | 0 | 0 | 0 | 0 | 0 | 0 | 0 | 0 | 0 | 0 | 0 | 0 | 0 | 0 | 0 | 0 | 0 | 0 | 0 | 0 | 0 | 0 | 0 | 0 | 0 | 0 | 0 | 0 | 0 | 0 | 0 | 0 | 0 | 0 |  |  | C2 | 0 | 0 | 0 | 0 | 0 | C2 | 0 | 0 | 0 | 0 | 0 | C2 | [5 empty] | C2 | [5 empty] | 0 | [6 empty] | 0 | [6 empty] | 0 | [6 empty] | 0 | [6 empty] | 0 | [6 empty] | 0
[5 empty] | C3 | 0 | 0 | 0 | 0 | 0 | 0 | 0 | 0 | 0 | 0 | 0 | 0 | 0 | 0 | 0 | 0 | 0 | 0 | 0 | 0 | 0 | 0 | 0 | 0 | 0 | 0 | 0 | 0 | 0 | 0 | 0 | 0 | 0 | 0 | 0 | 0 |  |  | C3 | 0 | 0 | 0 | 0 | 0 | C3 | 0 | 0 | 0 | 0 | 0 | C3 | [5 empty] | C3 | [5 empty] | 0 | [6 empty] | 0 | [6 empty] | 0 | [6 empty] | 0 | [6 empty] | 0 | [6 empty] | 0
[5 empty] | C4 | 0 | 0 | 0 | 0 | 0 | 0 | 0 | 0 | 0 | 0 | 0 | 0 | 0 | 0 | 0 | 0 | 0 | 0 | 0 | 0 | 0 | 0 | 0 | 0 | 0 | 0 | 0 | 0 | 0 | 0 | 0 | 0 | 0 | 0 | 0 | 0 |  |  | C4 | 0 | 0 | 0 | 0 | 0 | C4 | 0 | 0 | 0 | 0 | 0 | C4 | [5 empty] | C4 | [5 empty] | 0 | [6 empty] | 0 | [6 empty] | 0 | [6 empty] | 0 | [6 empty] | 0 | [6 empty] | 0
|  | 0 | 0 | 0 |  | 0 | 0 | 0 | 0 | 0 |  | 0 | 0 | 0 | 0 | 0 |  | 0 | 0 | 0 | 0 | 0 |  | 0 | 0 | 0 | 0 | 0 |  | 0 | 0 | 0 | 0 | 0 |  | 0 | 0 | 0 | 0 | 0 | [22 empty] | 0 | 0 | 0 | 0 | 0 | 0 |  | 0 | 0 | 0 | 0 | 0 | 0 |  | 0 | 0 | 0 | 0 | 0 | 0 |  | 0 | 0 | 0 | 0 | 0 | 0 |  | 0 | 0 | 0 | 0 | 0 | 0 |  | 0 | 0 | 0 | 0 | 0 | 0
| EHV OHL Support - Towers |  |  |  | C1 | 0 | 0 | 0 | 0 | 0 | 0 | 0 | 0 | 0 | 0 | 0 | 0 | 0 | 0 | 0 | 0 | 0 | 0 | 0 | 0 | 0 | 0 | 0 | 0 | 0 | 0 | 0 | 0 | 0 | 0 | 0 | 0 | 0 | 0 | 0 | 0 |  |  | C1 | 0 | 0 | 0 | 0 | 0 | C1 | 0 | 0 | 0 | 0 | 0 | C1 | [5 empty] | C1 | [5 empty] | 0 | [6 empty] | 0 | [6 empty] | 0 | [6 empty] | 0 | [6 empty] | 0 | [6 empty] | 0
[5 empty] | C2 | 0 | 0 | 0 | 0 | 0 | 0 | 0 | 0 | 0 | 0 | 0 | 0 | 0 | 0 | 0 | 0 | 0 | 0 | 0 | 0 | 0 | 0 | 0 | 0 | 0 | 0 | 0 | 0 | 0 | 0 | 0 | 0 | 0 | 0 | 0 | 0 |  |  | C2 | 0 | 0 | 0 | 0 | 0 | C2 | 0 | 0 | 0 | 0 | 0 | C2 | [5 empty] | C2 | [5 empty] | 0 | [6 empty] | 0 | [6 empty] | 0 | [6 empty] | 0 | [6 empty] | 0 | [6 empty] | 0
[5 empty] | C3 | 0 | 0 | 0 | 0 | 0 | 0 | 0 | 0 | 0 | 0 | 0 | 0 | 0 | 0 | 0 | 0 | 0 | 0 | 0 | 0 | 0 | 0 | 0 | 0 | 0 | 0 | 0 | 0 | 0 | 0 | 0 | 0 | 0 | 0 | 0 | 0 |  |  | C3 | 0 | 0 | 0 | 0 | 0 | C3 | 0 | 0 | 0 | 0 | 0 | C3 | [5 empty] | C3 | [5 empty] | 0 | [6 empty] | 0 | [6 empty] | 0 | [6 empty] | 0 | [6 empty] | 0 | [6 empty] | 0
[5 empty] | C4 | 0 | 0 | 0 | 0 | 0 | 0 | 0 | 0 | 0 | 0 | 0 | 0 | 0 | 0 | 0 | 0 | 0 | 0 | 0 | 0 | 0 | 0 | 0 | 0 | 0 | 0 | 0 | 0 | 0 | 0 | 0 | 0 | 0 | 0 | 0 | 0 |  |  | C4 | 0 | 0 | 0 | 0 | 0 | C4 | 0 | 0 | 0 | 0 | 0 | C4 | [5 empty] | C4 | [5 empty] | 0 | [6 empty] | 0 | [6 empty] | 0 | [6 empty] | 0 | [6 empty] | 0 | [6 empty] | 0
|  | Yes | 0 | 0 |  | 0 | 0 | 0 | 0 | 0 |  | 0 | 0 | 0 | 0 | 0 |  | 0 | 0 | 0 | 0 | 0 |  | 0 | 0 | 0 | 0 | 0 |  | 0 | 0 | 0 | 0 | 0 |  | 0 | 0 | 0 | 0 | 0 | [22 empty] | 0 | 0 | 0 | 0 | 0 | 0 |  | 0 | 0 | 0 | 0 | 0 | 0 |  | 0 | 0 | 0 | 0 | 0 | 0 |  | 0 | 0 | 0 | 0 | 0 | 0 |  | 0 | 0 | 0 | 0 | 0 | 0 |  | 0 | 0 | 0 | 0 | 0 | 0
| EHV OHL Support - Poles |  |  |  | C1 | 0 | 0 | 0 | 0 | 0 | 0 | 0 | 0 | 0 | 0 | 0 | 0 | 0 | 0 | 0 | 0 | 0 | 0 | 0 | 0 | 0 | 0 | 0 | 0 | 0 | 0 | 0 | 0 | 0 | 0 | 0 | 0 | 0 | 0 | 0 | 0 |  |  | C1 | 0.0081226 | 0.012094 | 0.021383 | 0.03463 | 0.081228 | C1 | 1927.639 | 1927.639 | 1927.639 | 1927.639 | 1927.639 | C1 | 15.6575 | 23.3123 | 41.2183 | 66.7536 | 156.5776 | C1 | 0 | 0 | 0 | 0 | 0 | 0 |  | 0 | 0 | 0 | 0 | 0 | 0 |  | 0 | 0 | 0 | 0 | 0 | 0 |  | 0 | 0 | 0 | 0 | 0 | 0 |  | 0 | 0 | 0 | 0 | 0 | 0 |  | 0 | 0 | 0 | 0 | 0 | 0
[5 empty] | C2 | 9344 | 2281 | 1963 | 1523 | 1342 | 16453 | 0 | 0 | 0 | 0 | 0 | 0 | 1318 | -314 | -374 | -406 | -224 | 0 | 9041 | 1871 | 2097 | 1001 | 2443 | 16453 | 2633 | -627 | -748 | -811 | -447 | 0 | 8567 | 1228 | 1384 | 2357 | 2917 | 16453 |  |  | C2 | 0.0081226 | 0.012094 | 0.021383 | 0.03463 | 0.081228 | C2 | 2753.77 | 2753.77 | 2753.77 | 2753.77 | 2753.77 | C2 | 22.3679 | 33.3033 | 58.8833 | 95.3623 | 223.6823 | C2 | 0 | 0 | 0 | 0 | 0 | 0 |  | 209005.1955 | 75964.934 | 115587.9925 | 145236.7631 | 300181.6732 | 845976.5583 |  | 202227.7368 | 62310.5618 | 123478.3598 | 95457.6493 | 546455.9073 | 1029930.215 |  | 231708.5638 | 51853.3109 | 101455.9914 | 56740.5608 | 496351.0677 | 938109.4946 |  | 191625.3756 | 40896.5098 | 81494.5398 | 224768.9104 | 652481.3269 | 1191266.6627 |  | 250519.9261 | 20015.3114 | 37449.803 | 147430.0957 | 552495.33 | 1007910.4662
[5 empty] | C3 | 1604 | 288 | 335 | 237 | 137 | 2601 | 0 | 0 | 0 | 0 | 0 | 0 | 98 | -25 | -27 | -26 | -20 | 0 | 1528 | 265 | 361 | 147 | 300 | 2601 | 196 | -50 | -54 | -52 | -40 | 0 | 1450 | 203 | 185 | 375 | 388 | 2601 |  |  | C3 | 0.0081226 | 0.012094 | 0.021383 | 0.03463 | 0.081228 | C3 | 4130.655 | 4130.655 | 4130.655 | 4130.655 | 4130.655 | C3 | 33.5518 | 49.955 | 88.325 | 143.0434 | 335.5235 | C3 | 0 | 0 | 0 | 0 | 0 | 0 |  | 53817.0484 | 14387.0458 | 29588.8774 | 33901.293 | 45966.7167 | 177660.9813 |  | 51267.1134 | 13238.0803 | 31885.3275 | 21027.3843 | 100657.0439 | 218074.9495 |  | 54555.1875 | 11989.2048 | 29500.5524 | 17308.2551 | 93946.5743 | 207299.7741 |  | 48650.0749 | 10140.8691 | 16340.1263 | 53641.2864 | 130183.1101 | 258955.4669 |  | 55226.223 | 7643.1181 | 11570.5759 | 46203.028 | 116762.171 | 237405.116
[5 empty] | C4 | 867 | 234 | 165 | 143 | 118 | 1527 | 0 | 0 | 0 | 0 | 0 | 0 | 58 | -15 | -16 | -15 | -12 | 0 | 831 | 174 | 201 | 106 | 215 | 1527 | 115 | -30 | -31 | -30 | -24 | 0 | 785 | 113 | 141 | 221 | 267 | 1527 |  |  | C4 | 0.0081226 | 0.012094 | 0.021383 | 0.03463 | 0.081228 | C4 | 6884.425 | 6884.425 | 6884.425 | 6884.425 | 6884.425 | C4 | 55.9196 | 83.2584 | 147.2083 | 238.4057 | 559.2058 | C4 | 0 | 0 | 0 | 0 | 0 | 0 |  | 48482.3161 | 19482.4579 | 24289.3769 | 34092.0176 | 65986.2844 | 192332.4528 |  | 46469.2095 | 14486.9558 | 29588.8774 | 25271.0061 | 120229.2469 | 236045.2957 |  | 49712.5478 | 13238.0803 | 27233.5438 | 21694.9203 | 113518.7773 | 225397.8696 |  | 43896.9067 | 9408.1955 | 20756.3767 | 52687.6636 | 149307.9485 | 276057.0909 |  | 50327.6637 | 6910.4445 | 16192.918 | 45535.492 | 135887.0093 | 254853.5275
|  | Yes | 20581 | 20640 |  | 11815 | 2803 | 2463 | 1903 | 1597 |  | 0 | 0 | 0 | 0 | 0 |  | 1474 | -354 | -417 | -447 | -256 |  | 11400 | 2310 | 2659 | 1254 | 2958 |  | 2944 | -707 | -833 | -893 | -511 |  | 10802 | 1544 | 1710 | 2953 | 3572 | [22 empty] | 0 | 0 | 0 | 0 | 0 | 0 |  | 311304.56 | 109834.4377 | 169466.2468 | 213230.0737 | 412134.6743 | 1215969.9924 |  | 299964.0597 | 90035.598 | 184952.5647 | 141756.0396 | 767342.1982 | 1484050.4603 |  | 335976.2991 | 77080.5961 | 158190.0876 | 95743.7361 | 703816.4193 | 1370807.1383 |  | 284172.3572 | 60445.5744 | 118591.0428 | 331097.8604 | 931972.3856 | 1726279.2204 |  | 356073.8128 | 34568.8739 | 65213.2969 | 239168.6158 | 805144.5102 | 1500169.1096
| EHV OHL Fittings |  |  |  | C1 | 0 | 0 | 0 | 0 | 0 | 0 | 0 | 0 | 0 | 0 | 0 | 0 | 0 | 0 | 0 | 0 | 0 | 0 | 0 | 0 | 0 | 0 | 0 | 0 | 0 | 0 | 0 | 0 | 0 | 0 | 0 | 0 | 0 | 0 | 0 | 0 |  |  | C1 | 0 | 0 | 0 | 0 | 0 | C1 | 0 | 0 | 0 | 0 | 0 | C1 | [5 empty] | C1 | [5 empty] | 0 | [6 empty] | 0 | [6 empty] | 0 | [6 empty] | 0 | [6 empty] | 0 | [6 empty] | 0
[5 empty] | C2 | 0 | 0 | 0 | 0 | 0 | 0 | 0 | 0 | 0 | 0 | 0 | 0 | 0 | 0 | 0 | 0 | 0 | 0 | 0 | 0 | 0 | 0 | 0 | 0 | 0 | 0 | 0 | 0 | 0 | 0 | 0 | 0 | 0 | 0 | 0 | 0 |  |  | C2 | 0 | 0 | 0 | 0 | 0 | C2 | 0 | 0 | 0 | 0 | 0 | C2 | [5 empty] | C2 | [5 empty] | 0 | [6 empty] | 0 | [6 empty] | 0 | [6 empty] | 0 | [6 empty] | 0 | [6 empty] | 0
[5 empty] | C3 | 0 | 0 | 0 | 0 | 0 | 0 | 0 | 0 | 0 | 0 | 0 | 0 | 0 | 0 | 0 | 0 | 0 | 0 | 0 | 0 | 0 | 0 | 0 | 0 | 0 | 0 | 0 | 0 | 0 | 0 | 0 | 0 | 0 | 0 | 0 | 0 |  |  | C3 | 0 | 0 | 0 | 0 | 0 | C3 | 0 | 0 | 0 | 0 | 0 | C3 | [5 empty] | C3 | [5 empty] | 0 | [6 empty] | 0 | [6 empty] | 0 | [6 empty] | 0 | [6 empty] | 0 | [6 empty] | 0
[5 empty] | C4 | 0 | 0 | 0 | 0 | 0 | 0 | 0 | 0 | 0 | 0 | 0 | 0 | 0 | 0 | 0 | 0 | 0 | 0 | 0 | 0 | 0 | 0 | 0 | 0 | 0 | 0 | 0 | 0 | 0 | 0 | 0 | 0 | 0 | 0 | 0 | 0 |  |  | C4 | 0 | 0 | 0 | 0 | 0 | C4 | 0 | 0 | 0 | 0 | 0 | C4 | [5 empty] | C4 | [5 empty] | 0 | [6 empty] | 0 | [6 empty] | 0 | [6 empty] | 0 | [6 empty] | 0 | [6 empty] | 0
|  | 0 | 0 | 0 |  | 0 | 0 | 0 | 0 | 0 |  | 0 | 0 | 0 | 0 | 0 |  | 0 | 0 | 0 | 0 | 0 |  | 0 | 0 | 0 | 0 | 0 |  | 0 | 0 | 0 | 0 | 0 |  | 0 | 0 | 0 | 0 | 0 | [22 empty] | 0 | 0 | 0 | 0 | 0 | 0 |  | 0 | 0 | 0 | 0 | 0 | 0 |  | 0 | 0 | 0 | 0 | 0 | 0 |  | 0 | 0 | 0 | 0 | 0 | 0 |  | 0 | 0 | 0 | 0 | 0 | 0 |  | 0 | 0 | 0 | 0 | 0 | 0
| EHV OHL (Tower Line) Conductor |  |  |  | C1 | 0 | 0 | 0 | 0 | 0 | 0 | 0 | 0 | 0 | 0 | 0 | 0 | 0 | 0 | 0 | 0 | 0 | 0 | 0 | 0 | 0 | 0 | 0 | 0 | 0 | 0 | 0 | 0 | 0 | 0 | 0 | 0 | 0 | 0 | 0 | 0 |  |  | C1 | 0 | 0 | 0 | 0 | 0 | C1 | 0 | 0 | 0 | 0 | 0 | C1 | [5 empty] | C1 | [5 empty] | 0 | [6 empty] | 0 | [6 empty] | 0 | [6 empty] | 0 | [6 empty] | 0 | [6 empty] | 0
[5 empty] | C2 | 0 | 0 | 0 | 0 | 0 | 0 | 0 | 0 | 0 | 0 | 0 | 0 | 0 | 0 | 0 | 0 | 0 | 0 | 0 | 0 | 0 | 0 | 0 | 0 | 0 | 0 | 0 | 0 | 0 | 0 | 0 | 0 | 0 | 0 | 0 | 0 |  |  | C2 | 0 | 0 | 0 | 0 | 0 | C2 | 0 | 0 | 0 | 0 | 0 | C2 | [5 empty] | C2 | [5 empty] | 0 | [6 empty] | 0 | [6 empty] | 0 | [6 empty] | 0 | [6 empty] | 0 | [6 empty] | 0
[5 empty] | C3 | 0 | 0 | 0 | 0 | 0 | 0 | 0 | 0 | 0 | 0 | 0 | 0 | 0 | 0 | 0 | 0 | 0 | 0 | 0 | 0 | 0 | 0 | 0 | 0 | 0 | 0 | 0 | 0 | 0 | 0 | 0 | 0 | 0 | 0 | 0 | 0 |  |  | C3 | 0 | 0 | 0 | 0 | 0 | C3 | 0 | 0 | 0 | 0 | 0 | C3 | [5 empty] | C3 | [5 empty] | 0 | [6 empty] | 0 | [6 empty] | 0 | [6 empty] | 0 | [6 empty] | 0 | [6 empty] | 0
[5 empty] | C4 | 0 | 0 | 0 | 0 | 0 | 0 | 0 | 0 | 0 | 0 | 0 | 0 | 0 | 0 | 0 | 0 | 0 | 0 | 0 | 0 | 0 | 0 | 0 | 0 | 0 | 0 | 0 | 0 | 0 | 0 | 0 | 0 | 0 | 0 | 0 | 0 |  |  | C4 | 0 | 0 | 0 | 0 | 0 | C4 | 0 | 0 | 0 | 0 | 0 | C4 | [5 empty] | C4 | [5 empty] | 0 | [6 empty] | 0 | [6 empty] | 0 | [6 empty] | 0 | [6 empty] | 0 | [6 empty] | 0
|  | Yes | 0 | 0 |  | 0 | 0 | 0 | 0 | 0 |  | 0 | 0 | 0 | 0 | 0 |  | 0 | 0 | 0 | 0 | 0 |  | 0 | 0 | 0 | 0 | 0 |  | 0 | 0 | 0 | 0 | 0 |  | 0 | 0 | 0 | 0 | 0 | [22 empty] | 0 | 0 | 0 | 0 | 0 | 0 |  | 0 | 0 | 0 | 0 | 0 | 0 |  | 0 | 0 | 0 | 0 | 0 | 0 |  | 0 | 0 | 0 | 0 | 0 | 0 |  | 0 | 0 | 0 | 0 | 0 | 0 |  | 0 | 0 | 0 | 0 | 0 | 0
| [Please insert new asset category as required] |  |  |  | C1 | 0 | 0 | 0 | 0 | 0 | 0 | 0 | 0 | 0 | 0 | 0 | 0 | 0 | 0 | 0 | 0 | 0 | 0 | 0 | 0 | 0 | 0 | 0 | 0 | 0 | 0 | 0 | 0 | 0 | 0 | 0 | 0 | 0 | 0 | 0 | 0 |  |  | C1 | 0 | 0 | 0 | 0 | 0 | C1 | 0 | 0 | 0 | 0 | 0 | C1 | [5 empty] | C1 | [5 empty] | 0 | [6 empty] | 0 | [6 empty] | 0 | [6 empty] | 0 | [6 empty] | 0 | [6 empty] | 0
[5 empty] | C2 | 0 | 0 | 0 | 0 | 0 | 0 | 0 | 0 | 0 | 0 | 0 | 0 | 0 | 0 | 0 | 0 | 0 | 0 | 0 | 0 | 0 | 0 | 0 | 0 | 0 | 0 | 0 | 0 | 0 | 0 | 0 | 0 | 0 | 0 | 0 | 0 |  |  | C2 | 0 | 0 | 0 | 0 | 0 | C2 | 0 | 0 | 0 | 0 | 0 | C2 | [5 empty] | C2 | [5 empty] | 0 | [6 empty] | 0 | [6 empty] | 0 | [6 empty] | 0 | [6 empty] | 0 | [6 empty] | 0
[5 empty] | C3 | 0 | 0 | 0 | 0 | 0 | 0 | 0 | 0 | 0 | 0 | 0 | 0 | 0 | 0 | 0 | 0 | 0 | 0 | 0 | 0 | 0 | 0 | 0 | 0 | 0 | 0 | 0 | 0 | 0 | 0 | 0 | 0 | 0 | 0 | 0 | 0 |  |  | C3 | 0 | 0 | 0 | 0 | 0 | C3 | 0 | 0 | 0 | 0 | 0 | C3 | [5 empty] | C3 | [5 empty] | 0 | [6 empty] | 0 | [6 empty] | 0 | [6 empty] | 0 | [6 empty] | 0 | [6 empty] | 0
[5 empty] | C4 | 0 | 0 | 0 | 0 | 0 | 0 | 0 | 0 | 0 | 0 | 0 | 0 | 0 | 0 | 0 | 0 | 0 | 0 | 0 | 0 | 0 | 0 | 0 | 0 | 0 | 0 | 0 | 0 | 0 | 0 | 0 | 0 | 0 | 0 | 0 | 0 |  |  | C4 | 0 | 0 | 0 | 0 | 0 | C4 | 0 | 0 | 0 | 0 | 0 | C4 | [5 empty] | C4 | [5 empty] | 0 | [6 empty] | 0 | [6 empty] | 0 | [6 empty] | 0 | [6 empty] | 0 | [6 empty] | 0
|  | 0 | 0 | 0 |  | 0 | 0 | 0 | 0 | 0 |  | 0 | 0 | 0 | 0 | 0 |  | 0 | 0 | 0 | 0 | 0 |  | 0 | 0 | 0 | 0 | 0 |  | 0 | 0 | 0 | 0 | 0 |  | 0 | 0 | 0 | 0 | 0 | [22 empty] | 0 | 0 | 0 | 0 | 0 | 0 |  | 0 | 0 | 0 | 0 | 0 | 0 |  | 0 | 0 | 0 | 0 | 0 | 0 |  | 0 | 0 | 0 | 0 | 0 | 0 |  | 0 | 0 | 0 | 0 | 0 | 0 |  | 0 | 0 | 0 | 0 | 0 | 0
| [Please insert new asset category as required] |  |  |  | C1 | 0 | 0 | 0 | 0 | 0 | 0 | 0 | 0 | 0 | 0 | 0 | 0 | 0 | 0 | 0 | 0 | 0 | 0 | 0 | 0 | 0 | 0 | 0 | 0 | 0 | 0 | 0 | 0 | 0 | 0 | 0 | 0 | 0 | 0 | 0 | 0 |  |  | C1 | 0 | 0 | 0 | 0 | 0 | C1 | 0 | 0 | 0 | 0 | 0 | C1 | [5 empty] | C1 | [5 empty] | 0 | [6 empty] | 0 | [6 empty] | 0 | [6 empty] | 0 | [6 empty] | 0 | [6 empty] | 0
[5 empty] | C2 | 0 | 0 | 0 | 0 | 0 | 0 | 0 | 0 | 0 | 0 | 0 | 0 | 0 | 0 | 0 | 0 | 0 | 0 | 0 | 0 | 0 | 0 | 0 | 0 | 0 | 0 | 0 | 0 | 0 | 0 | 0 | 0 | 0 | 0 | 0 | 0 |  |  | C2 | 0 | 0 | 0 | 0 | 0 | C2 | 0 | 0 | 0 | 0 | 0 | C2 | [5 empty] | C2 | [5 empty] | 0 | [6 empty] | 0 | [6 empty] | 0 | [6 empty] | 0 | [6 empty] | 0 | [6 empty] | 0
[5 empty] | C3 | 0 | 0 | 0 | 0 | 0 | 0 | 0 | 0 | 0 | 0 | 0 | 0 | 0 | 0 | 0 | 0 | 0 | 0 | 0 | 0 | 0 | 0 | 0 | 0 | 0 | 0 | 0 | 0 | 0 | 0 | 0 | 0 | 0 | 0 | 0 | 0 |  |  | C3 | 0 | 0 | 0 | 0 | 0 | C3 | 0 | 0 | 0 | 0 | 0 | C3 | [5 empty] | C3 | [5 empty] | 0 | [6 empty] | 0 | [6 empty] | 0 | [6 empty] | 0 | [6 empty] | 0 | [6 empty] | 0
[5 empty] | C4 | 0 | 0 | 0 | 0 | 0 | 0 | 0 | 0 | 0 | 0 | 0 | 0 | 0 | 0 | 0 | 0 | 0 | 0 | 0 | 0 | 0 | 0 | 0 | 0 | 0 | 0 | 0 | 0 | 0 | 0 | 0 | 0 | 0 | 0 | 0 | 0 |  |  | C4 | 0 | 0 | 0 | 0 | 0 | C4 | 0 | 0 | 0 | 0 | 0 | C4 | [5 empty] | C4 | [5 empty] | 0 | [6 empty] | 0 | [6 empty] | 0 | [6 empty] | 0 | [6 empty] | 0 | [6 empty] | 0
|  | 0 | 0 | 0 |  | 0 | 0 | 0 | 0 | 0 |  | 0 | 0 | 0 | 0 | 0 |  | 0 | 0 | 0 | 0 | 0 |  | 0 | 0 | 0 | 0 | 0 |  | 0 | 0 | 0 | 0 | 0 |  | 0 | 0 | 0 | 0 | 0 | [22 empty] | 0 | 0 | 0 | 0 | 0 | 0 |  | 0 | 0 | 0 | 0 | 0 | 0 |  | 0 | 0 | 0 | 0 | 0 | 0 |  | 0 | 0 | 0 | 0 | 0 | 0 |  | 0 | 0 | 0 | 0 | 0 | 0 |  | 0 | 0 | 0 | 0 | 0 | 0
| [Please insert new asset category as required] |  |  |  | C1 | 0 | 0 | 0 | 0 | 0 | 0 | 0 | 0 | 0 | 0 | 0 | 0 | 0 | 0 | 0 | 0 | 0 | 0 | 0 | 0 | 0 | 0 | 0 | 0 | 0 | 0 | 0 | 0 | 0 | 0 | 0 | 0 | 0 | 0 | 0 | 0 |  |  | C1 | 0 | 0 | 0 | 0 | 0 | C1 | 0 | 0 | 0 | 0 | 0 | C1 | [5 empty] | C1 | [5 empty] | 0 | [6 empty] | 0 | [6 empty] | 0 | [6 empty] | 0 | [6 empty] | 0 | [6 empty] | 0
[5 empty] | C2 | 0 | 0 | 0 | 0 | 0 | 0 | 0 | 0 | 0 | 0 | 0 | 0 | 0 | 0 | 0 | 0 | 0 | 0 | 0 | 0 | 0 | 0 | 0 | 0 | 0 | 0 | 0 | 0 | 0 | 0 | 0 | 0 | 0 | 0 | 0 | 0 |  |  | C2 | 0 | 0 | 0 | 0 | 0 | C2 | 0 | 0 | 0 | 0 | 0 | C2 | [5 empty] | C2 | [5 empty] | 0 | [6 empty] | 0 | [6 empty] | 0 | [6 empty] | 0 | [6 empty] | 0 | [6 empty] | 0
[5 empty] | C3 | 0 | 0 | 0 | 0 | 0 | 0 | 0 | 0 | 0 | 0 | 0 | 0 | 0 | 0 | 0 | 0 | 0 | 0 | 0 | 0 | 0 | 0 | 0 | 0 | 0 | 0 | 0 | 0 | 0 | 0 | 0 | 0 | 0 | 0 | 0 | 0 |  |  | C3 | 0 | 0 | 0 | 0 | 0 | C3 | 0 | 0 | 0 | 0 | 0 | C3 | [5 empty] | C3 | [5 empty] | 0 | [6 empty] | 0 | [6 empty] | 0 | [6 empty] | 0 | [6 empty] | 0 | [6 empty] | 0
[5 empty] | C4 | 0 | 0 | 0 | 0 | 0 | 0 | 0 | 0 | 0 | 0 | 0 | 0 | 0 | 0 | 0 | 0 | 0 | 0 | 0 | 0 | 0 | 0 | 0 | 0 | 0 | 0 | 0 | 0 | 0 | 0 | 0 | 0 | 0 | 0 | 0 | 0 |  |  | C4 | 0 | 0 | 0 | 0 | 0 | C4 | 0 | 0 | 0 | 0 | 0 | C4 | [5 empty] | C4 | [5 empty] | 0 | [6 empty] | 0 | [6 empty] | 0 | [6 empty] | 0 | [6 empty] | 0 | [6 empty] | 0
|  | 0 | 0 | 0 |  | 0 | 0 | 0 | 0 | 0 |  | 0 | 0 | 0 | 0 | 0 |  | 0 | 0 | 0 | 0 | 0 |  | 0 | 0 | 0 | 0 | 0 |  | 0 | 0 | 0 | 0 | 0 |  | 0 | 0 | 0 | 0 | 0 | [22 empty] | 0 | 0 | 0 | 0 | 0 | 0 |  | 0 | 0 | 0 | 0 | 0 | 0 |  | 0 | 0 | 0 | 0 | 0 | 0 |  | 0 | 0 | 0 | 0 | 0 | 0 |  | 0 | 0 | 0 | 0 | 0 | 0 |  | 0 | 0 | 0 | 0 | 0 | 0
| [Please insert new asset category as required] |  |  |  | C1 | 0 | 0 | 0 | 0 | 0 | 0 | 0 | 0 | 0 | 0 | 0 | 0 | 0 | 0 | 0 | 0 | 0 | 0 | 0 | 0 | 0 | 0 | 0 | 0 | 0 | 0 | 0 | 0 | 0 | 0 | 0 | 0 | 0 | 0 | 0 | 0 |  |  | C1 | 0 | 0 | 0 | 0 | 0 | C1 | 0 | 0 | 0 | 0 | 0 | C1 | [5 empty] | C1 | [5 empty] | 0 | [6 empty] | 0 | [6 empty] | 0 | [6 empty] | 0 | [6 empty] | 0 | [6 empty] | 0
[5 empty] | C2 | 0 | 0 | 0 | 0 | 0 | 0 | 0 | 0 | 0 | 0 | 0 | 0 | 0 | 0 | 0 | 0 | 0 | 0 | 0 | 0 | 0 | 0 | 0 | 0 | 0 | 0 | 0 | 0 | 0 | 0 | 0 | 0 | 0 | 0 | 0 | 0 |  |  | C2 | 0 | 0 | 0 | 0 | 0 | C2 | 0 | 0 | 0 | 0 | 0 | C2 | [5 empty] | C2 | [5 empty] | 0 | [6 empty] | 0 | [6 empty] | 0 | [6 empty] | 0 | [6 empty] | 0 | [6 empty] | 0
[5 empty] | C3 | 0 | 0 | 0 | 0 | 0 | 0 | 0 | 0 | 0 | 0 | 0 | 0 | 0 | 0 | 0 | 0 | 0 | 0 | 0 | 0 | 0 | 0 | 0 | 0 | 0 | 0 | 0 | 0 | 0 | 0 | 0 | 0 | 0 | 0 | 0 | 0 |  |  | C3 | 0 | 0 | 0 | 0 | 0 | C3 | 0 | 0 | 0 | 0 | 0 | C3 | [5 empty] | C3 | [5 empty] | 0 | [6 empty] | 0 | [6 empty] | 0 | [6 empty] | 0 | [6 empty] | 0 | [6 empty] | 0
[5 empty] | C4 | 0 | 0 | 0 | 0 | 0 | 0 | 0 | 0 | 0 | 0 | 0 | 0 | 0 | 0 | 0 | 0 | 0 | 0 | 0 | 0 | 0 | 0 | 0 | 0 | 0 | 0 | 0 | 0 | 0 | 0 | 0 | 0 | 0 | 0 | 0 | 0 |  |  | C4 | 0 | 0 | 0 | 0 | 0 | C4 | 0 | 0 | 0 | 0 | 0 | C4 | [5 empty] | C4 | [5 empty] | 0 | [6 empty] | 0 | [6 empty] | 0 | [6 empty] | 0 | [6 empty] | 0 | [6 empty] | 0
|  | 0 | 0 | 0 |  | 0 | 0 | 0 | 0 | 0 |  | 0 | 0 | 0 | 0 | 0 |  | 0 | 0 | 0 | 0 | 0 |  | 0 | 0 | 0 | 0 | 0 |  | 0 | 0 | 0 | 0 | 0 |  | 0 | 0 | 0 | 0 | 0 | [22 empty] | 0 | 0 | 0 | 0 | 0 | 0 |  | 0 | 0 | 0 | 0 | 0 | 0 |  | 0 | 0 | 0 | 0 | 0 | 0 |  | 0 | 0 | 0 | 0 | 0 | 0 |  | 0 | 0 | 0 | 0 | 0 | 0 |  | 0 | 0 | 0 | 0 | 0 | 0
[63 empty] | 0 | 0 | 0 | 0 | 0 | 0 |  | 1579744.9123 | 985818.0711 | 489394.1349 | 1921669.1615 | 1731413.8444 | 6708040.1242 |  | 1480204.8136 | 823765.4574 | 761175.3153 | 1880703.4197 | 2878924.3168 | 7824773.3227 |  | 1644752.983 | 805253.1805 | 730152.5569 | 1609215.1219 | 2206608.6713 | 6995982.5136 |  | 1345117.9658 | 559891.6725 | 899936.2539 | 1260297.8966 | 6955028.2185 | 11020272.0073 |  | 1660216.4791 | 553291.274 | 813473.5294 | 1097259.0812 | 4843396.5395 | 8967636.9032
| 132kV Network | [66 empty] | 0 | [6 empty] | 0 | [6 empty] | 0 | [6 empty] | 0 | [6 empty] | 0 | [6 empty] | 0
| 132kV CBs |  |  |  | C1 | 30 | 24 | 0 | 0 | 66 | 120 | 0 | 0 | 0 | 0 | 0 | 0 | 11 | 0 | 0 | 0 | -11 | 0 | 30 | 22 | 2 | 0 | 66 | 120 | 32 | 0 | 0 | 0 | -32 | 0 | 29 | 1 | 7 | 17 | 66 | 120 |  |  | C1 | 0.012284 | 0.018289 | 0.032337 | 0.05237 | 0.12284 | C1 | 116864.027 | 116864.027 | 116864.027 | 116864.027 | 116864.027 | C1 | 1435.522 | 2137.3393 | 3779.0098 | 6120.1526 | 14355.4646 | C1 | 0 | 0 | 0 | 0 | 0 | 0 |  | 43065.6593 | 51296.1434 | 0 | 0 | 947460.6613 | 1041822.464 |  | 43065.6593 | 47021.4648 | 7558.0195 | 0 | 947460.6613 | 1045105.8049 |  | 58856.401 | 47021.4648 | 7558.0195 | 0 | 789550.5511 | 902986.4365 |  | 41630.1373 | 2137.3393 | 26453.0684 | 104042.5942 | 947460.6613 | 1121723.8006 |  | 87566.8406 | 2137.3393 | 26453.0684 | 104042.5942 | 488085.7952 | 708285.6378
[5 empty] | C2 | 11 | 5 | 0 | 0 | 5 | 21 | 0 | 0 | 0 | 0 | 0 | 0 | 0 | 0 | 0 | 0 | 0 | 0 | 11 | 5 | 0 | 0 | 5 | 21 | 4 | 0 | 0 | 0 | -4 | 0 | 11 | 0 | 0 | 5 | 5 | 21 |  |  | C2 | 0.012284 | 0.018289 | 0.032337 | 0.05237 | 0.12284 | C2 | 166948.61 | 166948.61 | 166948.61 | 166948.61 | 166948.61 | C2 | 2050.7457 | 3053.3419 | 5398.5854 | 8743.0751 | 20507.8065 | C2 | 0 | 0 | 0 | 0 | 0 | 0 |  | 22558.2025 | 15266.7093 | 0 | 0 | 102539.0326 | 140363.9444 |  | 22558.2025 | 15266.7093 | 0 | 0 | 102539.0326 | 140363.9444 |  | 22558.2025 | 15266.7093 | 0 | 0 | 102539.0326 | 140363.9444 |  | 22558.2025 | 0 | 0 | 43715.3757 | 102539.0326 | 168812.6108 |  | 30761.1852 | 0 | 0 | 43715.3757 | 20507.8065 | 94984.3675
[5 empty] | C3 | 32 | 14 | 0 | 0 | 24 | 70 | 0 | 0 | 0 | 0 | 0 | 0 | 0 | 0 | 0 | 0 | 0 | 0 | 32 | 14 | 0 | 0 | 24 | 70 | 12 | 0 | 0 | 0 | -12 | 0 | 32 | 0 | 6 | 8 | 24 | 70 |  |  | C3 | 0.012284 | 0.018289 | 0.032337 | 0.05237 | 0.12284 | C3 | 250422.915 | 250422.915 | 250422.915 | 250422.915 | 250422.915 | C3 | 3076.1185 | 4580.0128 | 8097.8781 | 13114.6127 | 30761.7098 | C3 | 0 | 0 | 0 | 0 | 0 | 0 |  | 98435.7927 | 64120.1792 | 0 | 0 | 738281.0348 | 900837.0067 |  | 98435.7927 | 64120.1792 | 0 | 0 | 738281.0348 | 900837.0067 |  | 98435.7927 | 64120.1792 | 0 | 0 | 738281.0348 | 900837.0067 |  | 98435.7927 | 0 | 48587.2685 | 104916.9018 | 738281.0348 | 990220.9977 |  | 135349.2149 | 0 | 48587.2685 | 104916.9018 | 369140.5174 | 657993.9026
[5 empty] | C4 | 7 | 0 | 0 | 0 | 0 | 7 | 0 | 0 | 0 | 0 | 0 | 0 | 0 | 0 | 0 | 0 | 0 | 0 | 7 | 0 | 0 | 0 | 0 | 7 | 0 | 0 | 0 | 0 | 0 | 0 | 7 | 0 | 0 | 0 | 0 | 7 |  |  | C4 | 0.012284 | 0.018289 | 0.032337 | 0.05237 | 0.12284 | C4 | 417371.525 | 417371.525 | 417371.525 | 417371.525 | 417371.525 | C4 | 5126.8642 | 7633.3547 | 13496.4635 | 21857.6879 | 51269.5163 | C4 | 0 | 0 | 0 | 0 | 0 | 0 |  | 35888.0494 | 0 | 0 | 0 | 0 | 35888.0494 |  | 35888.0494 | 0 | 0 | 0 | 0 | 35888.0494 |  | 35888.0494 | 0 | 0 | 0 | 0 | 35888.0494 |  | 35888.0494 | 0 | 0 | 0 | 0 | 35888.0494 |  | 35888.0494 | 0 | 0 | 0 | 0 | 35888.0494
|  | Yes | 218 | 221 |  | 80 | 43 | 0 | 0 | 95 |  | 0 | 0 | 0 | 0 | 0 |  | 11 | 0 | 0 | 0 | -11 |  | 80 | 41 | 2 | 0 | 95 |  | 48 | 0 | 0 | 0 | -48 |  | 79 | 1 | 13 | 30 | 95 | [22 empty] | 0 | 0 | 0 | 0 | 0 | 0 |  | 199947.7039 | 130683.0319 | 0 | 0 | 1788280.7288 | 2118911.4646 |  | 199947.7039 | 126408.3533 | 7558.0195 | 0 | 1788280.7288 | 2122194.8055 |  | 215738.4456 | 126408.3533 | 7558.0195 | 0 | 1630370.6185 | 1980075.437 |  | 198512.1819 | 2137.3393 | 75040.3369 | 252674.8717 | 1788280.7288 | 2316645.4586 |  | 289565.2901 | 2137.3393 | 75040.3369 | 252674.8717 | 877734.1192 | 1497151.9572
| 132kV Transformer |  |  |  | C1 | 0 | 0 | 1 | 0 | 3 | 4 | 0 | 0 | 0 | 0 | 0 | 0 | 0 | 0 | 0 | 0 | 0 | 0 | 0 | 0 | 0 | 1 | 3 | 4 | 0 | 0 | 0 | 0 | 0 | 0 | 0 | 0 | 0 | 0 | 4 | 4 |  |  | C1 | 0.012939 | 0.019265 | 0.034062 | 0.055165 | 0.12939 | C1 | 258132.21 | 258132.21 | 258132.21 | 258132.21 | 258132.21 | C1 | 3340.0255 | 4972.9422 | 8792.6128 | 14239.7441 | 33400.8244 | C1 | 0 | 0 | 0 | 0 | 0 | 0 |  | 0 | 0 | 8792.6128 | 0 | 100202.4732 | 108995.0861 |  | 0 | 0 | 0 | 14239.7441 | 100202.4732 | 114442.2174 |  | 0 | 0 | 0 | 14239.7441 | 100202.4732 | 114442.2174 |  | 0 | 0 | 0 | 0 | 133603.2976 | 133603.2976 |  | 0 | 0 | 0 | 0 | 133603.2976 | 133603.2976
[5 empty] | C2 | 68 | 16 | 10 | 14 | 16 | 124 | 0 | 0 | 0 | 0 | 0 | 0 | 14 | -3 | 0 | -1 | -10 | 0 | 63 | 14 | 10 | 9 | 28 | 124 | 22 | 1 | -2 | -3 | -18 | 0 | 61 | 9 | 10 | 11 | 33 | 124 |  |  | C2 | 0.012939 | 0.019265 | 0.034062 | 0.055165 | 0.12939 | C2 | 368760.3 | 368760.3 | 368760.3 | 368760.3 | 368760.3 | C2 | 4771.465 | 7104.2031 | 12560.8755 | 20342.4916 | 47715.4634 | C2 | 0 | 0 | 0 | 0 | 0 | 0 |  | 324459.6184 | 113667.2493 | 125608.7546 | 284794.8828 | 763447.4151 | 1611977.9202 |  | 300602.2935 | 99458.8431 | 125608.7546 | 183082.4247 | 1336032.9764 | 2044785.2923 |  | 367402.8032 | 78146.2339 | 125608.7546 | 162739.933 | 858878.3419 | 1592776.0667 |  | 291059.3636 | 63937.8277 | 125608.7546 | 223767.4079 | 1574610.2936 | 2278983.6474 |  | 396031.593 | 71042.0308 | 100487.0037 | 162739.933 | 715731.9516 | 1446032.5122
[5 empty] | C3 | 6 | 4 | 4 | 0 | 0 | 14 | 0 | 0 | 0 | 0 | 0 | 0 | 0 | 0 | 0 | 0 | 0 | 0 | 6 | 2 | 5 | 1 | 0 | 14 | 2 | 2 | 0 | -4 | 0 | 0 | 5 | 1 | 2 | 6 | 0 | 14 |  |  | C3 | 0.012939 | 0.019265 | 0.034062 | 0.055165 | 0.12939 | C3 | 553140.45 | 553140.45 | 553140.45 | 553140.45 | 553140.45 | C3 | 7157.1975 | 10656.3046 | 18841.3132 | 30513.7374 | 71573.1952 | C3 | 0 | 0 | 0 | 0 | 0 | 0 |  | 42943.1848 | 42625.2185 | 75365.2528 | 0 | 0 | 160933.656 |  | 42943.1848 | 21312.6092 | 94206.566 | 30513.7374 | 0 | 188976.0974 |  | 42943.1848 | 21312.6092 | 94206.566 | 30513.7374 | 0 | 188976.0974 |  | 35785.9873 | 10656.3046 | 37682.6264 | 183082.4247 | 0 | 267207.343 |  | 50100.3823 | 31968.9139 | 37682.6264 | 61027.4749 | 0 | 180779.3974
[5 empty] | C4 | 0 | 0 | 0 | 0 | 0 | 0 | 0 | 0 | 0 | 0 | 0 | 0 | 0 | 0 | 0 | 0 | 0 | 0 | 0 | 0 | 0 | 0 | 0 | 0 | 0 | 0 | 0 | 0 | 0 | 0 | 0 | 0 | 0 | 0 | 0 | 0 |  |  | C4 | 0.012939 | 0.019265 | 0.034062 | 0.055165 | 0.12939 | C4 | 921900.75 | 921900.75 | 921900.75 | 921900.75 | 921900.75 | C4 | 11928.6624 | 17760.5077 | 31402.1887 | 50856.2291 | 119288.6586 | C4 | 0 | 0 | 0 | 0 | 0 | 0 |  | 0 | 0 | 0 | 0 | 0 | 0 |  | 0 | 0 | 0 | 0 | 0 | 0 |  | 0 | 0 | 0 | 0 | 0 | 0 |  | 0 | 0 | 0 | 0 | 0 | 0 |  | 0 | 0 | 0 | 0 | 0 | 0
|  | Yes | 142 | 143 |  | 74 | 20 | 15 | 14 | 19 |  | 0 | 0 | 0 | 0 | 0 |  | 14 | -3 | 0 | -1 | -10 |  | 69 | 16 | 15 | 11 | 31 |  | 24 | 3 | -2 | -7 | -18 |  | 66 | 10 | 12 | 17 | 37 | [22 empty] | 0 | 0 | 0 | 0 | 0 | 0 |  | 367402.8032 | 156292.4677 | 209766.6202 | 284794.8828 | 863649.8883 | 1881906.6623 |  | 343545.4783 | 120771.4523 | 219815.3206 | 227835.9062 | 1436235.4496 | 2348203.6071 |  | 410345.988 | 99458.8431 | 219815.3206 | 207493.4146 | 959080.8152 | 1896194.3815 |  | 326845.3509 | 74594.1323 | 163291.381 | 406849.8326 | 1708213.5912 | 2679794.288 |  | 446131.9753 | 103010.9447 | 138169.6301 | 223767.4079 | 849335.2493 | 1760415.2072
| 132kV UG Cable (Gas) |  |  |  | C1 | 0 | 0 | 0 | 0 | 0 | 0 | 0 | 0 | 0 | 0 | 0 | 0 | 0 | 0 | 0 | 0 | 0 | 0 | 0 | 0 | 0 | 0 | 0 | 0 | 0 | 0 | 0 | 0 | 0 | 0 | 0 | 0 | 0 | 0 | 0 | 0 |  |  | C1 | 1.2835 | 1.9111 | 3.3789 | 5.4722 | 12.8357 | C1 | 598.038 | 598.038 | 598.038 | 598.038 | 598.038 | C1 | 767.6095 | 1142.8887 | 2020.7309 | 3272.5985 | 7676.2255 | C1 | 0 | 0 | 0 | 0 | 0 | 0 |  | 0 | 0 | 0 | 0 | 0 | 0 |  | 0 | 0 | 0 | 0 | 0 | 0 |  | 0 | 0 | 0 | 0 | 0 | 0 |  | 0 | 0 | 0 | 0 | 0 | 0 |  | 0 | 0 | 0 | 0 | 0 | 0
[5 empty] | C2 | 7.3115 | 0.49184 | 1.9966 | 0 | 5 | 14.8 | 0 | 0 | 0 | 0 | 0 | 0 | 5 | 0 | 0 | 0 | -5 | 0 | 3.811 | 3.9924 | 1.9966 | 0 | 5 | 14.8 | 5 | 0 | 0 | 0 | -5 | 0 | 3.7258 | 4.0775 | 0 | 1.9966 | 5 | 14.8 |  |  | C2 | 1.2835 | 1.9111 | 3.3789 | 5.4722 | 12.8357 | C2 | 854.34 | 854.34 | 854.34 | 854.34 | 854.34 | C2 | 1096.5849 | 1632.6982 | 2886.7585 | 4675.1407 | 10966.0364 | C2 | 0 | 0 | 0 | 0 | 0 | 0 |  | 8017.7018 | 803.025 | 5763.8221 | 0 | 54830.1822 | 69414.7311 |  | 4179.0682 | 6518.3415 | 5763.8221 | 0 | 54830.1822 | 71291.4141 |  | 9661.9929 | 6518.3415 | 5763.8221 | 0 | 0 | 21944.1566 |  | 4085.6867 | 6657.3767 | 0 | 9334.5805 | 54830.1822 | 74907.8261 |  | 9568.6114 | 6657.3767 | 0 | 9334.5805 | 0 | 25560.5686
[5 empty] | C3 | 0 | 0 | 0 | 0 | 0 | 0 | 0 | 0 | 0 | 0 | 0 | 0 | 0 | 0 | 0 | 0 | 0 | 0 | 0 | 0 | 0 | 0 | 0 | 0 | 0 | 0 | 0 | 0 | 0 | 0 | 0 | 0 | 0 | 0 | 0 | 0 |  |  | C3 | 1.2835 | 1.9111 | 3.3789 | 5.4722 | 12.8357 | C3 | 1281.51 | 1281.51 | 1281.51 | 1281.51 | 1281.51 | C3 | 1644.8774 | 2449.0473 | 4330.1377 | 7012.711 | 16449.0547 | C3 | 0 | 0 | 0 | 0 | 0 | 0 |  | 0 | 0 | 0 | 0 | 0 | 0 |  | 0 | 0 | 0 | 0 | 0 | 0 |  | 0 | 0 | 0 | 0 | 0 | 0 |  | 0 | 0 | 0 | 0 | 0 | 0 |  | 0 | 0 | 0 | 0 | 0 | 0
[5 empty] | C4 | 0 | 0 | 0 | 0 | 0 | 0 | 0 | 0 | 0 | 0 | 0 | 0 | 0 | 0 | 0 | 0 | 0 | 0 | 0 | 0 | 0 | 0 | 0 | 0 | 0 | 0 | 0 | 0 | 0 | 0 | 0 | 0 | 0 | 0 | 0 | 0 |  |  | C4 | 1.2835 | 1.9111 | 3.3789 | 5.4722 | 12.8357 | C4 | 2135.85 | 2135.85 | 2135.85 | 2135.85 | 2135.85 | C4 | 2741.4624 | 4081.7454 | 7216.8962 | 11687.8517 | 27415.0911 | C4 | 0 | 0 | 0 | 0 | 0 | 0 |  | 0 | 0 | 0 | 0 | 0 | 0 |  | 0 | 0 | 0 | 0 | 0 | 0 |  | 0 | 0 | 0 | 0 | 0 | 0 |  | 0 | 0 | 0 | 0 | 0 | 0 |  | 0 | 0 | 0 | 0 | 0 | 0
|  | Yes | 14.8 | 9.3656 |  | 7.3115 | 0.49184 | 1.9966 | 0 | 5 |  | 0 | 0 | 0 | 0 | 0 |  | 5 | 0 | 0 | 0 | -5 |  | 3.811 | 3.9924 | 1.9966 | 0 | 5 |  | 5 | 0 | 0 | 0 | -5 |  | 3.7258 | 4.0775 | 0 | 1.9966 | 5 | [22 empty] | 0 | 0 | 0 | 0 | 0 | 0 |  | 8017.7018 | 803.025 | 5763.8221 | 0 | 54830.1822 | 69414.7311 |  | 4179.0682 | 6518.3415 | 5763.8221 | 0 | 54830.1822 | 71291.4141 |  | 9661.9929 | 6518.3415 | 5763.8221 | 0 | 0 | 21944.1566 |  | 4085.6867 | 6657.3767 | 0 | 9334.5805 | 54830.1822 | 74907.8261 |  | 9568.6114 | 6657.3767 | 0 | 9334.5805 | 0 | 25560.5686
| 132kV UG Cable (Oil) |  |  |  | C1 | 57.0601 | 0.17042 | 6.8624 | 0.054734 | 16.4257 | 80.5733 | 0 | 0 | 0 | 0 | 0 | 0 | 5.3293 | 0 | 0 | 0 | -5.3293 | 0 | 57.0601 | 0.17042 | 6.8624 | 0.054734 | 16.4257 | 80.5733 | 5.3293 | 0 | 0 | 0 | -5.3293 | 0 | 46.6065 | 10.624 | 0.69974 | 6.1564 | 16.4867 | 80.5733 |  |  | C1 | 0.59691 | 0.88874 | 1.5714 | 2.5449 | 5.9692 | C1 | 6315.015 | 6315.015 | 6315.015 | 6315.015 | 6315.015 | C1 | 3769.5173 | 5612.4098 | 9923.2495 | 16070.8242 | 37695.8161 | C1 | 0 | 0 | 0 | 0 | 0 | 0 |  | 215089.0294 | 956.4614 | 68097.3104 | 879.6141 | 619179.9349 | 904202.3502 |  | 215089.0294 | 956.4614 | 68097.3104 | 879.6141 | 619179.9349 | 904202.3502 |  | 235177.9203 | 956.4614 | 68097.3104 | 879.6141 | 418287.6003 | 723398.9066 |  | 175684.0349 | 59626.3008 | 6943.6828 | 98938.2028 | 621479.7076 | 962671.9288 |  | 195772.9257 | 59626.3008 | 6943.6828 | 98938.2028 | 420587.373 | 781868.4852
[5 empty] | C2 | 17.9457 | 0 | 1.3393 | 0 | 3.1484 | 22.4333 | 0 | 0 | 0 | 0 | 0 | 0 | 2.1413 | 0 | 0 | 0 | -2.1413 | 0 | 17.9457 | 0 | 1.3393 | 0 | 3.1484 | 22.4333 | 2.1413 | 0 | 0 | 0 | -2.1413 | 0 | 17.307 | 0.63867 | 0 | 1.3393 | 3.1484 | 22.4333 |  |  | C2 | 0.59691 | 0.88874 | 1.5714 | 2.5449 | 5.9692 | C2 | 9021.45 | 9021.45 | 9021.45 | 9021.45 | 9021.45 | C2 | 5385.0247 | 8017.7282 | 14176.0708 | 22958.3202 | 53851.1658 | C2 | 0 | 0 | 0 | 0 | 0 | 0 |  | 96637.9131 | 0 | 18985.8082 | 0 | 169542.3256 | 285166.0468 |  | 96637.9131 | 0 | 18985.8082 | 0 | 169542.3256 | 285166.0468 |  | 108168.7843 | 0 | 18985.8082 | 0 | 54231.6471 | 181386.2396 |  | 93198.6399 | 5120.7113 | 0 | 30747.7489 | 169542.3256 | 298609.4257 |  | 104729.5111 | 5120.7113 | 0 | 30747.7489 | 54231.6471 | 194829.6185
[5 empty] | C3 | 38.6474 | 1.4694 | 4.7879 | 0 | 11.0887 | 55.9933 | 0 | 0 | 0 | 0 | 0 | 0 | 3.4294 | 0 | 0 | 0 | -3.4294 | 0 | 38.6474 | 1.4694 | 4.7879 | 0 | 11.0887 | 55.9933 | 3.4294 | 0 | 0 | 0 | -3.4294 | 0 | 24.8698 | 15.247 | 0 | 4.7879 | 11.0887 | 55.9933 |  |  | C3 | 0.59691 | 0.88874 | 1.5714 | 2.5449 | 5.9692 | C3 | 13532.175 | 13532.175 | 13532.175 | 13532.175 | 13532.175 | C3 | 8077.5371 | 12026.5923 | 21264.1062 | 34437.4803 | 80776.7487 | C3 | 0 | 0 | 0 | 0 | 0 | 0 |  | 312175.7958 | 17671.6192 | 101809.6089 | 0 | 895709.3741 | 1327366.398 |  | 312175.7958 | 17671.6192 | 101809.6089 | 0 | 895709.3741 | 1327366.398 |  | 339877.0203 | 17671.6192 | 101809.6089 | 0 | 618692.4052 | 1078050.6535 |  | 200886.3811 | 183369.7028 | 0 | 164881.9083 | 895709.3741 | 1444847.3663 |  | 228587.6056 | 183369.7028 | 0 | 164881.9083 | 618692.4052 | 1195531.6219
[5 empty] | C4 | 0 | 0 | 0 | 0 | 0 | 0 | 0 | 0 | 0 | 0 | 0 | 0 | 0 | 0 | 0 | 0 | 0 | 0 | 0 | 0 | 0 | 0 | 0 | 0 | 0 | 0 | 0 | 0 | 0 | 0 | 0 | 0 | 0 | 0 | 0 | 0 |  |  | C4 | 0.59691 | 0.88874 | 1.5714 | 2.5449 | 5.9692 | C4 | 22553.625 | 22553.625 | 22553.625 | 22553.625 | 22553.625 | C4 | 13462.5619 | 20044.3206 | 35440.177 | 57395.8006 | 134627.9145 | C4 | 0 | 0 | 0 | 0 | 0 | 0 |  | 0 | 0 | 0 | 0 | 0 | 0 |  | 0 | 0 | 0 | 0 | 0 | 0 |  | 0 | 0 | 0 | 0 | 0 | 0 |  | 0 | 0 | 0 | 0 | 0 | 0 |  | 0 | 0 | 0 | 0 | 0 | 0
|  | Yes | 159 | 157.5024 |  | 113.6532 | 1.6398 | 12.9895 | 0.054734 | 30.6627 |  | 0 | 0 | 0 | 0 | 0 |  | 10.9 | 0 | 0 | 0 | -10.9 |  | 113.6532 | 1.6398 | 12.9895 | 0.054734 | 30.6627 |  | 10.9 | 0 | 0 | 0 | -10.9 |  | 88.7833 | 26.5097 | 0.69974 | 12.2835 | 30.7238 | [22 empty] | 0 | 0 | 0 | 0 | 0 | 0 |  | 623902.7383 | 18628.0806 | 188892.7275 | 879.6141 | 1684431.6346 | 2516734.795 |  | 623902.7383 | 18628.0806 | 188892.7275 | 879.6141 | 1684431.6346 | 2516734.795 |  | 683223.7249 | 18628.0806 | 188892.7275 | 879.6141 | 1091211.6526 | 1982835.7997 |  | 469769.0559 | 248116.7149 | 6943.6828 | 294567.86 | 1686731.4073 | 2706128.7209 |  | 529090.0425 | 248116.7149 | 6943.6828 | 294567.86 | 1093511.4253 | 2172229.7255
| 132kV UG Cable (Non Pressurised) |  |  |  | C1 | 0 | 0 | 0 | 0 | 0 | 0 | 0 | 0 | 0 | 0 | 0 | 0 | 0 | 0 | 0 | 0 | 0 | 0 | 0 | 0 | 0 | 0 | 0 | 0 | 0 | 0 | 0 | 0 | 0 | 0 | 0 | 0 | 0 | 0 | 0 | 0 |  |  | C1 | 0 | 0 | 0 | 0 | 0 | C1 | 0 | 0 | 0 | 0 | 0 | C1 | [5 empty] | C1 | [5 empty] | 0 | [6 empty] | 0 | [6 empty] | 0 | [6 empty] | 0 | [6 empty] | 0 | [6 empty] | 0
[5 empty] | C2 | 0 | 0 | 0 | 0 | 0 | 0 | 0 | 0 | 0 | 0 | 0 | 0 | 0 | 0 | 0 | 0 | 0 | 0 | 0 | 0 | 0 | 0 | 0 | 0 | 0 | 0 | 0 | 0 | 0 | 0 | 0 | 0 | 0 | 0 | 0 | 0 |  |  | C2 | 0 | 0 | 0 | 0 | 0 | C2 | 0 | 0 | 0 | 0 | 0 | C2 | [5 empty] | C2 | [5 empty] | 0 | [6 empty] | 0 | [6 empty] | 0 | [6 empty] | 0 | [6 empty] | 0 | [6 empty] | 0
[5 empty] | C3 | 0 | 0 | 0 | 0 | 0 | 0 | 0 | 0 | 0 | 0 | 0 | 0 | 0 | 0 | 0 | 0 | 0 | 0 | 0 | 0 | 0 | 0 | 0 | 0 | 0 | 0 | 0 | 0 | 0 | 0 | 0 | 0 | 0 | 0 | 0 | 0 |  |  | C3 | 0 | 0 | 0 | 0 | 0 | C3 | 0 | 0 | 0 | 0 | 0 | C3 | [5 empty] | C3 | [5 empty] | 0 | [6 empty] | 0 | [6 empty] | 0 | [6 empty] | 0 | [6 empty] | 0 | [6 empty] | 0
[5 empty] | C4 | 0 | 0 | 0 | 0 | 0 | 0 | 0 | 0 | 0 | 0 | 0 | 0 | 0 | 0 | 0 | 0 | 0 | 0 | 0 | 0 | 0 | 0 | 0 | 0 | 0 | 0 | 0 | 0 | 0 | 0 | 0 | 0 | 0 | 0 | 0 | 0 |  |  | C4 | 0 | 0 | 0 | 0 | 0 | C4 | 0 | 0 | 0 | 0 | 0 | C4 | [5 empty] | C4 | [5 empty] | 0 | [6 empty] | 0 | [6 empty] | 0 | [6 empty] | 0 | [6 empty] | 0 | [6 empty] | 0
|  | 0 | 0 | 0 |  | 0 | 0 | 0 | 0 | 0 |  | 0 | 0 | 0 | 0 | 0 |  | 0 | 0 | 0 | 0 | 0 |  | 0 | 0 | 0 | 0 | 0 |  | 0 | 0 | 0 | 0 | 0 |  | 0 | 0 | 0 | 0 | 0 | [22 empty] | 0 | 0 | 0 | 0 | 0 | 0 |  | 0 | 0 | 0 | 0 | 0 | 0 |  | 0 | 0 | 0 | 0 | 0 | 0 |  | 0 | 0 | 0 | 0 | 0 | 0 |  | 0 | 0 | 0 | 0 | 0 | 0 |  | 0 | 0 | 0 | 0 | 0 | 0
| 132kV OHL Support - Tower |  |  |  | C1 | 0 | 0 | 0 | 0 | 0 | 0 | 0 | 0 | 0 | 0 | 0 | 0 | 0 | 0 | 0 | 0 | 0 | 0 | 0 | 0 | 0 | 0 | 0 | 0 | 0 | 0 | 0 | 0 | 0 | 0 | 0 | 0 | 0 | 0 | 0 | 0 |  |  | C1 | 0.015533 | 0.023127 | 0.04089 | 0.066222 | 0.15533 | C1 | 12426.75 | 12426.75 | 12426.75 | 12426.75 | 12426.75 | C1 | 193.0215 | 287.3885 | 508.129 | 822.9211 | 1930.2484 | C1 | 0 | 0 | 0 | 0 | 0 | 0 |  | 0 | 0 | 0 | 0 | 0 | 0 |  | 0 | 0 | 0 | 0 | 0 | 0 |  | 0 | 0 | 0 | 0 | 0 | 0 |  | 0 | 0 | 0 | 0 | 0 | 0 |  | 0 | 0 | 0 | 0 | 0 | 0
[5 empty] | C2 | 774 | 354 | 503 | 151 | 530 | 2312 | 0 | 0 | 0 | 0 | 0 | 0 | 84 | 36 | 47 | -44 | -123 | 0 | 692 | 369 | 554 | 166 | 531 | 2312 | 370 | 117 | 24 | -76 | -435 | 0 | 497 | 450 | 481 | 288 | 596 | 2312 |  |  | C2 | 0.015533 | 0.023127 | 0.04089 | 0.066222 | 0.15533 | C2 | 17752.5 | 17752.5 | 17752.5 | 17752.5 | 17752.5 | C2 | 275.7451 | 410.555 | 725.8985 | 1175.6016 | 2757.4977 | C2 | 0 | 0 | 0 | 0 | 0 | 0 |  | 213426.6817 | 145336.4811 | 365126.9639 | 177515.8369 | 1461473.7762 | 2362879.7398 |  | 190815.5862 | 151494.8066 | 402147.7893 | 195149.8605 | 1464231.2739 | 2403839.3164 |  | 213978.1718 | 166274.7877 | 436265.0205 | 143423.3914 | 1125059.0579 | 2085000.4294 |  | 137045.2982 | 184749.7641 | 349157.1961 | 338573.2519 | 1643468.6238 | 2652994.1341 |  | 239070.9729 | 232784.7027 | 366578.761 | 249227.5327 | 443957.1282 | 1531619.0976
[5 empty] | C3 | 158 | 60 | 100 | 10 | 81 | 409 | 0 | 0 | 0 | 0 | 0 | 0 | 12 | 4 | 0 | -3 | -13 | 0 | 148 | 54 | 112 | 14 | 81 | 409 | 17 | 19 | 1 | -12 | -25 | 0 | 103 | 72 | 112 | 32 | 90 | 409 |  |  | C3 | 0.015533 | 0.023127 | 0.04089 | 0.066222 | 0.15533 | C3 | 26628.75 | 26628.75 | 26628.75 | 26628.75 | 26628.75 | C3 | 413.6176 | 615.8325 | 1088.8478 | 1763.4024 | 4136.2465 | C3 | 0 | 0 | 0 | 0 | 0 | 0 |  | 65351.5808 | 36949.9528 | 108884.7805 | 17634.0235 | 335035.9694 | 563856.3071 |  | 61215.4048 | 33254.9575 | 121950.9542 | 24687.633 | 335035.9694 | 576144.9189 |  | 66178.816 | 35718.2877 | 121950.9542 | 19397.4259 | 281264.7645 | 524510.2483 |  | 42602.6128 | 44339.9434 | 121950.9542 | 56428.8753 | 372262.1883 | 637584.5739 |  | 49634.112 | 56040.7618 | 123039.802 | 35268.0471 | 268856.0249 | 532838.7477
[5 empty] | C4 | 0 | 0 | 0 | 0 | 0 | 0 | 0 | 0 | 0 | 0 | 0 | 0 | 0 | 0 | 0 | 0 | 0 | 0 | 0 | 0 | 0 | 0 | 0 | 0 | 0 | 0 | 0 | 0 | 0 | 0 | 0 | 0 | 0 | 0 | 0 | 0 |  |  | C4 | 0.015533 | 0.023127 | 0.04089 | 0.066222 | 0.15533 | C4 | 44381.25 | 44381.25 | 44381.25 | 44381.25 | 44381.25 | C4 | 689.3627 | 1026.3876 | 1814.7463 | 2939.0039 | 6893.7442 | C4 | 0 | 0 | 0 | 0 | 0 | 0 |  | 0 | 0 | 0 | 0 | 0 | 0 |  | 0 | 0 | 0 | 0 | 0 | 0 |  | 0 | 0 | 0 | 0 | 0 | 0 |  | 0 | 0 | 0 | 0 | 0 | 0 |  | 0 | 0 | 0 | 0 | 0 | 0
|  | Yes | 2721 | 2708 |  | 932 | 414 | 603 | 161 | 611 |  | 0 | 0 | 0 | 0 | 0 |  | 96 | 40 | 47 | -47 | -136 |  | 840 | 423 | 666 | 180 | 612 |  | 387 | 136 | 25 | -88 | -460 |  | 600 | 522 | 593 | 320 | 686 | [22 empty] | 0 | 0 | 0 | 0 | 0 | 0 |  | 278778.2625 | 182286.4339 | 474011.7444 | 195149.8605 | 1796509.7456 | 2926736.047 |  | 252030.9911 | 184749.7641 | 524098.7434 | 219837.4934 | 1799267.2433 | 2979984.2353 |  | 280156.9879 | 201993.0754 | 558215.9747 | 162820.8173 | 1406323.8224 | 2609510.6776 |  | 179647.911 | 229089.7075 | 471108.1503 | 395002.1272 | 2015730.812 | 3290578.708 |  | 288705.085 | 288825.4645 | 489618.563 | 284495.5797 | 712813.1531 | 2064457.8453
| 132kV OHL Fittings |  |  |  | C1 | 0 | 0 | 0 | 0 | 0 | 0 | 0 | 0 | 0 | 0 | 0 | 0 | 0 | 0 | 0 | 0 | 0 | 0 | 0 | 0 | 0 | 0 | 0 | 0 | 0 | 0 | 0 | 0 | 0 | 0 | 0 | 0 | 0 | 0 | 0 | 0 |  | 0 | C1 | 0 | 0 | 0 | 0 | 0 | C1 | 0 | 0 | 0 | 0 | 0 | C1 | [5 empty] | C1 | [5 empty] | 0 | [6 empty] | 0 | [6 empty] | 0 | [6 empty] | 0 | [6 empty] | 0 | [6 empty] | 0
[5 empty] | C2 | 0 | 0 | 0 | 0 | 0 | 0 | 0 | 0 | 0 | 0 | 0 | 0 | 0 | 0 | 0 | 0 | 0 | 0 | 0 | 0 | 0 | 0 | 0 | 0 | 0 | 0 | 0 | 0 | 0 | 0 | 0 | 0 | 0 | 0 | 0 | 0 |  |  | C2 | 0 | 0 | 0 | 0 | 0 | C2 | 0 | 0 | 0 | 0 | 0 | C2 | [5 empty] | C2 | [5 empty] | 0 | [6 empty] | 0 | [6 empty] | 0 | [6 empty] | 0 | [6 empty] | 0 | [6 empty] | 0
[5 empty] | C3 | 0 | 0 | 0 | 0 | 0 | 0 | 0 | 0 | 0 | 0 | 0 | 0 | 0 | 0 | 0 | 0 | 0 | 0 | 0 | 0 | 0 | 0 | 0 | 0 | 0 | 0 | 0 | 0 | 0 | 0 | 0 | 0 | 0 | 0 | 0 | 0 |  |  | C3 | 0 | 0 | 0 | 0 | 0 | C3 | 0 | 0 | 0 | 0 | 0 | C3 | [5 empty] | C3 | [5 empty] | 0 | [6 empty] | 0 | [6 empty] | 0 | [6 empty] | 0 | [6 empty] | 0 | [6 empty] | 0
[5 empty] | C4 | 0 | 0 | 0 | 0 | 0 | 0 | 0 | 0 | 0 | 0 | 0 | 0 | 0 | 0 | 0 | 0 | 0 | 0 | 0 | 0 | 0 | 0 | 0 | 0 | 0 | 0 | 0 | 0 | 0 | 0 | 0 | 0 | 0 | 0 | 0 | 0 |  |  | C4 | 0 | 0 | 0 | 0 | 0 | C4 | 0 | 0 | 0 | 0 | 0 | C4 | [5 empty] | C4 | [5 empty] | 0 | [6 empty] | 0 | [6 empty] | 0 | [6 empty] | 0 | [6 empty] | 0 | [6 empty] | 0
|  | 0 | 0 | 0 |  | 0 | 0 | 0 | 0 | 0 |  | 0 | 0 | 0 | 0 | 0 |  | 0 | 0 | 0 | 0 | 0 |  | 0 | 0 | 0 | 0 | 0 |  | 0 | 0 | 0 | 0 | 0 |  | 0 | 0 | 0 | 0 | 0 | [22 empty] | 0 | 0 | 0 | 0 | 0 | 0 |  | 0 | 0 | 0 | 0 | 0 | 0 |  | 0 | 0 | 0 | 0 | 0 | 0 |  | 0 | 0 | 0 | 0 | 0 | 0 |  | 0 | 0 | 0 | 0 | 0 | 0 |  | 0 | 0 | 0 | 0 | 0 | 0
| 132kV OHL (Tower Line) Conductor |  |  |  | C1 | 56.4907 | 0 | 8.663 | 9.9232 | 16.8271 | 91.904 | 0 | 0 | 0 | 0 | 0 | 0 | 0 | 0 | 0 | 0 | 0 | 0 | 56.4907 | 0 | 0.61093 | 12.5771 | 22.2253 | 91.904 | 0 | 0 | 0 | 0 | 0 | 0 | 55.9523 | 0.5384 | 0.61093 | 4.1377 | 30.6647 | 91.904 |  |  | C1 | 0.00228 | 0.0033947 | 0.0060022 | 0.0097206 | 0.022801 | C1 | 20042.638 | 20042.638 | 20042.638 | 20042.638 | 20042.638 | C1 | 45.6979 | 68.0394 | 120.2998 | 194.8269 | 456.9872 | C1 | 0 | 0 | 0 | 0 | 0 | 0 |  | 2581.5095 | 0 | 1042.1611 | 1933.2976 | 7689.7853 | 13246.7535 |  | 2581.5095 | 0 | 73.4951 | 2450.3564 | 10156.6771 | 15262.038 |  | 2581.5095 | 0 | 73.4951 | 2450.3564 | 10156.6771 | 15262.038 |  | 2556.9055 | 36.6327 | 73.4951 | 806.1423 | 14013.3548 | 17486.5304 |  | 2556.9055 | 36.6327 | 73.4951 | 806.1423 | 14013.3548 | 17486.5304
[5 empty] | C2 | 243.264 | 1.0248 | 58.5727 | 174.3552 | 194.4007 | 671.6174 | 0 | 0 | 0 | 0 | 0 | 0 | 105.16 | 0 | -1.9657 | -17.9598 | -85.2346 | 0 | 242.3145 | 1.3278 | 18.1079 | 189.4855 | 220.3817 | 671.6174 | 217.606 | 0 | -1.9657 | -17.9598 | -197.6806 | 0 | 242.0447 | 0.34214 | 5.3861 | 51.7138 | 372.1306 | 671.6174 |  |  | C2 | 0.00228 | 0.0033947 | 0.0060022 | 0.0097206 | 0.022801 | C2 | 28632.34 | 28632.34 | 28632.34 | 28632.34 | 28632.34 | C2 | 65.2828 | 97.1991 | 171.8568 | 278.3242 | 652.8388 | C2 | 0 | 0 | 0 | 0 | 0 | 0 |  | 15880.9449 | 99.6097 | 10066.1112 | 48527.2639 | 126912.3517 | 201486.2814 |  | 15818.9636 | 129.057 | 3111.9667 | 52738.3959 | 143873.7033 | 215672.0865 |  | 22684.1021 | 129.057 | 2774.1492 | 47739.7606 | 88229.2544 | 161556.3234 |  | 15801.3455 | 33.2562 | 925.6444 | 14393.2021 | 242941.3026 | 274094.7506 |  | 30007.2675 | 33.2562 | 587.8268 | 9394.5668 | 113887.7668 | 153910.6841
[5 empty] | C3 | 125.8463 | 0.39979 | 46.122 | 84.3348 | 66.8757 | 323.5786 | 0 | 0 | 0 | 0 | 0 | 0 | 44.1051 | 0 | -1.1973 | -7.6957 | -35.2122 | 0 | 125.0132 | 0.8613 | 11.9292 | 104.0373 | 81.7376 | 323.5786 | 95.8928 | 0 | -1.1973 | -11.0927 | -83.6029 | 0 | 124.7426 | 0.29883 | 4.0857 | 38.946 | 155.5055 | 323.5786 |  |  | C3 | 0.00228 | 0.0033947 | 0.0060022 | 0.0097206 | 0.022801 | C3 | 42948.51 | 42948.51 | 42948.51 | 42948.51 | 42948.51 | C3 | 97.9242 | 145.7986 | 257.7852 | 417.4863 | 979.2582 | C3 | 0 | 0 | 0 | 0 | 0 | 0 |  | 12323.3919 | 58.2882 | 11889.5668 | 35208.6144 | 65488.6225 | 124968.4838 |  | 12241.8111 | 125.5757 | 3075.1596 | 43434.1557 | 80042.2464 | 138918.9485 |  | 16560.7697 | 125.5757 | 2766.5102 | 40221.3236 | 45560.4388 | 105234.618 |  | 12215.3093 | 43.5689 | 1053.2347 | 16259.4063 | 152280.0751 | 181851.5945 |  | 21605.5346 | 43.5689 | 744.5854 | 11628.3741 | 70411.2742 | 104433.3372
[5 empty] | C4 | 0 | 0 | 0 | 0 | 0 | 0 | 0 | 0 | 0 | 0 | 0 | 0 | 0 | 0 | 0 | 0 | 0 | 0 | 0 | 0 | 0 | 0 | 0 | 0 | 0 | 0 | 0 | 0 | 0 | 0 | 0 | 0 | 0 | 0 | 0 | 0 |  |  | C4 | 0.00228 | 0.0033947 | 0.0060022 | 0.0097206 | 0.022801 | C4 | 71580.85 | 71580.85 | 71580.85 | 71580.85 | 71580.85 | C4 | 163.2069 | 242.9977 | 429.642 | 695.8105 | 1632.097 | C4 | 0 | 0 | 0 | 0 | 0 | 0 |  | 0 | 0 | 0 | 0 | 0 | 0 |  | 0 | 0 | 0 | 0 | 0 | 0 |  | 0 | 0 | 0 | 0 | 0 | 0 |  | 0 | 0 | 0 | 0 | 0 | 0 |  | 0 | 0 | 0 | 0 | 0 | 0
|  | Yes | 1087.1 | 1096.6 |  | 425.601 | 1.4246 | 113.3577 | 268.6131 | 278.1036 |  | 0 | 0 | 0 | 0 | 0 |  | 149.2652 | 0 | -3.163 | -25.6554 | -120.4468 |  | 423.8185 | 2.1891 | 30.648 | 306.0999 | 324.3446 |  | 313.4988 | 0 | -3.163 | -29.0524 | -281.2834 |  | 422.7395 | 1.1794 | 10.0828 | 94.7975 | 558.3008 | [22 empty] | 0 | 0 | 0 | 0 | 0 | 0 |  | 30785.8463 | 157.8979 | 22997.8391 | 85669.176 | 200090.7595 | 339701.5187 |  | 30642.2842 | 254.6328 | 6260.6214 | 98622.908 | 234072.6268 | 369853.073 |  | 41826.3813 | 254.6328 | 5614.1545 | 90411.4406 | 143946.3703 | 282052.9794 |  | 30573.5603 | 113.4578 | 2052.3741 | 31458.7507 | 409234.7326 | 473432.8755 |  | 54169.7076 | 113.4578 | 1405.9073 | 21829.0833 | 198312.3958 | 275830.5518
| [Please insert new asset category as required] |  |  |  | C1 | 0 | 0 | 0 | 0 | 0 | 0 | 0 | 0 | 0 | 0 | 0 | 0 | 0 | 0 | 0 | 0 | 0 | 0 | 0 | 0 | 0 | 0 | 0 | 0 | 0 | 0 | 0 | 0 | 0 | 0 | 0 | 0 | 0 | 0 | 0 | 0 |  |  | C1 | 0 | 0 | 0 | 0 | 0 | C1 | 0 | 0 | 0 | 0 | 0 | C1 | [5 empty] | C1 | [5 empty] | 0 | [6 empty] | 0 | [6 empty] | 0 | [6 empty] | 0 | [6 empty] | 0 | [6 empty] | 0
[5 empty] | C2 | 0 | 0 | 0 | 0 | 0 | 0 | 0 | 0 | 0 | 0 | 0 | 0 | 0 | 0 | 0 | 0 | 0 | 0 | 0 | 0 | 0 | 0 | 0 | 0 | 0 | 0 | 0 | 0 | 0 | 0 | 0 | 0 | 0 | 0 | 0 | 0 |  |  | C2 | 0 | 0 | 0 | 0 | 0 | C2 | 0 | 0 | 0 | 0 | 0 | C2 | [5 empty] | C2 | [5 empty] | 0 | [6 empty] | 0 | [6 empty] | 0 | [6 empty] | 0 | [6 empty] | 0 | [6 empty] | 0
[5 empty] | C3 | 0 | 0 | 0 | 0 | 0 | 0 | 0 | 0 | 0 | 0 | 0 | 0 | 0 | 0 | 0 | 0 | 0 | 0 | 0 | 0 | 0 | 0 | 0 | 0 | 0 | 0 | 0 | 0 | 0 | 0 | 0 | 0 | 0 | 0 | 0 | 0 |  |  | C3 | 0 | 0 | 0 | 0 | 0 | C3 | 0 | 0 | 0 | 0 | 0 | C3 | [5 empty] | C3 | [5 empty] | 0 | [6 empty] | 0 | [6 empty] | 0 | [6 empty] | 0 | [6 empty] | 0 | [6 empty] | 0
[5 empty] | C4 | 0 | 0 | 0 | 0 | 0 | 0 | 0 | 0 | 0 | 0 | 0 | 0 | 0 | 0 | 0 | 0 | 0 | 0 | 0 | 0 | 0 | 0 | 0 | 0 | 0 | 0 | 0 | 0 | 0 | 0 | 0 | 0 | 0 | 0 | 0 | 0 |  |  | C4 | 0 | 0 | 0 | 0 | 0 | C4 | 0 | 0 | 0 | 0 | 0 | C4 | [5 empty] | C4 | [5 empty] | 0 | [6 empty] | 0 | [6 empty] | 0 | [6 empty] | 0 | [6 empty] | 0 | [6 empty] | 0
|  | 0 | 0 | 0 |  | 0 | 0 | 0 | 0 | 0 |  | 0 | 0 | 0 | 0 | 0 |  | 0 | 0 | 0 | 0 | 0 |  | 0 | 0 | 0 | 0 | 0 |  | 0 | 0 | 0 | 0 | 0 |  | 0 | 0 | 0 | 0 | 0 | [22 empty] | 0 | 0 | 0 | 0 | 0 | 0 |  | 0 | 0 | 0 | 0 | 0 | 0 |  | 0 | 0 | 0 | 0 | 0 | 0 |  | 0 | 0 | 0 | 0 | 0 | 0 |  | 0 | 0 | 0 | 0 | 0 | 0 |  | 0 | 0 | 0 | 0 | 0 | 0
| [Please insert new asset category as required] |  |  |  | C1 | 0 | 0 | 0 | 0 | 0 | 0 | 0 | 0 | 0 | 0 | 0 | 0 | 0 | 0 | 0 | 0 | 0 | 0 | 0 | 0 | 0 | 0 | 0 | 0 | 0 | 0 | 0 | 0 | 0 | 0 | 0 | 0 | 0 | 0 | 0 | 0 |  |  | C1 | 0 | 0 | 0 | 0 | 0 | C1 | 0 | 0 | 0 | 0 | 0 | C1 | [5 empty] | C1 | [5 empty] | 0 | [6 empty] | 0 | [6 empty] | 0 | [6 empty] | 0 | [6 empty] | 0 | [6 empty] | 0
[5 empty] | C2 | 0 | 0 | 0 | 0 | 0 | 0 | 0 | 0 | 0 | 0 | 0 | 0 | 0 | 0 | 0 | 0 | 0 | 0 | 0 | 0 | 0 | 0 | 0 | 0 | 0 | 0 | 0 | 0 | 0 | 0 | 0 | 0 | 0 | 0 | 0 | 0 |  |  | C2 | 0 | 0 | 0 | 0 | 0 | C2 | 0 | 0 | 0 | 0 | 0 | C2 | [5 empty] | C2 | [5 empty] | 0 | [6 empty] | 0 | [6 empty] | 0 | [6 empty] | 0 | [6 empty] | 0 | [6 empty] | 0
[5 empty] | C3 | 0 | 0 | 0 | 0 | 0 | 0 | 0 | 0 | 0 | 0 | 0 | 0 | 0 | 0 | 0 | 0 | 0 | 0 | 0 | 0 | 0 | 0 | 0 | 0 | 0 | 0 | 0 | 0 | 0 | 0 | 0 | 0 | 0 | 0 | 0 | 0 |  |  | C3 | 0 | 0 | 0 | 0 | 0 | C3 | 0 | 0 | 0 | 0 | 0 | C3 | [5 empty] | C3 | [5 empty] | 0 | [6 empty] | 0 | [6 empty] | 0 | [6 empty] | 0 | [6 empty] | 0 | [6 empty] | 0
[5 empty] | C4 | 0 | 0 | 0 | 0 | 0 | 0 | 0 | 0 | 0 | 0 | 0 | 0 | 0 | 0 | 0 | 0 | 0 | 0 | 0 | 0 | 0 | 0 | 0 | 0 | 0 | 0 | 0 | 0 | 0 | 0 | 0 | 0 | 0 | 0 | 0 | 0 |  |  | C4 | 0 | 0 | 0 | 0 | 0 | C4 | 0 | 0 | 0 | 0 | 0 | C4 | [5 empty] | C4 | [5 empty] | 0 | [6 empty] | 0 | [6 empty] | 0 | [6 empty] | 0 | [6 empty] | 0 | [6 empty] | 0
|  | 0 | 0 | 0 |  | 0 | 0 | 0 | 0 | 0 |  | 0 | 0 | 0 | 0 | 0 |  | 0 | 0 | 0 | 0 | 0 |  | 0 | 0 | 0 | 0 | 0 |  | 0 | 0 | 0 | 0 | 0 |  | 0 | 0 | 0 | 0 | 0 | [22 empty] | 0 | 0 | 0 | 0 | 0 | 0 |  | 0 | 0 | 0 | 0 | 0 | 0 |  | 0 | 0 | 0 | 0 | 0 | 0 |  | 0 | 0 | 0 | 0 | 0 | 0 |  | 0 | 0 | 0 | 0 | 0 | 0 |  | 0 | 0 | 0 | 0 | 0 | 0
| [Please insert new asset category as required] |  |  |  | C1 | 0 | 0 | 0 | 0 | 0 | 0 | 0 | 0 | 0 | 0 | 0 | 0 | 0 | 0 | 0 | 0 | 0 | 0 | 0 | 0 | 0 | 0 | 0 | 0 | 0 | 0 | 0 | 0 | 0 | 0 | 0 | 0 | 0 | 0 | 0 | 0 |  |  | C1 | 0 | 0 | 0 | 0 | 0 | C1 | 0 | 0 | 0 | 0 | 0 | C1 | [5 empty] | C1 | [5 empty] | 0 | [6 empty] | 0 | [6 empty] | 0 | [6 empty] | 0 | [6 empty] | 0 | [6 empty] | 0
[5 empty] | C2 | 0 | 0 | 0 | 0 | 0 | 0 | 0 | 0 | 0 | 0 | 0 | 0 | 0 | 0 | 0 | 0 | 0 | 0 | 0 | 0 | 0 | 0 | 0 | 0 | 0 | 0 | 0 | 0 | 0 | 0 | 0 | 0 | 0 | 0 | 0 | 0 |  |  | C2 | 0 | 0 | 0 | 0 | 0 | C2 | 0 | 0 | 0 | 0 | 0 | C2 | [5 empty] | C2 | [5 empty] | 0 | [6 empty] | 0 | [6 empty] | 0 | [6 empty] | 0 | [6 empty] | 0 | [6 empty] | 0
[5 empty] | C3 | 0 | 0 | 0 | 0 | 0 | 0 | 0 | 0 | 0 | 0 | 0 | 0 | 0 | 0 | 0 | 0 | 0 | 0 | 0 | 0 | 0 | 0 | 0 | 0 | 0 | 0 | 0 | 0 | 0 | 0 | 0 | 0 | 0 | 0 | 0 | 0 |  |  | C3 | 0 | 0 | 0 | 0 | 0 | C3 | 0 | 0 | 0 | 0 | 0 | C3 | [5 empty] | C3 | [5 empty] | 0 | [6 empty] | 0 | [6 empty] | 0 | [6 empty] | 0 | [6 empty] | 0 | [6 empty] | 0
[5 empty] | C4 | 0 | 0 | 0 | 0 | 0 | 0 | 0 | 0 | 0 | 0 | 0 | 0 | 0 | 0 | 0 | 0 | 0 | 0 | 0 | 0 | 0 | 0 | 0 | 0 | 0 | 0 | 0 | 0 | 0 | 0 | 0 | 0 | 0 | 0 | 0 | 0 |  |  | C4 | 0 | 0 | 0 | 0 | 0 | C4 | 0 | 0 | 0 | 0 | 0 | C4 | [5 empty] | C4 | [5 empty] | 0 | [6 empty] | 0 | [6 empty] | 0 | [6 empty] | 0 | [6 empty] | 0 | [6 empty] | 0
|  | 0 | 0 | 0 |  | 0 | 0 | 0 | 0 | 0 |  | 0 | 0 | 0 | 0 | 0 |  | 0 | 0 | 0 | 0 | 0 |  | 0 | 0 | 0 | 0 | 0 |  | 0 | 0 | 0 | 0 | 0 |  | 0 | 0 | 0 | 0 | 0 | [22 empty] | 0 | 0 | 0 | 0 | 0 | 0 |  | 0 | 0 | 0 | 0 | 0 | 0 |  | 0 | 0 | 0 | 0 | 0 | 0 |  | 0 | 0 | 0 | 0 | 0 | 0 |  | 0 | 0 | 0 | 0 | 0 | 0 |  | 0 | 0 | 0 | 0 | 0 | 0
| [Please insert new asset category as required] |  |  |  | C1 | 0 | 0 | 0 | 0 | 0 | 0 | 0 | 0 | 0 | 0 | 0 | 0 | 0 | 0 | 0 | 0 | 0 | 0 | 0 | 0 | 0 | 0 | 0 | 0 | 0 | 0 | 0 | 0 | 0 | 0 | 0 | 0 | 0 | 0 | 0 | 0 |  |  | C1 | 0 | 0 | 0 | 0 | 0 | C1 | 0 | 0 | 0 | 0 | 0 | C1 | [5 empty] | C1 | [5 empty] | 0 | [6 empty] | 0 | [6 empty] | 0 | [6 empty] | 0 | [6 empty] | 0 | [6 empty] | 0
[5 empty] | C2 | 0 | 0 | 0 | 0 | 0 | 0 | 0 | 0 | 0 | 0 | 0 | 0 | 0 | 0 | 0 | 0 | 0 | 0 | 0 | 0 | 0 | 0 | 0 | 0 | 0 | 0 | 0 | 0 | 0 | 0 | 0 | 0 | 0 | 0 | 0 | 0 |  |  | C2 | 0 | 0 | 0 | 0 | 0 | C2 | 0 | 0 | 0 | 0 | 0 | C2 | [5 empty] | C2 | [5 empty] | 0 | [6 empty] | 0 | [6 empty] | 0 | [6 empty] | 0 | [6 empty] | 0 | [6 empty] | 0
[5 empty] | C3 | 0 | 0 | 0 | 0 | 0 | 0 | 0 | 0 | 0 | 0 | 0 | 0 | 0 | 0 | 0 | 0 | 0 | 0 | 0 | 0 | 0 | 0 | 0 | 0 | 0 | 0 | 0 | 0 | 0 | 0 | 0 | 0 | 0 | 0 | 0 | 0 |  |  | C3 | 0 | 0 | 0 | 0 | 0 | C3 | 0 | 0 | 0 | 0 | 0 | C3 | [5 empty] | C3 | [5 empty] | 0 | [6 empty] | 0 | [6 empty] | 0 | [6 empty] | 0 | [6 empty] | 0 | [6 empty] | 0
[5 empty] | C4 | 0 | 0 | 0 | 0 | 0 | 0 | 0 | 0 | 0 | 0 | 0 | 0 | 0 | 0 | 0 | 0 | 0 | 0 | 0 | 0 | 0 | 0 | 0 | 0 | 0 | 0 | 0 | 0 | 0 | 0 | 0 | 0 | 0 | 0 | 0 | 0 |  |  | C4 | 0 | 0 | 0 | 0 | 0 | C4 | 0 | 0 | 0 | 0 | 0 | C4 | [5 empty] | C4 | [5 empty] | 0 | [6 empty] | 0 | [6 empty] | 0 | [6 empty] | 0 | [6 empty] | 0 | [6 empty] | 0
|  | 0 | 0 | 0 |  | 0 | 0 | 0 | 0 | 0 |  | 0 | 0 | 0 | 0 | 0 |  | 0 | 0 | 0 | 0 | 0 |  | 0 | 0 | 0 | 0 | 0 |  | 0 | 0 | 0 | 0 | 0 |  | 0 | 0 | 0 | 0 | 0 | [22 empty] | 0 | 0 | 0 | 0 | 0 | 0 |  | 0 | 0 | 0 | 0 | 0 | 0 |  | 0 | 0 | 0 | 0 | 0 | 0 |  | 0 | 0 | 0 | 0 | 0 | 0 |  | 0 | 0 | 0 | 0 | 0 | 0 |  | 0 | 0 | 0 | 0 | 0 | 0
[63 empty] | 0 | 0 | 0 | 0 | 0 | 0 |  | 1508835.056 | 488850.937 | 901432.7534 | 566493.5334 | 6387792.9389 | 9853405.2187 |  | 1454248.2639 | 457330.6246 | 952389.2546 | 547175.9218 | 6997117.8652 | 10408261.9301 |  | 1640953.5206 | 453261.3267 | 985860.0189 | 461605.2867 | 5230933.2789 | 8772613.4318 |  | 1209433.7467 | 560708.7285 | 718435.9251 | 1389888.0228 | 7663021.4541 | 11541487.8772 |  | 1617230.7118 | 648861.2979 | 711178.12 | 1086669.3832 | 3731706.3427 | 7795645.8556
| Other | [66 empty] | 0 | [6 empty] | 0 | [6 empty] | 0 | [6 empty] | 0 | [6 empty] | 0 | [6 empty] | 0
| Submarine Cables |  |  |  | C1 | 0 | 0 | 0 | 0 | 0 | 0 | 0 | 0 | 0 | 0 | 0 | 0 | 0 | 0 | 0 | 0 | 0 | 0 | 0 | 0 | 0 | 0 | 0 | 0 | 0 | 0 | 0 | 0 | 0 | 0 | 0 | 0 | 0 | 0 | 0 | 0 |  |  | C1 | 0 | 0 | 0 | 0 | 0 | C1 | 0 | 0 | 0 | 0 | 0 | C1 | [5 empty] | C1 | [5 empty] | 0 | [6 empty] | 0 | [6 empty] | 0 | [6 empty] | 0 | [6 empty] | 0 | [6 empty] | 0
[5 empty] | C2 | 0 | 0 | 0 | 0 | 0 | 0 | 0 | 0 | 0 | 0 | 0 | 0 | 0 | 0 | 0 | 0 | 0 | 0 | 0 | 0 | 0 | 0 | 0 | 0 | 0 | 0 | 0 | 0 | 0 | 0 | 0 | 0 | 0 | 0 | 0 | 0 |  |  | C2 | 0 | 0 | 0 | 0 | 0 | C2 | 0 | 0 | 0 | 0 | 0 | C2 | [5 empty] | C2 | [5 empty] | 0 | [6 empty] | 0 | [6 empty] | 0 | [6 empty] | 0 | [6 empty] | 0 | [6 empty] | 0
[5 empty] | C3 | 0 | 0 | 0 | 0 | 0 | 0 | 0 | 0 | 0 | 0 | 0 | 0 | 0 | 0 | 0 | 0 | 0 | 0 | 0 | 0 | 0 | 0 | 0 | 0 | 0 | 0 | 0 | 0 | 0 | 0 | 0 | 0 | 0 | 0 | 0 | 0 |  |  | C3 | 0 | 0 | 0 | 0 | 0 | C3 | 0 | 0 | 0 | 0 | 0 | C3 | [5 empty] | C3 | [5 empty] | 0 | [6 empty] | 0 | [6 empty] | 0 | [6 empty] | 0 | [6 empty] | 0 | [6 empty] | 0
[5 empty] | C4 | 0 | 0 | 0 | 0 | 0 | 0 | 0 | 0 | 0 | 0 | 0 | 0 | 0 | 0 | 0 | 0 | 0 | 0 | 0 | 0 | 0 | 0 | 0 | 0 | 0 | 0 | 0 | 0 | 0 | 0 | 0 | 0 | 0 | 0 | 0 | 0 |  |  | C4 | 0 | 0 | 0 | 0 | 0 | C4 | 0 | 0 | 0 | 0 | 0 | C4 | [5 empty] | C4 | [5 empty] | 0 | [6 empty] | 0 | [6 empty] | 0 | [6 empty] | 0 | [6 empty] | 0 | [6 empty] | 0
|  | 0 | 0 | 0 |  | 0 | 0 | 0 | 0 | 0 |  | 0 | 0 | 0 | 0 | 0 |  | 0 | 0 | 0 | 0 | 0 |  | 0 | 0 | 0 | 0 | 0 |  | 0 | 0 | 0 | 0 | 0 |  | 0 | 0 | 0 | 0 | 0 | [22 empty] | 0 | 0 | 0 | 0 | 0 | 0 |  | 0 | 0 | 0 | 0 | 0 | 0 |  | 0 | 0 | 0 | 0 | 0 | 0 |  | 0 | 0 | 0 | 0 | 0 | 0 |  | 0 | 0 | 0 | 0 | 0 | 0 |  | 0 | 0 | 0 | 0 | 0 | 0
| [Please insert new asset category as required] |  |  |  | C1 | 0 | 0 | 0 | 0 | 0 | 0 | 0 | 0 | 0 | 0 | 0 | 0 | 0 | 0 | 0 | 0 | 0 | 0 | 0 | 0 | 0 | 0 | 0 | 0 | 0 | 0 | 0 | 0 | 0 | 0 | 0 | 0 | 0 | 0 | 0 | 0 |  |  | C1 | 0 | 0 | 0 | 0 | 0 | C1 | 0 | 0 | 0 | 0 | 0 | C1 | [5 empty] | C1 | [5 empty] | 0 | [6 empty] | 0 | [6 empty] | 0 | [6 empty] | 0 | [6 empty] | 0 | [6 empty] | 0
[5 empty] | C2 | 0 | 0 | 0 | 0 | 0 | 0 | 0 | 0 | 0 | 0 | 0 | 0 | 0 | 0 | 0 | 0 | 0 | 0 | 0 | 0 | 0 | 0 | 0 | 0 | 0 | 0 | 0 | 0 | 0 | 0 | 0 | 0 | 0 | 0 | 0 | 0 |  |  | C2 | 0 | 0 | 0 | 0 | 0 | C2 | 0 | 0 | 0 | 0 | 0 | C2 | [5 empty] | C2 | [5 empty] | 0 | [6 empty] | 0 | [6 empty] | 0 | [6 empty] | 0 | [6 empty] | 0 | [6 empty] | 0
[5 empty] | C3 | 0 | 0 | 0 | 0 | 0 | 0 | 0 | 0 | 0 | 0 | 0 | 0 | 0 | 0 | 0 | 0 | 0 | 0 | 0 | 0 | 0 | 0 | 0 | 0 | 0 | 0 | 0 | 0 | 0 | 0 | 0 | 0 | 0 | 0 | 0 | 0 |  |  | C3 | 0 | 0 | 0 | 0 | 0 | C3 | 0 | 0 | 0 | 0 | 0 | C3 | [5 empty] | C3 | [5 empty] | 0 | [6 empty] | 0 | [6 empty] | 0 | [6 empty] | 0 | [6 empty] | 0 | [6 empty] | 0
[5 empty] | C4 | 0 | 0 | 0 | 0 | 0 | 0 | 0 | 0 | 0 | 0 | 0 | 0 | 0 | 0 | 0 | 0 | 0 | 0 | 0 | 0 | 0 | 0 | 0 | 0 | 0 | 0 | 0 | 0 | 0 | 0 | 0 | 0 | 0 | 0 | 0 | 0 |  |  | C4 | 0 | 0 | 0 | 0 | 0 | C4 | 0 | 0 | 0 | 0 | 0 | C4 | [5 empty] | C4 | [5 empty] | 0 | [6 empty] | 0 | [6 empty] | 0 | [6 empty] | 0 | [6 empty] | 0 | [6 empty] | 0
|  | 0 | 0 | 0 |  | 0 | 0 | 0 | 0 | 0 |  | 0 | 0 | 0 | 0 | 0 |  | 0 | 0 | 0 | 0 | 0 |  | 0 | 0 | 0 | 0 | 0 |  | 0 | 0 | 0 | 0 | 0 |  | 0 | 0 | 0 | 0 | 0 | [22 empty] | 0 | 0 | 0 | 0 | 0 | 0 |  | 0 | 0 | 0 | 0 | 0 | 0 |  | 0 | 0 | 0 | 0 | 0 | 0 |  | 0 | 0 | 0 | 0 | 0 | 0 |  | 0 | 0 | 0 | 0 | 0 | 0 |  | 0 | 0 | 0 | 0 | 0 | 0
| [Please insert new asset category as required] |  |  |  | C1 | 0 | 0 | 0 | 0 | 0 | 0 | 0 | 0 | 0 | 0 | 0 | 0 | 0 | 0 | 0 | 0 | 0 | 0 | 0 | 0 | 0 | 0 | 0 | 0 | 0 | 0 | 0 | 0 | 0 | 0 | 0 | 0 | 0 | 0 | 0 | 0 |  |  | C1 | 0 | 0 | 0 | 0 | 0 | C1 | 0 | 0 | 0 | 0 | 0 | C1 | [5 empty] | C1 | [5 empty] | 0 | [6 empty] | 0 | [6 empty] | 0 | [6 empty] | 0 | [6 empty] | 0 | [6 empty] | 0
[5 empty] | C2 | 0 | 0 | 0 | 0 | 0 | 0 | 0 | 0 | 0 | 0 | 0 | 0 | 0 | 0 | 0 | 0 | 0 | 0 | 0 | 0 | 0 | 0 | 0 | 0 | 0 | 0 | 0 | 0 | 0 | 0 | 0 | 0 | 0 | 0 | 0 | 0 |  |  | C2 | 0 | 0 | 0 | 0 | 0 | C2 | 0 | 0 | 0 | 0 | 0 | C2 | [5 empty] | C2 | [5 empty] | 0 | [6 empty] | 0 | [6 empty] | 0 | [6 empty] | 0 | [6 empty] | 0 | [6 empty] | 0
[5 empty] | C3 | 0 | 0 | 0 | 0 | 0 | 0 | 0 | 0 | 0 | 0 | 0 | 0 | 0 | 0 | 0 | 0 | 0 | 0 | 0 | 0 | 0 | 0 | 0 | 0 | 0 | 0 | 0 | 0 | 0 | 0 | 0 | 0 | 0 | 0 | 0 | 0 |  |  | C3 | 0 | 0 | 0 | 0 | 0 | C3 | 0 | 0 | 0 | 0 | 0 | C3 | [5 empty] | C3 | [5 empty] | 0 | [6 empty] | 0 | [6 empty] | 0 | [6 empty] | 0 | [6 empty] | 0 | [6 empty] | 0
[5 empty] | C4 | 0 | 0 | 0 | 0 | 0 | 0 | 0 | 0 | 0 | 0 | 0 | 0 | 0 | 0 | 0 | 0 | 0 | 0 | 0 | 0 | 0 | 0 | 0 | 0 | 0 | 0 | 0 | 0 | 0 | 0 | 0 | 0 | 0 | 0 | 0 | 0 |  |  | C4 | 0 | 0 | 0 | 0 | 0 | C4 | 0 | 0 | 0 | 0 | 0 | C4 | [5 empty] | C4 | [5 empty] | 0 | [6 empty] | 0 | [6 empty] | 0 | [6 empty] | 0 | [6 empty] | 0 | [6 empty] | 0
|  | 0 | 0 | 0 |  | 0 | 0 | 0 | 0 | 0 |  | 0 | 0 | 0 | 0 | 0 |  | 0 | 0 | 0 | 0 | 0 |  | 0 | 0 | 0 | 0 | 0 |  | 0 | 0 | 0 | 0 | 0 |  | 0 | 0 | 0 | 0 | 0 | [22 empty] | 0 | 0 | 0 | 0 | 0 | 0 |  | 0 | 0 | 0 | 0 | 0 | 0 |  | 0 | 0 | 0 | 0 | 0 | 0 |  | 0 | 0 | 0 | 0 | 0 | 0 |  | 0 | 0 | 0 | 0 | 0 | 0 |  | 0 | 0 | 0 | 0 | 0 | 0
| [Please insert new asset category as required] |  |  |  | C1 | 0 | 0 | 0 | 0 | 0 | 0 | 0 | 0 | 0 | 0 | 0 | 0 | 0 | 0 | 0 | 0 | 0 | 0 | 0 | 0 | 0 | 0 | 0 | 0 | 0 | 0 | 0 | 0 | 0 | 0 | 0 | 0 | 0 | 0 | 0 | 0 |  |  | C1 | 0 | 0 | 0 | 0 | 0 | C1 | 0 | 0 | 0 | 0 | 0 | C1 | [5 empty] | C1 | [5 empty] | 0 | [6 empty] | 0 | [6 empty] | 0 | [6 empty] | 0 | [6 empty] | 0 | [6 empty] | 0
[5 empty] | C2 | 0 | 0 | 0 | 0 | 0 | 0 | 0 | 0 | 0 | 0 | 0 | 0 | 0 | 0 | 0 | 0 | 0 | 0 | 0 | 0 | 0 | 0 | 0 | 0 | 0 | 0 | 0 | 0 | 0 | 0 | 0 | 0 | 0 | 0 | 0 | 0 |  |  | C2 | 0 | 0 | 0 | 0 | 0 | C2 | 0 | 0 | 0 | 0 | 0 | C2 | [5 empty] | C2 | [5 empty] | 0 | [6 empty] | 0 | [6 empty] | 0 | [6 empty] | 0 | [6 empty] | 0 | [6 empty] | 0
[5 empty] | C3 | 0 | 0 | 0 | 0 | 0 | 0 | 0 | 0 | 0 | 0 | 0 | 0 | 0 | 0 | 0 | 0 | 0 | 0 | 0 | 0 | 0 | 0 | 0 | 0 | 0 | 0 | 0 | 0 | 0 | 0 | 0 | 0 | 0 | 0 | 0 | 0 |  |  | C3 | 0 | 0 | 0 | 0 | 0 | C3 | 0 | 0 | 0 | 0 | 0 | C3 | [5 empty] | C3 | [5 empty] | 0 | [6 empty] | 0 | [6 empty] | 0 | [6 empty] | 0 | [6 empty] | 0 | [6 empty] | 0
[5 empty] | C4 | 0 | 0 | 0 | 0 | 0 | 0 | 0 | 0 | 0 | 0 | 0 | 0 | 0 | 0 | 0 | 0 | 0 | 0 | 0 | 0 | 0 | 0 | 0 | 0 | 0 | 0 | 0 | 0 | 0 | 0 | 0 | 0 | 0 | 0 | 0 | 0 |  |  | C4 | 0 | 0 | 0 | 0 | 0 | C4 | 0 | 0 | 0 | 0 | 0 | C4 | [5 empty] | C4 | [5 empty] | 0 | [6 empty] | 0 | [6 empty] | 0 | [6 empty] | 0 | [6 empty] | 0 | [6 empty] | 0
|  | 0 | 0 | 0 |  | 0 | 0 | 0 | 0 | 0 |  | 0 | 0 | 0 | 0 | 0 |  | 0 | 0 | 0 | 0 | 0 |  | 0 | 0 | 0 | 0 | 0 |  | 0 | 0 | 0 | 0 | 0 |  | 0 | 0 | 0 | 0 | 0 | [22 empty] | 0 | 0 | 0 | 0 | 0 | 0 |  | 0 | 0 | 0 | 0 | 0 | 0 |  | 0 | 0 | 0 | 0 | 0 | 0 |  | 0 | 0 | 0 | 0 | 0 | 0 |  | 0 | 0 | 0 | 0 | 0 | 0 |  | 0 | 0 | 0 | 0 | 0 | 0
| [Please insert new asset category as required] |  |  |  | C1 | 0 | 0 | 0 | 0 | 0 | 0 | 0 | 0 | 0 | 0 | 0 | 0 | 0 | 0 | 0 | 0 | 0 | 0 | 0 | 0 | 0 | 0 | 0 | 0 | 0 | 0 | 0 | 0 | 0 | 0 | 0 | 0 | 0 | 0 | 0 | 0 |  |  | C1 | 0 | 0 | 0 | 0 | 0 | C1 | 0 | 0 | 0 | 0 | 0 | C1 | [5 empty] | C1 | [5 empty] | 0 | [6 empty] | 0 | [6 empty] | 0 | [6 empty] | 0 | [6 empty] | 0 | [6 empty] | 0
[5 empty] | C2 | 0 | 0 | 0 | 0 | 0 | 0 | 0 | 0 | 0 | 0 | 0 | 0 | 0 | 0 | 0 | 0 | 0 | 0 | 0 | 0 | 0 | 0 | 0 | 0 | 0 | 0 | 0 | 0 | 0 | 0 | 0 | 0 | 0 | 0 | 0 | 0 |  |  | C2 | 0 | 0 | 0 | 0 | 0 | C2 | 0 | 0 | 0 | 0 | 0 | C2 | [5 empty] | C2 | [5 empty] | 0 | [6 empty] | 0 | [6 empty] | 0 | [6 empty] | 0 | [6 empty] | 0 | [6 empty] | 0
[5 empty] | C3 | 0 | 0 | 0 | 0 | 0 | 0 | 0 | 0 | 0 | 0 | 0 | 0 | 0 | 0 | 0 | 0 | 0 | 0 | 0 | 0 | 0 | 0 | 0 | 0 | 0 | 0 | 0 | 0 | 0 | 0 | 0 | 0 | 0 | 0 | 0 | 0 |  |  | C3 | 0 | 0 | 0 | 0 | 0 | C3 | 0 | 0 | 0 | 0 | 0 | C3 | [5 empty] | C3 | [5 empty] | 0 | [6 empty] | 0 | [6 empty] | 0 | [6 empty] | 0 | [6 empty] | 0 | [6 empty] | 0
[5 empty] | C4 | 0 | 0 | 0 | 0 | 0 | 0 | 0 | 0 | 0 | 0 | 0 | 0 | 0 | 0 | 0 | 0 | 0 | 0 | 0 | 0 | 0 | 0 | 0 | 0 | 0 | 0 | 0 | 0 | 0 | 0 | 0 | 0 | 0 | 0 | 0 | 0 |  |  | C4 | 0 | 0 | 0 | 0 | 0 | C4 | 0 | 0 | 0 | 0 | 0 | C4 | [5 empty] | C4 | [5 empty] | 0 | [6 empty] | 0 | [6 empty] | 0 | [6 empty] | 0 | [6 empty] | 0 | [6 empty] | 0
|  | 0 | 0 | 0 |  | 0 | 0 | 0 | 0 | 0 |  | 0 | 0 | 0 | 0 | 0 |  | 0 | 0 | 0 | 0 | 0 |  | 0 | 0 | 0 | 0 | 0 |  | 0 | 0 | 0 | 0 | 0 |  | 0 | 0 | 0 | 0 | 0 | [22 empty] | 0 | 0 | 0 | 0 | 0 | 0 |  | 0 | 0 | 0 | 0 | 0 | 0 |  | 0 | 0 | 0 | 0 | 0 | 0 |  | 0 | 0 | 0 | 0 | 0 | 0 |  | 0 | 0 | 0 | 0 | 0 | 0 |  | 0 | 0 | 0 | 0 | 0 | 0
| [Please insert new asset category as required] |  |  |  | C1 | 0 | 0 | 0 | 0 | 0 | 0 | 0 | 0 | 0 | 0 | 0 | 0 | 0 | 0 | 0 | 0 | 0 | 0 | 0 | 0 | 0 | 0 | 0 | 0 | 0 | 0 | 0 | 0 | 0 | 0 | 0 | 0 | 0 | 0 | 0 | 0 |  |  | C1 | 0 | 0 | 0 | 0 | 0 | C1 | 0 | 0 | 0 | 0 | 0 | C1 | [5 empty] | C1 | [5 empty] | 0 | [6 empty] | 0 | [6 empty] | 0 | [6 empty] | 0 | [6 empty] | 0 | [6 empty] | 0
[5 empty] | C2 | 0 | 0 | 0 | 0 | 0 | 0 | 0 | 0 | 0 | 0 | 0 | 0 | 0 | 0 | 0 | 0 | 0 | 0 | 0 | 0 | 0 | 0 | 0 | 0 | 0 | 0 | 0 | 0 | 0 | 0 | 0 | 0 | 0 | 0 | 0 | 0 |  |  | C2 | 0 | 0 | 0 | 0 | 0 | C2 | 0 | 0 | 0 | 0 | 0 | C2 | [5 empty] | C2 | [5 empty] | 0 | [6 empty] | 0 | [6 empty] | 0 | [6 empty] | 0 | [6 empty] | 0 | [6 empty] | 0
[5 empty] | C3 | 0 | 0 | 0 | 0 | 0 | 0 | 0 | 0 | 0 | 0 | 0 | 0 | 0 | 0 | 0 | 0 | 0 | 0 | 0 | 0 | 0 | 0 | 0 | 0 | 0 | 0 | 0 | 0 | 0 | 0 | 0 | 0 | 0 | 0 | 0 | 0 |  |  | C3 | 0 | 0 | 0 | 0 | 0 | C3 | 0 | 0 | 0 | 0 | 0 | C3 | [5 empty] | C3 | [5 empty] | 0 | [6 empty] | 0 | [6 empty] | 0 | [6 empty] | 0 | [6 empty] | 0 | [6 empty] | 0
[5 empty] | C4 | 0 | 0 | 0 | 0 | 0 | 0 | 0 | 0 | 0 | 0 | 0 | 0 | 0 | 0 | 0 | 0 | 0 | 0 | 0 | 0 | 0 | 0 | 0 | 0 | 0 | 0 | 0 | 0 | 0 | 0 | 0 | 0 | 0 | 0 | 0 | 0 |  |  | C4 | 0 | 0 | 0 | 0 | 0 | C4 | 0 | 0 | 0 | 0 | 0 | C4 | [5 empty] | C4 | [5 empty] | 0 | [6 empty] | 0 | [6 empty] | 0 | [6 empty] | 0 | [6 empty] | 0 | [6 empty] | 0
|  | 0 | 0 | 0 |  | 0 | 0 | 0 | 0 | 0 |  | 0 | 0 | 0 | 0 | 0 |  | 0 | 0 | 0 | 0 | 0 |  | 0 | 0 | 0 | 0 | 0 |  | 0 | 0 | 0 | 0 | 0 |  | 0 | 0 | 0 | 0 | 0 | [22 empty] | 0 | 0 | 0 | 0 | 0 | 0 |  | 0 | 0 | 0 | 0 | 0 | 0 |  | 0 | 0 | 0 | 0 | 0 | 0 |  | 0 | 0 | 0 | 0 | 0 | 0 |  | 0 | 0 | 0 | 0 | 0 | 0 |  | 0 | 0 | 0 | 0 | 0 | 0
[63 empty] | 0 | 0 | 0 | 0 | 0 | 0 |  | 0 | 0 | 0 | 0 | 0 | 0 |  | 0 | 0 | 0 | 0 | 0 | 0 |  | 0 | 0 | 0 | 0 | 0 | 0 |  | 0 | 0 | 0 | 0 | 0 | 0 |  | 0 | 0 | 0 | 0 | 0 | 0
| TOTAL |  | 351135.9 | 351517.468 |  | 208287.5657 | 25225.5562 | 42887.3439 | 45008.6678 | 29726.7664 |  | 0 | 0 | 0 | 0 | 0 |  | 20614.1652 | -3137 | -4170.163 | -8205.6554 | -5082.3468 |  | 202246.2826 | 22485.8212 | 44412.6342 | 21165.1546 | 60826.0073 |  | 41404.3988 | -6086 | -8358.163 | -16180.0524 | -10733.1834 |  | 195972.2486 | 15527.7666 | 16693.7825 | 45254.0777 | 77690.0246 |  |  |  |  | 0 | 0 | 0 | 0 | 0 |  | 0 | 0 | 0 | 0 | 0 | [7 empty] | 0 | 0 | 0 | 0 | 0 | 0 |  | 8061463.4575 | 2867802.7695 | 3753887.3572 | 7234430.4754 | 14923258.8088 | 36840842.8684 |  | 7741386.2447 | 2567138.6247 | 4201244.8748 | 4680650.5362 | 24434266.8598 | 43624687.1403 |  | 8596619.4497 | 2464653.1602 | 3896212.0087 | 3500167.4247 | 20592025.7125 | 39049677.7558 |  | 7206161.7036 | 1816374.0634 | 3126267.6166 | 7050501.8918 | 33378732.3986 | 52578037.674 |  | 8925613.1943 | 1752832.4174 | 2460194.6994 | 4945594.4511 | 24362422.7873 | 42446657.5494
Health Index Definitions
|  |  | HI1 | New or as new | [57 empty] | LV Network | 0 | 0 | 0 | 0 | 0 | 0 | LV Network | 1199299.2461 | 106743.1129 | 799609.9968 | 732204.2996 | 1893058.4035 | 4730915.059 | LV Network | 1174551.1582 | 89213.2883 | 862882.659 | 256385.077 | 3134010.8282 | 5517043.0107 | LV Network | 1259631.1525 | 65158.6597 | 817704.8324 | 94664.767 | 2995710.3312 | 5232869.7428 | LV Network | 1146441.2924 | 83180.0791 | 131049.2791 | 1345813.7053 | 3680309.0474 | 6386793.4033 | LV Network | 1316526.2413 | 35126.6848 | 40693.626 | 1022373.0853 | 3404083.2583 | 5818802.8958
|  |  | HI2 | Good or seviceable condition | [57 empty] | HV Network | 0 | 0 | 0 | 0 | 0 | 0 | HV Network | 3773584.243 | 1286390.6485 | 1563450.4722 | 4014063.4809 | 4910993.622 | 15548482.4666 | HV Network | 3632382.009 | 1196829.2544 | 1624797.646 | 1996386.1177 | 11424213.8497 | 19874608.8768 | HV Network | 4051281.7936 | 1140979.9933 | 1362494.6005 | 1334682.2491 | 10158773.4311 | 18048212.0676 | HV Network | 3505168.6989 | 612593.5833 | 1376846.1585 | 3054502.267 | 15080373.6786 | 23629484.3863 | HV Network | 4331639.762 | 515553.1606 | 894849.4239 | 1739292.9014 | 12383236.6468 | 19864571.8947
|  |  | HI3 | Deterioration requires assessment and monitoring | [57 empty] | EHV Network | 0 | 0 | 0 | 0 | 0 | 0 | EHV Network | 1579744.9123 | 985818.0711 | 489394.1349 | 1921669.1615 | 1731413.8444 | 6708040.1242 | EHV Network | 1480204.8136 | 823765.4574 | 761175.3153 | 1880703.4197 | 2878924.3168 | 7824773.3227 | EHV Network | 1644752.983 | 805253.1805 | 730152.5569 | 1609215.1219 | 2206608.6713 | 6995982.5136 | EHV Network | 1345117.9658 | 559891.6725 | 899936.2539 | 1260297.8966 | 6955028.2185 | 11020272.0073 | EHV Network | 1660216.4791 | 553291.274 | 813473.5294 | 1097259.0812 | 4843396.5395 | 8967636.9032
|  |  | HI4 | Material deterioration, intervention requires consideration | [57 empty] | 132kV Network | 0 | 0 | 0 | 0 | 0 | 0 | 132kV Network | 1508835.056 | 488850.937 | 901432.7534 | 566493.5334 | 6387792.9389 | 9853405.2187 | 132kV Network | 1454248.2639 | 457330.6246 | 952389.2546 | 547175.9218 | 6997117.8652 | 10408261.9301 | 132kV Network | 1640953.5206 | 453261.3267 | 985860.0189 | 461605.2867 | 5230933.2789 | 8772613.4318 | 132kV Network | 1209433.7467 | 560708.7285 | 718435.9251 | 1389888.0228 | 7663021.4541 | 11541487.8772 | 132kV Network | 1617230.7118 | 648861.2979 | 711178.12 | 1086669.3832 | 3731706.3427 | 7795645.8556
|  |  | HI5 | End of serviceable life, intervention required | [57 empty] | Other | 0 | 0 | 0 | 0 | 0 | 0 | Other | 0 | 0 | 0 | 0 | 0 | 0 | Other | 0 | 0 | 0 | 0 | 0 | 0 | Other | 0 | 0 | 0 | 0 | 0 | 0 | Other | 0 | 0 | 0 | 0 | 0 | 0 | Other | 0 | 0 | 0 | 0 | 0 | 0
[62 empty] | Total | 0 | 0 | 0 | 0 | 0 | 0 | Total | 8061463.4575 | 2867802.7695 | 3753887.3572 | 7234430.4754 | 14923258.8088 | 36840842.8684 | Total | 7741386.2447 | 2567138.6247 | 4201244.8748 | 4680650.5362 | 24434266.8598 | 43624687.1403 | Total | 8596619.4497 | 2464653.1602 | 3896212.0087 | 3500167.4247 | 20592025.7125 | 39049677.7558 | Total | 7206161.7036 | 1816374.0634 | 3126267.6166 | 7050501.8918 | 33378732.3986 | 52578037.674 | Total | 8925613.1943 | 1752832.4174 | 2460194.6994 | 4945594.4511 | 24362422.7873 | 42446657.5494
Criticality Index Definitions
|  |  | C1 | Low criticality
|  |  | C2 | Average criticality
|  |  | C3 | High criticality
|  |  | C4 | Very high criticality

## SPMW - Asset Rep
Secondary deliverables RIIO-ED1 - Asset Replacement | [50 empty] | Criticality weightings C1 to C4 | Criticality Rating Boundaries
SPMW | [49 empty] | C1 | 0.7 | Below 75% of average
[50 empty] | C2 | 1 | 75%-125%
[50 empty] | C3 | 1.5 | 125%-200%
[50 empty] | C4 | 2.5 | Over 200% of average
Price base (2012/13)
| ASSET CATEGORIES |  | ASSET REGISTER |  |  | End of DPCR5 (31 March 2015) with investment | [5 empty] | End of DPCR5 (31 March 2015) without investment | [5 empty] | Mid-Period Review (31 March 2019) planned investment | [5 empty] | Mid-Period Review (31 March 2019) without investment | [5 empty] | End of RIIO-ED1 (31 March 2023) planned investment | [5 empty] | End of RIIO-ED1 (31 March 2023) without investment | [8 empty] | Probability of Asset Failure | [5 empty] | Consequence of Asset Failure | [5 empty] | Probability of Asset Failure x Consequence of Asset Failure
Is it your current intention to have a health index for this asset category in the RIIO-ED1 control period.
|  |  | as at 31st March 2015 | as at 31st March 2023 |  | HI 1 | HI 2 | HI 3 | HI 4 | HI 5 |  | HI 1 | HI 2 | HI 3 | HI 4 | HI 5 |  | HI 1 | HI 2 | HI 3 | HI 4 | HI 5 |  | HI 1 | HI 2 | HI 3 | HI 4 | HI 5 |  | HI 1 | HI 2 | HI 3 | HI 4 | HI 5 |  | HI 1 | HI 2 | HI 3 | HI 4 | HI 5 |  |  |  |  | HI 1 | HI 2 | HI 3 | HI 4 | HI 5 |  | HI 1 | HI 2 | HI 3 | HI 4 | HI 5 |  | HI 1 | HI 2 | HI 3 | HI 4 | HI 5 |  | End of DPCR5 (without investment) | [6 empty] | Position at Beginning of RIIO-ED1 | [6 empty] | Mid Period (Without Investment) | [6 empty] | Mid Period (With Investment) | [6 empty] | End of RIIO-ED1 (Without Investment) | [6 empty] | End of RIIO-ED1 (With Investment)
| LV Network | [61 empty] | 1 | 2 | 3 | 4 | 5 | Total |  | 1 | 2 | 3 | 4 | 5 | Total |  | 1 | 2 | 3 | 4 | 5 | Total |  | 1 | 2 | 3 | 4 | 5 | Total |  | 1 | 2 | 3 | 4 | 5 | Total |  | 1 | 2 | 3 | 4 | 5 | Total
| LV Switchgear and Other |  |  |  | C1 | 0 | 0 | 0 | 0 | 0 | 0 | 0 | 0 | 0 | 0 | 0 | 0 | 0 | 0 | 0 | 0 | 0 | 0 | 0 | 0 | 0 | 0 | 0 | 0 | 0 | 0 | 0 | 0 | 0 | 0 | 0 | 0 | 0 | 0 | 0 | 0 | Yes |  | C1 | 0 | 0 | 0 | 0 | 0 | C1 | 0 | 0 | 0 | 0 | 0 | C1 | [5 empty] | C1 | [5 empty] | 0 | [6 empty] | 0 | [6 empty] | 0 | [6 empty] | 0 | [6 empty] | 0 | [6 empty] | 0
[5 empty] | C2 | 0 | 0 | 0 | 0 | 0 | 0 | 0 | 0 | 0 | 0 | 0 | 0 | 0 | 0 | 0 | 0 | 0 | 0 | 0 | 0 | 0 | 0 | 0 | 0 | 0 | 0 | 0 | 0 | 0 | 0 | 0 | 0 | 0 | 0 | 0 | 0 | No |  | C2 | 0 | 0 | 0 | 0 | 0 | C2 | 0 | 0 | 0 | 0 | 0 | C2 | [5 empty] | C2 | [5 empty] | 0 | [6 empty] | 0 | [6 empty] | 0 | [6 empty] | 0 | [6 empty] | 0 | [6 empty] | 0
[5 empty] | C3 | 0 | 0 | 0 | 0 | 0 | 0 | 0 | 0 | 0 | 0 | 0 | 0 | 0 | 0 | 0 | 0 | 0 | 0 | 0 | 0 | 0 | 0 | 0 | 0 | 0 | 0 | 0 | 0 | 0 | 0 | 0 | 0 | 0 | 0 | 0 | 0 |  |  | C3 | 0 | 0 | 0 | 0 | 0 | C3 | 0 | 0 | 0 | 0 | 0 | C3 | [5 empty] | C3 | [5 empty] | 0 | [6 empty] | 0 | [6 empty] | 0 | [6 empty] | 0 | [6 empty] | 0 | [6 empty] | 0
[5 empty] | C4 | 0 | 0 | 0 | 0 | 0 | 0 | 0 | 0 | 0 | 0 | 0 | 0 | 0 | 0 | 0 | 0 | 0 | 0 | 0 | 0 | 0 | 0 | 0 | 0 | 0 | 0 | 0 | 0 | 0 | 0 | 0 | 0 | 0 | 0 | 0 | 0 |  |  | C4 | 0 | 0 | 0 | 0 | 0 | C4 | 0 | 0 | 0 | 0 | 0 | C4 | [5 empty] | C4 | [5 empty] | 0 | [6 empty] | 0 | [6 empty] | 0 | [6 empty] | 0 | [6 empty] | 0 | [6 empty] | 0
|  | Yes | 0 | 0 |  | 0 | 0 | 0 | 0 | 0 |  | 0 | 0 | 0 | 0 | 0 |  | 0 | 0 | 0 | 0 | 0 |  | 0 | 0 | 0 | 0 | 0 |  | 0 | 0 | 0 | 0 | 0 |  | 0 | 0 | 0 | 0 | 0 | [22 empty] | 0 | 0 | 0 | 0 | 0 | 0 |  | 0 | 0 | 0 | 0 | 0 | 0 |  | 0 | 0 | 0 | 0 | 0 | 0 |  | 0 | 0 | 0 | 0 | 0 | 0 |  | 0 | 0 | 0 | 0 | 0 | 0 |  | 0 | 0 | 0 | 0 | 0 | 0
| LV UGB |  |  |  | C1 | 0 | 0 | 0 | 0 | 0 | 0 | 0 | 0 | 0 | 0 | 0 | 0 | 0 | 0 | 0 | 0 | 0 | 0 | 0 | 0 | 0 | 0 | 0 | 0 | 0 | 0 | 0 | 0 | 0 | 0 | 0 | 0 | 0 | 0 | 0 | 0 |  |  | C1 | 0 | 0 | 0 | 0 | 0 | C1 | 0 | 0 | 0 | 0 | 0 | C1 | [5 empty] | C1 | [5 empty] | 0 | [6 empty] | 0 | [6 empty] | 0 | [6 empty] | 0 | [6 empty] | 0 | [6 empty] | 0
[5 empty] | C2 | 0 | 0 | 0 | 0 | 0 | 0 | 0 | 0 | 0 | 0 | 0 | 0 | 0 | 0 | 0 | 0 | 0 | 0 | 0 | 0 | 0 | 0 | 0 | 0 | 0 | 0 | 0 | 0 | 0 | 0 | 0 | 0 | 0 | 0 | 0 | 0 |  |  | C2 | 0 | 0 | 0 | 0 | 0 | C2 | 0 | 0 | 0 | 0 | 0 | C2 | [5 empty] | C2 | [5 empty] | 0 | [6 empty] | 0 | [6 empty] | 0 | [6 empty] | 0 | [6 empty] | 0 | [6 empty] | 0
[5 empty] | C3 | 0 | 0 | 0 | 0 | 0 | 0 | 0 | 0 | 0 | 0 | 0 | 0 | 0 | 0 | 0 | 0 | 0 | 0 | 0 | 0 | 0 | 0 | 0 | 0 | 0 | 0 | 0 | 0 | 0 | 0 | 0 | 0 | 0 | 0 | 0 | 0 |  |  | C3 | 0 | 0 | 0 | 0 | 0 | C3 | 0 | 0 | 0 | 0 | 0 | C3 | [5 empty] | C3 | [5 empty] | 0 | [6 empty] | 0 | [6 empty] | 0 | [6 empty] | 0 | [6 empty] | 0 | [6 empty] | 0
[5 empty] | C4 | 0 | 0 | 0 | 0 | 0 | 0 | 0 | 0 | 0 | 0 | 0 | 0 | 0 | 0 | 0 | 0 | 0 | 0 | 0 | 0 | 0 | 0 | 0 | 0 | 0 | 0 | 0 | 0 | 0 | 0 | 0 | 0 | 0 | 0 | 0 | 0 |  |  | C4 | 0 | 0 | 0 | 0 | 0 | C4 | 0 | 0 | 0 | 0 | 0 | C4 | [5 empty] | C4 | [5 empty] | 0 | [6 empty] | 0 | [6 empty] | 0 | [6 empty] | 0 | [6 empty] | 0 | [6 empty] | 0
|  | Yes | 0 | 0 |  | 0 | 0 | 0 | 0 | 0 |  | 0 | 0 | 0 | 0 | 0 |  | 0 | 0 | 0 | 0 | 0 |  | 0 | 0 | 0 | 0 | 0 |  | 0 | 0 | 0 | 0 | 0 |  | 0 | 0 | 0 | 0 | 0 | [22 empty] | 0 | 0 | 0 | 0 | 0 | 0 |  | 0 | 0 | 0 | 0 | 0 | 0 |  | 0 | 0 | 0 | 0 | 0 | 0 |  | 0 | 0 | 0 | 0 | 0 | 0 |  | 0 | 0 | 0 | 0 | 0 | 0 |  | 0 | 0 | 0 | 0 | 0 | 0
| LV OHL Support |  |  |  | C1 | 0 | 0 | 0 | 0 | 0 | 0 | 0 | 0 | 0 | 0 | 0 | 0 | 0 | 0 | 0 | 0 | 0 | 0 | 0 | 0 | 0 | 0 | 0 | 0 | 0 | 0 | 0 | 0 | 0 | 0 | 0 | 0 | 0 | 0 | 0 | 0 |  |  | C1 | 0.0081226 | 0.012094 | 0.021383 | 0.03463 | 0.081228 | C1 | 1293.369 | 1293.369 | 1293.369 | 1293.369 | 1293.369 | C1 | 10.5056 | 15.6417 | 27.6559 | 44.789 | 105.0573 | C1 | 0 | 0 | 0 | 0 | 0 | 0 |  | 0 | 0 | 0 | 0 | 0 | 0 |  | 0 | 0 | 0 | 0 | 0 | 0 |  | 0 | 0 | 0 | 0 | 0 | 0 |  | 0 | 0 | 0 | 0 | 0 | 0 |  | 0 | 0 | 0 | 0 | 0 | 0
[5 empty] | C2 | 76973 | 4552 | 19324 | 11109 | 11478 | 123436 | 0 | 0 | 0 | 0 | 0 | 0 | 5441 | -1054 | -1067 | -2457 | -863 | 0 | 75390 | 3796 | 20879 | 3839 | 19532 | 123436 | 10880 | -2107 | -2134 | -4914 | -1725 | 0 | 73607 | 3559 | 3146 | 20099 | 23025 | 123436 |  |  | C2 | 0.0081226 | 0.012094 | 0.021383 | 0.03463 | 0.081228 | C2 | 1847.67 | 1847.67 | 1847.67 | 1847.67 | 1847.67 | C2 | 15.0079 | 22.3452 | 39.5084 | 63.9843 | 150.0819 | C2 | 0 | 0 | 0 | 0 | 0 | 0 |  | 1155205.9275 | 101715.4385 | 763459.8339 | 710801.5524 | 1722640.3738 | 4453823.1262 |  | 1131448.3634 | 84822.4527 | 824895.3567 | 245635.7151 | 2931400.2249 | 5218202.1128 |  | 1213106.5481 | 61270.5915 | 782739.9208 | 88426.2981 | 2801879.5207 | 4947422.8792 |  | 1104689.2119 | 79526.6357 | 124293.347 | 1286020.38 | 3455636.4007 | 6050165.9753 |  | 1267975.5654 | 32445.2585 | 39982.4753 | 971601.5459 | 3196745.0742 | 5508749.9193
[5 empty] | C3 | 1952 | 150 | 610 | 223 | 757 | 3692 | 0 | 0 | 0 | 0 | 0 | 0 | 152 | -15 | -51 | -47 | -39 | 0 | 1908 | 131 | 641 | 112 | 900 | 3692 | 302 | -29 | -102 | -94 | -77 | 0 | 1848 | 109 | 114 | 623 | 998 | 3692 |  |  | C3 | 0.0081226 | 0.012094 | 0.021383 | 0.03463 | 0.081228 | C3 | 2771.505 | 2771.505 | 2771.505 | 2771.505 | 2771.505 | C3 | 22.5119 | 33.5178 | 59.2626 | 95.9764 | 225.1229 | C3 | 0 | 0 | 0 | 0 | 0 | 0 |  | 43943.2393 | 5027.6744 | 36150.1629 | 21402.7473 | 170418.0297 | 276941.8534 |  | 42952.7154 | 4390.8356 | 37987.3023 | 10749.3619 | 202610.6033 | 298690.8185 |  | 46374.525 | 3888.0682 | 34964.9117 | 6238.4689 | 193830.8105 | 285296.7843 |  | 41602.0011 | 3653.4434 | 6755.9321 | 59793.3253 | 224672.6468 | 336477.3486 |  | 48400.5965 | 2681.4263 | 711.1507 | 50771.5395 | 207338.184 | 309902.8971
[5 empty] | C4 | 4 | 0 | 0 | 0 | 0 | 4 | 0 | 0 | 0 | 0 | 0 | 0 | 0 | 0 | 0 | 0 | 0 | 0 | 4 | 0 | 0 | 0 | 0 | 4 | 0 | 0 | 0 | 0 | 0 | 0 | 4 | 0 | 0 | 0 | 0 | 4 |  |  | C4 | 0.0081226 | 0.012094 | 0.021383 | 0.03463 | 0.081228 | C4 | 4619.175 | 4619.175 | 4619.175 | 4619.175 | 4619.175 | C4 | 37.5198 | 55.863 | 98.7709 | 159.9607 | 375.2048 | C4 | 0 | 0 | 0 | 0 | 0 | 0 |  | 150.0794 | 0 | 0 | 0 | 0 | 150.0794 |  | 150.0794 | 0 | 0 | 0 | 0 | 150.0794 |  | 150.0794 | 0 | 0 | 0 | 0 | 150.0794 |  | 150.0794 | 0 | 0 | 0 | 0 | 150.0794 |  | 150.0794 | 0 | 0 | 0 | 0 | 150.0794
|  | Yes | 127132 | 127120 |  | 78929 | 4702 | 19934 | 11332 | 12235 |  | 0 | 0 | 0 | 0 | 0 |  | 5593 | -1069 | -1118 | -2504 | -902 |  | 77302 | 3927 | 21520 | 3951 | 20432 |  | 11182 | -2136 | -2236 | -5008 | -1802 |  | 75459 | 3668 | 3260 | 20722 | 24023 | [22 empty] | 0 | 0 | 0 | 0 | 0 | 0 |  | 1199299.2461 | 106743.1129 | 799609.9968 | 732204.2996 | 1893058.4035 | 4730915.059 |  | 1174551.1582 | 89213.2883 | 862882.659 | 256385.077 | 3134010.8282 | 5517043.0107 |  | 1259631.1525 | 65158.6597 | 817704.8324 | 94664.767 | 2995710.3312 | 5232869.7428 |  | 1146441.2924 | 83180.0791 | 131049.2791 | 1345813.7053 | 3680309.0474 | 6386793.4033 |  | 1316526.2413 | 35126.6848 | 40693.626 | 1022373.0853 | 3404083.2583 | 5818802.8958
| [Please insert new asset category as required] |  |  |  | C1 | 0 | 0 | 0 | 0 | 0 | 0 | 0 | 0 | 0 | 0 | 0 | 0 | 0 | 0 | 0 | 0 | 0 | 0 | 0 | 0 | 0 | 0 | 0 | 0 | 0 | 0 | 0 | 0 | 0 | 0 | 0 | 0 | 0 | 0 | 0 | 0 |  |  | C1 | 0 | 0 | 0 | 0 | 0 | C1 | 0 | 0 | 0 | 0 | 0 | C1 | [5 empty] | C1 | [5 empty] | 0 | [6 empty] | 0 | [6 empty] | 0 | [6 empty] | 0 | [6 empty] | 0 | [6 empty] | 0
[5 empty] | C2 | 0 | 0 | 0 | 0 | 0 | 0 | 0 | 0 | 0 | 0 | 0 | 0 | 0 | 0 | 0 | 0 | 0 | 0 | 0 | 0 | 0 | 0 | 0 | 0 | 0 | 0 | 0 | 0 | 0 | 0 | 0 | 0 | 0 | 0 | 0 | 0 |  |  | C2 | 0 | 0 | 0 | 0 | 0 | C2 | 0 | 0 | 0 | 0 | 0 | C2 | [5 empty] | C2 | [5 empty] | 0 | [6 empty] | 0 | [6 empty] | 0 | [6 empty] | 0 | [6 empty] | 0 | [6 empty] | 0
[5 empty] | C3 | 0 | 0 | 0 | 0 | 0 | 0 | 0 | 0 | 0 | 0 | 0 | 0 | 0 | 0 | 0 | 0 | 0 | 0 | 0 | 0 | 0 | 0 | 0 | 0 | 0 | 0 | 0 | 0 | 0 | 0 | 0 | 0 | 0 | 0 | 0 | 0 |  |  | C3 | 0 | 0 | 0 | 0 | 0 | C3 | 0 | 0 | 0 | 0 | 0 | C3 | [5 empty] | C3 | [5 empty] | 0 | [6 empty] | 0 | [6 empty] | 0 | [6 empty] | 0 | [6 empty] | 0 | [6 empty] | 0
[5 empty] | C4 | 0 | 0 | 0 | 0 | 0 | 0 | 0 | 0 | 0 | 0 | 0 | 0 | 0 | 0 | 0 | 0 | 0 | 0 | 0 | 0 | 0 | 0 | 0 | 0 | 0 | 0 | 0 | 0 | 0 | 0 | 0 | 0 | 0 | 0 | 0 | 0 |  |  | C4 | 0 | 0 | 0 | 0 | 0 | C4 | 0 | 0 | 0 | 0 | 0 | C4 | [5 empty] | C4 | [5 empty] | 0 | [6 empty] | 0 | [6 empty] | 0 | [6 empty] | 0 | [6 empty] | 0 | [6 empty] | 0
|  | 0 | 0 | 0 |  | 0 | 0 | 0 | 0 | 0 |  | 0 | 0 | 0 | 0 | 0 |  | 0 | 0 | 0 | 0 | 0 |  | 0 | 0 | 0 | 0 | 0 |  | 0 | 0 | 0 | 0 | 0 |  | 0 | 0 | 0 | 0 | 0 | [22 empty] | 0 | 0 | 0 | 0 | 0 | 0 |  | 0 | 0 | 0 | 0 | 0 | 0 |  | 0 | 0 | 0 | 0 | 0 | 0 |  | 0 | 0 | 0 | 0 | 0 | 0 |  | 0 | 0 | 0 | 0 | 0 | 0 |  | 0 | 0 | 0 | 0 | 0 | 0
| [Please insert new asset category as required] |  |  |  | C1 | 0 | 0 | 0 | 0 | 0 | 0 | 0 | 0 | 0 | 0 | 0 | 0 | 0 | 0 | 0 | 0 | 0 | 0 | 0 | 0 | 0 | 0 | 0 | 0 | 0 | 0 | 0 | 0 | 0 | 0 | 0 | 0 | 0 | 0 | 0 | 0 |  |  | C1 | 0 | 0 | 0 | 0 | 0 | C1 | 0 | 0 | 0 | 0 | 0 | C1 | [5 empty] | C1 | [5 empty] | 0 | [6 empty] | 0 | [6 empty] | 0 | [6 empty] | 0 | [6 empty] | 0 | [6 empty] | 0
[5 empty] | C2 | 0 | 0 | 0 | 0 | 0 | 0 | 0 | 0 | 0 | 0 | 0 | 0 | 0 | 0 | 0 | 0 | 0 | 0 | 0 | 0 | 0 | 0 | 0 | 0 | 0 | 0 | 0 | 0 | 0 | 0 | 0 | 0 | 0 | 0 | 0 | 0 |  |  | C2 | 0 | 0 | 0 | 0 | 0 | C2 | 0 | 0 | 0 | 0 | 0 | C2 | [5 empty] | C2 | [5 empty] | 0 | [6 empty] | 0 | [6 empty] | 0 | [6 empty] | 0 | [6 empty] | 0 | [6 empty] | 0
[5 empty] | C3 | 0 | 0 | 0 | 0 | 0 | 0 | 0 | 0 | 0 | 0 | 0 | 0 | 0 | 0 | 0 | 0 | 0 | 0 | 0 | 0 | 0 | 0 | 0 | 0 | 0 | 0 | 0 | 0 | 0 | 0 | 0 | 0 | 0 | 0 | 0 | 0 |  |  | C3 | 0 | 0 | 0 | 0 | 0 | C3 | 0 | 0 | 0 | 0 | 0 | C3 | [5 empty] | C3 | [5 empty] | 0 | [6 empty] | 0 | [6 empty] | 0 | [6 empty] | 0 | [6 empty] | 0 | [6 empty] | 0
[5 empty] | C4 | 0 | 0 | 0 | 0 | 0 | 0 | 0 | 0 | 0 | 0 | 0 | 0 | 0 | 0 | 0 | 0 | 0 | 0 | 0 | 0 | 0 | 0 | 0 | 0 | 0 | 0 | 0 | 0 | 0 | 0 | 0 | 0 | 0 | 0 | 0 | 0 |  |  | C4 | 0 | 0 | 0 | 0 | 0 | C4 | 0 | 0 | 0 | 0 | 0 | C4 | [5 empty] | C4 | [5 empty] | 0 | [6 empty] | 0 | [6 empty] | 0 | [6 empty] | 0 | [6 empty] | 0 | [6 empty] | 0
|  | 0 | 0 | 0 |  | 0 | 0 | 0 | 0 | 0 |  | 0 | 0 | 0 | 0 | 0 |  | 0 | 0 | 0 | 0 | 0 |  | 0 | 0 | 0 | 0 | 0 |  | 0 | 0 | 0 | 0 | 0 |  | 0 | 0 | 0 | 0 | 0 | [22 empty] | 0 | 0 | 0 | 0 | 0 | 0 |  | 0 | 0 | 0 | 0 | 0 | 0 |  | 0 | 0 | 0 | 0 | 0 | 0 |  | 0 | 0 | 0 | 0 | 0 | 0 |  | 0 | 0 | 0 | 0 | 0 | 0 |  | 0 | 0 | 0 | 0 | 0 | 0
| [Please insert new asset category as required] |  |  |  | C1 | 0 | 0 | 0 | 0 | 0 | 0 | 0 | 0 | 0 | 0 | 0 | 0 | 0 | 0 | 0 | 0 | 0 | 0 | 0 | 0 | 0 | 0 | 0 | 0 | 0 | 0 | 0 | 0 | 0 | 0 | 0 | 0 | 0 | 0 | 0 | 0 |  |  | C1 | 0 | 0 | 0 | 0 | 0 | C1 | 0 | 0 | 0 | 0 | 0 | C1 | [5 empty] | C1 | [5 empty] | 0 | [6 empty] | 0 | [6 empty] | 0 | [6 empty] | 0 | [6 empty] | 0 | [6 empty] | 0
[5 empty] | C2 | 0 | 0 | 0 | 0 | 0 | 0 | 0 | 0 | 0 | 0 | 0 | 0 | 0 | 0 | 0 | 0 | 0 | 0 | 0 | 0 | 0 | 0 | 0 | 0 | 0 | 0 | 0 | 0 | 0 | 0 | 0 | 0 | 0 | 0 | 0 | 0 |  |  | C2 | 0 | 0 | 0 | 0 | 0 | C2 | 0 | 0 | 0 | 0 | 0 | C2 | [5 empty] | C2 | [5 empty] | 0 | [6 empty] | 0 | [6 empty] | 0 | [6 empty] | 0 | [6 empty] | 0 | [6 empty] | 0
[5 empty] | C3 | 0 | 0 | 0 | 0 | 0 | 0 | 0 | 0 | 0 | 0 | 0 | 0 | 0 | 0 | 0 | 0 | 0 | 0 | 0 | 0 | 0 | 0 | 0 | 0 | 0 | 0 | 0 | 0 | 0 | 0 | 0 | 0 | 0 | 0 | 0 | 0 |  |  | C3 | 0 | 0 | 0 | 0 | 0 | C3 | 0 | 0 | 0 | 0 | 0 | C3 | [5 empty] | C3 | [5 empty] | 0 | [6 empty] | 0 | [6 empty] | 0 | [6 empty] | 0 | [6 empty] | 0 | [6 empty] | 0
[5 empty] | C4 | 0 | 0 | 0 | 0 | 0 | 0 | 0 | 0 | 0 | 0 | 0 | 0 | 0 | 0 | 0 | 0 | 0 | 0 | 0 | 0 | 0 | 0 | 0 | 0 | 0 | 0 | 0 | 0 | 0 | 0 | 0 | 0 | 0 | 0 | 0 | 0 |  |  | C4 | 0 | 0 | 0 | 0 | 0 | C4 | 0 | 0 | 0 | 0 | 0 | C4 | [5 empty] | C4 | [5 empty] | 0 | [6 empty] | 0 | [6 empty] | 0 | [6 empty] | 0 | [6 empty] | 0 | [6 empty] | 0
|  | 0 | 0 | 0 |  | 0 | 0 | 0 | 0 | 0 |  | 0 | 0 | 0 | 0 | 0 |  | 0 | 0 | 0 | 0 | 0 |  | 0 | 0 | 0 | 0 | 0 |  | 0 | 0 | 0 | 0 | 0 |  | 0 | 0 | 0 | 0 | 0 | [22 empty] | 0 | 0 | 0 | 0 | 0 | 0 |  | 0 | 0 | 0 | 0 | 0 | 0 |  | 0 | 0 | 0 | 0 | 0 | 0 |  | 0 | 0 | 0 | 0 | 0 | 0 |  | 0 | 0 | 0 | 0 | 0 | 0 |  | 0 | 0 | 0 | 0 | 0 | 0
| [Please insert new asset category as required] |  |  |  | C1 | 0 | 0 | 0 | 0 | 0 | 0 | 0 | 0 | 0 | 0 | 0 | 0 | 0 | 0 | 0 | 0 | 0 | 0 | 0 | 0 | 0 | 0 | 0 | 0 | 0 | 0 | 0 | 0 | 0 | 0 | 0 | 0 | 0 | 0 | 0 | 0 |  |  | C1 | 0 | 0 | 0 | 0 | 0 | C1 | 0 | 0 | 0 | 0 | 0 | C1 | [5 empty] | C1 | [5 empty] | 0 | [6 empty] | 0 | [6 empty] | 0 | [6 empty] | 0 | [6 empty] | 0 | [6 empty] | 0
[5 empty] | C2 | 0 | 0 | 0 | 0 | 0 | 0 | 0 | 0 | 0 | 0 | 0 | 0 | 0 | 0 | 0 | 0 | 0 | 0 | 0 | 0 | 0 | 0 | 0 | 0 | 0 | 0 | 0 | 0 | 0 | 0 | 0 | 0 | 0 | 0 | 0 | 0 |  |  | C2 | 0 | 0 | 0 | 0 | 0 | C2 | 0 | 0 | 0 | 0 | 0 | C2 | [5 empty] | C2 | [5 empty] | 0 | [6 empty] | 0 | [6 empty] | 0 | [6 empty] | 0 | [6 empty] | 0 | [6 empty] | 0
[5 empty] | C3 | 0 | 0 | 0 | 0 | 0 | 0 | 0 | 0 | 0 | 0 | 0 | 0 | 0 | 0 | 0 | 0 | 0 | 0 | 0 | 0 | 0 | 0 | 0 | 0 | 0 | 0 | 0 | 0 | 0 | 0 | 0 | 0 | 0 | 0 | 0 | 0 |  |  | C3 | 0 | 0 | 0 | 0 | 0 | C3 | 0 | 0 | 0 | 0 | 0 | C3 | [5 empty] | C3 | [5 empty] | 0 | [6 empty] | 0 | [6 empty] | 0 | [6 empty] | 0 | [6 empty] | 0 | [6 empty] | 0
[5 empty] | C4 | 0 | 0 | 0 | 0 | 0 | 0 | 0 | 0 | 0 | 0 | 0 | 0 | 0 | 0 | 0 | 0 | 0 | 0 | 0 | 0 | 0 | 0 | 0 | 0 | 0 | 0 | 0 | 0 | 0 | 0 | 0 | 0 | 0 | 0 | 0 | 0 |  |  | C4 | 0 | 0 | 0 | 0 | 0 | C4 | 0 | 0 | 0 | 0 | 0 | C4 | [5 empty] | C4 | [5 empty] | 0 | [6 empty] | 0 | [6 empty] | 0 | [6 empty] | 0 | [6 empty] | 0 | [6 empty] | 0
|  | 0 | 0 | 0 |  | 0 | 0 | 0 | 0 | 0 |  | 0 | 0 | 0 | 0 | 0 |  | 0 | 0 | 0 | 0 | 0 |  | 0 | 0 | 0 | 0 | 0 |  | 0 | 0 | 0 | 0 | 0 |  | 0 | 0 | 0 | 0 | 0 | [22 empty] | 0 | 0 | 0 | 0 | 0 | 0 |  | 0 | 0 | 0 | 0 | 0 | 0 |  | 0 | 0 | 0 | 0 | 0 | 0 |  | 0 | 0 | 0 | 0 | 0 | 0 |  | 0 | 0 | 0 | 0 | 0 | 0 |  | 0 | 0 | 0 | 0 | 0 | 0
| [Please insert new asset category as required] |  |  |  | C1 | 0 | 0 | 0 | 0 | 0 | 0 | 0 | 0 | 0 | 0 | 0 | 0 | 0 | 0 | 0 | 0 | 0 | 0 | 0 | 0 | 0 | 0 | 0 | 0 | 0 | 0 | 0 | 0 | 0 | 0 | 0 | 0 | 0 | 0 | 0 | 0 |  |  | C1 | 0 | 0 | 0 | 0 | 0 | C1 | 0 | 0 | 0 | 0 | 0 | C1 | [5 empty] | C1 | [5 empty] | 0 | [6 empty] | 0 | [6 empty] | 0 | [6 empty] | 0 | [6 empty] | 0 | [6 empty] | 0
[5 empty] | C2 | 0 | 0 | 0 | 0 | 0 | 0 | 0 | 0 | 0 | 0 | 0 | 0 | 0 | 0 | 0 | 0 | 0 | 0 | 0 | 0 | 0 | 0 | 0 | 0 | 0 | 0 | 0 | 0 | 0 | 0 | 0 | 0 | 0 | 0 | 0 | 0 |  |  | C2 | 0 | 0 | 0 | 0 | 0 | C2 | 0 | 0 | 0 | 0 | 0 | C2 | [5 empty] | C2 | [5 empty] | 0 | [6 empty] | 0 | [6 empty] | 0 | [6 empty] | 0 | [6 empty] | 0 | [6 empty] | 0
[5 empty] | C3 | 0 | 0 | 0 | 0 | 0 | 0 | 0 | 0 | 0 | 0 | 0 | 0 | 0 | 0 | 0 | 0 | 0 | 0 | 0 | 0 | 0 | 0 | 0 | 0 | 0 | 0 | 0 | 0 | 0 | 0 | 0 | 0 | 0 | 0 | 0 | 0 |  |  | C3 | 0 | 0 | 0 | 0 | 0 | C3 | 0 | 0 | 0 | 0 | 0 | C3 | [5 empty] | C3 | [5 empty] | 0 | [6 empty] | 0 | [6 empty] | 0 | [6 empty] | 0 | [6 empty] | 0 | [6 empty] | 0
[5 empty] | C4 | 0 | 0 | 0 | 0 | 0 | 0 | 0 | 0 | 0 | 0 | 0 | 0 | 0 | 0 | 0 | 0 | 0 | 0 | 0 | 0 | 0 | 0 | 0 | 0 | 0 | 0 | 0 | 0 | 0 | 0 | 0 | 0 | 0 | 0 | 0 | 0 |  |  | C4 | 0 | 0 | 0 | 0 | 0 | C4 | 0 | 0 | 0 | 0 | 0 | C4 | [5 empty] | C4 | [5 empty] | 0 | [6 empty] | 0 | [6 empty] | 0 | [6 empty] | 0 | [6 empty] | 0 | [6 empty] | 0
|  | 0 | 0 | 0 |  | 0 | 0 | 0 | 0 | 0 |  | 0 | 0 | 0 | 0 | 0 |  | 0 | 0 | 0 | 0 | 0 |  | 0 | 0 | 0 | 0 | 0 |  | 0 | 0 | 0 | 0 | 0 |  | 0 | 0 | 0 | 0 | 0 | [22 empty] | 0 | 0 | 0 | 0 | 0 | 0 |  | 0 | 0 | 0 | 0 | 0 | 0 |  | 0 | 0 | 0 | 0 | 0 | 0 |  | 0 | 0 | 0 | 0 | 0 | 0 |  | 0 | 0 | 0 | 0 | 0 | 0 |  | 0 | 0 | 0 | 0 | 0 | 0
[63 empty] | 0 | 0 | 0 | 0 | 0 | 0 |  | 1199299.2461 | 106743.1129 | 799609.9968 | 732204.2996 | 1893058.4035 | 4730915.059 |  | 1174551.1582 | 89213.2883 | 862882.659 | 256385.077 | 3134010.8282 | 5517043.0107 |  | 1259631.1525 | 65158.6597 | 817704.8324 | 94664.767 | 2995710.3312 | 5232869.7428 |  | 1146441.2924 | 83180.0791 | 131049.2791 | 1345813.7053 | 3680309.0474 | 6386793.4033 |  | 1316526.2413 | 35126.6848 | 40693.626 | 1022373.0853 | 3404083.2583 | 5818802.8958
| HV Network | [73 empty] | 0 | [6 empty] | 0 | [6 empty] | 0 | [6 empty] | 0 | [6 empty] | 0
| HV Switchgear (GM) - Primary |  |  |  | C1 | 1030 | 1184 | 50 | 182 | 100 | 2546 | 0 | 0 | 0 | 0 | 0 | 0 | 64 | -7 | 0 | -13 | -44 | 0 | 1026 | 1133 | 65 | 111 | 211 | 2546 | 122 | 0 | -6 | -1 | -115 | 0 | 1020 | 252 | 484 | 500 | 290 | 2546 |  |  | C1 | 0.001482 | 0.0022066 | 0.0039014 | 0.0063184 | 0.01482 | C1 | 65517.249 | 65517.249 | 65517.249 | 65517.249 | 65517.249 | C1 | 97.0981 | 144.5687 | 255.6106 | 413.9645 | 970.9975 | C1 | 0 | 0 | 0 | 0 | 0 | 0 |  | 100011.0415 | 171169.371 | 12780.531 | 75341.5444 | 97099.7543 | 456402.2422 |  | 99622.6491 | 163796.366 | 16614.6903 | 45950.0628 | 204880.4816 | 530864.2498 |  | 105836.9274 | 162784.3849 | 16614.6903 | 40568.5239 | 162156.5897 | 487961.1162 |  | 99040.0605 | 36431.3188 | 123715.5403 | 206982.265 | 281589.2875 | 747758.4721 |  | 110886.0285 | 36431.3188 | 122181.8766 | 206568.3004 | 169924.5701 | 645992.0944
[5 empty] | C2 | 375 | 659 | 39 | 79 | 109 | 1261 | 0 | 0 | 0 | 0 | 0 | 0 | 45 | -2 | 0 | -17 | -26 | 0 | 375 | 581 | 98 | 87 | 120 | 1261 | 80 | 0 | -2 | 0 | -78 | 0 | 374 | 182 | 304 | 209 | 192 | 1261 |  |  | C2 | 0.001482 | 0.0022066 | 0.0039014 | 0.0063184 | 0.01482 | C2 | 93596.07 | 93596.07 | 93596.07 | 93596.07 | 93596.07 | C2 | 138.7116 | 206.5268 | 365.158 | 591.3779 | 1387.1393 | C2 | 0 | 0 | 0 | 0 | 0 | 0 |  | 52016.8385 | 136101.1287 | 14241.1631 | 46718.8541 | 151198.1889 | 400276.1733 |  | 52016.8385 | 119992.0422 | 35785.4869 | 51449.8773 | 166456.7217 | 425700.9665 |  | 58258.8591 | 119578.9887 | 35785.4869 | 41396.453 | 130391.0987 | 385410.8863 |  | 51878.1269 | 37587.8686 | 111008.0409 | 123597.9811 | 266330.7547 | 590402.7722 |  | 62975.0525 | 37587.8686 | 110277.7248 | 123597.9811 | 158133.8856 | 492572.5126
[5 empty] | C3 | 382 | 643 | 32 | 91 | 83 | 1231 | 0 | 0 | 0 | 0 | 0 | 0 | 20 | 0 | 0 | -9 | -11 | 0 | 381 | 556 | 98 | 72 | 124 | 1231 | 54 | 0 | -9 | -1 | -44 | 0 | 380 | 106 | 462 | 104 | 179 | 1231 |  |  | C3 | 0.001482 | 0.0022066 | 0.0039014 | 0.0063184 | 0.01482 | C3 | 140394.105 | 140394.105 | 140394.105 | 140394.105 | 140394.105 | C3 | 208.0674 | 309.7901 | 547.737 | 887.0668 | 2080.709 | C3 | 0 | 0 | 0 | 0 | 0 | 0 |  | 79481.7292 | 199195.0511 | 17527.5854 | 80723.0833 | 172698.8487 | 549626.2977 |  | 79273.6618 | 172243.3101 | 53678.2303 | 63868.8132 | 258007.9186 | 627071.934 |  | 83435.0089 | 172243.3101 | 53678.2303 | 55885.2115 | 235120.1194 | 600361.8802 |  | 79065.5945 | 32837.7534 | 253054.5142 | 92254.9524 | 372446.9148 | 829659.7292 |  | 90301.2316 | 32837.7534 | 248124.8808 | 91367.8855 | 280895.7178 | 743527.4692
[5 empty] | C4 | 113 | 259 | 10 | 15 | 45 | 442 | 0 | 0 | 0 | 0 | 0 | 0 | 18 | 0 | 0 | -4 | -14 | 0 | 113 | 203 | 59 | 17 | 50 | 442 | 35 | 0 | 0 | 0 | -35 | 0 | 112 | 45 | 147 | 75 | 63 | 442 |  |  | C4 | 0.001482 | 0.0022066 | 0.0039014 | 0.0063184 | 0.01482 | C4 | 233990.175 | 233990.175 | 233990.175 | 233990.175 | 233990.175 | C4 | 346.7789 | 516.3169 | 912.8951 | 1478.4447 | 3467.8484 | C4 | 0 | 0 | 0 | 0 | 0 | 0 |  | 39186.0183 | 133726.0711 | 9128.9507 | 22176.6712 | 156053.1766 | 360270.888 |  | 39186.0183 | 104812.326 | 53860.8093 | 25133.5607 | 173392.4184 | 396385.1328 |  | 45428.0389 | 104812.326 | 53860.8093 | 19219.7817 | 124842.5413 | 348163.4972 |  | 38839.2394 | 23234.2595 | 134195.5757 | 110883.3562 | 218474.4472 | 525626.878 |  | 50976.5017 | 23234.2595 | 134195.5757 | 110883.3562 | 97099.7543 | 416389.4474
|  | Yes | 5480 | 5511 |  | 1900 | 2745 | 131 | 367 | 337 |  | 0 | 0 | 0 | 0 | 0 |  | 147 | -9 | 0 | -43 | -95 |  | 1895 | 2473 | 320 | 287 | 505 |  | 291 | 0 | -17 | -2 | -272 |  | 1886 | 585 | 1397 | 888 | 724 | [22 empty] | 0 | 0 | 0 | 0 | 0 | 0 |  | 270695.6275 | 640191.6218 | 53678.2303 | 224960.1531 | 577049.9685 | 1766575.6012 |  | 270099.1677 | 560844.0442 | 159939.2168 | 186402.314 | 802737.5403 | 1980022.2831 |  | 292958.8343 | 559419.0096 | 159939.2168 | 157069.9702 | 652510.349 | 1821897.38 |  | 268823.0213 | 130091.2003 | 621973.6711 | 533718.5546 | 1138841.4042 | 2693447.8515 |  | 315138.8143 | 130091.2003 | 614780.058 | 532417.5233 | 706053.9278 | 2298481.5236
| HV Switchgear (GM) - Distribution |  |  |  | C1 | 1473 | 12 | 0 | 0 | 181 | 1666 | 0 | 0 | 0 | 0 | 0 | 0 | 1 | 0 | 0 | 0 | -1 | 0 | 1473 | 12 | 0 | 0 | 181 | 1666 | 69 | 0 | 0 | 0 | -69 | 0 | 1473 | 0 | 12 | 0 | 181 | 1666 |  |  | C1 | 0.0019095 | 0.0028431 | 0.0050268 | 0.008141 | 0.019096 | C1 | 11167.73 | 11167.73 | 11167.73 | 11167.73 | 11167.73 | C1 | 21.3251 | 31.7508 | 56.1383 | 90.9167 | 213.2548 | C1 | 0 | 0 | 0 | 0 | 0 | 0 |  | 31411.8983 | 381.0099 | 0 | 0 | 38599.1212 | 70392.0295 |  | 31411.8983 | 381.0099 | 0 | 0 | 38599.1212 | 70392.0295 |  | 31433.2234 | 381.0099 | 0 | 0 | 38385.8664 | 70200.0998 |  | 31411.8983 | 0 | 673.6601 | 0 | 38599.1212 | 70684.6797 |  | 32883.3314 | 0 | 673.6601 | 0 | 23884.5391 | 57441.5307
[5 empty] | C2 | 6091 | 3004 | 232 | 311 | 1142 | 10780 | 0 | 0 | 0 | 0 | 0 | 0 | 583 | 0 | 0 | -15 | -568 | 0 | 6091 | 2711 | 371 | 322 | 1285 | 10780 | 1332 | 0 | 0 | -4 | -1328 | 0 | 6091 | 625 | 1728 | 805 | 1531 | 10780 |  |  | C2 | 0.0019095 | 0.0028431 | 0.0050268 | 0.008141 | 0.019096 | C2 | 15953.9 | 15953.9 | 15953.9 | 15953.9 | 15953.9 | C2 | 30.4645 | 45.3583 | 80.1976 | 129.8811 | 304.6497 | C2 | 0 | 0 | 0 | 0 | 0 | 0 |  | 185558.9881 | 136256.413 | 18605.8515 | 40393.0076 | 347909.9953 | 728724.2554 |  | 185558.9881 | 122966.4233 | 29753.3229 | 41821.6991 | 391474.9071 | 771575.3406 |  | 203319.7647 | 122966.4233 | 29753.3229 | 39873.4833 | 218433.8587 | 614346.8529 |  | 185558.9881 | 28348.9541 | 138581.5146 | 104554.2478 | 466418.7415 | 923462.4462 |  | 226137.6406 | 28348.9541 | 138581.5146 | 104034.7236 | 61843.8958 | 558946.7288
[5 empty] | C3 | 264 | 428 | 51 | 18 | 1006 | 1767 | 0 | 0 | 0 | 0 | 0 | 0 | 519 | 0 | 0 | -1 | -518 | 0 | 264 | 353 | 102 | 35 | 1013 | 1767 | 812 | 0 | 0 | 0 | -812 | 0 | 264 | 145 | 235 | 97 | 1026 | 1767 |  |  | C3 | 0.0019095 | 0.0028431 | 0.0050268 | 0.008141 | 0.019096 | C3 | 23930.85 | 23930.85 | 23930.85 | 23930.85 | 23930.85 | C3 | 45.6967 | 68.0375 | 120.2965 | 194.8216 | 456.9746 | C3 | 0 | 0 | 0 | 0 | 0 | 0 |  | 12063.9237 | 29120.0456 | 6135.1191 | 3506.7884 | 459716.4474 | 510542.3243 |  | 12063.9237 | 24017.2339 | 12270.2383 | 6818.7553 | 462915.2696 | 518085.4207 |  | 35780.501 | 24017.2339 | 12270.2383 | 6623.9337 | 226202.4269 | 304894.3338 |  | 12063.9237 | 9865.436 | 28269.6666 | 18897.6932 | 468855.9393 | 537952.6589 |  | 49169.6284 | 9865.436 | 28269.6666 | 18897.6932 | 97792.5643 | 203994.9887
[5 empty] | C4 | 0 | 0 | 0 | 0 | 0 | 0 | 0 | 0 | 0 | 0 | 0 | 0 | 0 | 0 | 0 | 0 | 0 | 0 | 0 | 0 | 0 | 0 | 0 | 0 | 0 | 0 | 0 | 0 | 0 | 0 | 0 | 0 | 0 | 0 | 0 | 0 |  |  | C4 | 0.0019095 | 0.0028431 | 0.0050268 | 0.008141 | 0.019096 | C4 | 39884.75 | 39884.75 | 39884.75 | 39884.75 | 39884.75 | C4 | 76.1611 | 113.3958 | 200.4941 | 324.7026 | 761.6243 | C4 | 0 | 0 | 0 | 0 | 0 | 0 |  | 0 | 0 | 0 | 0 | 0 | 0 |  | 0 | 0 | 0 | 0 | 0 | 0 |  | 0 | 0 | 0 | 0 | 0 | 0 |  | 0 | 0 | 0 | 0 | 0 | 0 |  | 0 | 0 | 0 | 0 | 0 | 0
|  | Yes | 14213 | 14333 |  | 7828 | 3444 | 283 | 329 | 2329 |  | 0 | 0 | 0 | 0 | 0 |  | 1103 | 0 | 0 | -16 | -1087 |  | 7828 | 3076 | 473 | 357 | 2479 |  | 2213 | 0 | 0 | -4 | -2209 |  | 7828 | 770 | 1975 | 902 | 2738 | [22 empty] | 0 | 0 | 0 | 0 | 0 | 0 |  | 229034.8102 | 165757.4686 | 24740.9706 | 43899.796 | 846225.5638 | 1309658.6092 |  | 229034.8102 | 147364.6671 | 42023.5612 | 48640.4544 | 892989.2979 | 1360052.7908 |  | 270533.4891 | 147364.6671 | 42023.5612 | 46497.4171 | 483022.1519 | 989441.2864 |  | 229034.8102 | 38214.3901 | 167524.8414 | 123451.9411 | 973873.802 | 1532099.7848 |  | 308190.6005 | 38214.3901 | 167524.8414 | 122932.4169 | 183520.9993 | 820383.2481
| HV Transformer (GM) |  |  |  | C1 | 383 | 61 | 27 | 7 | 2 | 480 | 0 | 0 | 0 | 0 | 0 | 0 | 10 | 0 | -2 | -8 | 0 | 0 | 340 | 85 | 26 | 25 | 4 | 480 | 13 | 0 | 0 | -12 | -1 | 0 | 301 | 101 | 32 | 35 | 11 | 480 |  |  | C1 | 0.002223 | 0.0033099 | 0.0058521 | 0.0094776 | 0.022231 | C1 | 14588.882 | 14588.882 | 14588.882 | 14588.882 | 14588.882 | C1 | 32.4316 | 48.2872 | 85.3761 | 138.2677 | 324.3215 | C1 | 0 | 0 | 0 | 0 | 0 | 0 |  | 12421.3019 | 2945.5188 | 2305.1558 | 967.8739 | 648.643 | 19288.4934 |  | 11026.7432 | 4104.4115 | 2219.7796 | 3456.6926 | 1297.286 | 22104.9129 |  | 11351.0591 | 4104.4115 | 2049.0273 | 2350.5509 | 1297.286 | 21152.335 |  | 9761.9109 | 4877.0066 | 2732.0365 | 4839.3696 | 3567.5366 | 25777.8601 |  | 10183.5216 | 4877.0066 | 2732.0365 | 3180.1572 | 3243.2151 | 24215.9369
[5 empty] | C2 | 8644 | 800 | 196 | 34 | 6 | 9680 | 0 | 0 | 0 | 0 | 0 | 0 | 72 | -22 | -20 | -26 | -4 | 0 | 7814 | 1461 | 239 | 155 | 11 | 9680 | 156 | 0 | -65 | -39 | -52 | 0 | 6810 | 2206 | 351 | 254 | 59 | 9680 |  |  | C2 | 0.002223 | 0.0033099 | 0.0058521 | 0.0094776 | 0.022231 | C2 | 20841.26 | 20841.26 | 20841.26 | 20841.26 | 20841.26 | C2 | 46.3309 | 68.9817 | 121.9659 | 197.5253 | 463.3164 | C2 | 0 | 0 | 0 | 0 | 0 | 0 |  | 400483.8989 | 55185.3646 | 23905.319 | 6715.8599 | 2779.8986 | 489070.341 |  | 362029.2904 | 100782.2721 | 29149.8532 | 30616.4199 | 5096.4808 | 527674.3165 |  | 365365.1118 | 99264.6746 | 26710.535 | 25480.7624 | 3243.2151 | 520064.2989 |  | 315513.1133 | 152173.6429 | 42810.0355 | 50171.4236 | 27335.6698 | 588003.8852 |  | 322740.7265 | 152173.6429 | 34882.2512 | 42467.9373 | 3243.2151 | 555507.773
[5 empty] | C3 | 991 | 119 | 11 | 1 | 0 | 1122 | 0 | 0 | 0 | 0 | 0 | 0 | 13 | -9 | -3 | 0 | -1 | 0 | 846 | 245 | 25 | 5 | 1 | 1122 | 27 | 0 | -18 | -7 | -2 | 0 | 686 | 365 | 52 | 17 | 2 | 1122 |  |  | C3 | 0.002223 | 0.0033099 | 0.0058521 | 0.0094776 | 0.022231 | C3 | 31261.89 | 31261.89 | 31261.89 | 31261.89 | 31261.89 | C3 | 69.4963 | 103.4726 | 182.9489 | 296.2879 | 694.9747 | C3 | 0 | 0 | 0 | 0 | 0 | 0 |  | 68870.8139 | 12313.2345 | 2012.4376 | 296.2879 | 0 | 83492.7739 |  | 58793.8533 | 25350.7769 | 4573.7217 | 1481.4397 | 694.9747 | 90894.7662 |  | 59697.3049 | 24419.5238 | 4024.8751 | 1481.4397 | 0 | 89623.1436 |  | 47674.4484 | 37767.4839 | 9513.3412 | 5036.8949 | 1389.9493 | 101382.1177 |  | 49550.848 | 37767.4839 | 6220.2616 | 2962.8793 | 0 | 96501.4728
[5 empty] | C4 | 67 | 7 | 1 | 0 | 0 | 75 | 0 | 0 | 0 | 0 | 0 | 0 | 1 | 0 | 0 | -1 | 0 | 0 | 61 | 11 | 2 | 1 | 0 | 75 | 1 | 0 | 0 | 0 | -1 | 0 | 51 | 19 | 3 | 1 | 1 | 75 |  |  | C4 | 0.002223 | 0.0033099 | 0.0058521 | 0.0094776 | 0.022231 | C4 | 52103.15 | 52103.15 | 52103.15 | 52103.15 | 52103.15 | C4 | 115.8271 | 172.4543 | 304.9148 | 493.8132 | 1158.2911 | C4 | 0 | 0 | 0 | 0 | 0 | 0 |  | 7760.418 | 1207.1799 | 304.9148 | 0 | 0 | 9272.5126 |  | 7065.4552 | 1896.9969 | 609.8296 | 493.8132 | 0 | 10066.0949 |  | 7181.2823 | 1896.9969 | 609.8296 | 0 | 0 | 9688.1088 |  | 5907.1838 | 3276.631 | 914.7443 | 493.8132 | 1158.2911 | 11750.6635 |  | 6023.011 | 3276.631 | 914.7443 | 493.8132 | 0 | 10708.1996
|  | Yes | 11357 | 11402 |  | 10085 | 987 | 235 | 42 | 8 |  | 0 | 0 | 0 | 0 | 0 |  | 96 | -31 | -25 | -35 | -5 |  | 9061 | 1802 | 292 | 186 | 16 |  | 197 | 0 | -83 | -58 | -56 |  | 7848 | 2691 | 438 | 307 | 73 | [22 empty] | 0 | 0 | 0 | 0 | 0 | 0 |  | 489536.4327 | 71651.2978 | 28527.8271 | 7980.0217 | 3428.5416 | 601124.1209 |  | 438915.342 | 132134.4574 | 36553.1842 | 36048.3654 | 7088.7415 | 650740.0905 |  | 443594.7582 | 129685.6069 | 33394.267 | 29312.753 | 4540.5011 | 640527.8862 |  | 378856.6564 | 198094.7645 | 55970.1575 | 60541.5013 | 33451.4468 | 726914.5265 |  | 388498.1071 | 198094.7645 | 44749.2935 | 49104.7871 | 6486.4301 | 686933.3822
| HV UG Cable |  |  |  | C1 | 0 | 0 | 0 | 0 | 0 | 0 | 0 | 0 | 0 | 0 | 0 | 0 | 0 | 0 | 0 | 0 | 0 | 0 | 0 | 0 | 0 | 0 | 0 | 0 | 0 | 0 | 0 | 0 | 0 | 0 | 0 | 0 | 0 | 0 | 0 | 0 |  |  | C1 | 0 | 0 | 0 | 0 | 0 | C1 | 0 | 0 | 0 | 0 | 0 | C1 | [5 empty] | C1 | [5 empty] | 0 | [6 empty] | 0 | [6 empty] | 0 | [6 empty] | 0 | [6 empty] | 0 | [6 empty] | 0
[5 empty] | C2 | 0 | 0 | 0 | 0 | 0 | 0 | 0 | 0 | 0 | 0 | 0 | 0 | 0 | 0 | 0 | 0 | 0 | 0 | 0 | 0 | 0 | 0 | 0 | 0 | 0 | 0 | 0 | 0 | 0 | 0 | 0 | 0 | 0 | 0 | 0 | 0 |  |  | C2 | 0 | 0 | 0 | 0 | 0 | C2 | 0 | 0 | 0 | 0 | 0 | C2 | [5 empty] | C2 | [5 empty] | 0 | [6 empty] | 0 | [6 empty] | 0 | [6 empty] | 0 | [6 empty] | 0 | [6 empty] | 0
[5 empty] | C3 | 0 | 0 | 0 | 0 | 0 | 0 | 0 | 0 | 0 | 0 | 0 | 0 | 0 | 0 | 0 | 0 | 0 | 0 | 0 | 0 | 0 | 0 | 0 | 0 | 0 | 0 | 0 | 0 | 0 | 0 | 0 | 0 | 0 | 0 | 0 | 0 |  |  | C3 | 0 | 0 | 0 | 0 | 0 | C3 | 0 | 0 | 0 | 0 | 0 | C3 | [5 empty] | C3 | [5 empty] | 0 | [6 empty] | 0 | [6 empty] | 0 | [6 empty] | 0 | [6 empty] | 0 | [6 empty] | 0
[5 empty] | C4 | 0 | 0 | 0 | 0 | 0 | 0 | 0 | 0 | 0 | 0 | 0 | 0 | 0 | 0 | 0 | 0 | 0 | 0 | 0 | 0 | 0 | 0 | 0 | 0 | 0 | 0 | 0 | 0 | 0 | 0 | 0 | 0 | 0 | 0 | 0 | 0 |  |  | C4 | 0 | 0 | 0 | 0 | 0 | C4 | 0 | 0 | 0 | 0 | 0 | C4 | [5 empty] | C4 | [5 empty] | 0 | [6 empty] | 0 | [6 empty] | 0 | [6 empty] | 0 | [6 empty] | 0 | [6 empty] | 0
|  | 0 | 0 | 0 |  | 0 | 0 | 0 | 0 | 0 |  | 0 | 0 | 0 | 0 | 0 |  | 0 | 0 | 0 | 0 | 0 |  | 0 | 0 | 0 | 0 | 0 |  | 0 | 0 | 0 | 0 | 0 |  | 0 | 0 | 0 | 0 | 0 | [22 empty] | 0 | 0 | 0 | 0 | 0 | 0 |  | 0 | 0 | 0 | 0 | 0 | 0 |  | 0 | 0 | 0 | 0 | 0 | 0 |  | 0 | 0 | 0 | 0 | 0 | 0 |  | 0 | 0 | 0 | 0 | 0 | 0 |  | 0 | 0 | 0 | 0 | 0 | 0
| HV OHL Support - Poles |  |  |  | C1 | 27126 | 2798 | 6780 | 9287 | 4187 | 50178 | 0 | 0 | 0 | 0 | 0 | 0 | 3549 | -552 | -769 | -1511 | -717 | 0 | 26447 | 2160 | 6417 | 4037 | 11117 | 50178 | 7097 | -1103 | -1538 | -3022 | -1434 | 0 | 25547 | 1703 | 2147 | 6549 | 14232 | 50178 |  |  | C1 | 0.0081226 | 0.012094 | 0.021383 | 0.03463 | 0.081228 | C1 | 2424.66 | 2424.66 | 2424.66 | 2424.66 | 2424.66 | C1 | 19.6946 | 29.3232 | 51.846 | 83.9653 | 196.9495 | C1 | 0 | 0 | 0 | 0 | 0 | 0 |  | 534236.0531 | 82046.257 | 351516.163 | 779785.7364 | 824627.4789 | 2572211.6885 |  | 520863.4114 | 63338.0683 | 332696.0499 | 338967.914 | 2189487.3856 | 3445352.8292 |  | 590759.5904 | 47151.6731 | 292826.4438 | 212096.3465 | 2048274.6073 | 3191108.6611 |  | 503138.2603 | 49937.3752 | 111313.4516 | 549888.7464 | 2802985.0204 | 4017262.8538 |  | 642910.9238 | 17593.9079 | 31574.2394 | 296145.6113 | 2520559.4639 | 3508784.1463
[5 empty] | C2 | 48908 | 4755 | 7922 | 14230 | 5481 | 81296 | 0 | 0 | 0 | 0 | 0 | 0 | 5912 | -930 | -1282 | -2500 | -1200 | 0 | 47578 | 3699 | 8032 | 7485 | 14502 | 81296 | 11822 | -1860 | -2564 | -4999 | -2399 | 0 | 46704 | 2325 | 3405 | 8071 | 20791 | 81296 |  |  | C2 | 0.0081226 | 0.012094 | 0.021383 | 0.03463 | 0.081228 | C2 | 3463.8 | 3463.8 | 3463.8 | 3463.8 | 3463.8 | C2 | 28.1352 | 41.8903 | 74.0658 | 119.9504 | 281.3564 | C2 | 0 | 0 | 0 | 0 | 0 | 0 |  | 1376034.4259 | 199188.1712 | 586749.061 | 1706894.5882 | 1542114.44 | 5410980.6863 |  | 1338614.6626 | 154952.06 | 594896.2961 | 897828.9524 | 4080230.5434 | 7066522.5145 |  | 1504949.731 | 115994.1212 | 499943.974 | 597952.8828 | 3742602.8608 | 6461443.5697 |  | 1314024.5324 | 97394.8471 | 252193.9602 | 968119.9031 | 5849680.9562 | 8481414.199 |  | 1646638.3989 | 19478.9694 | 62289.3159 | 368487.7143 | 5174706.9476 | 7271601.3461
[5 empty] | C3 | 15369 | 1570 | 3783 | 5662 | 1978 | 28362 | 0 | 0 | 0 | 0 | 0 | 0 | 2006 | -312 | -435 | -854 | -405 | 0 | 14747 | 1596 | 3357 | 2145 | 6517 | 28362 | 4011 | -624 | -869 | -1708 | -810 | 0 | 14352 | 1090 | 1151 | 3724 | 8045 | 28362 |  |  | C3 | 0.0081226 | 0.012094 | 0.021383 | 0.03463 | 0.081228 | C3 | 5195.7 | 5195.7 | 5195.7 | 5195.7 | 5195.7 | C3 | 42.2027 | 62.8354 | 111.0987 | 179.9256 | 422.0346 | C3 | 0 | 0 | 0 | 0 | 0 | 0 |  | 648613.9208 | 98651.5548 | 420286.2341 | 1018738.9837 | 834784.4451 | 3021075.1385 |  | 622363.8161 | 100285.2748 | 372958.2046 | 385940.5016 | 2750399.5088 | 4231947.3059 |  | 707022.5138 | 80680.6347 | 324630.2871 | 232284.0035 | 2579475.4945 | 3924092.9336 |  | 605693.7336 | 68490.5699 | 127874.5587 | 670043.0899 | 3395268.3824 | 4867370.3345 |  | 774968.9262 | 29281.2895 | 31329.8224 | 362730.0938 | 3053420.3539 | 4251730.4858
[5 empty] | C4 | 3205 | 276 | 529 | 773 | 402 | 5185 | 0 | 0 | 0 | 0 | 0 | 0 | 207 | -21 | -44 | -105 | -37 | 0 | 3021 | 362 | 463 | 342 | 997 | 5185 | 412 | -42 | -87 | -210 | -73 | 0 | 2923 | 290 | 216 | 496 | 1260 | 5185 |  |  | C4 | 0.0081226 | 0.012094 | 0.021383 | 0.03463 | 0.081228 | C4 | 8659.5 | 8659.5 | 8659.5 | 8659.5 | 8659.5 | C4 | 70.3379 | 104.7256 | 185.1644 | 299.8761 | 703.391 | C4 | 0 | 0 | 0 | 0 | 0 | 0 |  | 225432.9729 | 28904.2772 | 97951.986 | 231804.2018 | 282763.1841 | 866856.622 |  | 212490.7991 | 37910.6824 | 85731.1333 | 102557.6158 | 701280.8323 | 1139971.0629 |  | 227050.7446 | 35711.4439 | 77583.8982 | 71070.6285 | 675255.3651 | 1086672.0803 |  | 205597.6848 | 30370.4362 | 39995.5179 | 148738.5305 | 886272.6666 | 1310974.8361 |  | 234576.9 | 25971.9592 | 23886.2121 | 85764.5559 | 834925.1233 | 1205124.7505
|  | Yes | 165021 | 165125 |  | 94608 | 9399 | 19014 | 29952 | 12048 |  | 0 | 0 | 0 | 0 | 0 |  | 11674 | -1815 | -2530 | -4970 | -2359 |  | 91793 | 7817 | 18269 | 14009 | 33133 |  | 23342 | -3629 | -5058 | -9939 | -4716 |  | 89526 | 5408 | 6919 | 18840 | 44328 | [22 empty] | 0 | 0 | 0 | 0 | 0 | 0 |  | 2784317.3727 | 408790.2603 | 1456503.4442 | 3737223.5101 | 3484289.5481 | 11871124.1353 |  | 2694332.6891 | 356486.0856 | 1386281.6839 | 1725294.9839 | 9721398.27 | 15883793.7125 |  | 3029782.5798 | 279537.8728 | 1194984.603 | 1113403.8613 | 9045608.3278 | 14663317.2448 |  | 2628454.211 | 246193.2284 | 531377.4884 | 2336790.27 | 12934207.0257 | 18677022.2235 |  | 3299095.1489 | 92326.126 | 149079.5897 | 1113127.9754 | 11583611.8886 | 16237240.7287
| [Please insert new asset category as required] |  |  |  | C1 | 0 | 0 | 0 | 0 | 0 | 0 | 0 | 0 | 0 | 0 | 0 | 0 | 0 | 0 | 0 | 0 | 0 | 0 | 0 | 0 | 0 | 0 | 0 | 0 | 0 | 0 | 0 | 0 | 0 | 0 | 0 | 0 | 0 | 0 | 0 | 0 |  |  | C1 | 0 | 0 | 0 | 0 | 0 | C1 | 0 | 0 | 0 | 0 | 0 | C1 | [5 empty] | C1 | [5 empty] | 0 | [6 empty] | 0 | [6 empty] | 0 | [6 empty] | 0 | [6 empty] | 0 | [6 empty] | 0
[5 empty] | C2 | 0 | 0 | 0 | 0 | 0 | 0 | 0 | 0 | 0 | 0 | 0 | 0 | 0 | 0 | 0 | 0 | 0 | 0 | 0 | 0 | 0 | 0 | 0 | 0 | 0 | 0 | 0 | 0 | 0 | 0 | 0 | 0 | 0 | 0 | 0 | 0 |  |  | C2 | 0 | 0 | 0 | 0 | 0 | C2 | 0 | 0 | 0 | 0 | 0 | C2 | [5 empty] | C2 | [5 empty] | 0 | [6 empty] | 0 | [6 empty] | 0 | [6 empty] | 0 | [6 empty] | 0 | [6 empty] | 0
[5 empty] | C3 | 0 | 0 | 0 | 0 | 0 | 0 | 0 | 0 | 0 | 0 | 0 | 0 | 0 | 0 | 0 | 0 | 0 | 0 | 0 | 0 | 0 | 0 | 0 | 0 | 0 | 0 | 0 | 0 | 0 | 0 | 0 | 0 | 0 | 0 | 0 | 0 |  |  | C3 | 0 | 0 | 0 | 0 | 0 | C3 | 0 | 0 | 0 | 0 | 0 | C3 | [5 empty] | C3 | [5 empty] | 0 | [6 empty] | 0 | [6 empty] | 0 | [6 empty] | 0 | [6 empty] | 0 | [6 empty] | 0
[5 empty] | C4 | 0 | 0 | 0 | 0 | 0 | 0 | 0 | 0 | 0 | 0 | 0 | 0 | 0 | 0 | 0 | 0 | 0 | 0 | 0 | 0 | 0 | 0 | 0 | 0 | 0 | 0 | 0 | 0 | 0 | 0 | 0 | 0 | 0 | 0 | 0 | 0 |  |  | C4 | 0 | 0 | 0 | 0 | 0 | C4 | 0 | 0 | 0 | 0 | 0 | C4 | [5 empty] | C4 | [5 empty] | 0 | [6 empty] | 0 | [6 empty] | 0 | [6 empty] | 0 | [6 empty] | 0 | [6 empty] | 0
|  | 0 | 0 | 0 |  | 0 | 0 | 0 | 0 | 0 |  | 0 | 0 | 0 | 0 | 0 |  | 0 | 0 | 0 | 0 | 0 |  | 0 | 0 | 0 | 0 | 0 |  | 0 | 0 | 0 | 0 | 0 |  | 0 | 0 | 0 | 0 | 0 | [22 empty] | 0 | 0 | 0 | 0 | 0 | 0 |  | 0 | 0 | 0 | 0 | 0 | 0 |  | 0 | 0 | 0 | 0 | 0 | 0 |  | 0 | 0 | 0 | 0 | 0 | 0 |  | 0 | 0 | 0 | 0 | 0 | 0 |  | 0 | 0 | 0 | 0 | 0 | 0
| [Please insert new asset category as required] |  |  |  | C1 | 0 | 0 | 0 | 0 | 0 | 0 | 0 | 0 | 0 | 0 | 0 | 0 | 0 | 0 | 0 | 0 | 0 | 0 | 0 | 0 | 0 | 0 | 0 | 0 | 0 | 0 | 0 | 0 | 0 | 0 | 0 | 0 | 0 | 0 | 0 | 0 |  |  | C1 | 0 | 0 | 0 | 0 | 0 | C1 | 0 | 0 | 0 | 0 | 0 | C1 | [5 empty] | C1 | [5 empty] | 0 | [6 empty] | 0 | [6 empty] | 0 | [6 empty] | 0 | [6 empty] | 0 | [6 empty] | 0
[5 empty] | C2 | 0 | 0 | 0 | 0 | 0 | 0 | 0 | 0 | 0 | 0 | 0 | 0 | 0 | 0 | 0 | 0 | 0 | 0 | 0 | 0 | 0 | 0 | 0 | 0 | 0 | 0 | 0 | 0 | 0 | 0 | 0 | 0 | 0 | 0 | 0 | 0 |  |  | C2 | 0 | 0 | 0 | 0 | 0 | C2 | 0 | 0 | 0 | 0 | 0 | C2 | [5 empty] | C2 | [5 empty] | 0 | [6 empty] | 0 | [6 empty] | 0 | [6 empty] | 0 | [6 empty] | 0 | [6 empty] | 0
[5 empty] | C3 | 0 | 0 | 0 | 0 | 0 | 0 | 0 | 0 | 0 | 0 | 0 | 0 | 0 | 0 | 0 | 0 | 0 | 0 | 0 | 0 | 0 | 0 | 0 | 0 | 0 | 0 | 0 | 0 | 0 | 0 | 0 | 0 | 0 | 0 | 0 | 0 |  |  | C3 | 0 | 0 | 0 | 0 | 0 | C3 | 0 | 0 | 0 | 0 | 0 | C3 | [5 empty] | C3 | [5 empty] | 0 | [6 empty] | 0 | [6 empty] | 0 | [6 empty] | 0 | [6 empty] | 0 | [6 empty] | 0
[5 empty] | C4 | 0 | 0 | 0 | 0 | 0 | 0 | 0 | 0 | 0 | 0 | 0 | 0 | 0 | 0 | 0 | 0 | 0 | 0 | 0 | 0 | 0 | 0 | 0 | 0 | 0 | 0 | 0 | 0 | 0 | 0 | 0 | 0 | 0 | 0 | 0 | 0 |  |  | C4 | 0 | 0 | 0 | 0 | 0 | C4 | 0 | 0 | 0 | 0 | 0 | C4 | [5 empty] | C4 | [5 empty] | 0 | [6 empty] | 0 | [6 empty] | 0 | [6 empty] | 0 | [6 empty] | 0 | [6 empty] | 0
|  | 0 | 0 | 0 |  | 0 | 0 | 0 | 0 | 0 |  | 0 | 0 | 0 | 0 | 0 |  | 0 | 0 | 0 | 0 | 0 |  | 0 | 0 | 0 | 0 | 0 |  | 0 | 0 | 0 | 0 | 0 |  | 0 | 0 | 0 | 0 | 0 | [22 empty] | 0 | 0 | 0 | 0 | 0 | 0 |  | 0 | 0 | 0 | 0 | 0 | 0 |  | 0 | 0 | 0 | 0 | 0 | 0 |  | 0 | 0 | 0 | 0 | 0 | 0 |  | 0 | 0 | 0 | 0 | 0 | 0 |  | 0 | 0 | 0 | 0 | 0 | 0
| [Please insert new asset category as required] |  |  |  | C1 | 0 | 0 | 0 | 0 | 0 | 0 | 0 | 0 | 0 | 0 | 0 | 0 | 0 | 0 | 0 | 0 | 0 | 0 | 0 | 0 | 0 | 0 | 0 | 0 | 0 | 0 | 0 | 0 | 0 | 0 | 0 | 0 | 0 | 0 | 0 | 0 |  |  | C1 | 0 | 0 | 0 | 0 | 0 | C1 | 0 | 0 | 0 | 0 | 0 | C1 | [5 empty] | C1 | [5 empty] | 0 | [6 empty] | 0 | [6 empty] | 0 | [6 empty] | 0 | [6 empty] | 0 | [6 empty] | 0
[5 empty] | C2 | 0 | 0 | 0 | 0 | 0 | 0 | 0 | 0 | 0 | 0 | 0 | 0 | 0 | 0 | 0 | 0 | 0 | 0 | 0 | 0 | 0 | 0 | 0 | 0 | 0 | 0 | 0 | 0 | 0 | 0 | 0 | 0 | 0 | 0 | 0 | 0 |  |  | C2 | 0 | 0 | 0 | 0 | 0 | C2 | 0 | 0 | 0 | 0 | 0 | C2 | [5 empty] | C2 | [5 empty] | 0 | [6 empty] | 0 | [6 empty] | 0 | [6 empty] | 0 | [6 empty] | 0 | [6 empty] | 0
[5 empty] | C3 | 0 | 0 | 0 | 0 | 0 | 0 | 0 | 0 | 0 | 0 | 0 | 0 | 0 | 0 | 0 | 0 | 0 | 0 | 0 | 0 | 0 | 0 | 0 | 0 | 0 | 0 | 0 | 0 | 0 | 0 | 0 | 0 | 0 | 0 | 0 | 0 |  |  | C3 | 0 | 0 | 0 | 0 | 0 | C3 | 0 | 0 | 0 | 0 | 0 | C3 | [5 empty] | C3 | [5 empty] | 0 | [6 empty] | 0 | [6 empty] | 0 | [6 empty] | 0 | [6 empty] | 0 | [6 empty] | 0
[5 empty] | C4 | 0 | 0 | 0 | 0 | 0 | 0 | 0 | 0 | 0 | 0 | 0 | 0 | 0 | 0 | 0 | 0 | 0 | 0 | 0 | 0 | 0 | 0 | 0 | 0 | 0 | 0 | 0 | 0 | 0 | 0 | 0 | 0 | 0 | 0 | 0 | 0 |  |  | C4 | 0 | 0 | 0 | 0 | 0 | C4 | 0 | 0 | 0 | 0 | 0 | C4 | [5 empty] | C4 | [5 empty] | 0 | [6 empty] | 0 | [6 empty] | 0 | [6 empty] | 0 | [6 empty] | 0 | [6 empty] | 0
|  | 0 | 0 | 0 |  | 0 | 0 | 0 | 0 | 0 |  | 0 | 0 | 0 | 0 | 0 |  | 0 | 0 | 0 | 0 | 0 |  | 0 | 0 | 0 | 0 | 0 |  | 0 | 0 | 0 | 0 | 0 |  | 0 | 0 | 0 | 0 | 0 | [22 empty] | 0 | 0 | 0 | 0 | 0 | 0 |  | 0 | 0 | 0 | 0 | 0 | 0 |  | 0 | 0 | 0 | 0 | 0 | 0 |  | 0 | 0 | 0 | 0 | 0 | 0 |  | 0 | 0 | 0 | 0 | 0 | 0 |  | 0 | 0 | 0 | 0 | 0 | 0
| [Please insert new asset category as required] |  |  |  | C1 | 0 | 0 | 0 | 0 | 0 | 0 | 0 | 0 | 0 | 0 | 0 | 0 | 0 | 0 | 0 | 0 | 0 | 0 | 0 | 0 | 0 | 0 | 0 | 0 | 0 | 0 | 0 | 0 | 0 | 0 | 0 | 0 | 0 | 0 | 0 | 0 |  |  | C1 | 0 | 0 | 0 | 0 | 0 | C1 | 0 | 0 | 0 | 0 | 0 | C1 | [5 empty] | C1 | [5 empty] | 0 | [6 empty] | 0 | [6 empty] | 0 | [6 empty] | 0 | [6 empty] | 0 | [6 empty] | 0
[5 empty] | C2 | 0 | 0 | 0 | 0 | 0 | 0 | 0 | 0 | 0 | 0 | 0 | 0 | 0 | 0 | 0 | 0 | 0 | 0 | 0 | 0 | 0 | 0 | 0 | 0 | 0 | 0 | 0 | 0 | 0 | 0 | 0 | 0 | 0 | 0 | 0 | 0 |  |  | C2 | 0 | 0 | 0 | 0 | 0 | C2 | 0 | 0 | 0 | 0 | 0 | C2 | [5 empty] | C2 | [5 empty] | 0 | [6 empty] | 0 | [6 empty] | 0 | [6 empty] | 0 | [6 empty] | 0 | [6 empty] | 0
[5 empty] | C3 | 0 | 0 | 0 | 0 | 0 | 0 | 0 | 0 | 0 | 0 | 0 | 0 | 0 | 0 | 0 | 0 | 0 | 0 | 0 | 0 | 0 | 0 | 0 | 0 | 0 | 0 | 0 | 0 | 0 | 0 | 0 | 0 | 0 | 0 | 0 | 0 |  |  | C3 | 0 | 0 | 0 | 0 | 0 | C3 | 0 | 0 | 0 | 0 | 0 | C3 | [5 empty] | C3 | [5 empty] | 0 | [6 empty] | 0 | [6 empty] | 0 | [6 empty] | 0 | [6 empty] | 0 | [6 empty] | 0
[5 empty] | C4 | 0 | 0 | 0 | 0 | 0 | 0 | 0 | 0 | 0 | 0 | 0 | 0 | 0 | 0 | 0 | 0 | 0 | 0 | 0 | 0 | 0 | 0 | 0 | 0 | 0 | 0 | 0 | 0 | 0 | 0 | 0 | 0 | 0 | 0 | 0 | 0 |  |  | C4 | 0 | 0 | 0 | 0 | 0 | C4 | 0 | 0 | 0 | 0 | 0 | C4 | [5 empty] | C4 | [5 empty] | 0 | [6 empty] | 0 | [6 empty] | 0 | [6 empty] | 0 | [6 empty] | 0 | [6 empty] | 0
|  | 0 | 0 | 0 |  | 0 | 0 | 0 | 0 | 0 |  | 0 | 0 | 0 | 0 | 0 |  | 0 | 0 | 0 | 0 | 0 |  | 0 | 0 | 0 | 0 | 0 |  | 0 | 0 | 0 | 0 | 0 |  | 0 | 0 | 0 | 0 | 0 | [22 empty] | 0 | 0 | 0 | 0 | 0 | 0 |  | 0 | 0 | 0 | 0 | 0 | 0 |  | 0 | 0 | 0 | 0 | 0 | 0 |  | 0 | 0 | 0 | 0 | 0 | 0 |  | 0 | 0 | 0 | 0 | 0 | 0 |  | 0 | 0 | 0 | 0 | 0 | 0
| [Please insert new asset category as required] |  |  |  | C1 | 0 | 0 | 0 | 0 | 0 | 0 | 0 | 0 | 0 | 0 | 0 | 0 | 0 | 0 | 0 | 0 | 0 | 0 | 0 | 0 | 0 | 0 | 0 | 0 | 0 | 0 | 0 | 0 | 0 | 0 | 0 | 0 | 0 | 0 | 0 | 0 |  |  | C1 | 0 | 0 | 0 | 0 | 0 | C1 | 0 | 0 | 0 | 0 | 0 | C1 | [5 empty] | C1 | [5 empty] | 0 | [6 empty] | 0 | [6 empty] | 0 | [6 empty] | 0 | [6 empty] | 0 | [6 empty] | 0
[5 empty] | C2 | 0 | 0 | 0 | 0 | 0 | 0 | 0 | 0 | 0 | 0 | 0 | 0 | 0 | 0 | 0 | 0 | 0 | 0 | 0 | 0 | 0 | 0 | 0 | 0 | 0 | 0 | 0 | 0 | 0 | 0 | 0 | 0 | 0 | 0 | 0 | 0 |  |  | C2 | 0 | 0 | 0 | 0 | 0 | C2 | 0 | 0 | 0 | 0 | 0 | C2 | [5 empty] | C2 | [5 empty] | 0 | [6 empty] | 0 | [6 empty] | 0 | [6 empty] | 0 | [6 empty] | 0 | [6 empty] | 0
[5 empty] | C3 | 0 | 0 | 0 | 0 | 0 | 0 | 0 | 0 | 0 | 0 | 0 | 0 | 0 | 0 | 0 | 0 | 0 | 0 | 0 | 0 | 0 | 0 | 0 | 0 | 0 | 0 | 0 | 0 | 0 | 0 | 0 | 0 | 0 | 0 | 0 | 0 |  |  | C3 | 0 | 0 | 0 | 0 | 0 | C3 | 0 | 0 | 0 | 0 | 0 | C3 | [5 empty] | C3 | [5 empty] | 0 | [6 empty] | 0 | [6 empty] | 0 | [6 empty] | 0 | [6 empty] | 0 | [6 empty] | 0
[5 empty] | C4 | 0 | 0 | 0 | 0 | 0 | 0 | 0 | 0 | 0 | 0 | 0 | 0 | 0 | 0 | 0 | 0 | 0 | 0 | 0 | 0 | 0 | 0 | 0 | 0 | 0 | 0 | 0 | 0 | 0 | 0 | 0 | 0 | 0 | 0 | 0 | 0 |  |  | C4 | 0 | 0 | 0 | 0 | 0 | C4 | 0 | 0 | 0 | 0 | 0 | C4 | [5 empty] | C4 | [5 empty] | 0 | [6 empty] | 0 | [6 empty] | 0 | [6 empty] | 0 | [6 empty] | 0 | [6 empty] | 0
|  | 0 | 0 | 0 |  | 0 | 0 | 0 | 0 | 0 |  | 0 | 0 | 0 | 0 | 0 |  | 0 | 0 | 0 | 0 | 0 |  | 0 | 0 | 0 | 0 | 0 |  | 0 | 0 | 0 | 0 | 0 |  | 0 | 0 | 0 | 0 | 0 | [22 empty] | 0 | 0 | 0 | 0 | 0 | 0 |  | 0 | 0 | 0 | 0 | 0 | 0 |  | 0 | 0 | 0 | 0 | 0 | 0 |  | 0 | 0 | 0 | 0 | 0 | 0 |  | 0 | 0 | 0 | 0 | 0 | 0 |  | 0 | 0 | 0 | 0 | 0 | 0
[63 empty] | 0 | 0 | 0 | 0 | 0 | 0 |  | 3773584.243 | 1286390.6485 | 1563450.4722 | 4014063.4809 | 4910993.622 | 15548482.4666 |  | 3632382.009 | 1196829.2544 | 1624797.646 | 1996386.1177 | 11424213.8497 | 19874608.8768 |  | 4036869.6615 | 1116007.1565 | 1430341.648 | 1346284.0016 | 10185681.3298 | 18115183.7974 |  | 3505168.6989 | 612593.5833 | 1376846.1585 | 3054502.267 | 15080373.6786 | 23629484.3863 |  | 4310922.6707 | 458726.4809 | 976133.7826 | 1817582.7026 | 12479673.2458 | 20043038.8826
| EHV Network | [66 empty] | 0 | [6 empty] | 0 | [6 empty] | 0 | [6 empty] | 0 | [6 empty] | 0 | [6 empty] | 0
| EHV Switchgear (GM) |  |  |  | C1 | 549 | 156 | 0 | 192 | 32 | 929 | 0 | 0 | 0 | 0 | 0 | 0 | 38 | 0 | 0 | -30 | -8 | 0 | 549 | 156 | 0 | 177 | 47 | 929 | 99 | 0 | 0 | 0 | -99 | 0 | 548 | 4 | 137 | 12 | 228 | 929 |  |  | C1 | 0.0063556 | 0.0094628 | 0.016731 | 0.027096 | 0.063557 | C1 | 54607.413 | 54607.413 | 54607.413 | 54607.413 | 54607.413 | C1 | 347.0629 | 516.7397 | 913.6426 | 1479.6555 | 3470.6882 | C1 | 0 | 0 | 0 | 0 | 0 | 0 |  | 190537.533 | 80611.3917 | 0 | 284093.847 | 111062.0224 | 666304.7942 |  | 190537.533 | 80611.3917 | 0 | 261899.0152 | 163122.3455 | 696170.2854 |  | 203725.9233 | 80611.3917 | 0 | 217509.3516 | 135356.8399 | 637203.5065 |  | 190190.4701 | 2066.9588 | 125169.0425 | 17755.8654 | 791316.9099 | 1126499.2467 |  | 224549.6974 | 2066.9588 | 125169.0425 | 17755.8654 | 447718.778 | 817260.3421
[5 empty] | C2 | 246 | 84 | 8 | 290 | 30 | 658 | 0 | 0 | 0 | 0 | 0 | 0 | 57 | -1 | 0 | -21 | -16 | 19 | 246 | 76 | 13 | 286 | 37 | 658 | 101 | 0 | 0 | -1 | -59 | 41 | 246 | 44 | 28 | 25 | 315 | 658 |  |  | C2 | 0.0063556 | 0.0094628 | 0.016731 | 0.027096 | 0.063557 | C2 | 78010.59 | 78010.59 | 78010.59 | 78010.59 | 78010.59 | C2 | 495.8041 | 738.1996 | 1305.2038 | 2113.7935 | 4958.126 | C2 | 0 | 0 | 0 | 0 | 0 | 0 |  | 121967.8197 | 62008.7629 | 10441.6302 | 613000.1163 | 148743.7801 | 956162.1092 |  | 121967.8197 | 56103.1664 | 16967.6491 | 604544.9423 | 183450.6621 | 983034.2397 |  | 150228.656 | 55364.9668 | 16967.6491 | 560155.2787 | 104120.646 | 886837.1968 |  | 121967.8197 | 32480.7805 | 36545.7058 | 52844.8376 | 1561809.6907 | 1805648.8344 |  | 172044.0384 | 32480.7805 | 36545.7058 | 50731.0441 | 1269280.2565 | 1561081.8254
[5 empty] | C3 | 197 | 207 | 3 | 70 | 14 | 491 | 0 | 0 | 0 | 0 | 0 | 0 | 17 | 0 | 0 | -17 | 0 | 0 | 197 | 196 | 13 | 61 | 24 | 491 | 18 | 0 | 0 | 0 | -18 | 0 | 197 | 94 | 100 | 8 | 92 | 491 |  |  | C3 | 0.0063556 | 0.0094628 | 0.016731 | 0.027096 | 0.063557 | C3 | 117015.885 | 117015.885 | 117015.885 | 117015.885 | 117015.885 | C3 | 743.7062 | 1107.2993 | 1957.8057 | 3170.6903 | 7437.189 | C3 | 0 | 0 | 0 | 0 | 0 | 0 |  | 146510.1249 | 229210.9627 | 5873.417 | 221948.318 | 104120.646 | 707663.4687 |  | 146510.1249 | 217030.67 | 25451.4737 | 193412.1057 | 178492.5361 | 760896.9104 |  | 159153.1306 | 217030.67 | 25451.4737 | 139510.3713 | 178492.5361 | 719638.1817 |  | 146510.1249 | 104086.1376 | 195780.567 | 25365.5221 | 684221.3883 | 1155963.7399 |  | 159896.8368 | 104086.1376 | 195780.567 | 25365.5221 | 550351.9862 | 1035481.0498
[5 empty] | C4 | 57 | 46 | 1 | 11 | 2 | 117 | 0 | 0 | 0 | 0 | 0 | 0 | 0 | 0 | 0 | 0 | 0 | 0 | 57 | 44 | 3 | 11 | 2 | 117 | 5 | 0 | -1 | 0 | -4 | 0 | 57 | 31 | 15 | 1 | 15 | 119 |  |  | C4 | 0.0063556 | 0.0094628 | 0.016731 | 0.027096 | 0.063557 | C4 | 195026.475 | 195026.475 | 195026.475 | 195026.475 | 195026.475 | C4 | 1239.5104 | 1845.4989 | 3263.0094 | 5284.4838 | 12395.315 | C4 | 0 | 0 | 0 | 0 | 0 | 0 |  | 70652.0907 | 84892.9491 | 3263.0094 | 58129.3214 | 24790.63 | 241728.0007 |  | 70652.0907 | 81201.9514 | 9789.0283 | 58129.3214 | 24790.63 | 244563.0218 |  | 70652.0907 | 81201.9514 | 9789.0283 | 58129.3214 | 24790.63 | 244563.0218 |  | 70652.0907 | 57210.4657 | 48945.1417 | 5284.4838 | 185929.7251 | 368021.907 |  | 76849.6425 | 57210.4657 | 45682.1323 | 5284.4838 | 136348.4651 | 321375.1894
|  | Yes | 2195 | 2231 |  | 1049 | 493 | 12 | 563 | 78 |  | 0 | 0 | 0 | 0 | 0 |  | 112 | -1 | 0 | -68 | -24 |  | 1049 | 472 | 29 | 535 | 110 |  | 223 | 0 | -1 | -1 | -180 |  | 1048 | 173 | 280 | 46 | 650 | [22 empty] | 0 | 0 | 0 | 0 | 0 | 0 |  | 529667.5684 | 456724.0664 | 19578.0567 | 1177171.6027 | 388717.0786 | 2571858.3728 |  | 529667.5684 | 434947.1794 | 52208.1512 | 1117985.3846 | 549856.1736 | 2684664.4572 |  | 583759.8006 | 434208.9799 | 52208.1512 | 975304.323 | 442760.652 | 2488241.9067 |  | 529320.5055 | 195844.3427 | 406440.4571 | 101250.7089 | 3223277.7139 | 4456133.728 |  | 633340.2152 | 195844.3427 | 403177.4476 | 99136.9154 | 2403699.4858 | 3735198.4066
| EHV Transformer |  |  |  | C1 | 0 | 0 | 0 | 0 | 0 | 0 | 0 | 0 | 0 | 0 | 0 | 0 | 0 | 0 | 0 | 0 | 0 | 0 | 0 | 0 | 0 | 0 | 0 | 0 | 0 | 0 | 0 | 0 | 0 | 0 | 0 | 0 | 0 | 0 | 0 | 0 |  |  | C1 | 0.012939 | 0.019265 | 0.034062 | 0.055165 | 0.12939 | C1 | 87550.89 | 87550.89 | 87550.89 | 87550.89 | 87550.89 | C1 | 1132.8389 | 1686.6764 | 2982.1969 | 4829.7044 | 11328.582 | C1 | 0 | 0 | 0 | 0 | 0 | 0 |  | 0 | 0 | 0 | 0 | 0 | 0 |  | 0 | 0 | 0 | 0 | 0 | 0 |  | 0 | 0 | 0 | 0 | 0 | 0 |  | 0 | 0 | 0 | 0 | 0 | 0 |  | 0 | 0 | 0 | 0 | 0 | 0
[5 empty] | C2 | 410 | 168 | 66 | 77 | 53 | 774 | 0 | 0 | 0 | 0 | 0 | 0 | 38 | -1 | -3 | -10 | -24 | 0 | 360 | 115 | 120 | 87 | 92 | 774 | 74 | 0 | -9 | -11 | -46 | 8 | 288 | 120 | 82 | 120 | 164 | 774 |  |  | C2 | 0.012939 | 0.019265 | 0.034062 | 0.055165 | 0.12939 | C2 | 125072.7 | 125072.7 | 125072.7 | 125072.7 | 125072.7 | C2 | 1618.3413 | 2409.5377 | 4260.2813 | 6899.5777 | 16183.6885 | C2 | 0 | 0 | 0 | 0 | 0 | 0 |  | 663519.9155 | 404802.3406 | 281178.5655 | 531267.485 | 857735.4931 | 2738503.7997 |  | 582602.8526 | 277096.8403 | 511233.7555 | 600263.2623 | 1488899.3465 | 3460096.0572 |  | 644099.8204 | 274687.3026 | 498452.9116 | 531267.485 | 1100490.8213 | 3048998.3409 |  | 466082.2821 | 289144.529 | 349343.0662 | 827949.3273 | 2654124.922 | 4586644.1267 |  | 585839.5352 | 289144.529 | 311000.5346 | 752053.9723 | 1909675.2488 | 3847713.8198
[5 empty] | C3 | 31 | 4 | 3 | 0 | 3 | 41 | 0 | 0 | 0 | 0 | 0 | 0 | 0 | 0 | 0 | 0 | 0 | 0 | 28 | 6 | 2 | 2 | 3 | 41 | 0 | 0 | 0 | 0 | -2 | -2 | 27 | 4 | 4 | 0 | 6 | 41 |  |  | C3 | 0.012939 | 0.019265 | 0.034062 | 0.055165 | 0.12939 | C3 | 187609.05 | 187609.05 | 187609.05 | 187609.05 | 187609.05 | C3 | 2427.5119 | 3614.3066 | 6390.4219 | 10349.3666 | 24275.5328 | C3 | 0 | 0 | 0 | 0 | 0 | 0 |  | 75252.8685 | 14457.2265 | 19171.2658 | 0 | 72826.5985 | 181707.9592 |  | 67970.3328 | 21685.8397 | 12780.8439 | 20698.7332 | 72826.5985 | 195962.348 |  | 67970.3328 | 21685.8397 | 12780.8439 | 20698.7332 | 72826.5985 | 195962.348 |  | 65542.8209 | 14457.2265 | 25561.6878 | 0 | 145653.1969 | 251214.9321 |  | 65542.8209 | 14457.2265 | 25561.6878 | 0 | 97102.1313 | 202663.8664
[5 empty] | C4 | 0 | 0 | 0 | 0 | 0 | 0 | 0 | 0 | 0 | 0 | 0 | 0 | 0 | 0 | 0 | 0 | 0 | 0 | 0 | 0 | 0 | 0 | 0 | 0 | 0 | 0 | 0 | 0 | 0 | 0 | 0 | 0 | 0 | 0 | 0 | 0 |  |  | C4 | 0.012939 | 0.019265 | 0.034062 | 0.055165 | 0.12939 | C4 | 312681.75 | 312681.75 | 312681.75 | 312681.75 | 312681.75 | C4 | 4045.8531 | 6023.8444 | 10650.7032 | 17248.9443 | 40459.2214 | C4 | 0 | 0 | 0 | 0 | 0 | 0 |  | 0 | 0 | 0 | 0 | 0 | 0 |  | 0 | 0 | 0 | 0 | 0 | 0 |  | 0 | 0 | 0 | 0 | 0 | 0 |  | 0 | 0 | 0 | 0 | 0 | 0 |  | 0 | 0 | 0 | 0 | 0 | 0
|  | Yes | 815 | 820 |  | 441 | 172 | 69 | 77 | 56 |  | 0 | 0 | 0 | 0 | 0 |  | 38 | -1 | -3 | -10 | -24 |  | 388 | 121 | 122 | 89 | 95 |  | 74 | 0 | -9 | -11 | -48 |  | 315 | 124 | 86 | 120 | 170 | [22 empty] | 0 | 0 | 0 | 0 | 0 | 0 |  | 738772.784 | 419259.5671 | 300349.8313 | 531267.485 | 930562.0916 | 2920211.759 |  | 650573.1854 | 298782.68 | 524014.5993 | 620961.9955 | 1561725.945 | 3656058.4052 |  | 712070.1532 | 296373.1422 | 511233.7555 | 551966.2182 | 1173317.4198 | 3244960.6889 |  | 531625.103 | 303601.7555 | 374904.754 | 827949.3273 | 2799778.119 | 4837859.0588 |  | 651382.3561 | 303601.7555 | 336562.2223 | 752053.9723 | 2006777.3801 | 4050377.6863
| EHV UG Cable (Gas) |  |  |  | C1 | 0 | 0 | 0 | 0 | 0 | 0 | 0 | 0 | 0 | 0 | 0 | 0 | 0 | 0 | 0 | 0 | 0 | 0 | 0 | 0 | 0 | 0 | 0 | 0 | 0 | 0 | 0 | 0 | 0 | 0 | 0 | 0 | 0 | 0 | 0 | 0 |  |  | C1 | 0 | 0 | 0 | 0 | 0 | C1 | 0 | 0 | 0 | 0 | 0 | C1 | [5 empty] | C1 | [5 empty] | 0 | [6 empty] | 0 | [6 empty] | 0 | [6 empty] | 0 | [6 empty] | 0 | [6 empty] | 0
[5 empty] | C2 | 0 | 0 | 0 | 0 | 0 | 0 | 0 | 0 | 0 | 0 | 0 | 0 | 0 | 0 | 0 | 0 | 0 | 0 | 0 | 0 | 0 | 0 | 0 | 0 | 0 | 0 | 0 | 0 | 0 | 0 | 0 | 0 | 0 | 0 | 0 | 0 |  |  | C2 | 0 | 0 | 0 | 0 | 0 | C2 | 0 | 0 | 0 | 0 | 0 | C2 | [5 empty] | C2 | [5 empty] | 0 | [6 empty] | 0 | [6 empty] | 0 | [6 empty] | 0 | [6 empty] | 0 | [6 empty] | 0
[5 empty] | C3 | 0 | 0 | 0 | 0 | 0 | 0 | 0 | 0 | 0 | 0 | 0 | 0 | 0 | 0 | 0 | 0 | 0 | 0 | 0 | 0 | 0 | 0 | 0 | 0 | 0 | 0 | 0 | 0 | 0 | 0 | 0 | 0 | 0 | 0 | 0 | 0 |  |  | C3 | 0 | 0 | 0 | 0 | 0 | C3 | 0 | 0 | 0 | 0 | 0 | C3 | [5 empty] | C3 | [5 empty] | 0 | [6 empty] | 0 | [6 empty] | 0 | [6 empty] | 0 | [6 empty] | 0 | [6 empty] | 0
[5 empty] | C4 | 0 | 0 | 0 | 0 | 0 | 0 | 0 | 0 | 0 | 0 | 0 | 0 | 0 | 0 | 0 | 0 | 0 | 0 | 0 | 0 | 0 | 0 | 0 | 0 | 0 | 0 | 0 | 0 | 0 | 0 | 0 | 0 | 0 | 0 | 0 | 0 |  |  | C4 | 0 | 0 | 0 | 0 | 0 | C4 | 0 | 0 | 0 | 0 | 0 | C4 | [5 empty] | C4 | [5 empty] | 0 | [6 empty] | 0 | [6 empty] | 0 | [6 empty] | 0 | [6 empty] | 0 | [6 empty] | 0
|  | Yes | 0 | 0 |  | 0 | 0 | 0 | 0 | 0 |  | 0 | 0 | 0 | 0 | 0 |  | 0 | 0 | 0 | 0 | 0 |  | 0 | 0 | 0 | 0 | 0 |  | 0 | 0 | 0 | 0 | 0 |  | 0 | 0 | 0 | 0 | 0 | [22 empty] | 0 | 0 | 0 | 0 | 0 | 0 |  | 0 | 0 | 0 | 0 | 0 | 0 |  | 0 | 0 | 0 | 0 | 0 | 0 |  | 0 | 0 | 0 | 0 | 0 | 0 |  | 0 | 0 | 0 | 0 | 0 | 0 |  | 0 | 0 | 0 | 0 | 0 | 0
| EHV UG Cable (Oil) |  |  |  | C1 | 0 | 0 | 0 | 0 | 0 | 0 | 0 | 0 | 0 | 0 | 0 | 0 | 0 | 0 | 0 | 0 | 0 | 0 | 0 | 0 | 0 | 0 | 0 | 0 | 0 | 0 | 0 | 0 | 0 | 0 | 0 | 0 | 0 | 0 | 0 | 0 |  |  | C1 | 0 | 0 | 0 | 0 | 0 | C1 | 0 | 0 | 0 | 0 | 0 | C1 | [5 empty] | C1 | [5 empty] | 0 | [6 empty] | 0 | [6 empty] | 0 | [6 empty] | 0 | [6 empty] | 0 | [6 empty] | 0
[5 empty] | C2 | 0 | 0 | 0 | 0 | 0 | 0 | 0 | 0 | 0 | 0 | 0 | 0 | 0 | 0 | 0 | 0 | 0 | 0 | 0 | 0 | 0 | 0 | 0 | 0 | 0 | 0 | 0 | 0 | 0 | 0 | 0 | 0 | 0 | 0 | 0 | 0 |  |  | C2 | 0 | 0 | 0 | 0 | 0 | C2 | 0 | 0 | 0 | 0 | 0 | C2 | [5 empty] | C2 | [5 empty] | 0 | [6 empty] | 0 | [6 empty] | 0 | [6 empty] | 0 | [6 empty] | 0 | [6 empty] | 0
[5 empty] | C3 | 0 | 0 | 0 | 0 | 0 | 0 | 0 | 0 | 0 | 0 | 0 | 0 | 0 | 0 | 0 | 0 | 0 | 0 | 0 | 0 | 0 | 0 | 0 | 0 | 0 | 0 | 0 | 0 | 0 | 0 | 0 | 0 | 0 | 0 | 0 | 0 |  |  | C3 | 0 | 0 | 0 | 0 | 0 | C3 | 0 | 0 | 0 | 0 | 0 | C3 | [5 empty] | C3 | [5 empty] | 0 | [6 empty] | 0 | [6 empty] | 0 | [6 empty] | 0 | [6 empty] | 0 | [6 empty] | 0
[5 empty] | C4 | 0 | 0 | 0 | 0 | 0 | 0 | 0 | 0 | 0 | 0 | 0 | 0 | 0 | 0 | 0 | 0 | 0 | 0 | 0 | 0 | 0 | 0 | 0 | 0 | 0 | 0 | 0 | 0 | 0 | 0 | 0 | 0 | 0 | 0 | 0 | 0 |  |  | C4 | 0 | 0 | 0 | 0 | 0 | C4 | 0 | 0 | 0 | 0 | 0 | C4 | [5 empty] | C4 | [5 empty] | 0 | [6 empty] | 0 | [6 empty] | 0 | [6 empty] | 0 | [6 empty] | 0 | [6 empty] | 0
|  | Yes | 0 | 0 |  | 0 | 0 | 0 | 0 | 0 |  | 0 | 0 | 0 | 0 | 0 |  | 0 | 0 | 0 | 0 | 0 |  | 0 | 0 | 0 | 0 | 0 |  | 0 | 0 | 0 | 0 | 0 |  | 0 | 0 | 0 | 0 | 0 | [22 empty] | 0 | 0 | 0 | 0 | 0 | 0 |  | 0 | 0 | 0 | 0 | 0 | 0 |  | 0 | 0 | 0 | 0 | 0 | 0 |  | 0 | 0 | 0 | 0 | 0 | 0 |  | 0 | 0 | 0 | 0 | 0 | 0 |  | 0 | 0 | 0 | 0 | 0 | 0
| EHV UG Cable (Non Pressurised) |  |  |  | C1 | 0 | 0 | 0 | 0 | 0 | 0 | 0 | 0 | 0 | 0 | 0 | 0 | 0 | 0 | 0 | 0 | 0 | 0 | 0 | 0 | 0 | 0 | 0 | 0 | 0 | 0 | 0 | 0 | 0 | 0 | 0 | 0 | 0 | 0 | 0 | 0 |  |  | C1 | 0 | 0 | 0 | 0 | 0 | C1 | 0 | 0 | 0 | 0 | 0 | C1 | [5 empty] | C1 | [5 empty] | 0 | [6 empty] | 0 | [6 empty] | 0 | [6 empty] | 0 | [6 empty] | 0 | [6 empty] | 0
[5 empty] | C2 | 0 | 0 | 0 | 0 | 0 | 0 | 0 | 0 | 0 | 0 | 0 | 0 | 0 | 0 | 0 | 0 | 0 | 0 | 0 | 0 | 0 | 0 | 0 | 0 | 0 | 0 | 0 | 0 | 0 | 0 | 0 | 0 | 0 | 0 | 0 | 0 |  |  | C2 | 0 | 0 | 0 | 0 | 0 | C2 | 0 | 0 | 0 | 0 | 0 | C2 | [5 empty] | C2 | [5 empty] | 0 | [6 empty] | 0 | [6 empty] | 0 | [6 empty] | 0 | [6 empty] | 0 | [6 empty] | 0
[5 empty] | C3 | 0 | 0 | 0 | 0 | 0 | 0 | 0 | 0 | 0 | 0 | 0 | 0 | 0 | 0 | 0 | 0 | 0 | 0 | 0 | 0 | 0 | 0 | 0 | 0 | 0 | 0 | 0 | 0 | 0 | 0 | 0 | 0 | 0 | 0 | 0 | 0 |  |  | C3 | 0 | 0 | 0 | 0 | 0 | C3 | 0 | 0 | 0 | 0 | 0 | C3 | [5 empty] | C3 | [5 empty] | 0 | [6 empty] | 0 | [6 empty] | 0 | [6 empty] | 0 | [6 empty] | 0 | [6 empty] | 0
[5 empty] | C4 | 0 | 0 | 0 | 0 | 0 | 0 | 0 | 0 | 0 | 0 | 0 | 0 | 0 | 0 | 0 | 0 | 0 | 0 | 0 | 0 | 0 | 0 | 0 | 0 | 0 | 0 | 0 | 0 | 0 | 0 | 0 | 0 | 0 | 0 | 0 | 0 |  |  | C4 | 0 | 0 | 0 | 0 | 0 | C4 | 0 | 0 | 0 | 0 | 0 | C4 | [5 empty] | C4 | [5 empty] | 0 | [6 empty] | 0 | [6 empty] | 0 | [6 empty] | 0 | [6 empty] | 0 | [6 empty] | 0
|  | 0 | 0 | 0 |  | 0 | 0 | 0 | 0 | 0 |  | 0 | 0 | 0 | 0 | 0 |  | 0 | 0 | 0 | 0 | 0 |  | 0 | 0 | 0 | 0 | 0 |  | 0 | 0 | 0 | 0 | 0 |  | 0 | 0 | 0 | 0 | 0 | [22 empty] | 0 | 0 | 0 | 0 | 0 | 0 |  | 0 | 0 | 0 | 0 | 0 | 0 |  | 0 | 0 | 0 | 0 | 0 | 0 |  | 0 | 0 | 0 | 0 | 0 | 0 |  | 0 | 0 | 0 | 0 | 0 | 0 |  | 0 | 0 | 0 | 0 | 0 | 0
| EHV OHL Support - Towers |  |  |  | C1 | 0 | 0 | 0 | 0 | 0 | 0 | 0 | 0 | 0 | 0 | 0 | 0 | 0 | 0 | 0 | 0 | 0 | 0 | 0 | 0 | 0 | 0 | 0 | 0 | 0 | 0 | 0 | 0 | 0 | 0 | 0 | 0 | 0 | 0 | 0 | 0 |  |  | C1 | 0 | 0 | 0 | 0 | 0 | C1 | 0 | 0 | 0 | 0 | 0 | C1 | [5 empty] | C1 | [5 empty] | 0 | [6 empty] | 0 | [6 empty] | 0 | [6 empty] | 0 | [6 empty] | 0 | [6 empty] | 0
[5 empty] | C2 | 0 | 0 | 0 | 0 | 0 | 0 | 0 | 0 | 0 | 0 | 0 | 0 | 0 | 0 | 0 | 0 | 0 | 0 | 0 | 0 | 0 | 0 | 0 | 0 | 0 | 0 | 0 | 0 | 0 | 0 | 0 | 0 | 0 | 0 | 0 | 0 |  |  | C2 | 0 | 0 | 0 | 0 | 0 | C2 | 0 | 0 | 0 | 0 | 0 | C2 | [5 empty] | C2 | [5 empty] | 0 | [6 empty] | 0 | [6 empty] | 0 | [6 empty] | 0 | [6 empty] | 0 | [6 empty] | 0
[5 empty] | C3 | 0 | 0 | 0 | 0 | 0 | 0 | 0 | 0 | 0 | 0 | 0 | 0 | 0 | 0 | 0 | 0 | 0 | 0 | 0 | 0 | 0 | 0 | 0 | 0 | 0 | 0 | 0 | 0 | 0 | 0 | 0 | 0 | 0 | 0 | 0 | 0 |  |  | C3 | 0 | 0 | 0 | 0 | 0 | C3 | 0 | 0 | 0 | 0 | 0 | C3 | [5 empty] | C3 | [5 empty] | 0 | [6 empty] | 0 | [6 empty] | 0 | [6 empty] | 0 | [6 empty] | 0 | [6 empty] | 0
[5 empty] | C4 | 0 | 0 | 0 | 0 | 0 | 0 | 0 | 0 | 0 | 0 | 0 | 0 | 0 | 0 | 0 | 0 | 0 | 0 | 0 | 0 | 0 | 0 | 0 | 0 | 0 | 0 | 0 | 0 | 0 | 0 | 0 | 0 | 0 | 0 | 0 | 0 |  |  | C4 | 0 | 0 | 0 | 0 | 0 | C4 | 0 | 0 | 0 | 0 | 0 | C4 | [5 empty] | C4 | [5 empty] | 0 | [6 empty] | 0 | [6 empty] | 0 | [6 empty] | 0 | [6 empty] | 0 | [6 empty] | 0
|  | Yes | 0 | 0 |  | 0 | 0 | 0 | 0 | 0 |  | 0 | 0 | 0 | 0 | 0 |  | 0 | 0 | 0 | 0 | 0 |  | 0 | 0 | 0 | 0 | 0 |  | 0 | 0 | 0 | 0 | 0 |  | 0 | 0 | 0 | 0 | 0 | [22 empty] | 0 | 0 | 0 | 0 | 0 | 0 |  | 0 | 0 | 0 | 0 | 0 | 0 |  | 0 | 0 | 0 | 0 | 0 | 0 |  | 0 | 0 | 0 | 0 | 0 | 0 |  | 0 | 0 | 0 | 0 | 0 | 0 |  | 0 | 0 | 0 | 0 | 0 | 0
| EHV OHL Support - Poles |  |  |  | C1 | 0 | 0 | 0 | 0 | 0 | 0 | 0 | 0 | 0 | 0 | 0 | 0 | 0 | 0 | 0 | 0 | 0 | 0 | 0 | 0 | 0 | 0 | 0 | 0 | 0 | 0 | 0 | 0 | 0 | 0 | 0 | 0 | 0 | 0 | 0 | 0 |  |  | C1 | 0.0081226 | 0.012094 | 0.021383 | 0.03463 | 0.081228 | C1 | 1927.639 | 1927.639 | 1927.639 | 1927.639 | 1927.639 | C1 | 15.6575 | 23.3123 | 41.2183 | 66.7536 | 156.5776 | C1 | 0 | 0 | 0 | 0 | 0 | 0 |  | 0 | 0 | 0 | 0 | 0 | 0 |  | 0 | 0 | 0 | 0 | 0 | 0 |  | 0 | 0 | 0 | 0 | 0 | 0 |  | 0 | 0 | 0 | 0 | 0 | 0 |  | 0 | 0 | 0 | 0 | 0 | 0
[5 empty] | C2 | 9344 | 2281 | 1963 | 1523 | 1342 | 16453 | 0 | 0 | 0 | 0 | 0 | 0 | 1318 | -314 | -374 | -406 | -224 | 0 | 9041 | 1871 | 2097 | 1001 | 2443 | 16453 | 2633 | -627 | -748 | -811 | -447 | 0 | 8567 | 1228 | 1384 | 2357 | 2917 | 16453 |  |  | C2 | 0.0081226 | 0.012094 | 0.021383 | 0.03463 | 0.081228 | C2 | 2753.77 | 2753.77 | 2753.77 | 2753.77 | 2753.77 | C2 | 22.3679 | 33.3033 | 58.8833 | 95.3623 | 223.6823 | C2 | 0 | 0 | 0 | 0 | 0 | 0 |  | 209005.1955 | 75964.934 | 115587.9925 | 145236.7631 | 300181.6732 | 845976.5583 |  | 202227.7368 | 62310.5618 | 123478.3598 | 95457.6493 | 546455.9073 | 1029930.215 |  | 231708.5638 | 51853.3109 | 101455.9914 | 56740.5608 | 496351.0677 | 938109.4946 |  | 191625.3756 | 40896.5098 | 81494.5398 | 224768.9104 | 652481.3269 | 1191266.6627 |  | 250519.9261 | 20015.3114 | 37449.803 | 147430.0957 | 552495.33 | 1007910.4662
[5 empty] | C3 | 1604 | 288 | 335 | 237 | 137 | 2601 | 0 | 0 | 0 | 0 | 0 | 0 | 98 | -25 | -27 | -26 | -20 | 0 | 1528 | 265 | 361 | 147 | 300 | 2601 | 196 | -50 | -54 | -52 | -40 | 0 | 1450 | 203 | 185 | 375 | 388 | 2601 |  |  | C3 | 0.0081226 | 0.012094 | 0.021383 | 0.03463 | 0.081228 | C3 | 4130.655 | 4130.655 | 4130.655 | 4130.655 | 4130.655 | C3 | 33.5518 | 49.955 | 88.325 | 143.0434 | 335.5235 | C3 | 0 | 0 | 0 | 0 | 0 | 0 |  | 53817.0484 | 14387.0458 | 29588.8774 | 33901.293 | 45966.7167 | 177660.9813 |  | 51267.1134 | 13238.0803 | 31885.3275 | 21027.3843 | 100657.0439 | 218074.9495 |  | 54555.1875 | 11989.2048 | 29500.5524 | 17308.2551 | 93946.5743 | 207299.7741 |  | 48650.0749 | 10140.8691 | 16340.1263 | 53641.2864 | 130183.1101 | 258955.4669 |  | 55226.223 | 7643.1181 | 11570.5759 | 46203.028 | 116762.171 | 237405.116
[5 empty] | C4 | 867 | 234 | 165 | 143 | 118 | 1527 | 0 | 0 | 0 | 0 | 0 | 0 | 58 | -15 | -16 | -15 | -12 | 0 | 831 | 174 | 201 | 106 | 215 | 1527 | 115 | -30 | -31 | -30 | -24 | 0 | 785 | 113 | 141 | 221 | 267 | 1527 |  |  | C4 | 0.0081226 | 0.012094 | 0.021383 | 0.03463 | 0.081228 | C4 | 6884.425 | 6884.425 | 6884.425 | 6884.425 | 6884.425 | C4 | 55.9196 | 83.2584 | 147.2083 | 238.4057 | 559.2058 | C4 | 0 | 0 | 0 | 0 | 0 | 0 |  | 48482.3161 | 19482.4579 | 24289.3769 | 34092.0176 | 65986.2844 | 192332.4528 |  | 46469.2095 | 14486.9558 | 29588.8774 | 25271.0061 | 120229.2469 | 236045.2957 |  | 49712.5478 | 13238.0803 | 27233.5438 | 21694.9203 | 113518.7773 | 225397.8696 |  | 43896.9067 | 9408.1955 | 20756.3767 | 52687.6636 | 149307.9485 | 276057.0909 |  | 50327.6637 | 6910.4445 | 16192.918 | 45535.492 | 135887.0093 | 254853.5275
|  | Yes | 20581 | 20640 |  | 11815 | 2803 | 2463 | 1903 | 1597 |  | 0 | 0 | 0 | 0 | 0 |  | 1474 | -354 | -417 | -447 | -256 |  | 11400 | 2310 | 2659 | 1254 | 2958 |  | 2944 | -707 | -833 | -893 | -511 |  | 10802 | 1544 | 1710 | 2953 | 3572 | [22 empty] | 0 | 0 | 0 | 0 | 0 | 0 |  | 311304.56 | 109834.4377 | 169466.2468 | 213230.0737 | 412134.6743 | 1215969.9924 |  | 299964.0597 | 90035.598 | 184952.5647 | 141756.0396 | 767342.1982 | 1484050.4603 |  | 335976.2991 | 77080.5961 | 158190.0876 | 95743.7361 | 703816.4193 | 1370807.1383 |  | 284172.3572 | 60445.5744 | 118591.0428 | 331097.8604 | 931972.3856 | 1726279.2204 |  | 356073.8128 | 34568.8739 | 65213.2969 | 239168.6158 | 805144.5102 | 1500169.1096
| EHV OHL Fittings |  |  |  | C1 | 0 | 0 | 0 | 0 | 0 | 0 | 0 | 0 | 0 | 0 | 0 | 0 | 0 | 0 | 0 | 0 | 0 | 0 | 0 | 0 | 0 | 0 | 0 | 0 | 0 | 0 | 0 | 0 | 0 | 0 | 0 | 0 | 0 | 0 | 0 | 0 |  |  | C1 | 0 | 0 | 0 | 0 | 0 | C1 | 0 | 0 | 0 | 0 | 0 | C1 | [5 empty] | C1 | [5 empty] | 0 | [6 empty] | 0 | [6 empty] | 0 | [6 empty] | 0 | [6 empty] | 0 | [6 empty] | 0
[5 empty] | C2 | 0 | 0 | 0 | 0 | 0 | 0 | 0 | 0 | 0 | 0 | 0 | 0 | 0 | 0 | 0 | 0 | 0 | 0 | 0 | 0 | 0 | 0 | 0 | 0 | 0 | 0 | 0 | 0 | 0 | 0 | 0 | 0 | 0 | 0 | 0 | 0 |  |  | C2 | 0 | 0 | 0 | 0 | 0 | C2 | 0 | 0 | 0 | 0 | 0 | C2 | [5 empty] | C2 | [5 empty] | 0 | [6 empty] | 0 | [6 empty] | 0 | [6 empty] | 0 | [6 empty] | 0 | [6 empty] | 0
[5 empty] | C3 | 0 | 0 | 0 | 0 | 0 | 0 | 0 | 0 | 0 | 0 | 0 | 0 | 0 | 0 | 0 | 0 | 0 | 0 | 0 | 0 | 0 | 0 | 0 | 0 | 0 | 0 | 0 | 0 | 0 | 0 | 0 | 0 | 0 | 0 | 0 | 0 |  |  | C3 | 0 | 0 | 0 | 0 | 0 | C3 | 0 | 0 | 0 | 0 | 0 | C3 | [5 empty] | C3 | [5 empty] | 0 | [6 empty] | 0 | [6 empty] | 0 | [6 empty] | 0 | [6 empty] | 0 | [6 empty] | 0
[5 empty] | C4 | 0 | 0 | 0 | 0 | 0 | 0 | 0 | 0 | 0 | 0 | 0 | 0 | 0 | 0 | 0 | 0 | 0 | 0 | 0 | 0 | 0 | 0 | 0 | 0 | 0 | 0 | 0 | 0 | 0 | 0 | 0 | 0 | 0 | 0 | 0 | 0 |  |  | C4 | 0 | 0 | 0 | 0 | 0 | C4 | 0 | 0 | 0 | 0 | 0 | C4 | [5 empty] | C4 | [5 empty] | 0 | [6 empty] | 0 | [6 empty] | 0 | [6 empty] | 0 | [6 empty] | 0 | [6 empty] | 0
|  | 0 | 0 | 0 |  | 0 | 0 | 0 | 0 | 0 |  | 0 | 0 | 0 | 0 | 0 |  | 0 | 0 | 0 | 0 | 0 |  | 0 | 0 | 0 | 0 | 0 |  | 0 | 0 | 0 | 0 | 0 |  | 0 | 0 | 0 | 0 | 0 | [22 empty] | 0 | 0 | 0 | 0 | 0 | 0 |  | 0 | 0 | 0 | 0 | 0 | 0 |  | 0 | 0 | 0 | 0 | 0 | 0 |  | 0 | 0 | 0 | 0 | 0 | 0 |  | 0 | 0 | 0 | 0 | 0 | 0 |  | 0 | 0 | 0 | 0 | 0 | 0
| EHV OHL (Tower Line) Conductor |  |  |  | C1 | 0 | 0 | 0 | 0 | 0 | 0 | 0 | 0 | 0 | 0 | 0 | 0 | 0 | 0 | 0 | 0 | 0 | 0 | 0 | 0 | 0 | 0 | 0 | 0 | 0 | 0 | 0 | 0 | 0 | 0 | 0 | 0 | 0 | 0 | 0 | 0 |  |  | C1 | 0 | 0 | 0 | 0 | 0 | C1 | 0 | 0 | 0 | 0 | 0 | C1 | [5 empty] | C1 | [5 empty] | 0 | [6 empty] | 0 | [6 empty] | 0 | [6 empty] | 0 | [6 empty] | 0 | [6 empty] | 0
[5 empty] | C2 | 0 | 0 | 0 | 0 | 0 | 0 | 0 | 0 | 0 | 0 | 0 | 0 | 0 | 0 | 0 | 0 | 0 | 0 | 0 | 0 | 0 | 0 | 0 | 0 | 0 | 0 | 0 | 0 | 0 | 0 | 0 | 0 | 0 | 0 | 0 | 0 |  |  | C2 | 0 | 0 | 0 | 0 | 0 | C2 | 0 | 0 | 0 | 0 | 0 | C2 | [5 empty] | C2 | [5 empty] | 0 | [6 empty] | 0 | [6 empty] | 0 | [6 empty] | 0 | [6 empty] | 0 | [6 empty] | 0
[5 empty] | C3 | 0 | 0 | 0 | 0 | 0 | 0 | 0 | 0 | 0 | 0 | 0 | 0 | 0 | 0 | 0 | 0 | 0 | 0 | 0 | 0 | 0 | 0 | 0 | 0 | 0 | 0 | 0 | 0 | 0 | 0 | 0 | 0 | 0 | 0 | 0 | 0 |  |  | C3 | 0 | 0 | 0 | 0 | 0 | C3 | 0 | 0 | 0 | 0 | 0 | C3 | [5 empty] | C3 | [5 empty] | 0 | [6 empty] | 0 | [6 empty] | 0 | [6 empty] | 0 | [6 empty] | 0 | [6 empty] | 0
[5 empty] | C4 | 0 | 0 | 0 | 0 | 0 | 0 | 0 | 0 | 0 | 0 | 0 | 0 | 0 | 0 | 0 | 0 | 0 | 0 | 0 | 0 | 0 | 0 | 0 | 0 | 0 | 0 | 0 | 0 | 0 | 0 | 0 | 0 | 0 | 0 | 0 | 0 |  |  | C4 | 0 | 0 | 0 | 0 | 0 | C4 | 0 | 0 | 0 | 0 | 0 | C4 | [5 empty] | C4 | [5 empty] | 0 | [6 empty] | 0 | [6 empty] | 0 | [6 empty] | 0 | [6 empty] | 0 | [6 empty] | 0
|  | Yes | 0 | 0 |  | 0 | 0 | 0 | 0 | 0 |  | 0 | 0 | 0 | 0 | 0 |  | 0 | 0 | 0 | 0 | 0 |  | 0 | 0 | 0 | 0 | 0 |  | 0 | 0 | 0 | 0 | 0 |  | 0 | 0 | 0 | 0 | 0 | [22 empty] | 0 | 0 | 0 | 0 | 0 | 0 |  | 0 | 0 | 0 | 0 | 0 | 0 |  | 0 | 0 | 0 | 0 | 0 | 0 |  | 0 | 0 | 0 | 0 | 0 | 0 |  | 0 | 0 | 0 | 0 | 0 | 0 |  | 0 | 0 | 0 | 0 | 0 | 0
| [Please insert new asset category as required] |  |  |  | C1 | 0 | 0 | 0 | 0 | 0 | 0 | 0 | 0 | 0 | 0 | 0 | 0 | 0 | 0 | 0 | 0 | 0 | 0 | 0 | 0 | 0 | 0 | 0 | 0 | 0 | 0 | 0 | 0 | 0 | 0 | 0 | 0 | 0 | 0 | 0 | 0 |  |  | C1 | 0 | 0 | 0 | 0 | 0 | C1 | 0 | 0 | 0 | 0 | 0 | C1 | [5 empty] | C1 | [5 empty] | 0 | [6 empty] | 0 | [6 empty] | 0 | [6 empty] | 0 | [6 empty] | 0 | [6 empty] | 0
[5 empty] | C2 | 0 | 0 | 0 | 0 | 0 | 0 | 0 | 0 | 0 | 0 | 0 | 0 | 0 | 0 | 0 | 0 | 0 | 0 | 0 | 0 | 0 | 0 | 0 | 0 | 0 | 0 | 0 | 0 | 0 | 0 | 0 | 0 | 0 | 0 | 0 | 0 |  |  | C2 | 0 | 0 | 0 | 0 | 0 | C2 | 0 | 0 | 0 | 0 | 0 | C2 | [5 empty] | C2 | [5 empty] | 0 | [6 empty] | 0 | [6 empty] | 0 | [6 empty] | 0 | [6 empty] | 0 | [6 empty] | 0
[5 empty] | C3 | 0 | 0 | 0 | 0 | 0 | 0 | 0 | 0 | 0 | 0 | 0 | 0 | 0 | 0 | 0 | 0 | 0 | 0 | 0 | 0 | 0 | 0 | 0 | 0 | 0 | 0 | 0 | 0 | 0 | 0 | 0 | 0 | 0 | 0 | 0 | 0 |  |  | C3 | 0 | 0 | 0 | 0 | 0 | C3 | 0 | 0 | 0 | 0 | 0 | C3 | [5 empty] | C3 | [5 empty] | 0 | [6 empty] | 0 | [6 empty] | 0 | [6 empty] | 0 | [6 empty] | 0 | [6 empty] | 0
[5 empty] | C4 | 0 | 0 | 0 | 0 | 0 | 0 | 0 | 0 | 0 | 0 | 0 | 0 | 0 | 0 | 0 | 0 | 0 | 0 | 0 | 0 | 0 | 0 | 0 | 0 | 0 | 0 | 0 | 0 | 0 | 0 | 0 | 0 | 0 | 0 | 0 | 0 |  |  | C4 | 0 | 0 | 0 | 0 | 0 | C4 | 0 | 0 | 0 | 0 | 0 | C4 | [5 empty] | C4 | [5 empty] | 0 | [6 empty] | 0 | [6 empty] | 0 | [6 empty] | 0 | [6 empty] | 0 | [6 empty] | 0
|  | 0 | 0 | 0 |  | 0 | 0 | 0 | 0 | 0 |  | 0 | 0 | 0 | 0 | 0 |  | 0 | 0 | 0 | 0 | 0 |  | 0 | 0 | 0 | 0 | 0 |  | 0 | 0 | 0 | 0 | 0 |  | 0 | 0 | 0 | 0 | 0 | [22 empty] | 0 | 0 | 0 | 0 | 0 | 0 |  | 0 | 0 | 0 | 0 | 0 | 0 |  | 0 | 0 | 0 | 0 | 0 | 0 |  | 0 | 0 | 0 | 0 | 0 | 0 |  | 0 | 0 | 0 | 0 | 0 | 0 |  | 0 | 0 | 0 | 0 | 0 | 0
| [Please insert new asset category as required] |  |  |  | C1 | 0 | 0 | 0 | 0 | 0 | 0 | 0 | 0 | 0 | 0 | 0 | 0 | 0 | 0 | 0 | 0 | 0 | 0 | 0 | 0 | 0 | 0 | 0 | 0 | 0 | 0 | 0 | 0 | 0 | 0 | 0 | 0 | 0 | 0 | 0 | 0 |  |  | C1 | 0 | 0 | 0 | 0 | 0 | C1 | 0 | 0 | 0 | 0 | 0 | C1 | [5 empty] | C1 | [5 empty] | 0 | [6 empty] | 0 | [6 empty] | 0 | [6 empty] | 0 | [6 empty] | 0 | [6 empty] | 0
[5 empty] | C2 | 0 | 0 | 0 | 0 | 0 | 0 | 0 | 0 | 0 | 0 | 0 | 0 | 0 | 0 | 0 | 0 | 0 | 0 | 0 | 0 | 0 | 0 | 0 | 0 | 0 | 0 | 0 | 0 | 0 | 0 | 0 | 0 | 0 | 0 | 0 | 0 |  |  | C2 | 0 | 0 | 0 | 0 | 0 | C2 | 0 | 0 | 0 | 0 | 0 | C2 | [5 empty] | C2 | [5 empty] | 0 | [6 empty] | 0 | [6 empty] | 0 | [6 empty] | 0 | [6 empty] | 0 | [6 empty] | 0
[5 empty] | C3 | 0 | 0 | 0 | 0 | 0 | 0 | 0 | 0 | 0 | 0 | 0 | 0 | 0 | 0 | 0 | 0 | 0 | 0 | 0 | 0 | 0 | 0 | 0 | 0 | 0 | 0 | 0 | 0 | 0 | 0 | 0 | 0 | 0 | 0 | 0 | 0 |  |  | C3 | 0 | 0 | 0 | 0 | 0 | C3 | 0 | 0 | 0 | 0 | 0 | C3 | [5 empty] | C3 | [5 empty] | 0 | [6 empty] | 0 | [6 empty] | 0 | [6 empty] | 0 | [6 empty] | 0 | [6 empty] | 0
[5 empty] | C4 | 0 | 0 | 0 | 0 | 0 | 0 | 0 | 0 | 0 | 0 | 0 | 0 | 0 | 0 | 0 | 0 | 0 | 0 | 0 | 0 | 0 | 0 | 0 | 0 | 0 | 0 | 0 | 0 | 0 | 0 | 0 | 0 | 0 | 0 | 0 | 0 |  |  | C4 | 0 | 0 | 0 | 0 | 0 | C4 | 0 | 0 | 0 | 0 | 0 | C4 | [5 empty] | C4 | [5 empty] | 0 | [6 empty] | 0 | [6 empty] | 0 | [6 empty] | 0 | [6 empty] | 0 | [6 empty] | 0
|  | 0 | 0 | 0 |  | 0 | 0 | 0 | 0 | 0 |  | 0 | 0 | 0 | 0 | 0 |  | 0 | 0 | 0 | 0 | 0 |  | 0 | 0 | 0 | 0 | 0 |  | 0 | 0 | 0 | 0 | 0 |  | 0 | 0 | 0 | 0 | 0 | [22 empty] | 0 | 0 | 0 | 0 | 0 | 0 |  | 0 | 0 | 0 | 0 | 0 | 0 |  | 0 | 0 | 0 | 0 | 0 | 0 |  | 0 | 0 | 0 | 0 | 0 | 0 |  | 0 | 0 | 0 | 0 | 0 | 0 |  | 0 | 0 | 0 | 0 | 0 | 0
| [Please insert new asset category as required] |  |  |  | C1 | 0 | 0 | 0 | 0 | 0 | 0 | 0 | 0 | 0 | 0 | 0 | 0 | 0 | 0 | 0 | 0 | 0 | 0 | 0 | 0 | 0 | 0 | 0 | 0 | 0 | 0 | 0 | 0 | 0 | 0 | 0 | 0 | 0 | 0 | 0 | 0 |  |  | C1 | 0 | 0 | 0 | 0 | 0 | C1 | 0 | 0 | 0 | 0 | 0 | C1 | [5 empty] | C1 | [5 empty] | 0 | [6 empty] | 0 | [6 empty] | 0 | [6 empty] | 0 | [6 empty] | 0 | [6 empty] | 0
[5 empty] | C2 | 0 | 0 | 0 | 0 | 0 | 0 | 0 | 0 | 0 | 0 | 0 | 0 | 0 | 0 | 0 | 0 | 0 | 0 | 0 | 0 | 0 | 0 | 0 | 0 | 0 | 0 | 0 | 0 | 0 | 0 | 0 | 0 | 0 | 0 | 0 | 0 |  |  | C2 | 0 | 0 | 0 | 0 | 0 | C2 | 0 | 0 | 0 | 0 | 0 | C2 | [5 empty] | C2 | [5 empty] | 0 | [6 empty] | 0 | [6 empty] | 0 | [6 empty] | 0 | [6 empty] | 0 | [6 empty] | 0
[5 empty] | C3 | 0 | 0 | 0 | 0 | 0 | 0 | 0 | 0 | 0 | 0 | 0 | 0 | 0 | 0 | 0 | 0 | 0 | 0 | 0 | 0 | 0 | 0 | 0 | 0 | 0 | 0 | 0 | 0 | 0 | 0 | 0 | 0 | 0 | 0 | 0 | 0 |  |  | C3 | 0 | 0 | 0 | 0 | 0 | C3 | 0 | 0 | 0 | 0 | 0 | C3 | [5 empty] | C3 | [5 empty] | 0 | [6 empty] | 0 | [6 empty] | 0 | [6 empty] | 0 | [6 empty] | 0 | [6 empty] | 0
[5 empty] | C4 | 0 | 0 | 0 | 0 | 0 | 0 | 0 | 0 | 0 | 0 | 0 | 0 | 0 | 0 | 0 | 0 | 0 | 0 | 0 | 0 | 0 | 0 | 0 | 0 | 0 | 0 | 0 | 0 | 0 | 0 | 0 | 0 | 0 | 0 | 0 | 0 |  |  | C4 | 0 | 0 | 0 | 0 | 0 | C4 | 0 | 0 | 0 | 0 | 0 | C4 | [5 empty] | C4 | [5 empty] | 0 | [6 empty] | 0 | [6 empty] | 0 | [6 empty] | 0 | [6 empty] | 0 | [6 empty] | 0
|  | 0 | 0 | 0 |  | 0 | 0 | 0 | 0 | 0 |  | 0 | 0 | 0 | 0 | 0 |  | 0 | 0 | 0 | 0 | 0 |  | 0 | 0 | 0 | 0 | 0 |  | 0 | 0 | 0 | 0 | 0 |  | 0 | 0 | 0 | 0 | 0 | [22 empty] | 0 | 0 | 0 | 0 | 0 | 0 |  | 0 | 0 | 0 | 0 | 0 | 0 |  | 0 | 0 | 0 | 0 | 0 | 0 |  | 0 | 0 | 0 | 0 | 0 | 0 |  | 0 | 0 | 0 | 0 | 0 | 0 |  | 0 | 0 | 0 | 0 | 0 | 0
| [Please insert new asset category as required] |  |  |  | C1 | 0 | 0 | 0 | 0 | 0 | 0 | 0 | 0 | 0 | 0 | 0 | 0 | 0 | 0 | 0 | 0 | 0 | 0 | 0 | 0 | 0 | 0 | 0 | 0 | 0 | 0 | 0 | 0 | 0 | 0 | 0 | 0 | 0 | 0 | 0 | 0 |  |  | C1 | 0 | 0 | 0 | 0 | 0 | C1 | 0 | 0 | 0 | 0 | 0 | C1 | [5 empty] | C1 | [5 empty] | 0 | [6 empty] | 0 | [6 empty] | 0 | [6 empty] | 0 | [6 empty] | 0 | [6 empty] | 0
[5 empty] | C2 | 0 | 0 | 0 | 0 | 0 | 0 | 0 | 0 | 0 | 0 | 0 | 0 | 0 | 0 | 0 | 0 | 0 | 0 | 0 | 0 | 0 | 0 | 0 | 0 | 0 | 0 | 0 | 0 | 0 | 0 | 0 | 0 | 0 | 0 | 0 | 0 |  |  | C2 | 0 | 0 | 0 | 0 | 0 | C2 | 0 | 0 | 0 | 0 | 0 | C2 | [5 empty] | C2 | [5 empty] | 0 | [6 empty] | 0 | [6 empty] | 0 | [6 empty] | 0 | [6 empty] | 0 | [6 empty] | 0
[5 empty] | C3 | 0 | 0 | 0 | 0 | 0 | 0 | 0 | 0 | 0 | 0 | 0 | 0 | 0 | 0 | 0 | 0 | 0 | 0 | 0 | 0 | 0 | 0 | 0 | 0 | 0 | 0 | 0 | 0 | 0 | 0 | 0 | 0 | 0 | 0 | 0 | 0 |  |  | C3 | 0 | 0 | 0 | 0 | 0 | C3 | 0 | 0 | 0 | 0 | 0 | C3 | [5 empty] | C3 | [5 empty] | 0 | [6 empty] | 0 | [6 empty] | 0 | [6 empty] | 0 | [6 empty] | 0 | [6 empty] | 0
[5 empty] | C4 | 0 | 0 | 0 | 0 | 0 | 0 | 0 | 0 | 0 | 0 | 0 | 0 | 0 | 0 | 0 | 0 | 0 | 0 | 0 | 0 | 0 | 0 | 0 | 0 | 0 | 0 | 0 | 0 | 0 | 0 | 0 | 0 | 0 | 0 | 0 | 0 |  |  | C4 | 0 | 0 | 0 | 0 | 0 | C4 | 0 | 0 | 0 | 0 | 0 | C4 | [5 empty] | C4 | [5 empty] | 0 | [6 empty] | 0 | [6 empty] | 0 | [6 empty] | 0 | [6 empty] | 0 | [6 empty] | 0
|  | 0 | 0 | 0 |  | 0 | 0 | 0 | 0 | 0 |  | 0 | 0 | 0 | 0 | 0 |  | 0 | 0 | 0 | 0 | 0 |  | 0 | 0 | 0 | 0 | 0 |  | 0 | 0 | 0 | 0 | 0 |  | 0 | 0 | 0 | 0 | 0 | [22 empty] | 0 | 0 | 0 | 0 | 0 | 0 |  | 0 | 0 | 0 | 0 | 0 | 0 |  | 0 | 0 | 0 | 0 | 0 | 0 |  | 0 | 0 | 0 | 0 | 0 | 0 |  | 0 | 0 | 0 | 0 | 0 | 0 |  | 0 | 0 | 0 | 0 | 0 | 0
[63 empty] | 0 | 0 | 0 | 0 | 0 | 0 |  | 1579744.9123 | 985818.0711 | 489394.1349 | 1921669.1615 | 1731413.8444 | 6708040.1242 |  | 1480204.8136 | 823765.4574 | 761175.3153 | 1880703.4197 | 2878924.3168 | 7824773.3227 |  | 1631806.253 | 807662.7182 | 721631.9943 | 1623014.2774 | 2319894.4911 | 7104009.7339 |  | 1345117.9658 | 559891.6725 | 899936.2539 | 1260297.8966 | 6955028.2185 | 11020272.0073 |  | 1640796.384 | 534014.9721 | 804952.9668 | 1090359.5035 | 5215621.3761 | 9285745.2025
| 132kV Network | [66 empty] | 0 | [6 empty] | 0 | [6 empty] | 0 | [6 empty] | 0 | [6 empty] | 0 | [6 empty] | 0
| 132kV CBs |  |  |  | C1 | 30 | 24 | 0 | 0 | 66 | 120 | 0 | 0 | 0 | 0 | 0 | 0 | 11 | 0 | 0 | 0 | -11 | 0 | 30 | 22 | 2 | 0 | 66 | 120 | 32 | 0 | 0 | 0 | -32 | 0 | 29 | 1 | 7 | 17 | 66 | 120 |  |  | C1 | 0.012284 | 0.018289 | 0.032337 | 0.05237 | 0.12284 | C1 | 116864.027 | 116864.027 | 116864.027 | 116864.027 | 116864.027 | C1 | 1435.522 | 2137.3393 | 3779.0098 | 6120.1526 | 14355.4646 | C1 | 0 | 0 | 0 | 0 | 0 | 0 |  | 43065.6593 | 51296.1434 | 0 | 0 | 947460.6613 | 1041822.464 |  | 43065.6593 | 47021.4648 | 7558.0195 | 0 | 947460.6613 | 1045105.8049 |  | 58856.401 | 47021.4648 | 7558.0195 | 0 | 789550.5511 | 902986.4365 |  | 41630.1373 | 2137.3393 | 26453.0684 | 104042.5942 | 947460.6613 | 1121723.8006 |  | 87566.8406 | 2137.3393 | 26453.0684 | 104042.5942 | 488085.7952 | 708285.6378
[5 empty] | C2 | 11 | 5 | 0 | 0 | 5 | 21 | 0 | 0 | 0 | 0 | 0 | 0 | 0 | 0 | 0 | 0 | 0 | 0 | 11 | 5 | 0 | 0 | 5 | 21 | 4 | 0 | 0 | 0 | -4 | 0 | 11 | 0 | 0 | 5 | 5 | 21 |  |  | C2 | 0.012284 | 0.018289 | 0.032337 | 0.05237 | 0.12284 | C2 | 166948.61 | 166948.61 | 166948.61 | 166948.61 | 166948.61 | C2 | 2050.7457 | 3053.3419 | 5398.5854 | 8743.0751 | 20507.8065 | C2 | 0 | 0 | 0 | 0 | 0 | 0 |  | 22558.2025 | 15266.7093 | 0 | 0 | 102539.0326 | 140363.9444 |  | 22558.2025 | 15266.7093 | 0 | 0 | 102539.0326 | 140363.9444 |  | 22558.2025 | 15266.7093 | 0 | 0 | 102539.0326 | 140363.9444 |  | 22558.2025 | 0 | 0 | 43715.3757 | 102539.0326 | 168812.6108 |  | 30761.1852 | 0 | 0 | 43715.3757 | 20507.8065 | 94984.3675
[5 empty] | C3 | 32 | 14 | 0 | 0 | 24 | 70 | 0 | 0 | 0 | 0 | 0 | 0 | 0 | 0 | 0 | 0 | 0 | 0 | 32 | 14 | 0 | 0 | 24 | 70 | 12 | 0 | 0 | 0 | -12 | 0 | 32 | 0 | 6 | 8 | 24 | 70 |  |  | C3 | 0.012284 | 0.018289 | 0.032337 | 0.05237 | 0.12284 | C3 | 250422.915 | 250422.915 | 250422.915 | 250422.915 | 250422.915 | C3 | 3076.1185 | 4580.0128 | 8097.8781 | 13114.6127 | 30761.7098 | C3 | 0 | 0 | 0 | 0 | 0 | 0 |  | 98435.7927 | 64120.1792 | 0 | 0 | 738281.0348 | 900837.0067 |  | 98435.7927 | 64120.1792 | 0 | 0 | 738281.0348 | 900837.0067 |  | 98435.7927 | 64120.1792 | 0 | 0 | 738281.0348 | 900837.0067 |  | 98435.7927 | 0 | 48587.2685 | 104916.9018 | 738281.0348 | 990220.9977 |  | 135349.2149 | 0 | 48587.2685 | 104916.9018 | 369140.5174 | 657993.9026
[5 empty] | C4 | 7 | 0 | 0 | 0 | 0 | 7 | 0 | 0 | 0 | 0 | 0 | 0 | 0 | 0 | 0 | 0 | 0 | 0 | 7 | 0 | 0 | 0 | 0 | 7 | 0 | 0 | 0 | 0 | 0 | 0 | 7 | 0 | 0 | 0 | 0 | 7 |  |  | C4 | 0.012284 | 0.018289 | 0.032337 | 0.05237 | 0.12284 | C4 | 417371.525 | 417371.525 | 417371.525 | 417371.525 | 417371.525 | C4 | 5126.8642 | 7633.3547 | 13496.4635 | 21857.6879 | 51269.5163 | C4 | 0 | 0 | 0 | 0 | 0 | 0 |  | 35888.0494 | 0 | 0 | 0 | 0 | 35888.0494 |  | 35888.0494 | 0 | 0 | 0 | 0 | 35888.0494 |  | 35888.0494 | 0 | 0 | 0 | 0 | 35888.0494 |  | 35888.0494 | 0 | 0 | 0 | 0 | 35888.0494 |  | 35888.0494 | 0 | 0 | 0 | 0 | 35888.0494
|  | Yes | 218 | 221 |  | 80 | 43 | 0 | 0 | 95 |  | 0 | 0 | 0 | 0 | 0 |  | 11 | 0 | 0 | 0 | -11 |  | 80 | 41 | 2 | 0 | 95 |  | 48 | 0 | 0 | 0 | -48 |  | 79 | 1 | 13 | 30 | 95 | [22 empty] | 0 | 0 | 0 | 0 | 0 | 0 |  | 199947.7039 | 130683.0319 | 0 | 0 | 1788280.7288 | 2118911.4646 |  | 199947.7039 | 126408.3533 | 7558.0195 | 0 | 1788280.7288 | 2122194.8055 |  | 215738.4456 | 126408.3533 | 7558.0195 | 0 | 1630370.6185 | 1980075.437 |  | 198512.1819 | 2137.3393 | 75040.3369 | 252674.8717 | 1788280.7288 | 2316645.4586 |  | 289565.2901 | 2137.3393 | 75040.3369 | 252674.8717 | 877734.1192 | 1497151.9572
| 132kV Transformer |  |  |  | C1 | 0 | 0 | 1 | 0 | 3 | 4 | 0 | 0 | 0 | 0 | 0 | 0 | 0 | 0 | 0 | 0 | 0 | 0 | 0 | 0 | 0 | 1 | 3 | 4 | 0 | 0 | 0 | 0 | 0 | 0 | 0 | 0 | 0 | 0 | 4 | 4 |  |  | C1 | 0.012939 | 0.019265 | 0.034062 | 0.055165 | 0.12939 | C1 | 258132.21 | 258132.21 | 258132.21 | 258132.21 | 258132.21 | C1 | 3340.0255 | 4972.9422 | 8792.6128 | 14239.7441 | 33400.8244 | C1 | 0 | 0 | 0 | 0 | 0 | 0 |  | 0 | 0 | 8792.6128 | 0 | 100202.4732 | 108995.0861 |  | 0 | 0 | 0 | 14239.7441 | 100202.4732 | 114442.2174 |  | 0 | 0 | 0 | 14239.7441 | 100202.4732 | 114442.2174 |  | 0 | 0 | 0 | 0 | 133603.2976 | 133603.2976 |  | 0 | 0 | 0 | 0 | 133603.2976 | 133603.2976
[5 empty] | C2 | 68 | 16 | 10 | 14 | 16 | 124 | 0 | 0 | 0 | 0 | 0 | 0 | 9 | 0 | -1 | -1 | -7 | 0 | 63 | 14 | 10 | 9 | 28 | 124 | 16 | 0 | 0 | -2 | -14 | 0 | 61 | 9 | 10 | 11 | 33 | 124 |  |  | C2 | 0.012939 | 0.019265 | 0.034062 | 0.055165 | 0.12939 | C2 | 368760.3 | 368760.3 | 368760.3 | 368760.3 | 368760.3 | C2 | 4771.465 | 7104.2031 | 12560.8755 | 20342.4916 | 47715.4634 | C2 | 0 | 0 | 0 | 0 | 0 | 0 |  | 324459.6184 | 113667.2493 | 125608.7546 | 284794.8828 | 763447.4151 | 1611977.9202 |  | 300602.2935 | 99458.8431 | 125608.7546 | 183082.4247 | 1336032.9764 | 2044785.2923 |  | 343545.4783 | 99458.8431 | 113047.8792 | 162739.933 | 1002024.7323 | 1720816.8659 |  | 291059.3636 | 63937.8277 | 125608.7546 | 223767.4079 | 1574610.2936 | 2278983.6474 |  | 367402.8032 | 63937.8277 | 125608.7546 | 183082.4247 | 906593.8054 | 1646625.6156
[5 empty] | C3 | 6 | 4 | 4 | 0 | 0 | 14 | 0 | 0 | 0 | 0 | 0 | 0 | 0 | 0 | 0 | 0 | 0 | 0 | 6 | 2 | 5 | 1 | 0 | 14 | 1 | 0 | -1 | 0 | 0 | 0 | 5 | 1 | 2 | 6 | 0 | 14 |  |  | C3 | 0.012939 | 0.019265 | 0.034062 | 0.055165 | 0.12939 | C3 | 553140.45 | 553140.45 | 553140.45 | 553140.45 | 553140.45 | C3 | 7157.1975 | 10656.3046 | 18841.3132 | 30513.7374 | 71573.1952 | C3 | 0 | 0 | 0 | 0 | 0 | 0 |  | 42943.1848 | 42625.2185 | 75365.2528 | 0 | 0 | 160933.656 |  | 42943.1848 | 21312.6092 | 94206.566 | 30513.7374 | 0 | 188976.0974 |  | 42943.1848 | 21312.6092 | 94206.566 | 30513.7374 | 0 | 188976.0974 |  | 35785.9873 | 10656.3046 | 37682.6264 | 183082.4247 | 0 | 267207.343 |  | 42943.1848 | 10656.3046 | 18841.3132 | 183082.4247 | 0 | 255523.2273
[5 empty] | C4 | 0 | 0 | 0 | 0 | 0 | 0 | 0 | 0 | 0 | 0 | 0 | 0 | 0 | 0 | 0 | 0 | 0 | 0 | 0 | 0 | 0 | 0 | 0 | 0 | 0 | 0 | 0 | 0 | 0 | 0 | 0 | 0 | 0 | 0 | 0 | 0 |  |  | C4 | 0.012939 | 0.019265 | 0.034062 | 0.055165 | 0.12939 | C4 | 921900.75 | 921900.75 | 921900.75 | 921900.75 | 921900.75 | C4 | 11928.6624 | 17760.5077 | 31402.1887 | 50856.2291 | 119288.6586 | C4 | 0 | 0 | 0 | 0 | 0 | 0 |  | 0 | 0 | 0 | 0 | 0 | 0 |  | 0 | 0 | 0 | 0 | 0 | 0 |  | 0 | 0 | 0 | 0 | 0 | 0 |  | 0 | 0 | 0 | 0 | 0 | 0 |  | 0 | 0 | 0 | 0 | 0 | 0
|  | Yes | 142 | 143 |  | 74 | 20 | 15 | 14 | 19 |  | 0 | 0 | 0 | 0 | 0 |  | 9 | 0 | -1 | -1 | -7 |  | 69 | 16 | 15 | 11 | 31 |  | 17 | 0 | -1 | -2 | -14 |  | 66 | 10 | 12 | 17 | 37 | [22 empty] | 0 | 0 | 0 | 0 | 0 | 0 |  | 367402.8032 | 156292.4677 | 209766.6202 | 284794.8828 | 863649.8883 | 1881906.6623 |  | 343545.4783 | 120771.4523 | 219815.3206 | 227835.9062 | 1436235.4496 | 2348203.6071 |  | 386488.6631 | 120771.4523 | 207254.4452 | 207493.4146 | 1102227.2055 | 2024235.1807 |  | 326845.3509 | 74594.1323 | 163291.381 | 406849.8326 | 1708213.5912 | 2679794.288 |  | 410345.988 | 74594.1323 | 144450.0678 | 366164.8493 | 1040197.103 | 2035752.1405
| 132kV UG Cable (Gas) |  |  |  | C1 | 0 | 0 | 0 | 0 | 0 | 0 | 0 | 0 | 0 | 0 | 0 | 0 | 0 | 0 | 0 | 0 | 0 | 0 | 0 | 0 | 0 | 0 | 0 | 0 | 0 | 0 | 0 | 0 | 0 | 0 | 0 | 0 | 0 | 0 | 0 | 0 |  |  | C1 | 1.2835 | 1.9111 | 3.3789 | 5.4722 | 12.8357 | C1 | 598.038 | 598.038 | 598.038 | 598.038 | 598.038 | C1 | 767.6095 | 1142.8887 | 2020.7309 | 3272.5985 | 7676.2255 | C1 | 0 | 0 | 0 | 0 | 0 | 0 |  | 0 | 0 | 0 | 0 | 0 | 0 |  | 0 | 0 | 0 | 0 | 0 | 0 |  | 0 | 0 | 0 | 0 | 0 | 0 |  | 0 | 0 | 0 | 0 | 0 | 0 |  | 0 | 0 | 0 | 0 | 0 | 0
[5 empty] | C2 | 7.3115 | 0.49184 | 1.9966 | 0 | 5 | 14.8 | 0 | 0 | 0 | 0 | 0 | 0 | 5 | 0 | 0 | 0 | -5 | 0 | 3.811 | 3.9924 | 1.9966 | 0 | 5 | 14.8 | 5 | 0 | 0 | 0 | -5 | 0 | 3.7258 | 4.0775 | 0 | 1.9966 | 5 | 14.8 |  |  | C2 | 1.2835 | 1.9111 | 3.3789 | 5.4722 | 12.8357 | C2 | 854.34 | 854.34 | 854.34 | 854.34 | 854.34 | C2 | 1096.5849 | 1632.6982 | 2886.7585 | 4675.1407 | 10966.0364 | C2 | 0 | 0 | 0 | 0 | 0 | 0 |  | 8017.7018 | 803.025 | 5763.8221 | 0 | 54830.1822 | 69414.7311 |  | 4179.0682 | 6518.3415 | 5763.8221 | 0 | 54830.1822 | 71291.4141 |  | 9661.9929 | 6518.3415 | 5763.8221 | 0 | 0 | 21944.1566 |  | 4085.6867 | 6657.3767 | 0 | 9334.5805 | 54830.1822 | 74907.8261 |  | 9568.6114 | 6657.3767 | 0 | 9334.5805 | 0 | 25560.5686
[5 empty] | C3 | 0 | 0 | 0 | 0 | 0 | 0 | 0 | 0 | 0 | 0 | 0 | 0 | 0 | 0 | 0 | 0 | 0 | 0 | 0 | 0 | 0 | 0 | 0 | 0 | 0 | 0 | 0 | 0 | 0 | 0 | 0 | 0 | 0 | 0 | 0 | 0 |  |  | C3 | 1.2835 | 1.9111 | 3.3789 | 5.4722 | 12.8357 | C3 | 1281.51 | 1281.51 | 1281.51 | 1281.51 | 1281.51 | C3 | 1644.8774 | 2449.0473 | 4330.1377 | 7012.711 | 16449.0547 | C3 | 0 | 0 | 0 | 0 | 0 | 0 |  | 0 | 0 | 0 | 0 | 0 | 0 |  | 0 | 0 | 0 | 0 | 0 | 0 |  | 0 | 0 | 0 | 0 | 0 | 0 |  | 0 | 0 | 0 | 0 | 0 | 0 |  | 0 | 0 | 0 | 0 | 0 | 0
[5 empty] | C4 | 0 | 0 | 0 | 0 | 0 | 0 | 0 | 0 | 0 | 0 | 0 | 0 | 0 | 0 | 0 | 0 | 0 | 0 | 0 | 0 | 0 | 0 | 0 | 0 | 0 | 0 | 0 | 0 | 0 | 0 | 0 | 0 | 0 | 0 | 0 | 0 |  |  | C4 | 1.2835 | 1.9111 | 3.3789 | 5.4722 | 12.8357 | C4 | 2135.85 | 2135.85 | 2135.85 | 2135.85 | 2135.85 | C4 | 2741.4624 | 4081.7454 | 7216.8962 | 11687.8517 | 27415.0911 | C4 | 0 | 0 | 0 | 0 | 0 | 0 |  | 0 | 0 | 0 | 0 | 0 | 0 |  | 0 | 0 | 0 | 0 | 0 | 0 |  | 0 | 0 | 0 | 0 | 0 | 0 |  | 0 | 0 | 0 | 0 | 0 | 0 |  | 0 | 0 | 0 | 0 | 0 | 0
|  | Yes | 14.8 | 9.3656 |  | 7.3115 | 0.49184 | 1.9966 | 0 | 5 |  | 0 | 0 | 0 | 0 | 0 |  | 5 | 0 | 0 | 0 | -5 |  | 3.811 | 3.9924 | 1.9966 | 0 | 5 |  | 5 | 0 | 0 | 0 | -5 |  | 3.7258 | 4.0775 | 0 | 1.9966 | 5 | [22 empty] | 0 | 0 | 0 | 0 | 0 | 0 |  | 8017.7018 | 803.025 | 5763.8221 | 0 | 54830.1822 | 69414.7311 |  | 4179.0682 | 6518.3415 | 5763.8221 | 0 | 54830.1822 | 71291.4141 |  | 9661.9929 | 6518.3415 | 5763.8221 | 0 | 0 | 21944.1566 |  | 4085.6867 | 6657.3767 | 0 | 9334.5805 | 54830.1822 | 74907.8261 |  | 9568.6114 | 6657.3767 | 0 | 9334.5805 | 0 | 25560.5686
| 132kV UG Cable (Oil) |  |  |  | C1 | 57.0601 | 0.17042 | 6.8624 | 0.054734 | 16.4257 | 80.5733 | 0 | 0 | 0 | 0 | 0 | 0 | 5.3293 | 0 | 0 | 0 | -5.3293 | 0 | 57.0601 | 0.17042 | 6.8624 | 0.054734 | 16.4257 | 80.5733 | 5.3293 | 0 | 0 | 0 | -5.3293 | 0 | 46.6065 | 10.624 | 0.69974 | 6.1564 | 16.4867 | 80.5733 |  |  | C1 | 0.59691 | 0.88874 | 1.5714 | 2.5449 | 5.9692 | C1 | 6315.015 | 6315.015 | 6315.015 | 6315.015 | 6315.015 | C1 | 3769.5173 | 5612.4098 | 9923.2495 | 16070.8242 | 37695.8161 | C1 | 0 | 0 | 0 | 0 | 0 | 0 |  | 215089.0294 | 956.4614 | 68097.3104 | 879.6141 | 619179.9349 | 904202.3502 |  | 215089.0294 | 956.4614 | 68097.3104 | 879.6141 | 619179.9349 | 904202.3502 |  | 235177.9203 | 956.4614 | 68097.3104 | 879.6141 | 418287.6003 | 723398.9066 |  | 175684.0349 | 59626.3008 | 6943.6828 | 98938.2028 | 621479.7076 | 962671.9288 |  | 195772.9257 | 59626.3008 | 6943.6828 | 98938.2028 | 420587.373 | 781868.4852
[5 empty] | C2 | 17.9457 | 0 | 1.3393 | 0 | 3.1484 | 22.4333 | 0 | 0 | 0 | 0 | 0 | 0 | 2.1413 | 0 | 0 | 0 | -2.1413 | 0 | 17.9457 | 0 | 1.3393 | 0 | 3.1484 | 22.4333 | 2.1413 | 0 | 0 | 0 | -2.1413 | 0 | 17.307 | 0.63867 | 0 | 1.3393 | 3.1484 | 22.4333 |  |  | C2 | 0.59691 | 0.88874 | 1.5714 | 2.5449 | 5.9692 | C2 | 9021.45 | 9021.45 | 9021.45 | 9021.45 | 9021.45 | C2 | 5385.0247 | 8017.7282 | 14176.0708 | 22958.3202 | 53851.1658 | C2 | 0 | 0 | 0 | 0 | 0 | 0 |  | 96637.9131 | 0 | 18985.8082 | 0 | 169542.3256 | 285166.0468 |  | 96637.9131 | 0 | 18985.8082 | 0 | 169542.3256 | 285166.0468 |  | 108168.7843 | 0 | 18985.8082 | 0 | 54231.6471 | 181386.2396 |  | 93198.6399 | 5120.7113 | 0 | 30747.7489 | 169542.3256 | 298609.4257 |  | 104729.5111 | 5120.7113 | 0 | 30747.7489 | 54231.6471 | 194829.6185
[5 empty] | C3 | 38.6474 | 1.4694 | 4.7879 | 0 | 11.0887 | 55.9933 | 0 | 0 | 0 | 0 | 0 | 0 | 3.4294 | 0 | 0 | 0 | -3.4294 | 0 | 38.6474 | 1.4694 | 4.7879 | 0 | 11.0887 | 55.9933 | 3.4294 | 0 | 0 | 0 | -3.4294 | 0 | 24.8698 | 15.247 | 0 | 4.7879 | 11.0887 | 55.9933 |  |  | C3 | 0.59691 | 0.88874 | 1.5714 | 2.5449 | 5.9692 | C3 | 13532.175 | 13532.175 | 13532.175 | 13532.175 | 13532.175 | C3 | 8077.5371 | 12026.5923 | 21264.1062 | 34437.4803 | 80776.7487 | C3 | 0 | 0 | 0 | 0 | 0 | 0 |  | 312175.7958 | 17671.6192 | 101809.6089 | 0 | 895709.3741 | 1327366.398 |  | 312175.7958 | 17671.6192 | 101809.6089 | 0 | 895709.3741 | 1327366.398 |  | 339877.0203 | 17671.6192 | 101809.6089 | 0 | 618692.4052 | 1078050.6535 |  | 200886.3811 | 183369.7028 | 0 | 164881.9083 | 895709.3741 | 1444847.3663 |  | 228587.6056 | 183369.7028 | 0 | 164881.9083 | 618692.4052 | 1195531.6219
[5 empty] | C4 | 0 | 0 | 0 | 0 | 0 | 0 | 0 | 0 | 0 | 0 | 0 | 0 | 0 | 0 | 0 | 0 | 0 | 0 | 0 | 0 | 0 | 0 | 0 | 0 | 0 | 0 | 0 | 0 | 0 | 0 | 0 | 0 | 0 | 0 | 0 | 0 |  |  | C4 | 0.59691 | 0.88874 | 1.5714 | 2.5449 | 5.9692 | C4 | 22553.625 | 22553.625 | 22553.625 | 22553.625 | 22553.625 | C4 | 13462.5619 | 20044.3206 | 35440.177 | 57395.8006 | 134627.9145 | C4 | 0 | 0 | 0 | 0 | 0 | 0 |  | 0 | 0 | 0 | 0 | 0 | 0 |  | 0 | 0 | 0 | 0 | 0 | 0 |  | 0 | 0 | 0 | 0 | 0 | 0 |  | 0 | 0 | 0 | 0 | 0 | 0 |  | 0 | 0 | 0 | 0 | 0 | 0
|  | Yes | 159 | 157.5024 |  | 113.6532 | 1.6398 | 12.9895 | 0.054734 | 30.6627 |  | 0 | 0 | 0 | 0 | 0 |  | 10.9 | 0 | 0 | 0 | -10.9 |  | 113.6532 | 1.6398 | 12.9895 | 0.054734 | 30.6627 |  | 10.9 | 0 | 0 | 0 | -10.9 |  | 88.7833 | 26.5097 | 0.69974 | 12.2835 | 30.7238 | [22 empty] | 0 | 0 | 0 | 0 | 0 | 0 |  | 623902.7383 | 18628.0806 | 188892.7275 | 879.6141 | 1684431.6346 | 2516734.795 |  | 623902.7383 | 18628.0806 | 188892.7275 | 879.6141 | 1684431.6346 | 2516734.795 |  | 683223.7249 | 18628.0806 | 188892.7275 | 879.6141 | 1091211.6526 | 1982835.7997 |  | 469769.0559 | 248116.7149 | 6943.6828 | 294567.86 | 1686731.4073 | 2706128.7209 |  | 529090.0425 | 248116.7149 | 6943.6828 | 294567.86 | 1093511.4253 | 2172229.7255
| 132kV UG Cable (Non Pressurised) |  |  |  | C1 | 0 | 0 | 0 | 0 | 0 | 0 | 0 | 0 | 0 | 0 | 0 | 0 | 0 | 0 | 0 | 0 | 0 | 0 | 0 | 0 | 0 | 0 | 0 | 0 | 0 | 0 | 0 | 0 | 0 | 0 | 0 | 0 | 0 | 0 | 0 | 0 |  |  | C1 | 0 | 0 | 0 | 0 | 0 | C1 | 0 | 0 | 0 | 0 | 0 | C1 | [5 empty] | C1 | [5 empty] | 0 | [6 empty] | 0 | [6 empty] | 0 | [6 empty] | 0 | [6 empty] | 0 | [6 empty] | 0
[5 empty] | C2 | 0 | 0 | 0 | 0 | 0 | 0 | 0 | 0 | 0 | 0 | 0 | 0 | 0 | 0 | 0 | 0 | 0 | 0 | 0 | 0 | 0 | 0 | 0 | 0 | 0 | 0 | 0 | 0 | 0 | 0 | 0 | 0 | 0 | 0 | 0 | 0 |  |  | C2 | 0 | 0 | 0 | 0 | 0 | C2 | 0 | 0 | 0 | 0 | 0 | C2 | [5 empty] | C2 | [5 empty] | 0 | [6 empty] | 0 | [6 empty] | 0 | [6 empty] | 0 | [6 empty] | 0 | [6 empty] | 0
[5 empty] | C3 | 0 | 0 | 0 | 0 | 0 | 0 | 0 | 0 | 0 | 0 | 0 | 0 | 0 | 0 | 0 | 0 | 0 | 0 | 0 | 0 | 0 | 0 | 0 | 0 | 0 | 0 | 0 | 0 | 0 | 0 | 0 | 0 | 0 | 0 | 0 | 0 |  |  | C3 | 0 | 0 | 0 | 0 | 0 | C3 | 0 | 0 | 0 | 0 | 0 | C3 | [5 empty] | C3 | [5 empty] | 0 | [6 empty] | 0 | [6 empty] | 0 | [6 empty] | 0 | [6 empty] | 0 | [6 empty] | 0
[5 empty] | C4 | 0 | 0 | 0 | 0 | 0 | 0 | 0 | 0 | 0 | 0 | 0 | 0 | 0 | 0 | 0 | 0 | 0 | 0 | 0 | 0 | 0 | 0 | 0 | 0 | 0 | 0 | 0 | 0 | 0 | 0 | 0 | 0 | 0 | 0 | 0 | 0 |  |  | C4 | 0 | 0 | 0 | 0 | 0 | C4 | 0 | 0 | 0 | 0 | 0 | C4 | [5 empty] | C4 | [5 empty] | 0 | [6 empty] | 0 | [6 empty] | 0 | [6 empty] | 0 | [6 empty] | 0 | [6 empty] | 0
|  | 0 | 0 | 0 |  | 0 | 0 | 0 | 0 | 0 |  | 0 | 0 | 0 | 0 | 0 |  | 0 | 0 | 0 | 0 | 0 |  | 0 | 0 | 0 | 0 | 0 |  | 0 | 0 | 0 | 0 | 0 |  | 0 | 0 | 0 | 0 | 0 | [22 empty] | 0 | 0 | 0 | 0 | 0 | 0 |  | 0 | 0 | 0 | 0 | 0 | 0 |  | 0 | 0 | 0 | 0 | 0 | 0 |  | 0 | 0 | 0 | 0 | 0 | 0 |  | 0 | 0 | 0 | 0 | 0 | 0 |  | 0 | 0 | 0 | 0 | 0 | 0
| 132kV OHL Support - Tower |  |  |  | C1 | 0 | 0 | 0 | 0 | 0 | 0 | 0 | 0 | 0 | 0 | 0 | 0 | 0 | 0 | 0 | 0 | 0 | 0 | 0 | 0 | 0 | 0 | 0 | 0 | 0 | 0 | 0 | 0 | 0 | 0 | 0 | 0 | 0 | 0 | 0 | 0 |  |  | C1 | 0.015533 | 0.023127 | 0.04089 | 0.066222 | 0.15533 | C1 | 12426.75 | 12426.75 | 12426.75 | 12426.75 | 12426.75 | C1 | 193.0215 | 287.3885 | 508.129 | 822.9211 | 1930.2484 | C1 | 0 | 0 | 0 | 0 | 0 | 0 |  | 0 | 0 | 0 | 0 | 0 | 0 |  | 0 | 0 | 0 | 0 | 0 | 0 |  | 0 | 0 | 0 | 0 | 0 | 0 |  | 0 | 0 | 0 | 0 | 0 | 0 |  | 0 | 0 | 0 | 0 | 0 | 0
[5 empty] | C2 | 774 | 354 | 503 | 151 | 530 | 2312 | 0 | 0 | 0 | 0 | 0 | 0 | 0 | 0 | 0 | 0 | 0 | 0 | 692 | 369 | 554 | 166 | 531 | 2312 | 244 | 0 | 0 | 0 | -244 | 0 | 497 | 450 | 481 | 288 | 596 | 2312 |  |  | C2 | 0.015533 | 0.023127 | 0.04089 | 0.066222 | 0.15533 | C2 | 17752.5 | 17752.5 | 17752.5 | 17752.5 | 17752.5 | C2 | 275.7451 | 410.555 | 725.8985 | 1175.6016 | 2757.4977 | C2 | 0 | 0 | 0 | 0 | 0 | 0 |  | 213426.6817 | 145336.4811 | 365126.9639 | 177515.8369 | 1461473.7762 | 2362879.7398 |  | 190815.5862 | 151494.8066 | 402147.7893 | 195149.8605 | 1464231.2739 | 2403839.3164 |  | 190815.5862 | 151494.8066 | 402147.7893 | 195149.8605 | 1464231.2739 | 2403839.3164 |  | 137045.2982 | 184749.7641 | 349157.1961 | 338573.2519 | 1643468.6238 | 2652994.1341 |  | 204327.0945 | 184749.7641 | 349157.1961 | 338573.2519 | 970639.1872 | 2047446.4938
[5 empty] | C3 | 158 | 60 | 100 | 10 | 81 | 409 | 0 | 0 | 0 | 0 | 0 | 0 | 0 | 0 | 0 | 0 | 0 | 0 | 148 | 54 | 112 | 14 | 81 | 409 | 0 | 0 | 0 | 0 | 0 | 0 | 103 | 72 | 112 | 32 | 90 | 409 |  |  | C3 | 0.015533 | 0.023127 | 0.04089 | 0.066222 | 0.15533 | C3 | 26628.75 | 26628.75 | 26628.75 | 26628.75 | 26628.75 | C3 | 413.6176 | 615.8325 | 1088.8478 | 1763.4024 | 4136.2465 | C3 | 0 | 0 | 0 | 0 | 0 | 0 |  | 65351.5808 | 36949.9528 | 108884.7805 | 17634.0235 | 335035.9694 | 563856.3071 |  | 61215.4048 | 33254.9575 | 121950.9542 | 24687.633 | 335035.9694 | 576144.9189 |  | 61215.4048 | 33254.9575 | 121950.9542 | 24687.633 | 335035.9694 | 576144.9189 |  | 42602.6128 | 44339.9434 | 121950.9542 | 56428.8753 | 372262.1883 | 637584.5739 |  | 42602.6128 | 44339.9434 | 121950.9542 | 56428.8753 | 372262.1883 | 637584.5739
[5 empty] | C4 | 0 | 0 | 0 | 0 | 0 | 0 | 0 | 0 | 0 | 0 | 0 | 0 | 0 | 0 | 0 | 0 | 0 | 0 | 0 | 0 | 0 | 0 | 0 | 0 | 0 | 0 | 0 | 0 | 0 | 0 | 0 | 0 | 0 | 0 | 0 | 0 |  |  | C4 | 0.015533 | 0.023127 | 0.04089 | 0.066222 | 0.15533 | C4 | 44381.25 | 44381.25 | 44381.25 | 44381.25 | 44381.25 | C4 | 689.3627 | 1026.3876 | 1814.7463 | 2939.0039 | 6893.7442 | C4 | 0 | 0 | 0 | 0 | 0 | 0 |  | 0 | 0 | 0 | 0 | 0 | 0 |  | 0 | 0 | 0 | 0 | 0 | 0 |  | 0 | 0 | 0 | 0 | 0 | 0 |  | 0 | 0 | 0 | 0 | 0 | 0 |  | 0 | 0 | 0 | 0 | 0 | 0
|  | Yes | 2721 | 2708 |  | 932 | 414 | 603 | 161 | 611 |  | 0 | 0 | 0 | 0 | 0 |  | 0 | 0 | 0 | 0 | 0 |  | 840 | 423 | 666 | 180 | 612 |  | 244 | 0 | 0 | 0 | -244 |  | 600 | 522 | 593 | 320 | 686 | [22 empty] | 0 | 0 | 0 | 0 | 0 | 0 |  | 278778.2625 | 182286.4339 | 474011.7444 | 195149.8605 | 1796509.7456 | 2926736.047 |  | 252030.9911 | 184749.7641 | 524098.7434 | 219837.4934 | 1799267.2433 | 2979984.2353 |  | 252030.9911 | 184749.7641 | 524098.7434 | 219837.4934 | 1799267.2433 | 2979984.2353 |  | 179647.911 | 229089.7075 | 471108.1503 | 395002.1272 | 2015730.812 | 3290578.708 |  | 246929.7073 | 229089.7075 | 471108.1503 | 395002.1272 | 1342901.3755 | 2685031.0678
| 132kV OHL Fittings |  |  |  | C1 | 0 | 0 | 0 | 0 | 0 | 0 | 0 | 0 | 0 | 0 | 0 | 0 | 0 | 0 | 0 | 0 | 0 | 0 | 0 | 0 | 0 | 0 | 0 | 0 | 0 | 0 | 0 | 0 | 0 | 0 | 0 | 0 | 0 | 0 | 0 | 0 |  | 0 | C1 | 0 | 0 | 0 | 0 | 0 | C1 | 0 | 0 | 0 | 0 | 0 | C1 | [5 empty] | C1 | [5 empty] | 0 | [6 empty] | 0 | [6 empty] | 0 | [6 empty] | 0 | [6 empty] | 0 | [6 empty] | 0
[5 empty] | C2 | 0 | 0 | 0 | 0 | 0 | 0 | 0 | 0 | 0 | 0 | 0 | 0 | 0 | 0 | 0 | 0 | 0 | 0 | 0 | 0 | 0 | 0 | 0 | 0 | 0 | 0 | 0 | 0 | 0 | 0 | 0 | 0 | 0 | 0 | 0 | 0 |  |  | C2 | 0 | 0 | 0 | 0 | 0 | C2 | 0 | 0 | 0 | 0 | 0 | C2 | [5 empty] | C2 | [5 empty] | 0 | [6 empty] | 0 | [6 empty] | 0 | [6 empty] | 0 | [6 empty] | 0 | [6 empty] | 0
[5 empty] | C3 | 0 | 0 | 0 | 0 | 0 | 0 | 0 | 0 | 0 | 0 | 0 | 0 | 0 | 0 | 0 | 0 | 0 | 0 | 0 | 0 | 0 | 0 | 0 | 0 | 0 | 0 | 0 | 0 | 0 | 0 | 0 | 0 | 0 | 0 | 0 | 0 |  |  | C3 | 0 | 0 | 0 | 0 | 0 | C3 | 0 | 0 | 0 | 0 | 0 | C3 | [5 empty] | C3 | [5 empty] | 0 | [6 empty] | 0 | [6 empty] | 0 | [6 empty] | 0 | [6 empty] | 0 | [6 empty] | 0
[5 empty] | C4 | 0 | 0 | 0 | 0 | 0 | 0 | 0 | 0 | 0 | 0 | 0 | 0 | 0 | 0 | 0 | 0 | 0 | 0 | 0 | 0 | 0 | 0 | 0 | 0 | 0 | 0 | 0 | 0 | 0 | 0 | 0 | 0 | 0 | 0 | 0 | 0 |  |  | C4 | 0 | 0 | 0 | 0 | 0 | C4 | 0 | 0 | 0 | 0 | 0 | C4 | [5 empty] | C4 | [5 empty] | 0 | [6 empty] | 0 | [6 empty] | 0 | [6 empty] | 0 | [6 empty] | 0 | [6 empty] | 0
|  | 0 | 0 | 0 |  | 0 | 0 | 0 | 0 | 0 |  | 0 | 0 | 0 | 0 | 0 |  | 0 | 0 | 0 | 0 | 0 |  | 0 | 0 | 0 | 0 | 0 |  | 0 | 0 | 0 | 0 | 0 |  | 0 | 0 | 0 | 0 | 0 | [22 empty] | 0 | 0 | 0 | 0 | 0 | 0 |  | 0 | 0 | 0 | 0 | 0 | 0 |  | 0 | 0 | 0 | 0 | 0 | 0 |  | 0 | 0 | 0 | 0 | 0 | 0 |  | 0 | 0 | 0 | 0 | 0 | 0 |  | 0 | 0 | 0 | 0 | 0 | 0
| 132kV OHL (Tower Line) Conductor |  |  |  | C1 | 56.4907 | 0 | 8.663 | 9.9232 | 16.8271 | 91.904 | 0 | 0 | 0 | 0 | 0 | 0 | 0 | 0 | 0 | 0 | 0 | 0 | 56.4907 | 0 | 0.61093 | 12.5771 | 22.2253 | 91.904 | 0 | 0 | 0 | 0 | 0 | 0 | 55.9523 | 0.5384 | 0.61093 | 4.1377 | 30.6647 | 91.904 |  |  | C1 | 0.00228 | 0.0033947 | 0.0060022 | 0.0097206 | 0.022801 | C1 | 20042.638 | 20042.638 | 20042.638 | 20042.638 | 20042.638 | C1 | 45.6979 | 68.0394 | 120.2998 | 194.8269 | 456.9872 | C1 | 0 | 0 | 0 | 0 | 0 | 0 |  | 2581.5095 | 0 | 1042.1611 | 1933.2976 | 7689.7853 | 13246.7535 |  | 2581.5095 | 0 | 73.4951 | 2450.3564 | 10156.6771 | 15262.038 |  | 2581.5095 | 0 | 73.4951 | 2450.3564 | 10156.6771 | 15262.038 |  | 2556.9055 | 36.6327 | 73.4951 | 806.1423 | 14013.3548 | 17486.5304 |  | 2556.9055 | 36.6327 | 73.4951 | 806.1423 | 14013.3548 | 17486.5304
[5 empty] | C2 | 243.264 | 1.0248 | 58.5727 | 174.3552 | 194.4007 | 671.6174 | 0 | 0 | 0 | 0 | 0 | 0 | 105.16 | 0 | -1.9657 | -17.9598 | -85.2346 | 0 | 242.3145 | 1.3278 | 18.1079 | 189.4855 | 220.3817 | 671.6174 | 217.606 | 0 | -1.9657 | -17.9598 | -197.6806 | 0 | 242.0447 | 0.34214 | 5.3861 | 51.7138 | 372.1306 | 671.6174 |  |  | C2 | 0.00228 | 0.0033947 | 0.0060022 | 0.0097206 | 0.022801 | C2 | 28632.34 | 28632.34 | 28632.34 | 28632.34 | 28632.34 | C2 | 65.2828 | 97.1991 | 171.8568 | 278.3242 | 652.8388 | C2 | 0 | 0 | 0 | 0 | 0 | 0 |  | 15880.9449 | 99.6097 | 10066.1112 | 48527.2639 | 126912.3517 | 201486.2814 |  | 15818.9636 | 129.057 | 3111.9667 | 52738.3959 | 143873.7033 | 215672.0865 |  | 22684.1021 | 129.057 | 2774.1492 | 47739.7606 | 88229.2544 | 161556.3234 |  | 15801.3455 | 33.2562 | 925.6444 | 14393.2021 | 242941.3026 | 274094.7506 |  | 30007.2675 | 33.2562 | 587.8268 | 9394.5668 | 113887.7668 | 153910.6841
[5 empty] | C3 | 125.8463 | 0.39979 | 46.122 | 84.3348 | 66.8757 | 323.5786 | 0 | 0 | 0 | 0 | 0 | 0 | 44.1051 | 0 | -1.1973 | -7.6957 | -35.2122 | 0 | 125.0132 | 0.8613 | 11.9292 | 104.0373 | 81.7376 | 323.5786 | 95.8928 | 0 | -1.1973 | -11.0927 | -83.6029 | 0 | 124.7426 | 0.29883 | 4.0857 | 38.946 | 155.5055 | 323.5786 |  |  | C3 | 0.00228 | 0.0033947 | 0.0060022 | 0.0097206 | 0.022801 | C3 | 42948.51 | 42948.51 | 42948.51 | 42948.51 | 42948.51 | C3 | 97.9242 | 145.7986 | 257.7852 | 417.4863 | 979.2582 | C3 | 0 | 0 | 0 | 0 | 0 | 0 |  | 12323.3919 | 58.2882 | 11889.5668 | 35208.6144 | 65488.6225 | 124968.4838 |  | 12241.8111 | 125.5757 | 3075.1596 | 43434.1557 | 80042.2464 | 138918.9485 |  | 16560.7697 | 125.5757 | 2766.5102 | 40221.3236 | 45560.4388 | 105234.618 |  | 12215.3093 | 43.5689 | 1053.2347 | 16259.4063 | 152280.0751 | 181851.5945 |  | 21605.5346 | 43.5689 | 744.5854 | 11628.3741 | 70411.2742 | 104433.3372
[5 empty] | C4 | 0 | 0 | 0 | 0 | 0 | 0 | 0 | 0 | 0 | 0 | 0 | 0 | 0 | 0 | 0 | 0 | 0 | 0 | 0 | 0 | 0 | 0 | 0 | 0 | 0 | 0 | 0 | 0 | 0 | 0 | 0 | 0 | 0 | 0 | 0 | 0 |  |  | C4 | 0.00228 | 0.0033947 | 0.0060022 | 0.0097206 | 0.022801 | C4 | 71580.85 | 71580.85 | 71580.85 | 71580.85 | 71580.85 | C4 | 163.2069 | 242.9977 | 429.642 | 695.8105 | 1632.097 | C4 | 0 | 0 | 0 | 0 | 0 | 0 |  | 0 | 0 | 0 | 0 | 0 | 0 |  | 0 | 0 | 0 | 0 | 0 | 0 |  | 0 | 0 | 0 | 0 | 0 | 0 |  | 0 | 0 | 0 | 0 | 0 | 0 |  | 0 | 0 | 0 | 0 | 0 | 0
|  | Yes | 1087.1 | 1096.6 |  | 425.601 | 1.4246 | 113.3577 | 268.6131 | 278.1036 |  | 0 | 0 | 0 | 0 | 0 |  | 149.2652 | 0 | -3.163 | -25.6554 | -120.4468 |  | 423.8185 | 2.1891 | 30.648 | 306.0999 | 324.3446 |  | 313.4988 | 0 | -3.163 | -29.0524 | -281.2834 |  | 422.7395 | 1.1794 | 10.0828 | 94.7975 | 558.3008 | [22 empty] | 0 | 0 | 0 | 0 | 0 | 0 |  | 30785.8463 | 157.8979 | 22997.8391 | 85669.176 | 200090.7595 | 339701.5187 |  | 30642.2842 | 254.6328 | 6260.6214 | 98622.908 | 234072.6268 | 369853.073 |  | 41826.3813 | 254.6328 | 5614.1545 | 90411.4406 | 143946.3703 | 282052.9794 |  | 30573.5603 | 113.4578 | 2052.3741 | 31458.7507 | 409234.7326 | 473432.8755 |  | 54169.7076 | 113.4578 | 1405.9073 | 21829.0833 | 198312.3958 | 275830.5518
| [Please insert new asset category as required] |  |  |  | C1 | 0 | 0 | 0 | 0 | 0 | 0 | 0 | 0 | 0 | 0 | 0 | 0 | 0 | 0 | 0 | 0 | 0 | 0 | 0 | 0 | 0 | 0 | 0 | 0 | 0 | 0 | 0 | 0 | 0 | 0 | 0 | 0 | 0 | 0 | 0 | 0 |  |  | C1 | 0 | 0 | 0 | 0 | 0 | C1 | 0 | 0 | 0 | 0 | 0 | C1 | [5 empty] | C1 | [5 empty] | 0 | [6 empty] | 0 | [6 empty] | 0 | [6 empty] | 0 | [6 empty] | 0 | [6 empty] | 0
[5 empty] | C2 | 0 | 0 | 0 | 0 | 0 | 0 | 0 | 0 | 0 | 0 | 0 | 0 | 0 | 0 | 0 | 0 | 0 | 0 | 0 | 0 | 0 | 0 | 0 | 0 | 0 | 0 | 0 | 0 | 0 | 0 | 0 | 0 | 0 | 0 | 0 | 0 |  |  | C2 | 0 | 0 | 0 | 0 | 0 | C2 | 0 | 0 | 0 | 0 | 0 | C2 | [5 empty] | C2 | [5 empty] | 0 | [6 empty] | 0 | [6 empty] | 0 | [6 empty] | 0 | [6 empty] | 0 | [6 empty] | 0
[5 empty] | C3 | 0 | 0 | 0 | 0 | 0 | 0 | 0 | 0 | 0 | 0 | 0 | 0 | 0 | 0 | 0 | 0 | 0 | 0 | 0 | 0 | 0 | 0 | 0 | 0 | 0 | 0 | 0 | 0 | 0 | 0 | 0 | 0 | 0 | 0 | 0 | 0 |  |  | C3 | 0 | 0 | 0 | 0 | 0 | C3 | 0 | 0 | 0 | 0 | 0 | C3 | [5 empty] | C3 | [5 empty] | 0 | [6 empty] | 0 | [6 empty] | 0 | [6 empty] | 0 | [6 empty] | 0 | [6 empty] | 0
[5 empty] | C4 | 0 | 0 | 0 | 0 | 0 | 0 | 0 | 0 | 0 | 0 | 0 | 0 | 0 | 0 | 0 | 0 | 0 | 0 | 0 | 0 | 0 | 0 | 0 | 0 | 0 | 0 | 0 | 0 | 0 | 0 | 0 | 0 | 0 | 0 | 0 | 0 |  |  | C4 | 0 | 0 | 0 | 0 | 0 | C4 | 0 | 0 | 0 | 0 | 0 | C4 | [5 empty] | C4 | [5 empty] | 0 | [6 empty] | 0 | [6 empty] | 0 | [6 empty] | 0 | [6 empty] | 0 | [6 empty] | 0
|  | 0 | 0 | 0 |  | 0 | 0 | 0 | 0 | 0 |  | 0 | 0 | 0 | 0 | 0 |  | 0 | 0 | 0 | 0 | 0 |  | 0 | 0 | 0 | 0 | 0 |  | 0 | 0 | 0 | 0 | 0 |  | 0 | 0 | 0 | 0 | 0 | [22 empty] | 0 | 0 | 0 | 0 | 0 | 0 |  | 0 | 0 | 0 | 0 | 0 | 0 |  | 0 | 0 | 0 | 0 | 0 | 0 |  | 0 | 0 | 0 | 0 | 0 | 0 |  | 0 | 0 | 0 | 0 | 0 | 0 |  | 0 | 0 | 0 | 0 | 0 | 0
| [Please insert new asset category as required] |  |  |  | C1 | 0 | 0 | 0 | 0 | 0 | 0 | 0 | 0 | 0 | 0 | 0 | 0 | 0 | 0 | 0 | 0 | 0 | 0 | 0 | 0 | 0 | 0 | 0 | 0 | 0 | 0 | 0 | 0 | 0 | 0 | 0 | 0 | 0 | 0 | 0 | 0 |  |  | C1 | 0 | 0 | 0 | 0 | 0 | C1 | 0 | 0 | 0 | 0 | 0 | C1 | [5 empty] | C1 | [5 empty] | 0 | [6 empty] | 0 | [6 empty] | 0 | [6 empty] | 0 | [6 empty] | 0 | [6 empty] | 0
[5 empty] | C2 | 0 | 0 | 0 | 0 | 0 | 0 | 0 | 0 | 0 | 0 | 0 | 0 | 0 | 0 | 0 | 0 | 0 | 0 | 0 | 0 | 0 | 0 | 0 | 0 | 0 | 0 | 0 | 0 | 0 | 0 | 0 | 0 | 0 | 0 | 0 | 0 |  |  | C2 | 0 | 0 | 0 | 0 | 0 | C2 | 0 | 0 | 0 | 0 | 0 | C2 | [5 empty] | C2 | [5 empty] | 0 | [6 empty] | 0 | [6 empty] | 0 | [6 empty] | 0 | [6 empty] | 0 | [6 empty] | 0
[5 empty] | C3 | 0 | 0 | 0 | 0 | 0 | 0 | 0 | 0 | 0 | 0 | 0 | 0 | 0 | 0 | 0 | 0 | 0 | 0 | 0 | 0 | 0 | 0 | 0 | 0 | 0 | 0 | 0 | 0 | 0 | 0 | 0 | 0 | 0 | 0 | 0 | 0 |  |  | C3 | 0 | 0 | 0 | 0 | 0 | C3 | 0 | 0 | 0 | 0 | 0 | C3 | [5 empty] | C3 | [5 empty] | 0 | [6 empty] | 0 | [6 empty] | 0 | [6 empty] | 0 | [6 empty] | 0 | [6 empty] | 0
[5 empty] | C4 | 0 | 0 | 0 | 0 | 0 | 0 | 0 | 0 | 0 | 0 | 0 | 0 | 0 | 0 | 0 | 0 | 0 | 0 | 0 | 0 | 0 | 0 | 0 | 0 | 0 | 0 | 0 | 0 | 0 | 0 | 0 | 0 | 0 | 0 | 0 | 0 |  |  | C4 | 0 | 0 | 0 | 0 | 0 | C4 | 0 | 0 | 0 | 0 | 0 | C4 | [5 empty] | C4 | [5 empty] | 0 | [6 empty] | 0 | [6 empty] | 0 | [6 empty] | 0 | [6 empty] | 0 | [6 empty] | 0
|  | 0 | 0 | 0 |  | 0 | 0 | 0 | 0 | 0 |  | 0 | 0 | 0 | 0 | 0 |  | 0 | 0 | 0 | 0 | 0 |  | 0 | 0 | 0 | 0 | 0 |  | 0 | 0 | 0 | 0 | 0 |  | 0 | 0 | 0 | 0 | 0 | [22 empty] | 0 | 0 | 0 | 0 | 0 | 0 |  | 0 | 0 | 0 | 0 | 0 | 0 |  | 0 | 0 | 0 | 0 | 0 | 0 |  | 0 | 0 | 0 | 0 | 0 | 0 |  | 0 | 0 | 0 | 0 | 0 | 0 |  | 0 | 0 | 0 | 0 | 0 | 0
| [Please insert new asset category as required] |  |  |  | C1 | 0 | 0 | 0 | 0 | 0 | 0 | 0 | 0 | 0 | 0 | 0 | 0 | 0 | 0 | 0 | 0 | 0 | 0 | 0 | 0 | 0 | 0 | 0 | 0 | 0 | 0 | 0 | 0 | 0 | 0 | 0 | 0 | 0 | 0 | 0 | 0 |  |  | C1 | 0 | 0 | 0 | 0 | 0 | C1 | 0 | 0 | 0 | 0 | 0 | C1 | [5 empty] | C1 | [5 empty] | 0 | [6 empty] | 0 | [6 empty] | 0 | [6 empty] | 0 | [6 empty] | 0 | [6 empty] | 0
[5 empty] | C2 | 0 | 0 | 0 | 0 | 0 | 0 | 0 | 0 | 0 | 0 | 0 | 0 | 0 | 0 | 0 | 0 | 0 | 0 | 0 | 0 | 0 | 0 | 0 | 0 | 0 | 0 | 0 | 0 | 0 | 0 | 0 | 0 | 0 | 0 | 0 | 0 |  |  | C2 | 0 | 0 | 0 | 0 | 0 | C2 | 0 | 0 | 0 | 0 | 0 | C2 | [5 empty] | C2 | [5 empty] | 0 | [6 empty] | 0 | [6 empty] | 0 | [6 empty] | 0 | [6 empty] | 0 | [6 empty] | 0
[5 empty] | C3 | 0 | 0 | 0 | 0 | 0 | 0 | 0 | 0 | 0 | 0 | 0 | 0 | 0 | 0 | 0 | 0 | 0 | 0 | 0 | 0 | 0 | 0 | 0 | 0 | 0 | 0 | 0 | 0 | 0 | 0 | 0 | 0 | 0 | 0 | 0 | 0 |  |  | C3 | 0 | 0 | 0 | 0 | 0 | C3 | 0 | 0 | 0 | 0 | 0 | C3 | [5 empty] | C3 | [5 empty] | 0 | [6 empty] | 0 | [6 empty] | 0 | [6 empty] | 0 | [6 empty] | 0 | [6 empty] | 0
[5 empty] | C4 | 0 | 0 | 0 | 0 | 0 | 0 | 0 | 0 | 0 | 0 | 0 | 0 | 0 | 0 | 0 | 0 | 0 | 0 | 0 | 0 | 0 | 0 | 0 | 0 | 0 | 0 | 0 | 0 | 0 | 0 | 0 | 0 | 0 | 0 | 0 | 0 |  |  | C4 | 0 | 0 | 0 | 0 | 0 | C4 | 0 | 0 | 0 | 0 | 0 | C4 | [5 empty] | C4 | [5 empty] | 0 | [6 empty] | 0 | [6 empty] | 0 | [6 empty] | 0 | [6 empty] | 0 | [6 empty] | 0
|  | 0 | 0 | 0 |  | 0 | 0 | 0 | 0 | 0 |  | 0 | 0 | 0 | 0 | 0 |  | 0 | 0 | 0 | 0 | 0 |  | 0 | 0 | 0 | 0 | 0 |  | 0 | 0 | 0 | 0 | 0 |  | 0 | 0 | 0 | 0 | 0 | [22 empty] | 0 | 0 | 0 | 0 | 0 | 0 |  | 0 | 0 | 0 | 0 | 0 | 0 |  | 0 | 0 | 0 | 0 | 0 | 0 |  | 0 | 0 | 0 | 0 | 0 | 0 |  | 0 | 0 | 0 | 0 | 0 | 0 |  | 0 | 0 | 0 | 0 | 0 | 0
| [Please insert new asset category as required] |  |  |  | C1 | 0 | 0 | 0 | 0 | 0 | 0 | 0 | 0 | 0 | 0 | 0 | 0 | 0 | 0 | 0 | 0 | 0 | 0 | 0 | 0 | 0 | 0 | 0 | 0 | 0 | 0 | 0 | 0 | 0 | 0 | 0 | 0 | 0 | 0 | 0 | 0 |  |  | C1 | 0 | 0 | 0 | 0 | 0 | C1 | 0 | 0 | 0 | 0 | 0 | C1 | [5 empty] | C1 | [5 empty] | 0 | [6 empty] | 0 | [6 empty] | 0 | [6 empty] | 0 | [6 empty] | 0 | [6 empty] | 0
[5 empty] | C2 | 0 | 0 | 0 | 0 | 0 | 0 | 0 | 0 | 0 | 0 | 0 | 0 | 0 | 0 | 0 | 0 | 0 | 0 | 0 | 0 | 0 | 0 | 0 | 0 | 0 | 0 | 0 | 0 | 0 | 0 | 0 | 0 | 0 | 0 | 0 | 0 |  |  | C2 | 0 | 0 | 0 | 0 | 0 | C2 | 0 | 0 | 0 | 0 | 0 | C2 | [5 empty] | C2 | [5 empty] | 0 | [6 empty] | 0 | [6 empty] | 0 | [6 empty] | 0 | [6 empty] | 0 | [6 empty] | 0
[5 empty] | C3 | 0 | 0 | 0 | 0 | 0 | 0 | 0 | 0 | 0 | 0 | 0 | 0 | 0 | 0 | 0 | 0 | 0 | 0 | 0 | 0 | 0 | 0 | 0 | 0 | 0 | 0 | 0 | 0 | 0 | 0 | 0 | 0 | 0 | 0 | 0 | 0 |  |  | C3 | 0 | 0 | 0 | 0 | 0 | C3 | 0 | 0 | 0 | 0 | 0 | C3 | [5 empty] | C3 | [5 empty] | 0 | [6 empty] | 0 | [6 empty] | 0 | [6 empty] | 0 | [6 empty] | 0 | [6 empty] | 0
[5 empty] | C4 | 0 | 0 | 0 | 0 | 0 | 0 | 0 | 0 | 0 | 0 | 0 | 0 | 0 | 0 | 0 | 0 | 0 | 0 | 0 | 0 | 0 | 0 | 0 | 0 | 0 | 0 | 0 | 0 | 0 | 0 | 0 | 0 | 0 | 0 | 0 | 0 |  |  | C4 | 0 | 0 | 0 | 0 | 0 | C4 | 0 | 0 | 0 | 0 | 0 | C4 | [5 empty] | C4 | [5 empty] | 0 | [6 empty] | 0 | [6 empty] | 0 | [6 empty] | 0 | [6 empty] | 0 | [6 empty] | 0
|  | 0 | 0 | 0 |  | 0 | 0 | 0 | 0 | 0 |  | 0 | 0 | 0 | 0 | 0 |  | 0 | 0 | 0 | 0 | 0 |  | 0 | 0 | 0 | 0 | 0 |  | 0 | 0 | 0 | 0 | 0 |  | 0 | 0 | 0 | 0 | 0 | [22 empty] | 0 | 0 | 0 | 0 | 0 | 0 |  | 0 | 0 | 0 | 0 | 0 | 0 |  | 0 | 0 | 0 | 0 | 0 | 0 |  | 0 | 0 | 0 | 0 | 0 | 0 |  | 0 | 0 | 0 | 0 | 0 | 0 |  | 0 | 0 | 0 | 0 | 0 | 0
[63 empty] | 0 | 0 | 0 | 0 | 0 | 0 |  | 1508835.056 | 488850.937 | 901432.7534 | 566493.5334 | 6387792.9389 | 9853405.2187 |  | 1454248.2639 | 457330.6246 | 952389.2546 | 547175.9218 | 6997117.8652 | 10408261.9301 |  | 1588970.1989 | 457330.6246 | 939181.9123 | 518621.9628 | 5767023.0902 | 9271127.7887 |  | 1209433.7467 | 560708.7285 | 718435.9251 | 1389888.0228 | 7663021.4541 | 11541487.8772 |  | 1539669.3469 | 560708.7285 | 698948.1451 | 1339573.3721 | 4552656.4188 | 8691556.0114
| Other | [66 empty] | 0 | [6 empty] | 0 | [6 empty] | 0 | [6 empty] | 0 | [6 empty] | 0 | [6 empty] | 0
| Submarine Cables |  |  |  | C1 | 0 | 0 | 0 | 0 | 0 | 0 | 0 | 0 | 0 | 0 | 0 | 0 | 0 | 0 | 0 | 0 | 0 | 0 | 0 | 0 | 0 | 0 | 0 | 0 | 0 | 0 | 0 | 0 | 0 | 0 | 0 | 0 | 0 | 0 | 0 | 0 |  |  | C1 | 0 | 0 | 0 | 0 | 0 | C1 | 0 | 0 | 0 | 0 | 0 | C1 | [5 empty] | C1 | [5 empty] | 0 | [6 empty] | 0 | [6 empty] | 0 | [6 empty] | 0 | [6 empty] | 0 | [6 empty] | 0
[5 empty] | C2 | 0 | 0 | 0 | 0 | 0 | 0 | 0 | 0 | 0 | 0 | 0 | 0 | 0 | 0 | 0 | 0 | 0 | 0 | 0 | 0 | 0 | 0 | 0 | 0 | 0 | 0 | 0 | 0 | 0 | 0 | 0 | 0 | 0 | 0 | 0 | 0 |  |  | C2 | 0 | 0 | 0 | 0 | 0 | C2 | 0 | 0 | 0 | 0 | 0 | C2 | [5 empty] | C2 | [5 empty] | 0 | [6 empty] | 0 | [6 empty] | 0 | [6 empty] | 0 | [6 empty] | 0 | [6 empty] | 0
[5 empty] | C3 | 0 | 0 | 0 | 0 | 0 | 0 | 0 | 0 | 0 | 0 | 0 | 0 | 0 | 0 | 0 | 0 | 0 | 0 | 0 | 0 | 0 | 0 | 0 | 0 | 0 | 0 | 0 | 0 | 0 | 0 | 0 | 0 | 0 | 0 | 0 | 0 |  |  | C3 | 0 | 0 | 0 | 0 | 0 | C3 | 0 | 0 | 0 | 0 | 0 | C3 | [5 empty] | C3 | [5 empty] | 0 | [6 empty] | 0 | [6 empty] | 0 | [6 empty] | 0 | [6 empty] | 0 | [6 empty] | 0
[5 empty] | C4 | 0 | 0 | 0 | 0 | 0 | 0 | 0 | 0 | 0 | 0 | 0 | 0 | 0 | 0 | 0 | 0 | 0 | 0 | 0 | 0 | 0 | 0 | 0 | 0 | 0 | 0 | 0 | 0 | 0 | 0 | 0 | 0 | 0 | 0 | 0 | 0 |  |  | C4 | 0 | 0 | 0 | 0 | 0 | C4 | 0 | 0 | 0 | 0 | 0 | C4 | [5 empty] | C4 | [5 empty] | 0 | [6 empty] | 0 | [6 empty] | 0 | [6 empty] | 0 | [6 empty] | 0 | [6 empty] | 0
|  | 0 | 0 | 0 |  | 0 | 0 | 0 | 0 | 0 |  | 0 | 0 | 0 | 0 | 0 |  | 0 | 0 | 0 | 0 | 0 |  | 0 | 0 | 0 | 0 | 0 |  | 0 | 0 | 0 | 0 | 0 |  | 0 | 0 | 0 | 0 | 0 | [22 empty] | 0 | 0 | 0 | 0 | 0 | 0 |  | 0 | 0 | 0 | 0 | 0 | 0 |  | 0 | 0 | 0 | 0 | 0 | 0 |  | 0 | 0 | 0 | 0 | 0 | 0 |  | 0 | 0 | 0 | 0 | 0 | 0 |  | 0 | 0 | 0 | 0 | 0 | 0
| [Please insert new asset category as required] |  |  |  | C1 | 0 | 0 | 0 | 0 | 0 | 0 | 0 | 0 | 0 | 0 | 0 | 0 | 0 | 0 | 0 | 0 | 0 | 0 | 0 | 0 | 0 | 0 | 0 | 0 | 0 | 0 | 0 | 0 | 0 | 0 | 0 | 0 | 0 | 0 | 0 | 0 |  |  | C1 | 0 | 0 | 0 | 0 | 0 | C1 | 0 | 0 | 0 | 0 | 0 | C1 | [5 empty] | C1 | [5 empty] | 0 | [6 empty] | 0 | [6 empty] | 0 | [6 empty] | 0 | [6 empty] | 0 | [6 empty] | 0
[5 empty] | C2 | 0 | 0 | 0 | 0 | 0 | 0 | 0 | 0 | 0 | 0 | 0 | 0 | 0 | 0 | 0 | 0 | 0 | 0 | 0 | 0 | 0 | 0 | 0 | 0 | 0 | 0 | 0 | 0 | 0 | 0 | 0 | 0 | 0 | 0 | 0 | 0 |  |  | C2 | 0 | 0 | 0 | 0 | 0 | C2 | 0 | 0 | 0 | 0 | 0 | C2 | [5 empty] | C2 | [5 empty] | 0 | [6 empty] | 0 | [6 empty] | 0 | [6 empty] | 0 | [6 empty] | 0 | [6 empty] | 0
[5 empty] | C3 | 0 | 0 | 0 | 0 | 0 | 0 | 0 | 0 | 0 | 0 | 0 | 0 | 0 | 0 | 0 | 0 | 0 | 0 | 0 | 0 | 0 | 0 | 0 | 0 | 0 | 0 | 0 | 0 | 0 | 0 | 0 | 0 | 0 | 0 | 0 | 0 |  |  | C3 | 0 | 0 | 0 | 0 | 0 | C3 | 0 | 0 | 0 | 0 | 0 | C3 | [5 empty] | C3 | [5 empty] | 0 | [6 empty] | 0 | [6 empty] | 0 | [6 empty] | 0 | [6 empty] | 0 | [6 empty] | 0
[5 empty] | C4 | 0 | 0 | 0 | 0 | 0 | 0 | 0 | 0 | 0 | 0 | 0 | 0 | 0 | 0 | 0 | 0 | 0 | 0 | 0 | 0 | 0 | 0 | 0 | 0 | 0 | 0 | 0 | 0 | 0 | 0 | 0 | 0 | 0 | 0 | 0 | 0 |  |  | C4 | 0 | 0 | 0 | 0 | 0 | C4 | 0 | 0 | 0 | 0 | 0 | C4 | [5 empty] | C4 | [5 empty] | 0 | [6 empty] | 0 | [6 empty] | 0 | [6 empty] | 0 | [6 empty] | 0 | [6 empty] | 0
|  | 0 | 0 | 0 |  | 0 | 0 | 0 | 0 | 0 |  | 0 | 0 | 0 | 0 | 0 |  | 0 | 0 | 0 | 0 | 0 |  | 0 | 0 | 0 | 0 | 0 |  | 0 | 0 | 0 | 0 | 0 |  | 0 | 0 | 0 | 0 | 0 | [22 empty] | 0 | 0 | 0 | 0 | 0 | 0 |  | 0 | 0 | 0 | 0 | 0 | 0 |  | 0 | 0 | 0 | 0 | 0 | 0 |  | 0 | 0 | 0 | 0 | 0 | 0 |  | 0 | 0 | 0 | 0 | 0 | 0 |  | 0 | 0 | 0 | 0 | 0 | 0
| [Please insert new asset category as required] |  |  |  | C1 | 0 | 0 | 0 | 0 | 0 | 0 | 0 | 0 | 0 | 0 | 0 | 0 | 0 | 0 | 0 | 0 | 0 | 0 | 0 | 0 | 0 | 0 | 0 | 0 | 0 | 0 | 0 | 0 | 0 | 0 | 0 | 0 | 0 | 0 | 0 | 0 |  |  | C1 | 0 | 0 | 0 | 0 | 0 | C1 | 0 | 0 | 0 | 0 | 0 | C1 | [5 empty] | C1 | [5 empty] | 0 | [6 empty] | 0 | [6 empty] | 0 | [6 empty] | 0 | [6 empty] | 0 | [6 empty] | 0
[5 empty] | C2 | 0 | 0 | 0 | 0 | 0 | 0 | 0 | 0 | 0 | 0 | 0 | 0 | 0 | 0 | 0 | 0 | 0 | 0 | 0 | 0 | 0 | 0 | 0 | 0 | 0 | 0 | 0 | 0 | 0 | 0 | 0 | 0 | 0 | 0 | 0 | 0 |  |  | C2 | 0 | 0 | 0 | 0 | 0 | C2 | 0 | 0 | 0 | 0 | 0 | C2 | [5 empty] | C2 | [5 empty] | 0 | [6 empty] | 0 | [6 empty] | 0 | [6 empty] | 0 | [6 empty] | 0 | [6 empty] | 0
[5 empty] | C3 | 0 | 0 | 0 | 0 | 0 | 0 | 0 | 0 | 0 | 0 | 0 | 0 | 0 | 0 | 0 | 0 | 0 | 0 | 0 | 0 | 0 | 0 | 0 | 0 | 0 | 0 | 0 | 0 | 0 | 0 | 0 | 0 | 0 | 0 | 0 | 0 |  |  | C3 | 0 | 0 | 0 | 0 | 0 | C3 | 0 | 0 | 0 | 0 | 0 | C3 | [5 empty] | C3 | [5 empty] | 0 | [6 empty] | 0 | [6 empty] | 0 | [6 empty] | 0 | [6 empty] | 0 | [6 empty] | 0
[5 empty] | C4 | 0 | 0 | 0 | 0 | 0 | 0 | 0 | 0 | 0 | 0 | 0 | 0 | 0 | 0 | 0 | 0 | 0 | 0 | 0 | 0 | 0 | 0 | 0 | 0 | 0 | 0 | 0 | 0 | 0 | 0 | 0 | 0 | 0 | 0 | 0 | 0 |  |  | C4 | 0 | 0 | 0 | 0 | 0 | C4 | 0 | 0 | 0 | 0 | 0 | C4 | [5 empty] | C4 | [5 empty] | 0 | [6 empty] | 0 | [6 empty] | 0 | [6 empty] | 0 | [6 empty] | 0 | [6 empty] | 0
|  | 0 | 0 | 0 |  | 0 | 0 | 0 | 0 | 0 |  | 0 | 0 | 0 | 0 | 0 |  | 0 | 0 | 0 | 0 | 0 |  | 0 | 0 | 0 | 0 | 0 |  | 0 | 0 | 0 | 0 | 0 |  | 0 | 0 | 0 | 0 | 0 | [22 empty] | 0 | 0 | 0 | 0 | 0 | 0 |  | 0 | 0 | 0 | 0 | 0 | 0 |  | 0 | 0 | 0 | 0 | 0 | 0 |  | 0 | 0 | 0 | 0 | 0 | 0 |  | 0 | 0 | 0 | 0 | 0 | 0 |  | 0 | 0 | 0 | 0 | 0 | 0
| [Please insert new asset category as required] |  |  |  | C1 | 0 | 0 | 0 | 0 | 0 | 0 | 0 | 0 | 0 | 0 | 0 | 0 | 0 | 0 | 0 | 0 | 0 | 0 | 0 | 0 | 0 | 0 | 0 | 0 | 0 | 0 | 0 | 0 | 0 | 0 | 0 | 0 | 0 | 0 | 0 | 0 |  |  | C1 | 0 | 0 | 0 | 0 | 0 | C1 | 0 | 0 | 0 | 0 | 0 | C1 | [5 empty] | C1 | [5 empty] | 0 | [6 empty] | 0 | [6 empty] | 0 | [6 empty] | 0 | [6 empty] | 0 | [6 empty] | 0
[5 empty] | C2 | 0 | 0 | 0 | 0 | 0 | 0 | 0 | 0 | 0 | 0 | 0 | 0 | 0 | 0 | 0 | 0 | 0 | 0 | 0 | 0 | 0 | 0 | 0 | 0 | 0 | 0 | 0 | 0 | 0 | 0 | 0 | 0 | 0 | 0 | 0 | 0 |  |  | C2 | 0 | 0 | 0 | 0 | 0 | C2 | 0 | 0 | 0 | 0 | 0 | C2 | [5 empty] | C2 | [5 empty] | 0 | [6 empty] | 0 | [6 empty] | 0 | [6 empty] | 0 | [6 empty] | 0 | [6 empty] | 0
[5 empty] | C3 | 0 | 0 | 0 | 0 | 0 | 0 | 0 | 0 | 0 | 0 | 0 | 0 | 0 | 0 | 0 | 0 | 0 | 0 | 0 | 0 | 0 | 0 | 0 | 0 | 0 | 0 | 0 | 0 | 0 | 0 | 0 | 0 | 0 | 0 | 0 | 0 |  |  | C3 | 0 | 0 | 0 | 0 | 0 | C3 | 0 | 0 | 0 | 0 | 0 | C3 | [5 empty] | C3 | [5 empty] | 0 | [6 empty] | 0 | [6 empty] | 0 | [6 empty] | 0 | [6 empty] | 0 | [6 empty] | 0
[5 empty] | C4 | 0 | 0 | 0 | 0 | 0 | 0 | 0 | 0 | 0 | 0 | 0 | 0 | 0 | 0 | 0 | 0 | 0 | 0 | 0 | 0 | 0 | 0 | 0 | 0 | 0 | 0 | 0 | 0 | 0 | 0 | 0 | 0 | 0 | 0 | 0 | 0 |  |  | C4 | 0 | 0 | 0 | 0 | 0 | C4 | 0 | 0 | 0 | 0 | 0 | C4 | [5 empty] | C4 | [5 empty] | 0 | [6 empty] | 0 | [6 empty] | 0 | [6 empty] | 0 | [6 empty] | 0 | [6 empty] | 0
|  | 0 | 0 | 0 |  | 0 | 0 | 0 | 0 | 0 |  | 0 | 0 | 0 | 0 | 0 |  | 0 | 0 | 0 | 0 | 0 |  | 0 | 0 | 0 | 0 | 0 |  | 0 | 0 | 0 | 0 | 0 |  | 0 | 0 | 0 | 0 | 0 | [22 empty] | 0 | 0 | 0 | 0 | 0 | 0 |  | 0 | 0 | 0 | 0 | 0 | 0 |  | 0 | 0 | 0 | 0 | 0 | 0 |  | 0 | 0 | 0 | 0 | 0 | 0 |  | 0 | 0 | 0 | 0 | 0 | 0 |  | 0 | 0 | 0 | 0 | 0 | 0
| [Please insert new asset category as required] |  |  |  | C1 | 0 | 0 | 0 | 0 | 0 | 0 | 0 | 0 | 0 | 0 | 0 | 0 | 0 | 0 | 0 | 0 | 0 | 0 | 0 | 0 | 0 | 0 | 0 | 0 | 0 | 0 | 0 | 0 | 0 | 0 | 0 | 0 | 0 | 0 | 0 | 0 |  |  | C1 | 0 | 0 | 0 | 0 | 0 | C1 | 0 | 0 | 0 | 0 | 0 | C1 | [5 empty] | C1 | [5 empty] | 0 | [6 empty] | 0 | [6 empty] | 0 | [6 empty] | 0 | [6 empty] | 0 | [6 empty] | 0
[5 empty] | C2 | 0 | 0 | 0 | 0 | 0 | 0 | 0 | 0 | 0 | 0 | 0 | 0 | 0 | 0 | 0 | 0 | 0 | 0 | 0 | 0 | 0 | 0 | 0 | 0 | 0 | 0 | 0 | 0 | 0 | 0 | 0 | 0 | 0 | 0 | 0 | 0 |  |  | C2 | 0 | 0 | 0 | 0 | 0 | C2 | 0 | 0 | 0 | 0 | 0 | C2 | [5 empty] | C2 | [5 empty] | 0 | [6 empty] | 0 | [6 empty] | 0 | [6 empty] | 0 | [6 empty] | 0 | [6 empty] | 0
[5 empty] | C3 | 0 | 0 | 0 | 0 | 0 | 0 | 0 | 0 | 0 | 0 | 0 | 0 | 0 | 0 | 0 | 0 | 0 | 0 | 0 | 0 | 0 | 0 | 0 | 0 | 0 | 0 | 0 | 0 | 0 | 0 | 0 | 0 | 0 | 0 | 0 | 0 |  |  | C3 | 0 | 0 | 0 | 0 | 0 | C3 | 0 | 0 | 0 | 0 | 0 | C3 | [5 empty] | C3 | [5 empty] | 0 | [6 empty] | 0 | [6 empty] | 0 | [6 empty] | 0 | [6 empty] | 0 | [6 empty] | 0
[5 empty] | C4 | 0 | 0 | 0 | 0 | 0 | 0 | 0 | 0 | 0 | 0 | 0 | 0 | 0 | 0 | 0 | 0 | 0 | 0 | 0 | 0 | 0 | 0 | 0 | 0 | 0 | 0 | 0 | 0 | 0 | 0 | 0 | 0 | 0 | 0 | 0 | 0 |  |  | C4 | 0 | 0 | 0 | 0 | 0 | C4 | 0 | 0 | 0 | 0 | 0 | C4 | [5 empty] | C4 | [5 empty] | 0 | [6 empty] | 0 | [6 empty] | 0 | [6 empty] | 0 | [6 empty] | 0 | [6 empty] | 0
|  | 0 | 0 | 0 |  | 0 | 0 | 0 | 0 | 0 |  | 0 | 0 | 0 | 0 | 0 |  | 0 | 0 | 0 | 0 | 0 |  | 0 | 0 | 0 | 0 | 0 |  | 0 | 0 | 0 | 0 | 0 |  | 0 | 0 | 0 | 0 | 0 | [22 empty] | 0 | 0 | 0 | 0 | 0 | 0 |  | 0 | 0 | 0 | 0 | 0 | 0 |  | 0 | 0 | 0 | 0 | 0 | 0 |  | 0 | 0 | 0 | 0 | 0 | 0 |  | 0 | 0 | 0 | 0 | 0 | 0 |  | 0 | 0 | 0 | 0 | 0 | 0
| [Please insert new asset category as required] |  |  |  | C1 | 0 | 0 | 0 | 0 | 0 | 0 | 0 | 0 | 0 | 0 | 0 | 0 | 0 | 0 | 0 | 0 | 0 | 0 | 0 | 0 | 0 | 0 | 0 | 0 | 0 | 0 | 0 | 0 | 0 | 0 | 0 | 0 | 0 | 0 | 0 | 0 |  |  | C1 | 0 | 0 | 0 | 0 | 0 | C1 | 0 | 0 | 0 | 0 | 0 | C1 | [5 empty] | C1 | [5 empty] | 0 | [6 empty] | 0 | [6 empty] | 0 | [6 empty] | 0 | [6 empty] | 0 | [6 empty] | 0
[5 empty] | C2 | 0 | 0 | 0 | 0 | 0 | 0 | 0 | 0 | 0 | 0 | 0 | 0 | 0 | 0 | 0 | 0 | 0 | 0 | 0 | 0 | 0 | 0 | 0 | 0 | 0 | 0 | 0 | 0 | 0 | 0 | 0 | 0 | 0 | 0 | 0 | 0 |  |  | C2 | 0 | 0 | 0 | 0 | 0 | C2 | 0 | 0 | 0 | 0 | 0 | C2 | [5 empty] | C2 | [5 empty] | 0 | [6 empty] | 0 | [6 empty] | 0 | [6 empty] | 0 | [6 empty] | 0 | [6 empty] | 0
[5 empty] | C3 | 0 | 0 | 0 | 0 | 0 | 0 | 0 | 0 | 0 | 0 | 0 | 0 | 0 | 0 | 0 | 0 | 0 | 0 | 0 | 0 | 0 | 0 | 0 | 0 | 0 | 0 | 0 | 0 | 0 | 0 | 0 | 0 | 0 | 0 | 0 | 0 |  |  | C3 | 0 | 0 | 0 | 0 | 0 | C3 | 0 | 0 | 0 | 0 | 0 | C3 | [5 empty] | C3 | [5 empty] | 0 | [6 empty] | 0 | [6 empty] | 0 | [6 empty] | 0 | [6 empty] | 0 | [6 empty] | 0
[5 empty] | C4 | 0 | 0 | 0 | 0 | 0 | 0 | 0 | 0 | 0 | 0 | 0 | 0 | 0 | 0 | 0 | 0 | 0 | 0 | 0 | 0 | 0 | 0 | 0 | 0 | 0 | 0 | 0 | 0 | 0 | 0 | 0 | 0 | 0 | 0 | 0 | 0 |  |  | C4 | 0 | 0 | 0 | 0 | 0 | C4 | 0 | 0 | 0 | 0 | 0 | C4 | [5 empty] | C4 | [5 empty] | 0 | [6 empty] | 0 | [6 empty] | 0 | [6 empty] | 0 | [6 empty] | 0 | [6 empty] | 0
|  | 0 | 0 | 0 |  | 0 | 0 | 0 | 0 | 0 |  | 0 | 0 | 0 | 0 | 0 |  | 0 | 0 | 0 | 0 | 0 |  | 0 | 0 | 0 | 0 | 0 |  | 0 | 0 | 0 | 0 | 0 |  | 0 | 0 | 0 | 0 | 0 | [22 empty] | 0 | 0 | 0 | 0 | 0 | 0 |  | 0 | 0 | 0 | 0 | 0 | 0 |  | 0 | 0 | 0 | 0 | 0 | 0 |  | 0 | 0 | 0 | 0 | 0 | 0 |  | 0 | 0 | 0 | 0 | 0 | 0 |  | 0 | 0 | 0 | 0 | 0 | 0
[63 empty] | 0 | 0 | 0 | 0 | 0 | 0 |  | 0 | 0 | 0 | 0 | 0 | 0 |  | 0 | 0 | 0 | 0 | 0 | 0 |  | 0 | 0 | 0 | 0 | 0 | 0 |  | 0 | 0 | 0 | 0 | 0 | 0 |  | 0 | 0 | 0 | 0 | 0 | 0
| TOTAL |  | 351135.9 | 351517.468 |  | 208287.5657 | 25225.5562 | 42887.3439 | 45008.6678 | 29726.7664 |  | 0 | 0 | 0 | 0 | 0 |  | 20422.1652 | -3280 | -4097.163 | -8119.6554 | -4906.3468 |  | 202246.2826 | 22485.8212 | 44412.6342 | 21165.1546 | 60826.0073 |  | 41104.3988 | -6472 | -8241.163 | -15947.0524 | -10397.1834 |  | 195972.2486 | 15527.7666 | 16693.7825 | 45254.0777 | 77690.0246 |  |  |  |  | 0 | 0 | 0 | 0 | 0 |  | 0 | 0 | 0 | 0 | 0 | [7 empty] | 0 | 0 | 0 | 0 | 0 | 0 |  | 8061463.4575 | 2867802.7695 | 3753887.3572 | 7234430.4754 | 14923258.8088 | 36840842.8684 |  | 7741386.2447 | 2567138.6247 | 4201244.8748 | 4680650.5362 | 24434266.8598 | 43624687.1403 |  | 8517277.2659 | 2446159.159 | 3908860.3869 | 3582585.0088 | 21268309.2423 | 39723191.0629 |  | 7206161.7036 | 1816374.0634 | 3126267.6166 | 7050501.8918 | 33378732.3986 | 52578037.674 |  | 8807914.643 | 1588576.8663 | 2520728.5206 | 5269888.6634 | 25652034.299 | 43839142.9923
Health Index Definitions
|  |  | HI1 | New or as new | [57 empty] | LV Network | 0 | 0 | 0 | 0 | 0 | 0 | LV Network | 1199299.2461 | 106743.1129 | 799609.9968 | 732204.2996 | 1893058.4035 | 4730915.059 | LV Network | 1174551.1582 | 89213.2883 | 862882.659 | 256385.077 | 3134010.8282 | 5517043.0107 | LV Network | 1259631.1525 | 65158.6597 | 817704.8324 | 94664.767 | 2995710.3312 | 5232869.7428 | LV Network | 1146441.2924 | 83180.0791 | 131049.2791 | 1345813.7053 | 3680309.0474 | 6386793.4033 | LV Network | 1316526.2413 | 35126.6848 | 40693.626 | 1022373.0853 | 3404083.2583 | 5818802.8958
|  |  | HI2 | Good or seviceable condition | [57 empty] | HV Network | 0 | 0 | 0 | 0 | 0 | 0 | HV Network | 3773584.243 | 1286390.6485 | 1563450.4722 | 4014063.4809 | 4910993.622 | 15548482.4666 | HV Network | 3632382.009 | 1196829.2544 | 1624797.646 | 1996386.1177 | 11424213.8497 | 19874608.8768 | HV Network | 4036869.6615 | 1116007.1565 | 1430341.648 | 1346284.0016 | 10185681.3298 | 18115183.7974 | HV Network | 3505168.6989 | 612593.5833 | 1376846.1585 | 3054502.267 | 15080373.6786 | 23629484.3863 | HV Network | 4310922.6707 | 458726.4809 | 976133.7826 | 1817582.7026 | 12479673.2458 | 20043038.8826
|  |  | HI3 | Deterioration requires assessment and monitoring | [57 empty] | EHV Network | 0 | 0 | 0 | 0 | 0 | 0 | EHV Network | 1579744.9123 | 985818.0711 | 489394.1349 | 1921669.1615 | 1731413.8444 | 6708040.1242 | EHV Network | 1480204.8136 | 823765.4574 | 761175.3153 | 1880703.4197 | 2878924.3168 | 7824773.3227 | EHV Network | 1631806.253 | 807662.7182 | 721631.9943 | 1623014.2774 | 2319894.4911 | 7104009.7339 | EHV Network | 1345117.9658 | 559891.6725 | 899936.2539 | 1260297.8966 | 6955028.2185 | 11020272.0073 | EHV Network | 1640796.384 | 534014.9721 | 804952.9668 | 1090359.5035 | 5215621.3761 | 9285745.2025
|  |  | HI4 | Material deterioration, intervention requires consideration | [57 empty] | 132kV Network | 0 | 0 | 0 | 0 | 0 | 0 | 132kV Network | 1508835.056 | 488850.937 | 901432.7534 | 566493.5334 | 6387792.9389 | 9853405.2187 | 132kV Network | 1454248.2639 | 457330.6246 | 952389.2546 | 547175.9218 | 6997117.8652 | 10408261.9301 | 132kV Network | 1588970.1989 | 457330.6246 | 939181.9123 | 518621.9628 | 5767023.0902 | 9271127.7887 | 132kV Network | 1209433.7467 | 560708.7285 | 718435.9251 | 1389888.0228 | 7663021.4541 | 11541487.8772 | 132kV Network | 1539669.3469 | 560708.7285 | 698948.1451 | 1339573.3721 | 4552656.4188 | 8691556.0114
|  |  | HI5 | End of serviceable life, intervention required | [57 empty] | Other | 0 | 0 | 0 | 0 | 0 | 0 | Other | 0 | 0 | 0 | 0 | 0 | 0 | Other | 0 | 0 | 0 | 0 | 0 | 0 | Other | 0 | 0 | 0 | 0 | 0 | 0 | Other | 0 | 0 | 0 | 0 | 0 | 0 | Other | 0 | 0 | 0 | 0 | 0 | 0
[62 empty] | Total | 0 | 0 | 0 | 0 | 0 | 0 | Total | 8061463.4575 | 2867802.7695 | 3753887.3572 | 7234430.4754 | 14923258.8088 | 36840842.8684 | Total | 7741386.2447 | 2567138.6247 | 4201244.8748 | 4680650.5362 | 24434266.8598 | 43624687.1403 | Total | 8517277.2659 | 2446159.159 | 3908860.3869 | 3582585.0088 | 21268309.2423 | 39723191.0629 | Total | 7206161.7036 | 1816374.0634 | 3126267.6166 | 7050501.8918 | 33378732.3986 | 52578037.674 | Total | 8807914.643 | 1588576.8663 | 2520728.5206 | 5269888.6634 | 25652034.299 | 43839142.9923
Criticality Index Definitions
|  |  | C1 | Low criticality
|  |  | C2 | Average criticality
|  |  | C3 | High criticality
|  |  | C4 | Very high criticality

## SPMW - Refurb
Secondary deliverables RIIO-ED1 - Refurbishment | [50 empty] | Criticality weightings C1 to C4 | Criticality Rating Boundaries
SPMW | [49 empty] | C1 | 0.7 | Below 75% of average
[50 empty] | C2 | 1 | 75%-125%
[50 empty] | C3 | 1.5 | 125%-200%
[50 empty] | C4 | 2.5 | Over 200% of average
Price base (2012/13)
| ASSET CATEGORIES |  | ASSET REGISTER |  |  | End of DPCR5 (31 March 2015) with investment | [5 empty] | End of DPCR5 (31 March 2015) without investment | [5 empty] | Mid-Period Review (31 March 2019) planned investment | [5 empty] | Mid-Period Review (31 March 2019) without investment | [5 empty] | End of RIIO-ED1 (31 March 2023) planned investment | [5 empty] | End of RIIO-ED1 (31 March 2023) without investment | [8 empty] | Probability of Asset Failure | [5 empty] | Consequence of Asset Failure | [5 empty] | Probability of Asset Failure x Consequence of Asset Failure
Is it your current intention to have a health index for this asset category in the RIIO-ED1 control period.
|  |  | as at 31st March 2015 | as at 31st March 2023 |  | HI 1 | HI 2 | HI 3 | HI 4 | HI 5 |  | HI 1 | HI 2 | HI 3 | HI 4 | HI 5 |  | HI 1 | HI 2 | HI 3 | HI 4 | HI 5 |  | HI 1 | HI 2 | HI 3 | HI 4 | HI 5 |  | HI 1 | HI 2 | HI 3 | HI 4 | HI 5 |  | HI 1 | HI 2 | HI 3 | HI 4 | HI 5 |  |  |  |  | HI 1 | HI 2 | HI 3 | HI 4 | HI 5 |  | HI 1 | HI 2 | HI 3 | HI 4 | HI 5 |  | HI 1 | HI 2 | HI 3 | HI 4 | HI 5 |  | End of DPCR5 (without investment) | [6 empty] | Position at Beginning of RIIO-ED1 | [6 empty] | Mid Period (Without Investment) | [6 empty] | Mid Period (With Investment) | [6 empty] | End of RIIO-ED1 (Without Investment) | [6 empty] | End of RIIO-ED1 (With Investment)
| LV Network | [61 empty] | 1 | 2 | 3 | 4 | 5 | Total |  | 1 | 2 | 3 | 4 | 5 | Total |  | 1 | 2 | 3 | 4 | 5 | Total |  | 1 | 2 | 3 | 4 | 5 | Total |  | 1 | 2 | 3 | 4 | 5 | Total |  | 1 | 2 | 3 | 4 | 5 | Total
| LV Switchgear and Other |  |  |  | C1 | 0 | 0 | 0 | 0 | 0 | 0 | 0 | 0 | 0 | 0 | 0 | 0 | 0 | 0 | 0 | 0 | 0 | 0 | 0 | 0 | 0 | 0 | 0 | 0 | 0 | 0 | 0 | 0 | 0 | 0 | 0 | 0 | 0 | 0 | 0 | 0 | Yes |  | C1 | 0 | 0 | 0 | 0 | 0 | C1 | 0 | 0 | 0 | 0 | 0 | C1 | [5 empty] | C1 | [5 empty] | 0 | [6 empty] | 0 | [6 empty] | 0 | [6 empty] | 0 | [6 empty] | 0 | [6 empty] | 0
[5 empty] | C2 | 0 | 0 | 0 | 0 | 0 | 0 | 0 | 0 | 0 | 0 | 0 | 0 | 0 | 0 | 0 | 0 | 0 | 0 | 0 | 0 | 0 | 0 | 0 | 0 | 0 | 0 | 0 | 0 | 0 | 0 | 0 | 0 | 0 | 0 | 0 | 0 | No |  | C2 | 0 | 0 | 0 | 0 | 0 | C2 | 0 | 0 | 0 | 0 | 0 | C2 | [5 empty] | C2 | [5 empty] | 0 | [6 empty] | 0 | [6 empty] | 0 | [6 empty] | 0 | [6 empty] | 0 | [6 empty] | 0
[5 empty] | C3 | 0 | 0 | 0 | 0 | 0 | 0 | 0 | 0 | 0 | 0 | 0 | 0 | 0 | 0 | 0 | 0 | 0 | 0 | 0 | 0 | 0 | 0 | 0 | 0 | 0 | 0 | 0 | 0 | 0 | 0 | 0 | 0 | 0 | 0 | 0 | 0 |  |  | C3 | 0 | 0 | 0 | 0 | 0 | C3 | 0 | 0 | 0 | 0 | 0 | C3 | [5 empty] | C3 | [5 empty] | 0 | [6 empty] | 0 | [6 empty] | 0 | [6 empty] | 0 | [6 empty] | 0 | [6 empty] | 0
[5 empty] | C4 | 0 | 0 | 0 | 0 | 0 | 0 | 0 | 0 | 0 | 0 | 0 | 0 | 0 | 0 | 0 | 0 | 0 | 0 | 0 | 0 | 0 | 0 | 0 | 0 | 0 | 0 | 0 | 0 | 0 | 0 | 0 | 0 | 0 | 0 | 0 | 0 |  |  | C4 | 0 | 0 | 0 | 0 | 0 | C4 | 0 | 0 | 0 | 0 | 0 | C4 | [5 empty] | C4 | [5 empty] | 0 | [6 empty] | 0 | [6 empty] | 0 | [6 empty] | 0 | [6 empty] | 0 | [6 empty] | 0
|  | Yes | 0 | 0 |  | 0 | 0 | 0 | 0 | 0 |  | 0 | 0 | 0 | 0 | 0 |  | 0 | 0 | 0 | 0 | 0 |  | 0 | 0 | 0 | 0 | 0 |  | 0 | 0 | 0 | 0 | 0 |  | 0 | 0 | 0 | 0 | 0 | [22 empty] | 0 | 0 | 0 | 0 | 0 | 0 |  | 0 | 0 | 0 | 0 | 0 | 0 |  | 0 | 0 | 0 | 0 | 0 | 0 |  | 0 | 0 | 0 | 0 | 0 | 0 |  | 0 | 0 | 0 | 0 | 0 | 0 |  | 0 | 0 | 0 | 0 | 0 | 0
| LV UGB |  |  |  | C1 | 0 | 0 | 0 | 0 | 0 | 0 | 0 | 0 | 0 | 0 | 0 | 0 | 0 | 0 | 0 | 0 | 0 | 0 | 0 | 0 | 0 | 0 | 0 | 0 | 0 | 0 | 0 | 0 | 0 | 0 | 0 | 0 | 0 | 0 | 0 | 0 |  |  | C1 | 0 | 0 | 0 | 0 | 0 | C1 | 0 | 0 | 0 | 0 | 0 | C1 | [5 empty] | C1 | [5 empty] | 0 | [6 empty] | 0 | [6 empty] | 0 | [6 empty] | 0 | [6 empty] | 0 | [6 empty] | 0
[5 empty] | C2 | 0 | 0 | 0 | 0 | 0 | 0 | 0 | 0 | 0 | 0 | 0 | 0 | 0 | 0 | 0 | 0 | 0 | 0 | 0 | 0 | 0 | 0 | 0 | 0 | 0 | 0 | 0 | 0 | 0 | 0 | 0 | 0 | 0 | 0 | 0 | 0 |  |  | C2 | 0 | 0 | 0 | 0 | 0 | C2 | 0 | 0 | 0 | 0 | 0 | C2 | [5 empty] | C2 | [5 empty] | 0 | [6 empty] | 0 | [6 empty] | 0 | [6 empty] | 0 | [6 empty] | 0 | [6 empty] | 0
[5 empty] | C3 | 0 | 0 | 0 | 0 | 0 | 0 | 0 | 0 | 0 | 0 | 0 | 0 | 0 | 0 | 0 | 0 | 0 | 0 | 0 | 0 | 0 | 0 | 0 | 0 | 0 | 0 | 0 | 0 | 0 | 0 | 0 | 0 | 0 | 0 | 0 | 0 |  |  | C3 | 0 | 0 | 0 | 0 | 0 | C3 | 0 | 0 | 0 | 0 | 0 | C3 | [5 empty] | C3 | [5 empty] | 0 | [6 empty] | 0 | [6 empty] | 0 | [6 empty] | 0 | [6 empty] | 0 | [6 empty] | 0
[5 empty] | C4 | 0 | 0 | 0 | 0 | 0 | 0 | 0 | 0 | 0 | 0 | 0 | 0 | 0 | 0 | 0 | 0 | 0 | 0 | 0 | 0 | 0 | 0 | 0 | 0 | 0 | 0 | 0 | 0 | 0 | 0 | 0 | 0 | 0 | 0 | 0 | 0 |  |  | C4 | 0 | 0 | 0 | 0 | 0 | C4 | 0 | 0 | 0 | 0 | 0 | C4 | [5 empty] | C4 | [5 empty] | 0 | [6 empty] | 0 | [6 empty] | 0 | [6 empty] | 0 | [6 empty] | 0 | [6 empty] | 0
|  | Yes | 0 | 0 |  | 0 | 0 | 0 | 0 | 0 |  | 0 | 0 | 0 | 0 | 0 |  | 0 | 0 | 0 | 0 | 0 |  | 0 | 0 | 0 | 0 | 0 |  | 0 | 0 | 0 | 0 | 0 |  | 0 | 0 | 0 | 0 | 0 | [22 empty] | 0 | 0 | 0 | 0 | 0 | 0 |  | 0 | 0 | 0 | 0 | 0 | 0 |  | 0 | 0 | 0 | 0 | 0 | 0 |  | 0 | 0 | 0 | 0 | 0 | 0 |  | 0 | 0 | 0 | 0 | 0 | 0 |  | 0 | 0 | 0 | 0 | 0 | 0
| LV OHL Support |  |  |  | C1 | 0 | 0 | 0 | 0 | 0 | 0 | 0 | 0 | 0 | 0 | 0 | 0 | 0 | 0 | 0 | 0 | 0 | 0 | 0 | 0 | 0 | 0 | 0 | 0 | 0 | 0 | 0 | 0 | 0 | 0 | 0 | 0 | 0 | 0 | 0 | 0 |  |  | C1 | 0.0081226 | 0.012094 | 0.021383 | 0.03463 | 0.081228 | C1 | 1293.369 | 1293.369 | 1293.369 | 1293.369 | 1293.369 | C1 | 10.5056 | 15.6417 | 27.6559 | 44.789 | 105.0573 | C1 | 0 | 0 | 0 | 0 | 0 | 0 |  | 0 | 0 | 0 | 0 | 0 | 0 |  | 0 | 0 | 0 | 0 | 0 | 0 |  | 0 | 0 | 0 | 0 | 0 | 0 |  | 0 | 0 | 0 | 0 | 0 | 0 |  | 0 | 0 | 0 | 0 | 0 | 0
[5 empty] | C2 | 76973 | 4552 | 19324 | 11109 | 11478 | 123436 | 0 | 0 | 0 | 0 | 0 | 0 | 0 | 0 | 0 | 0 | 0 | 0 | 75390 | 3796 | 20879 | 3839 | 19532 | 123436 | 0 | 0 | 0 | 0 | 0 | 0 | 73607 | 3559 | 3146 | 20099 | 23025 | 123436 |  |  | C2 | 0.0081226 | 0.012094 | 0.021383 | 0.03463 | 0.081228 | C2 | 1847.67 | 1847.67 | 1847.67 | 1847.67 | 1847.67 | C2 | 15.0079 | 22.3452 | 39.5084 | 63.9843 | 150.0819 | C2 | 0 | 0 | 0 | 0 | 0 | 0 |  | 1155205.9275 | 101715.4385 | 763459.8339 | 710801.5524 | 1722640.3738 | 4453823.1262 |  | 1131448.3634 | 84822.4527 | 824895.3567 | 245635.7151 | 2931400.2249 | 5218202.1128 |  | 1131448.3634 | 84822.4527 | 824895.3567 | 245635.7151 | 2931400.2249 | 5218202.1128 |  | 1104689.2119 | 79526.6357 | 124293.347 | 1286020.38 | 3455636.4007 | 6050165.9753 |  | 1104689.2119 | 79526.6357 | 124293.347 | 1286020.38 | 3455636.4007 | 6050165.9753
[5 empty] | C3 | 1952 | 150 | 610 | 223 | 757 | 3692 | 0 | 0 | 0 | 0 | 0 | 0 | 0 | 0 | 0 | 0 | 0 | 0 | 1908 | 131 | 641 | 112 | 900 | 3692 | 0 | 0 | 0 | 0 | 0 | 0 | 1848 | 109 | 114 | 623 | 998 | 3692 |  |  | C3 | 0.0081226 | 0.012094 | 0.021383 | 0.03463 | 0.081228 | C3 | 2771.505 | 2771.505 | 2771.505 | 2771.505 | 2771.505 | C3 | 22.5119 | 33.5178 | 59.2626 | 95.9764 | 225.1229 | C3 | 0 | 0 | 0 | 0 | 0 | 0 |  | 43943.2393 | 5027.6744 | 36150.1629 | 21402.7473 | 170418.0297 | 276941.8534 |  | 42952.7154 | 4390.8356 | 37987.3023 | 10749.3619 | 202610.6033 | 298690.8185 |  | 42952.7154 | 4390.8356 | 37987.3023 | 10749.3619 | 202610.6033 | 298690.8185 |  | 41602.0011 | 3653.4434 | 6755.9321 | 59793.3253 | 224672.6468 | 336477.3486 |  | 41602.0011 | 3653.4434 | 6755.9321 | 59793.3253 | 224672.6468 | 336477.3486
[5 empty] | C4 | 4 | 0 | 0 | 0 | 0 | 4 | 0 | 0 | 0 | 0 | 0 | 0 | 0 | 0 | 0 | 0 | 0 | 0 | 4 | 0 | 0 | 0 | 0 | 4 | 0 | 0 | 0 | 0 | 0 | 0 | 4 | 0 | 0 | 0 | 0 | 4 |  |  | C4 | 0.0081226 | 0.012094 | 0.021383 | 0.03463 | 0.081228 | C4 | 4619.175 | 4619.175 | 4619.175 | 4619.175 | 4619.175 | C4 | 37.5198 | 55.863 | 98.7709 | 159.9607 | 375.2048 | C4 | 0 | 0 | 0 | 0 | 0 | 0 |  | 150.0794 | 0 | 0 | 0 | 0 | 150.0794 |  | 150.0794 | 0 | 0 | 0 | 0 | 150.0794 |  | 150.0794 | 0 | 0 | 0 | 0 | 150.0794 |  | 150.0794 | 0 | 0 | 0 | 0 | 150.0794 |  | 150.0794 | 0 | 0 | 0 | 0 | 150.0794
|  | Yes | 127132 | 127120 |  | 78929 | 4702 | 19934 | 11332 | 12235 |  | 0 | 0 | 0 | 0 | 0 |  | 0 | 0 | 0 | 0 | 0 |  | 77302 | 3927 | 21520 | 3951 | 20432 |  | 0 | 0 | 0 | 0 | 0 |  | 75459 | 3668 | 3260 | 20722 | 24023 | [22 empty] | 0 | 0 | 0 | 0 | 0 | 0 |  | 1199299.2461 | 106743.1129 | 799609.9968 | 732204.2996 | 1893058.4035 | 4730915.059 |  | 1174551.1582 | 89213.2883 | 862882.659 | 256385.077 | 3134010.8282 | 5517043.0107 |  | 1174551.1582 | 89213.2883 | 862882.659 | 256385.077 | 3134010.8282 | 5517043.0107 |  | 1146441.2924 | 83180.0791 | 131049.2791 | 1345813.7053 | 3680309.0474 | 6386793.4033 |  | 1146441.2924 | 83180.0791 | 131049.2791 | 1345813.7053 | 3680309.0474 | 6386793.4033
| [Please insert new asset category as required] |  |  |  | C1 | 0 | 0 | 0 | 0 | 0 | 0 | 0 | 0 | 0 | 0 | 0 | 0 | 0 | 0 | 0 | 0 | 0 | 0 | 0 | 0 | 0 | 0 | 0 | 0 | 0 | 0 | 0 | 0 | 0 | 0 | 0 | 0 | 0 | 0 | 0 | 0 |  |  | C1 | 0 | 0 | 0 | 0 | 0 | C1 | 0 | 0 | 0 | 0 | 0 | C1 | [5 empty] | C1 | [5 empty] | 0 | [6 empty] | 0 | [6 empty] | 0 | [6 empty] | 0 | [6 empty] | 0 | [6 empty] | 0
[5 empty] | C2 | 0 | 0 | 0 | 0 | 0 | 0 | 0 | 0 | 0 | 0 | 0 | 0 | 0 | 0 | 0 | 0 | 0 | 0 | 0 | 0 | 0 | 0 | 0 | 0 | 0 | 0 | 0 | 0 | 0 | 0 | 0 | 0 | 0 | 0 | 0 | 0 |  |  | C2 | 0 | 0 | 0 | 0 | 0 | C2 | 0 | 0 | 0 | 0 | 0 | C2 | [5 empty] | C2 | [5 empty] | 0 | [6 empty] | 0 | [6 empty] | 0 | [6 empty] | 0 | [6 empty] | 0 | [6 empty] | 0
[5 empty] | C3 | 0 | 0 | 0 | 0 | 0 | 0 | 0 | 0 | 0 | 0 | 0 | 0 | 0 | 0 | 0 | 0 | 0 | 0 | 0 | 0 | 0 | 0 | 0 | 0 | 0 | 0 | 0 | 0 | 0 | 0 | 0 | 0 | 0 | 0 | 0 | 0 |  |  | C3 | 0 | 0 | 0 | 0 | 0 | C3 | 0 | 0 | 0 | 0 | 0 | C3 | [5 empty] | C3 | [5 empty] | 0 | [6 empty] | 0 | [6 empty] | 0 | [6 empty] | 0 | [6 empty] | 0 | [6 empty] | 0
[5 empty] | C4 | 0 | 0 | 0 | 0 | 0 | 0 | 0 | 0 | 0 | 0 | 0 | 0 | 0 | 0 | 0 | 0 | 0 | 0 | 0 | 0 | 0 | 0 | 0 | 0 | 0 | 0 | 0 | 0 | 0 | 0 | 0 | 0 | 0 | 0 | 0 | 0 |  |  | C4 | 0 | 0 | 0 | 0 | 0 | C4 | 0 | 0 | 0 | 0 | 0 | C4 | [5 empty] | C4 | [5 empty] | 0 | [6 empty] | 0 | [6 empty] | 0 | [6 empty] | 0 | [6 empty] | 0 | [6 empty] | 0
|  | 0 | 0 | 0 |  | 0 | 0 | 0 | 0 | 0 |  | 0 | 0 | 0 | 0 | 0 |  | 0 | 0 | 0 | 0 | 0 |  | 0 | 0 | 0 | 0 | 0 |  | 0 | 0 | 0 | 0 | 0 |  | 0 | 0 | 0 | 0 | 0 | [22 empty] | 0 | 0 | 0 | 0 | 0 | 0 |  | 0 | 0 | 0 | 0 | 0 | 0 |  | 0 | 0 | 0 | 0 | 0 | 0 |  | 0 | 0 | 0 | 0 | 0 | 0 |  | 0 | 0 | 0 | 0 | 0 | 0 |  | 0 | 0 | 0 | 0 | 0 | 0
| [Please insert new asset category as required] |  |  |  | C1 | 0 | 0 | 0 | 0 | 0 | 0 | 0 | 0 | 0 | 0 | 0 | 0 | 0 | 0 | 0 | 0 | 0 | 0 | 0 | 0 | 0 | 0 | 0 | 0 | 0 | 0 | 0 | 0 | 0 | 0 | 0 | 0 | 0 | 0 | 0 | 0 |  |  | C1 | 0 | 0 | 0 | 0 | 0 | C1 | 0 | 0 | 0 | 0 | 0 | C1 | [5 empty] | C1 | [5 empty] | 0 | [6 empty] | 0 | [6 empty] | 0 | [6 empty] | 0 | [6 empty] | 0 | [6 empty] | 0
[5 empty] | C2 | 0 | 0 | 0 | 0 | 0 | 0 | 0 | 0 | 0 | 0 | 0 | 0 | 0 | 0 | 0 | 0 | 0 | 0 | 0 | 0 | 0 | 0 | 0 | 0 | 0 | 0 | 0 | 0 | 0 | 0 | 0 | 0 | 0 | 0 | 0 | 0 |  |  | C2 | 0 | 0 | 0 | 0 | 0 | C2 | 0 | 0 | 0 | 0 | 0 | C2 | [5 empty] | C2 | [5 empty] | 0 | [6 empty] | 0 | [6 empty] | 0 | [6 empty] | 0 | [6 empty] | 0 | [6 empty] | 0
[5 empty] | C3 | 0 | 0 | 0 | 0 | 0 | 0 | 0 | 0 | 0 | 0 | 0 | 0 | 0 | 0 | 0 | 0 | 0 | 0 | 0 | 0 | 0 | 0 | 0 | 0 | 0 | 0 | 0 | 0 | 0 | 0 | 0 | 0 | 0 | 0 | 0 | 0 |  |  | C3 | 0 | 0 | 0 | 0 | 0 | C3 | 0 | 0 | 0 | 0 | 0 | C3 | [5 empty] | C3 | [5 empty] | 0 | [6 empty] | 0 | [6 empty] | 0 | [6 empty] | 0 | [6 empty] | 0 | [6 empty] | 0
[5 empty] | C4 | 0 | 0 | 0 | 0 | 0 | 0 | 0 | 0 | 0 | 0 | 0 | 0 | 0 | 0 | 0 | 0 | 0 | 0 | 0 | 0 | 0 | 0 | 0 | 0 | 0 | 0 | 0 | 0 | 0 | 0 | 0 | 0 | 0 | 0 | 0 | 0 |  |  | C4 | 0 | 0 | 0 | 0 | 0 | C4 | 0 | 0 | 0 | 0 | 0 | C4 | [5 empty] | C4 | [5 empty] | 0 | [6 empty] | 0 | [6 empty] | 0 | [6 empty] | 0 | [6 empty] | 0 | [6 empty] | 0
|  | 0 | 0 | 0 |  | 0 | 0 | 0 | 0 | 0 |  | 0 | 0 | 0 | 0 | 0 |  | 0 | 0 | 0 | 0 | 0 |  | 0 | 0 | 0 | 0 | 0 |  | 0 | 0 | 0 | 0 | 0 |  | 0 | 0 | 0 | 0 | 0 | [22 empty] | 0 | 0 | 0 | 0 | 0 | 0 |  | 0 | 0 | 0 | 0 | 0 | 0 |  | 0 | 0 | 0 | 0 | 0 | 0 |  | 0 | 0 | 0 | 0 | 0 | 0 |  | 0 | 0 | 0 | 0 | 0 | 0 |  | 0 | 0 | 0 | 0 | 0 | 0
| [Please insert new asset category as required] |  |  |  | C1 | 0 | 0 | 0 | 0 | 0 | 0 | 0 | 0 | 0 | 0 | 0 | 0 | 0 | 0 | 0 | 0 | 0 | 0 | 0 | 0 | 0 | 0 | 0 | 0 | 0 | 0 | 0 | 0 | 0 | 0 | 0 | 0 | 0 | 0 | 0 | 0 |  |  | C1 | 0 | 0 | 0 | 0 | 0 | C1 | 0 | 0 | 0 | 0 | 0 | C1 | [5 empty] | C1 | [5 empty] | 0 | [6 empty] | 0 | [6 empty] | 0 | [6 empty] | 0 | [6 empty] | 0 | [6 empty] | 0
[5 empty] | C2 | 0 | 0 | 0 | 0 | 0 | 0 | 0 | 0 | 0 | 0 | 0 | 0 | 0 | 0 | 0 | 0 | 0 | 0 | 0 | 0 | 0 | 0 | 0 | 0 | 0 | 0 | 0 | 0 | 0 | 0 | 0 | 0 | 0 | 0 | 0 | 0 |  |  | C2 | 0 | 0 | 0 | 0 | 0 | C2 | 0 | 0 | 0 | 0 | 0 | C2 | [5 empty] | C2 | [5 empty] | 0 | [6 empty] | 0 | [6 empty] | 0 | [6 empty] | 0 | [6 empty] | 0 | [6 empty] | 0
[5 empty] | C3 | 0 | 0 | 0 | 0 | 0 | 0 | 0 | 0 | 0 | 0 | 0 | 0 | 0 | 0 | 0 | 0 | 0 | 0 | 0 | 0 | 0 | 0 | 0 | 0 | 0 | 0 | 0 | 0 | 0 | 0 | 0 | 0 | 0 | 0 | 0 | 0 |  |  | C3 | 0 | 0 | 0 | 0 | 0 | C3 | 0 | 0 | 0 | 0 | 0 | C3 | [5 empty] | C3 | [5 empty] | 0 | [6 empty] | 0 | [6 empty] | 0 | [6 empty] | 0 | [6 empty] | 0 | [6 empty] | 0
[5 empty] | C4 | 0 | 0 | 0 | 0 | 0 | 0 | 0 | 0 | 0 | 0 | 0 | 0 | 0 | 0 | 0 | 0 | 0 | 0 | 0 | 0 | 0 | 0 | 0 | 0 | 0 | 0 | 0 | 0 | 0 | 0 | 0 | 0 | 0 | 0 | 0 | 0 |  |  | C4 | 0 | 0 | 0 | 0 | 0 | C4 | 0 | 0 | 0 | 0 | 0 | C4 | [5 empty] | C4 | [5 empty] | 0 | [6 empty] | 0 | [6 empty] | 0 | [6 empty] | 0 | [6 empty] | 0 | [6 empty] | 0
|  | 0 | 0 | 0 |  | 0 | 0 | 0 | 0 | 0 |  | 0 | 0 | 0 | 0 | 0 |  | 0 | 0 | 0 | 0 | 0 |  | 0 | 0 | 0 | 0 | 0 |  | 0 | 0 | 0 | 0 | 0 |  | 0 | 0 | 0 | 0 | 0 | [22 empty] | 0 | 0 | 0 | 0 | 0 | 0 |  | 0 | 0 | 0 | 0 | 0 | 0 |  | 0 | 0 | 0 | 0 | 0 | 0 |  | 0 | 0 | 0 | 0 | 0 | 0 |  | 0 | 0 | 0 | 0 | 0 | 0 |  | 0 | 0 | 0 | 0 | 0 | 0
| [Please insert new asset category as required] |  |  |  | C1 | 0 | 0 | 0 | 0 | 0 | 0 | 0 | 0 | 0 | 0 | 0 | 0 | 0 | 0 | 0 | 0 | 0 | 0 | 0 | 0 | 0 | 0 | 0 | 0 | 0 | 0 | 0 | 0 | 0 | 0 | 0 | 0 | 0 | 0 | 0 | 0 |  |  | C1 | 0 | 0 | 0 | 0 | 0 | C1 | 0 | 0 | 0 | 0 | 0 | C1 | [5 empty] | C1 | [5 empty] | 0 | [6 empty] | 0 | [6 empty] | 0 | [6 empty] | 0 | [6 empty] | 0 | [6 empty] | 0
[5 empty] | C2 | 0 | 0 | 0 | 0 | 0 | 0 | 0 | 0 | 0 | 0 | 0 | 0 | 0 | 0 | 0 | 0 | 0 | 0 | 0 | 0 | 0 | 0 | 0 | 0 | 0 | 0 | 0 | 0 | 0 | 0 | 0 | 0 | 0 | 0 | 0 | 0 |  |  | C2 | 0 | 0 | 0 | 0 | 0 | C2 | 0 | 0 | 0 | 0 | 0 | C2 | [5 empty] | C2 | [5 empty] | 0 | [6 empty] | 0 | [6 empty] | 0 | [6 empty] | 0 | [6 empty] | 0 | [6 empty] | 0
[5 empty] | C3 | 0 | 0 | 0 | 0 | 0 | 0 | 0 | 0 | 0 | 0 | 0 | 0 | 0 | 0 | 0 | 0 | 0 | 0 | 0 | 0 | 0 | 0 | 0 | 0 | 0 | 0 | 0 | 0 | 0 | 0 | 0 | 0 | 0 | 0 | 0 | 0 |  |  | C3 | 0 | 0 | 0 | 0 | 0 | C3 | 0 | 0 | 0 | 0 | 0 | C3 | [5 empty] | C3 | [5 empty] | 0 | [6 empty] | 0 | [6 empty] | 0 | [6 empty] | 0 | [6 empty] | 0 | [6 empty] | 0
[5 empty] | C4 | 0 | 0 | 0 | 0 | 0 | 0 | 0 | 0 | 0 | 0 | 0 | 0 | 0 | 0 | 0 | 0 | 0 | 0 | 0 | 0 | 0 | 0 | 0 | 0 | 0 | 0 | 0 | 0 | 0 | 0 | 0 | 0 | 0 | 0 | 0 | 0 |  |  | C4 | 0 | 0 | 0 | 0 | 0 | C4 | 0 | 0 | 0 | 0 | 0 | C4 | [5 empty] | C4 | [5 empty] | 0 | [6 empty] | 0 | [6 empty] | 0 | [6 empty] | 0 | [6 empty] | 0 | [6 empty] | 0
|  | 0 | 0 | 0 |  | 0 | 0 | 0 | 0 | 0 |  | 0 | 0 | 0 | 0 | 0 |  | 0 | 0 | 0 | 0 | 0 |  | 0 | 0 | 0 | 0 | 0 |  | 0 | 0 | 0 | 0 | 0 |  | 0 | 0 | 0 | 0 | 0 | [22 empty] | 0 | 0 | 0 | 0 | 0 | 0 |  | 0 | 0 | 0 | 0 | 0 | 0 |  | 0 | 0 | 0 | 0 | 0 | 0 |  | 0 | 0 | 0 | 0 | 0 | 0 |  | 0 | 0 | 0 | 0 | 0 | 0 |  | 0 | 0 | 0 | 0 | 0 | 0
| [Please insert new asset category as required] |  |  |  | C1 | 0 | 0 | 0 | 0 | 0 | 0 | 0 | 0 | 0 | 0 | 0 | 0 | 0 | 0 | 0 | 0 | 0 | 0 | 0 | 0 | 0 | 0 | 0 | 0 | 0 | 0 | 0 | 0 | 0 | 0 | 0 | 0 | 0 | 0 | 0 | 0 |  |  | C1 | 0 | 0 | 0 | 0 | 0 | C1 | 0 | 0 | 0 | 0 | 0 | C1 | [5 empty] | C1 | [5 empty] | 0 | [6 empty] | 0 | [6 empty] | 0 | [6 empty] | 0 | [6 empty] | 0 | [6 empty] | 0
[5 empty] | C2 | 0 | 0 | 0 | 0 | 0 | 0 | 0 | 0 | 0 | 0 | 0 | 0 | 0 | 0 | 0 | 0 | 0 | 0 | 0 | 0 | 0 | 0 | 0 | 0 | 0 | 0 | 0 | 0 | 0 | 0 | 0 | 0 | 0 | 0 | 0 | 0 |  |  | C2 | 0 | 0 | 0 | 0 | 0 | C2 | 0 | 0 | 0 | 0 | 0 | C2 | [5 empty] | C2 | [5 empty] | 0 | [6 empty] | 0 | [6 empty] | 0 | [6 empty] | 0 | [6 empty] | 0 | [6 empty] | 0
[5 empty] | C3 | 0 | 0 | 0 | 0 | 0 | 0 | 0 | 0 | 0 | 0 | 0 | 0 | 0 | 0 | 0 | 0 | 0 | 0 | 0 | 0 | 0 | 0 | 0 | 0 | 0 | 0 | 0 | 0 | 0 | 0 | 0 | 0 | 0 | 0 | 0 | 0 |  |  | C3 | 0 | 0 | 0 | 0 | 0 | C3 | 0 | 0 | 0 | 0 | 0 | C3 | [5 empty] | C3 | [5 empty] | 0 | [6 empty] | 0 | [6 empty] | 0 | [6 empty] | 0 | [6 empty] | 0 | [6 empty] | 0
[5 empty] | C4 | 0 | 0 | 0 | 0 | 0 | 0 | 0 | 0 | 0 | 0 | 0 | 0 | 0 | 0 | 0 | 0 | 0 | 0 | 0 | 0 | 0 | 0 | 0 | 0 | 0 | 0 | 0 | 0 | 0 | 0 | 0 | 0 | 0 | 0 | 0 | 0 |  |  | C4 | 0 | 0 | 0 | 0 | 0 | C4 | 0 | 0 | 0 | 0 | 0 | C4 | [5 empty] | C4 | [5 empty] | 0 | [6 empty] | 0 | [6 empty] | 0 | [6 empty] | 0 | [6 empty] | 0 | [6 empty] | 0
|  | 0 | 0 | 0 |  | 0 | 0 | 0 | 0 | 0 |  | 0 | 0 | 0 | 0 | 0 |  | 0 | 0 | 0 | 0 | 0 |  | 0 | 0 | 0 | 0 | 0 |  | 0 | 0 | 0 | 0 | 0 |  | 0 | 0 | 0 | 0 | 0 | [22 empty] | 0 | 0 | 0 | 0 | 0 | 0 |  | 0 | 0 | 0 | 0 | 0 | 0 |  | 0 | 0 | 0 | 0 | 0 | 0 |  | 0 | 0 | 0 | 0 | 0 | 0 |  | 0 | 0 | 0 | 0 | 0 | 0 |  | 0 | 0 | 0 | 0 | 0 | 0
[63 empty] | 0 | 0 | 0 | 0 | 0 | 0 |  | 1199299.2461 | 106743.1129 | 799609.9968 | 732204.2996 | 1893058.4035 | 4730915.059 |  | 1174551.1582 | 89213.2883 | 862882.659 | 256385.077 | 3134010.8282 | 5517043.0107 |  | 1174551.1582 | 89213.2883 | 862882.659 | 256385.077 | 3134010.8282 | 5517043.0107 |  | 1146441.2924 | 83180.0791 | 131049.2791 | 1345813.7053 | 3680309.0474 | 6386793.4033 |  | 1146441.2924 | 83180.0791 | 131049.2791 | 1345813.7053 | 3680309.0474 | 6386793.4033
| HV Network | [73 empty] | 0 | [6 empty] | 0 | [6 empty] | 0 | [6 empty] | 0 | [6 empty] | 0
| HV Switchgear (GM) - Primary |  |  |  | C1 | 1030 | 1184 | 50 | 182 | 100 | 2546 | 0 | 0 | 0 | 0 | 0 | 0 | 47 | 0 | -22 | -1 | -24 | 0 | 1026 | 1133 | 65 | 111 | 211 | 2546 | 91 | 0 | -22 | -10 | -59 | 0 | 1020 | 252 | 484 | 500 | 290 | 2546 |  |  | C1 | 0.001482 | 0.0022066 | 0.0039014 | 0.0063184 | 0.01482 | C1 | 65517.249 | 65517.249 | 65517.249 | 65517.249 | 65517.249 | C1 | 97.0981 | 144.5687 | 255.6106 | 413.9645 | 970.9975 | C1 | 0 | 0 | 0 | 0 | 0 | 0 |  | 100011.0415 | 171169.371 | 12780.531 | 75341.5444 | 97099.7543 | 456402.2422 |  | 99622.6491 | 163796.366 | 16614.6903 | 45950.0628 | 204880.4816 | 530864.2498 |  | 104186.2597 | 163796.366 | 10991.2567 | 45536.0983 | 181576.5406 | 506086.5212 |  | 99040.0605 | 36431.3188 | 123715.5403 | 206982.265 | 281589.2875 | 747758.4721 |  | 107875.9874 | 36431.3188 | 118092.1066 | 202842.6197 | 224300.4325 | 689542.465
[5 empty] | C2 | 375 | 659 | 39 | 79 | 109 | 1261 | 0 | 0 | 0 | 0 | 0 | 0 | 0 | 12 | -11 | -1 | 0 | 0 | 375 | 581 | 98 | 87 | 120 | 1261 | 1 | 32 | -12 | -21 | 0 | 0 | 374 | 182 | 304 | 209 | 192 | 1261 |  |  | C2 | 0.001482 | 0.0022066 | 0.0039014 | 0.0063184 | 0.01482 | C2 | 93596.07 | 93596.07 | 93596.07 | 93596.07 | 93596.07 | C2 | 138.7116 | 206.5268 | 365.158 | 591.3779 | 1387.1393 | C2 | 0 | 0 | 0 | 0 | 0 | 0 |  | 52016.8385 | 136101.1287 | 14241.1631 | 46718.8541 | 151198.1889 | 400276.1733 |  | 52016.8385 | 119992.0422 | 35785.4869 | 51449.8773 | 166456.7217 | 425700.9665 |  | 52016.8385 | 122470.3632 | 31768.7485 | 50858.4994 | 166456.7217 | 423571.1713 |  | 51878.1269 | 37587.8686 | 111008.0409 | 123597.9811 | 266330.7547 | 590402.7722 |  | 52016.8385 | 44196.7247 | 106626.1445 | 111179.0452 | 266330.7547 | 580349.5075
[5 empty] | C3 | 382 | 643 | 32 | 91 | 83 | 1231 | 0 | 0 | 0 | 0 | 0 | 0 | 19 | 68 | -82 | -4 | -1 | 0 | 381 | 556 | 98 | 72 | 124 | 1231 | 28 | 137 | -111 | -45 | -9 | 0 | 380 | 106 | 462 | 104 | 179 | 1231 |  |  | C3 | 0.001482 | 0.0022066 | 0.0039014 | 0.0063184 | 0.01482 | C3 | 140394.105 | 140394.105 | 140394.105 | 140394.105 | 140394.105 | C3 | 208.0674 | 309.7901 | 547.737 | 887.0668 | 2080.709 | C3 | 0 | 0 | 0 | 0 | 0 | 0 |  | 79481.7292 | 199195.0511 | 17527.5854 | 80723.0833 | 172698.8487 | 549626.2977 |  | 79273.6618 | 172243.3101 | 53678.2303 | 63868.8132 | 258007.9186 | 627071.934 |  | 83226.9416 | 193309.0387 | 8763.7927 | 60320.5458 | 255927.2096 | 601547.5283 |  | 79065.5945 | 32837.7534 | 253054.5142 | 92254.9524 | 372446.9148 | 829659.7292 |  | 84891.4804 | 75279.0006 | 192255.7024 | 52336.9441 | 353720.5336 | 758483.6611
[5 empty] | C4 | 113 | 259 | 10 | 15 | 45 | 442 | 0 | 0 | 0 | 0 | 0 | 0 | 17 | 0 | -15 | -2 | 0 | 0 | 113 | 203 | 59 | 17 | 50 | 442 | 17 | 9 | -13 | -9 | -4 | 0 | 112 | 45 | 147 | 75 | 63 | 442 |  |  | C4 | 0.001482 | 0.0022066 | 0.0039014 | 0.0063184 | 0.01482 | C4 | 233990.175 | 233990.175 | 233990.175 | 233990.175 | 233990.175 | C4 | 346.7789 | 516.3169 | 912.8951 | 1478.4447 | 3467.8484 | C4 | 0 | 0 | 0 | 0 | 0 | 0 |  | 39186.0183 | 133726.0711 | 9128.9507 | 22176.6712 | 156053.1766 | 360270.888 |  | 39186.0183 | 104812.326 | 53860.8093 | 25133.5607 | 173392.4184 | 396385.1328 |  | 45081.26 | 104812.326 | 40167.3832 | 22176.6712 | 173392.4184 | 385630.0589 |  | 38839.2394 | 23234.2595 | 134195.5757 | 110883.3562 | 218474.4472 | 525626.878 |  | 44734.4811 | 27881.1113 | 122327.9398 | 97577.3535 | 204603.0537 | 497123.9394
|  | Yes | 5480 | 5511 |  | 1900 | 2745 | 131 | 367 | 337 |  | 0 | 0 | 0 | 0 | 0 |  | 83 | 80 | -130 | -8 | -25 |  | 1895 | 2473 | 320 | 287 | 505 |  | 137 | 178 | -158 | -85 | -72 |  | 1886 | 585 | 1397 | 888 | 724 | [22 empty] | 0 | 0 | 0 | 0 | 0 | 0 |  | 270695.6275 | 640191.6218 | 53678.2303 | 224960.1531 | 577049.9685 | 1766575.6012 |  | 270099.1677 | 560844.0442 | 159939.2168 | 186402.314 | 802737.5403 | 1980022.2831 |  | 284511.2998 | 584388.0938 | 91691.1811 | 178891.8147 | 777352.8903 | 1916835.2797 |  | 268823.0213 | 130091.2003 | 621973.6711 | 533718.5546 | 1138841.4042 | 2693447.8515 |  | 289518.7874 | 183788.1555 | 539301.8933 | 463935.9625 | 1048954.7745 | 2525499.5731
| HV Switchgear (GM) - Distribution |  |  |  | C1 | 1473 | 12 | 0 | 0 | 181 | 1666 | 0 | 0 | 0 | 0 | 0 | 0 | 0 | 0 | 0 | 0 | 0 | 0 | 1473 | 12 | 0 | 0 | 181 | 1666 | 1 | 0 | -1 | 0 | 0 | 0 | 1473 | 0 | 12 | 0 | 181 | 1666 |  |  | C1 | 0.0019095 | 0.0028431 | 0.0050268 | 0.008141 | 0.019096 | C1 | 11167.73 | 11167.73 | 11167.73 | 11167.73 | 11167.73 | C1 | 21.3251 | 31.7508 | 56.1383 | 90.9167 | 213.2548 | C1 | 0 | 0 | 0 | 0 | 0 | 0 |  | 31411.8983 | 381.0099 | 0 | 0 | 38599.1212 | 70392.0295 |  | 31411.8983 | 381.0099 | 0 | 0 | 38599.1212 | 70392.0295 |  | 31411.8983 | 381.0099 | 0 | 0 | 38599.1212 | 70392.0295 |  | 31411.8983 | 0 | 673.6601 | 0 | 38599.1212 | 70684.6797 |  | 31433.2234 | 0 | 617.5218 | 0 | 38599.1212 | 70649.8664
[5 empty] | C2 | 6091 | 3004 | 232 | 311 | 1142 | 10780 | 0 | 0 | 0 | 0 | 0 | 0 | 0 | 18 | 11 | -24 | -5 | 0 | 6091 | 2711 | 371 | 322 | 1285 | 10780 | 0 | 45 | 12 | -37 | -20 | 0 | 6091 | 625 | 1728 | 805 | 1531 | 10780 |  |  | C2 | 0.0019095 | 0.0028431 | 0.0050268 | 0.008141 | 0.019096 | C2 | 15953.9 | 15953.9 | 15953.9 | 15953.9 | 15953.9 | C2 | 30.4645 | 45.3583 | 80.1976 | 129.8811 | 304.6497 | C2 | 0 | 0 | 0 | 0 | 0 | 0 |  | 185558.9881 | 136256.413 | 18605.8515 | 40393.0076 | 347909.9953 | 728724.2554 |  | 185558.9881 | 122966.4233 | 29753.3229 | 41821.6991 | 391474.9071 | 771575.3406 |  | 185558.9881 | 123782.8732 | 30635.4969 | 38704.5539 | 389951.6585 | 768633.5705 |  | 185558.9881 | 28348.9541 | 138581.5146 | 104554.2478 | 466418.7415 | 923462.4462 |  | 185558.9881 | 30390.0788 | 139543.8863 | 99748.6489 | 460325.7468 | 915567.3489
[5 empty] | C3 | 264 | 428 | 51 | 18 | 1006 | 1767 | 0 | 0 | 0 | 0 | 0 | 0 | 0 | 9 | -4 | -5 | 0 | 0 | 264 | 353 | 102 | 35 | 1013 | 1767 | 0 | 16 | 4 | -19 | -1 | 0 | 264 | 145 | 235 | 97 | 1026 | 1767 |  |  | C3 | 0.0019095 | 0.0028431 | 0.0050268 | 0.008141 | 0.019096 | C3 | 23930.85 | 23930.85 | 23930.85 | 23930.85 | 23930.85 | C3 | 45.6967 | 68.0375 | 120.2965 | 194.8216 | 456.9746 | C3 | 0 | 0 | 0 | 0 | 0 | 0 |  | 12063.9237 | 29120.0456 | 6135.1191 | 3506.7884 | 459716.4474 | 510542.3243 |  | 12063.9237 | 24017.2339 | 12270.2383 | 6818.7553 | 462915.2696 | 518085.4207 |  | 12063.9237 | 24629.5713 | 11789.0525 | 5844.6474 | 462915.2696 | 517242.4644 |  | 12063.9237 | 9865.436 | 28269.6666 | 18897.6932 | 468855.9393 | 537952.6589 |  | 12063.9237 | 10954.0359 | 28750.8524 | 15196.0832 | 468398.9647 | 535363.86
[5 empty] | C4 | 0 | 0 | 0 | 0 | 0 | 0 | 0 | 0 | 0 | 0 | 0 | 0 | 0 | 0 | 0 | 0 | 0 | 0 | 0 | 0 | 0 | 0 | 0 | 0 | 0 | 0 | 0 | 0 | 0 | 0 | 0 | 0 | 0 | 0 | 0 | 0 |  |  | C4 | 0.0019095 | 0.0028431 | 0.0050268 | 0.008141 | 0.019096 | C4 | 39884.75 | 39884.75 | 39884.75 | 39884.75 | 39884.75 | C4 | 76.1611 | 113.3958 | 200.4941 | 324.7026 | 761.6243 | C4 | 0 | 0 | 0 | 0 | 0 | 0 |  | 0 | 0 | 0 | 0 | 0 | 0 |  | 0 | 0 | 0 | 0 | 0 | 0 |  | 0 | 0 | 0 | 0 | 0 | 0 |  | 0 | 0 | 0 | 0 | 0 | 0 |  | 0 | 0 | 0 | 0 | 0 | 0
|  | Yes | 14213 | 14333 |  | 7828 | 3444 | 283 | 329 | 2329 |  | 0 | 0 | 0 | 0 | 0 |  | 0 | 27 | 7 | -29 | -5 |  | 7828 | 3076 | 473 | 357 | 2479 |  | 1 | 61 | 15 | -56 | -21 |  | 7828 | 770 | 1975 | 902 | 2738 | [22 empty] | 0 | 0 | 0 | 0 | 0 | 0 |  | 229034.8102 | 165757.4686 | 24740.9706 | 43899.796 | 846225.5638 | 1309658.6092 |  | 229034.8102 | 147364.6671 | 42023.5612 | 48640.4544 | 892989.2979 | 1360052.7908 |  | 229034.8102 | 148793.4544 | 42424.5493 | 44549.2013 | 891466.0492 | 1356268.0644 |  | 229034.8102 | 38214.3901 | 167524.8414 | 123451.9411 | 973873.802 | 1532099.7848 |  | 229056.1353 | 41344.1147 | 168912.2605 | 114944.7321 | 967323.8328 | 1521581.0753
| HV Transformer (GM) |  |  |  | C1 | 383 | 61 | 27 | 7 | 2 | 480 | 0 | 0 | 0 | 0 | 0 | 0 | 0 | 0 | 0 | 0 | 0 | 0 | 340 | 85 | 26 | 25 | 4 | 480 | 0 | 0 | 0 | 0 | 0 | 0 | 301 | 101 | 32 | 35 | 11 | 480 |  |  | C1 | 0.002223 | 0.0033099 | 0.0058521 | 0.0094776 | 0.022231 | C1 | 14588.882 | 14588.882 | 14588.882 | 14588.882 | 14588.882 | C1 | 32.4316 | 48.2872 | 85.3761 | 138.2677 | 324.3215 | C1 | 0 | 0 | 0 | 0 | 0 | 0 |  | 12421.3019 | 2945.5188 | 2305.1558 | 967.8739 | 648.643 | 19288.4934 |  | 11026.7432 | 4104.4115 | 2219.7796 | 3456.6926 | 1297.286 | 22104.9129 |  | 11026.7432 | 4104.4115 | 2219.7796 | 3456.6926 | 1297.286 | 22104.9129 |  | 9761.9109 | 4877.0066 | 2732.0365 | 4839.3696 | 3567.5366 | 25777.8601 |  | 9761.9109 | 4877.0066 | 2732.0365 | 4839.3696 | 3567.5366 | 25777.8601
[5 empty] | C2 | 8644 | 800 | 196 | 34 | 6 | 9680 | 0 | 0 | 0 | 0 | 0 | 0 | 0 | 0 | 0 | 0 | 0 | 0 | 7814 | 1461 | 239 | 155 | 11 | 9680 | 0 | 0 | 0 | 0 | 0 | 0 | 6810 | 2206 | 351 | 254 | 59 | 9680 |  |  | C2 | 0.002223 | 0.0033099 | 0.0058521 | 0.0094776 | 0.022231 | C2 | 20841.26 | 20841.26 | 20841.26 | 20841.26 | 20841.26 | C2 | 46.3309 | 68.9817 | 121.9659 | 197.5253 | 463.3164 | C2 | 0 | 0 | 0 | 0 | 0 | 0 |  | 400483.8989 | 55185.3646 | 23905.319 | 6715.8599 | 2779.8986 | 489070.341 |  | 362029.2904 | 100782.2721 | 29149.8532 | 30616.4199 | 5096.4808 | 527674.3165 |  | 362029.2904 | 100782.2721 | 29149.8532 | 30616.4199 | 5096.4808 | 527674.3165 |  | 315513.1133 | 152173.6429 | 42810.0355 | 50171.4236 | 27335.6698 | 588003.8852 |  | 315513.1133 | 152173.6429 | 42810.0355 | 50171.4236 | 27335.6698 | 588003.8852
[5 empty] | C3 | 991 | 119 | 11 | 1 | 0 | 1122 | 0 | 0 | 0 | 0 | 0 | 0 | 0 | 0 | 0 | 0 | 0 | 0 | 846 | 245 | 25 | 5 | 1 | 1122 | 0 | 0 | 0 | 0 | 0 | 0 | 686 | 365 | 52 | 17 | 2 | 1122 |  |  | C3 | 0.002223 | 0.0033099 | 0.0058521 | 0.0094776 | 0.022231 | C3 | 31261.89 | 31261.89 | 31261.89 | 31261.89 | 31261.89 | C3 | 69.4963 | 103.4726 | 182.9489 | 296.2879 | 694.9747 | C3 | 0 | 0 | 0 | 0 | 0 | 0 |  | 68870.8139 | 12313.2345 | 2012.4376 | 296.2879 | 0 | 83492.7739 |  | 58793.8533 | 25350.7769 | 4573.7217 | 1481.4397 | 694.9747 | 90894.7662 |  | 58793.8533 | 25350.7769 | 4573.7217 | 1481.4397 | 694.9747 | 90894.7662 |  | 47674.4484 | 37767.4839 | 9513.3412 | 5036.8949 | 1389.9493 | 101382.1177 |  | 47674.4484 | 37767.4839 | 9513.3412 | 5036.8949 | 1389.9493 | 101382.1177
[5 empty] | C4 | 67 | 7 | 1 | 0 | 0 | 75 | 0 | 0 | 0 | 0 | 0 | 0 | 0 | 0 | 0 | 0 | 0 | 0 | 61 | 11 | 2 | 1 | 0 | 75 | 0 | 0 | 0 | 0 | 0 | 0 | 51 | 19 | 3 | 1 | 1 | 75 |  |  | C4 | 0.002223 | 0.0033099 | 0.0058521 | 0.0094776 | 0.022231 | C4 | 52103.15 | 52103.15 | 52103.15 | 52103.15 | 52103.15 | C4 | 115.8271 | 172.4543 | 304.9148 | 493.8132 | 1158.2911 | C4 | 0 | 0 | 0 | 0 | 0 | 0 |  | 7760.418 | 1207.1799 | 304.9148 | 0 | 0 | 9272.5126 |  | 7065.4552 | 1896.9969 | 609.8296 | 493.8132 | 0 | 10066.0949 |  | 7065.4552 | 1896.9969 | 609.8296 | 493.8132 | 0 | 10066.0949 |  | 5907.1838 | 3276.631 | 914.7443 | 493.8132 | 1158.2911 | 11750.6635 |  | 5907.1838 | 3276.631 | 914.7443 | 493.8132 | 1158.2911 | 11750.6635
|  | Yes | 11357 | 11402 |  | 10085 | 987 | 235 | 42 | 8 |  | 0 | 0 | 0 | 0 | 0 |  | 0 | 0 | 0 | 0 | 0 |  | 9061 | 1802 | 292 | 186 | 16 |  | 0 | 0 | 0 | 0 | 0 |  | 7848 | 2691 | 438 | 307 | 73 | [22 empty] | 0 | 0 | 0 | 0 | 0 | 0 |  | 489536.4327 | 71651.2978 | 28527.8271 | 7980.0217 | 3428.5416 | 601124.1209 |  | 438915.342 | 132134.4574 | 36553.1842 | 36048.3654 | 7088.7415 | 650740.0905 |  | 438915.342 | 132134.4574 | 36553.1842 | 36048.3654 | 7088.7415 | 650740.0905 |  | 378856.6564 | 198094.7645 | 55970.1575 | 60541.5013 | 33451.4468 | 726914.5265 |  | 378856.6564 | 198094.7645 | 55970.1575 | 60541.5013 | 33451.4468 | 726914.5265
| HV UG Cable |  |  |  | C1 | 0 | 0 | 0 | 0 | 0 | 0 | 0 | 0 | 0 | 0 | 0 | 0 | 0 | 0 | 0 | 0 | 0 | 0 | 0 | 0 | 0 | 0 | 0 | 0 | 0 | 0 | 0 | 0 | 0 | 0 | 0 | 0 | 0 | 0 | 0 | 0 |  |  | C1 | 0 | 0 | 0 | 0 | 0 | C1 | 0 | 0 | 0 | 0 | 0 | C1 | [5 empty] | C1 | [5 empty] | 0 | [6 empty] | 0 | [6 empty] | 0 | [6 empty] | 0 | [6 empty] | 0 | [6 empty] | 0
[5 empty] | C2 | 0 | 0 | 0 | 0 | 0 | 0 | 0 | 0 | 0 | 0 | 0 | 0 | 0 | 0 | 0 | 0 | 0 | 0 | 0 | 0 | 0 | 0 | 0 | 0 | 0 | 0 | 0 | 0 | 0 | 0 | 0 | 0 | 0 | 0 | 0 | 0 |  |  | C2 | 0 | 0 | 0 | 0 | 0 | C2 | 0 | 0 | 0 | 0 | 0 | C2 | [5 empty] | C2 | [5 empty] | 0 | [6 empty] | 0 | [6 empty] | 0 | [6 empty] | 0 | [6 empty] | 0 | [6 empty] | 0
[5 empty] | C3 | 0 | 0 | 0 | 0 | 0 | 0 | 0 | 0 | 0 | 0 | 0 | 0 | 0 | 0 | 0 | 0 | 0 | 0 | 0 | 0 | 0 | 0 | 0 | 0 | 0 | 0 | 0 | 0 | 0 | 0 | 0 | 0 | 0 | 0 | 0 | 0 |  |  | C3 | 0 | 0 | 0 | 0 | 0 | C3 | 0 | 0 | 0 | 0 | 0 | C3 | [5 empty] | C3 | [5 empty] | 0 | [6 empty] | 0 | [6 empty] | 0 | [6 empty] | 0 | [6 empty] | 0 | [6 empty] | 0
[5 empty] | C4 | 0 | 0 | 0 | 0 | 0 | 0 | 0 | 0 | 0 | 0 | 0 | 0 | 0 | 0 | 0 | 0 | 0 | 0 | 0 | 0 | 0 | 0 | 0 | 0 | 0 | 0 | 0 | 0 | 0 | 0 | 0 | 0 | 0 | 0 | 0 | 0 |  |  | C4 | 0 | 0 | 0 | 0 | 0 | C4 | 0 | 0 | 0 | 0 | 0 | C4 | [5 empty] | C4 | [5 empty] | 0 | [6 empty] | 0 | [6 empty] | 0 | [6 empty] | 0 | [6 empty] | 0 | [6 empty] | 0
|  | 0 | 0 | 0 |  | 0 | 0 | 0 | 0 | 0 |  | 0 | 0 | 0 | 0 | 0 |  | 0 | 0 | 0 | 0 | 0 |  | 0 | 0 | 0 | 0 | 0 |  | 0 | 0 | 0 | 0 | 0 |  | 0 | 0 | 0 | 0 | 0 | [22 empty] | 0 | 0 | 0 | 0 | 0 | 0 |  | 0 | 0 | 0 | 0 | 0 | 0 |  | 0 | 0 | 0 | 0 | 0 | 0 |  | 0 | 0 | 0 | 0 | 0 | 0 |  | 0 | 0 | 0 | 0 | 0 | 0 |  | 0 | 0 | 0 | 0 | 0 | 0
| HV OHL Support - Poles |  |  |  | C1 | 27126 | 2798 | 6780 | 9287 | 4187 | 50178 | 0 | 0 | 0 | 0 | 0 | 0 | 0 | 0 | 0 | 0 | 0 | 0 | 26447 | 2160 | 6417 | 4037 | 11117 | 50178 | 0 | 0 | 0 | 0 | 0 | 0 | 25547 | 1703 | 2147 | 6549 | 14232 | 50178 |  |  | C1 | 0.0081226 | 0.012094 | 0.021383 | 0.03463 | 0.081228 | C1 | 2424.66 | 2424.66 | 2424.66 | 2424.66 | 2424.66 | C1 | 19.6946 | 29.3232 | 51.846 | 83.9653 | 196.9495 | C1 | 0 | 0 | 0 | 0 | 0 | 0 |  | 534236.0531 | 82046.257 | 351516.163 | 779785.7364 | 824627.4789 | 2572211.6885 |  | 520863.4114 | 63338.0683 | 332696.0499 | 338967.914 | 2189487.3856 | 3445352.8292 |  | 520863.4114 | 63338.0683 | 332696.0499 | 338967.914 | 2189487.3856 | 3445352.8292 |  | 503138.2603 | 49937.3752 | 111313.4516 | 549888.7464 | 2802985.0204 | 4017262.8538 |  | 503138.2603 | 49937.3752 | 111313.4516 | 549888.7464 | 2802985.0204 | 4017262.8538
[5 empty] | C2 | 48908 | 4755 | 7922 | 14230 | 5481 | 81296 | 0 | 0 | 0 | 0 | 0 | 0 | 0 | 0 | 0 | 0 | 0 | 0 | 47578 | 3699 | 8032 | 7485 | 14502 | 81296 | 0 | 0 | 0 | 0 | 0 | 0 | 46704 | 2325 | 3405 | 8071 | 20791 | 81296 |  |  | C2 | 0.0081226 | 0.012094 | 0.021383 | 0.03463 | 0.081228 | C2 | 3463.8 | 3463.8 | 3463.8 | 3463.8 | 3463.8 | C2 | 28.1352 | 41.8903 | 74.0658 | 119.9504 | 281.3564 | C2 | 0 | 0 | 0 | 0 | 0 | 0 |  | 1376034.4259 | 199188.1712 | 586749.061 | 1706894.5882 | 1542114.44 | 5410980.6863 |  | 1338614.6626 | 154952.06 | 594896.2961 | 897828.9524 | 4080230.5434 | 7066522.5145 |  | 1338614.6626 | 154952.06 | 594896.2961 | 897828.9524 | 4080230.5434 | 7066522.5145 |  | 1314024.5324 | 97394.8471 | 252193.9602 | 968119.9031 | 5849680.9562 | 8481414.199 |  | 1314024.5324 | 97394.8471 | 252193.9602 | 968119.9031 | 5849680.9562 | 8481414.199
[5 empty] | C3 | 15369 | 1570 | 3783 | 5662 | 1978 | 28362 | 0 | 0 | 0 | 0 | 0 | 0 | 0 | 0 | 0 | 0 | 0 | 0 | 14747 | 1596 | 3357 | 2145 | 6517 | 28362 | 0 | 0 | 0 | 0 | 0 | 0 | 14352 | 1090 | 1151 | 3724 | 8045 | 28362 |  |  | C3 | 0.0081226 | 0.012094 | 0.021383 | 0.03463 | 0.081228 | C3 | 5195.7 | 5195.7 | 5195.7 | 5195.7 | 5195.7 | C3 | 42.2027 | 62.8354 | 111.0987 | 179.9256 | 422.0346 | C3 | 0 | 0 | 0 | 0 | 0 | 0 |  | 648613.9208 | 98651.5548 | 420286.2341 | 1018738.9837 | 834784.4451 | 3021075.1385 |  | 622363.8161 | 100285.2748 | 372958.2046 | 385940.5016 | 2750399.5088 | 4231947.3059 |  | 622363.8161 | 100285.2748 | 372958.2046 | 385940.5016 | 2750399.5088 | 4231947.3059 |  | 605693.7336 | 68490.5699 | 127874.5587 | 670043.0899 | 3395268.3824 | 4867370.3345 |  | 605693.7336 | 68490.5699 | 127874.5587 | 670043.0899 | 3395268.3824 | 4867370.3345
[5 empty] | C4 | 3205 | 276 | 529 | 773 | 402 | 5185 | 0 | 0 | 0 | 0 | 0 | 0 | 0 | 0 | 0 | 0 | 0 | 0 | 3021 | 362 | 463 | 342 | 997 | 5185 | 0 | 0 | 0 | 0 | 0 | 0 | 2923 | 290 | 216 | 496 | 1260 | 5185 |  |  | C4 | 0.0081226 | 0.012094 | 0.021383 | 0.03463 | 0.081228 | C4 | 8659.5 | 8659.5 | 8659.5 | 8659.5 | 8659.5 | C4 | 70.3379 | 104.7256 | 185.1644 | 299.8761 | 703.391 | C4 | 0 | 0 | 0 | 0 | 0 | 0 |  | 225432.9729 | 28904.2772 | 97951.986 | 231804.2018 | 282763.1841 | 866856.622 |  | 212490.7991 | 37910.6824 | 85731.1333 | 102557.6158 | 701280.8323 | 1139971.0629 |  | 212490.7991 | 37910.6824 | 85731.1333 | 102557.6158 | 701280.8323 | 1139971.0629 |  | 205597.6848 | 30370.4362 | 39995.5179 | 148738.5305 | 886272.6666 | 1310974.8361 |  | 205597.6848 | 30370.4362 | 39995.5179 | 148738.5305 | 886272.6666 | 1310974.8361
|  | Yes | 165021 | 165125 |  | 94608 | 9399 | 19014 | 29952 | 12048 |  | 0 | 0 | 0 | 0 | 0 |  | 0 | 0 | 0 | 0 | 0 |  | 91793 | 7817 | 18269 | 14009 | 33133 |  | 0 | 0 | 0 | 0 | 0 |  | 89526 | 5408 | 6919 | 18840 | 44328 | [22 empty] | 0 | 0 | 0 | 0 | 0 | 0 |  | 2784317.3727 | 408790.2603 | 1456503.4442 | 3737223.5101 | 3484289.5481 | 11871124.1353 |  | 2694332.6891 | 356486.0856 | 1386281.6839 | 1725294.9839 | 9721398.27 | 15883793.7125 |  | 2694332.6891 | 356486.0856 | 1386281.6839 | 1725294.9839 | 9721398.27 | 15883793.7125 |  | 2628454.211 | 246193.2284 | 531377.4884 | 2336790.27 | 12934207.0257 | 18677022.2235 |  | 2628454.211 | 246193.2284 | 531377.4884 | 2336790.27 | 12934207.0257 | 18677022.2235
| [Please insert new asset category as required] |  |  |  | C1 | 0 | 0 | 0 | 0 | 0 | 0 | 0 | 0 | 0 | 0 | 0 | 0 | 0 | 0 | 0 | 0 | 0 | 0 | 0 | 0 | 0 | 0 | 0 | 0 | 0 | 0 | 0 | 0 | 0 | 0 | 0 | 0 | 0 | 0 | 0 | 0 |  |  | C1 | 0 | 0 | 0 | 0 | 0 | C1 | 0 | 0 | 0 | 0 | 0 | C1 | [5 empty] | C1 | [5 empty] | 0 | [6 empty] | 0 | [6 empty] | 0 | [6 empty] | 0 | [6 empty] | 0 | [6 empty] | 0
[5 empty] | C2 | 0 | 0 | 0 | 0 | 0 | 0 | 0 | 0 | 0 | 0 | 0 | 0 | 0 | 0 | 0 | 0 | 0 | 0 | 0 | 0 | 0 | 0 | 0 | 0 | 0 | 0 | 0 | 0 | 0 | 0 | 0 | 0 | 0 | 0 | 0 | 0 |  |  | C2 | 0 | 0 | 0 | 0 | 0 | C2 | 0 | 0 | 0 | 0 | 0 | C2 | [5 empty] | C2 | [5 empty] | 0 | [6 empty] | 0 | [6 empty] | 0 | [6 empty] | 0 | [6 empty] | 0 | [6 empty] | 0
[5 empty] | C3 | 0 | 0 | 0 | 0 | 0 | 0 | 0 | 0 | 0 | 0 | 0 | 0 | 0 | 0 | 0 | 0 | 0 | 0 | 0 | 0 | 0 | 0 | 0 | 0 | 0 | 0 | 0 | 0 | 0 | 0 | 0 | 0 | 0 | 0 | 0 | 0 |  |  | C3 | 0 | 0 | 0 | 0 | 0 | C3 | 0 | 0 | 0 | 0 | 0 | C3 | [5 empty] | C3 | [5 empty] | 0 | [6 empty] | 0 | [6 empty] | 0 | [6 empty] | 0 | [6 empty] | 0 | [6 empty] | 0
[5 empty] | C4 | 0 | 0 | 0 | 0 | 0 | 0 | 0 | 0 | 0 | 0 | 0 | 0 | 0 | 0 | 0 | 0 | 0 | 0 | 0 | 0 | 0 | 0 | 0 | 0 | 0 | 0 | 0 | 0 | 0 | 0 | 0 | 0 | 0 | 0 | 0 | 0 |  |  | C4 | 0 | 0 | 0 | 0 | 0 | C4 | 0 | 0 | 0 | 0 | 0 | C4 | [5 empty] | C4 | [5 empty] | 0 | [6 empty] | 0 | [6 empty] | 0 | [6 empty] | 0 | [6 empty] | 0 | [6 empty] | 0
|  | 0 | 0 | 0 |  | 0 | 0 | 0 | 0 | 0 |  | 0 | 0 | 0 | 0 | 0 |  | 0 | 0 | 0 | 0 | 0 |  | 0 | 0 | 0 | 0 | 0 |  | 0 | 0 | 0 | 0 | 0 |  | 0 | 0 | 0 | 0 | 0 | [22 empty] | 0 | 0 | 0 | 0 | 0 | 0 |  | 0 | 0 | 0 | 0 | 0 | 0 |  | 0 | 0 | 0 | 0 | 0 | 0 |  | 0 | 0 | 0 | 0 | 0 | 0 |  | 0 | 0 | 0 | 0 | 0 | 0 |  | 0 | 0 | 0 | 0 | 0 | 0
| [Please insert new asset category as required] |  |  |  | C1 | 0 | 0 | 0 | 0 | 0 | 0 | 0 | 0 | 0 | 0 | 0 | 0 | 0 | 0 | 0 | 0 | 0 | 0 | 0 | 0 | 0 | 0 | 0 | 0 | 0 | 0 | 0 | 0 | 0 | 0 | 0 | 0 | 0 | 0 | 0 | 0 |  |  | C1 | 0 | 0 | 0 | 0 | 0 | C1 | 0 | 0 | 0 | 0 | 0 | C1 | [5 empty] | C1 | [5 empty] | 0 | [6 empty] | 0 | [6 empty] | 0 | [6 empty] | 0 | [6 empty] | 0 | [6 empty] | 0
[5 empty] | C2 | 0 | 0 | 0 | 0 | 0 | 0 | 0 | 0 | 0 | 0 | 0 | 0 | 0 | 0 | 0 | 0 | 0 | 0 | 0 | 0 | 0 | 0 | 0 | 0 | 0 | 0 | 0 | 0 | 0 | 0 | 0 | 0 | 0 | 0 | 0 | 0 |  |  | C2 | 0 | 0 | 0 | 0 | 0 | C2 | 0 | 0 | 0 | 0 | 0 | C2 | [5 empty] | C2 | [5 empty] | 0 | [6 empty] | 0 | [6 empty] | 0 | [6 empty] | 0 | [6 empty] | 0 | [6 empty] | 0
[5 empty] | C3 | 0 | 0 | 0 | 0 | 0 | 0 | 0 | 0 | 0 | 0 | 0 | 0 | 0 | 0 | 0 | 0 | 0 | 0 | 0 | 0 | 0 | 0 | 0 | 0 | 0 | 0 | 0 | 0 | 0 | 0 | 0 | 0 | 0 | 0 | 0 | 0 |  |  | C3 | 0 | 0 | 0 | 0 | 0 | C3 | 0 | 0 | 0 | 0 | 0 | C3 | [5 empty] | C3 | [5 empty] | 0 | [6 empty] | 0 | [6 empty] | 0 | [6 empty] | 0 | [6 empty] | 0 | [6 empty] | 0
[5 empty] | C4 | 0 | 0 | 0 | 0 | 0 | 0 | 0 | 0 | 0 | 0 | 0 | 0 | 0 | 0 | 0 | 0 | 0 | 0 | 0 | 0 | 0 | 0 | 0 | 0 | 0 | 0 | 0 | 0 | 0 | 0 | 0 | 0 | 0 | 0 | 0 | 0 |  |  | C4 | 0 | 0 | 0 | 0 | 0 | C4 | 0 | 0 | 0 | 0 | 0 | C4 | [5 empty] | C4 | [5 empty] | 0 | [6 empty] | 0 | [6 empty] | 0 | [6 empty] | 0 | [6 empty] | 0 | [6 empty] | 0
|  | 0 | 0 | 0 |  | 0 | 0 | 0 | 0 | 0 |  | 0 | 0 | 0 | 0 | 0 |  | 0 | 0 | 0 | 0 | 0 |  | 0 | 0 | 0 | 0 | 0 |  | 0 | 0 | 0 | 0 | 0 |  | 0 | 0 | 0 | 0 | 0 | [22 empty] | 0 | 0 | 0 | 0 | 0 | 0 |  | 0 | 0 | 0 | 0 | 0 | 0 |  | 0 | 0 | 0 | 0 | 0 | 0 |  | 0 | 0 | 0 | 0 | 0 | 0 |  | 0 | 0 | 0 | 0 | 0 | 0 |  | 0 | 0 | 0 | 0 | 0 | 0
| [Please insert new asset category as required] |  |  |  | C1 | 0 | 0 | 0 | 0 | 0 | 0 | 0 | 0 | 0 | 0 | 0 | 0 | 0 | 0 | 0 | 0 | 0 | 0 | 0 | 0 | 0 | 0 | 0 | 0 | 0 | 0 | 0 | 0 | 0 | 0 | 0 | 0 | 0 | 0 | 0 | 0 |  |  | C1 | 0 | 0 | 0 | 0 | 0 | C1 | 0 | 0 | 0 | 0 | 0 | C1 | [5 empty] | C1 | [5 empty] | 0 | [6 empty] | 0 | [6 empty] | 0 | [6 empty] | 0 | [6 empty] | 0 | [6 empty] | 0
[5 empty] | C2 | 0 | 0 | 0 | 0 | 0 | 0 | 0 | 0 | 0 | 0 | 0 | 0 | 0 | 0 | 0 | 0 | 0 | 0 | 0 | 0 | 0 | 0 | 0 | 0 | 0 | 0 | 0 | 0 | 0 | 0 | 0 | 0 | 0 | 0 | 0 | 0 |  |  | C2 | 0 | 0 | 0 | 0 | 0 | C2 | 0 | 0 | 0 | 0 | 0 | C2 | [5 empty] | C2 | [5 empty] | 0 | [6 empty] | 0 | [6 empty] | 0 | [6 empty] | 0 | [6 empty] | 0 | [6 empty] | 0
[5 empty] | C3 | 0 | 0 | 0 | 0 | 0 | 0 | 0 | 0 | 0 | 0 | 0 | 0 | 0 | 0 | 0 | 0 | 0 | 0 | 0 | 0 | 0 | 0 | 0 | 0 | 0 | 0 | 0 | 0 | 0 | 0 | 0 | 0 | 0 | 0 | 0 | 0 |  |  | C3 | 0 | 0 | 0 | 0 | 0 | C3 | 0 | 0 | 0 | 0 | 0 | C3 | [5 empty] | C3 | [5 empty] | 0 | [6 empty] | 0 | [6 empty] | 0 | [6 empty] | 0 | [6 empty] | 0 | [6 empty] | 0
[5 empty] | C4 | 0 | 0 | 0 | 0 | 0 | 0 | 0 | 0 | 0 | 0 | 0 | 0 | 0 | 0 | 0 | 0 | 0 | 0 | 0 | 0 | 0 | 0 | 0 | 0 | 0 | 0 | 0 | 0 | 0 | 0 | 0 | 0 | 0 | 0 | 0 | 0 |  |  | C4 | 0 | 0 | 0 | 0 | 0 | C4 | 0 | 0 | 0 | 0 | 0 | C4 | [5 empty] | C4 | [5 empty] | 0 | [6 empty] | 0 | [6 empty] | 0 | [6 empty] | 0 | [6 empty] | 0 | [6 empty] | 0
|  | 0 | 0 | 0 |  | 0 | 0 | 0 | 0 | 0 |  | 0 | 0 | 0 | 0 | 0 |  | 0 | 0 | 0 | 0 | 0 |  | 0 | 0 | 0 | 0 | 0 |  | 0 | 0 | 0 | 0 | 0 |  | 0 | 0 | 0 | 0 | 0 | [22 empty] | 0 | 0 | 0 | 0 | 0 | 0 |  | 0 | 0 | 0 | 0 | 0 | 0 |  | 0 | 0 | 0 | 0 | 0 | 0 |  | 0 | 0 | 0 | 0 | 0 | 0 |  | 0 | 0 | 0 | 0 | 0 | 0 |  | 0 | 0 | 0 | 0 | 0 | 0
| [Please insert new asset category as required] |  |  |  | C1 | 0 | 0 | 0 | 0 | 0 | 0 | 0 | 0 | 0 | 0 | 0 | 0 | 0 | 0 | 0 | 0 | 0 | 0 | 0 | 0 | 0 | 0 | 0 | 0 | 0 | 0 | 0 | 0 | 0 | 0 | 0 | 0 | 0 | 0 | 0 | 0 |  |  | C1 | 0 | 0 | 0 | 0 | 0 | C1 | 0 | 0 | 0 | 0 | 0 | C1 | [5 empty] | C1 | [5 empty] | 0 | [6 empty] | 0 | [6 empty] | 0 | [6 empty] | 0 | [6 empty] | 0 | [6 empty] | 0
[5 empty] | C2 | 0 | 0 | 0 | 0 | 0 | 0 | 0 | 0 | 0 | 0 | 0 | 0 | 0 | 0 | 0 | 0 | 0 | 0 | 0 | 0 | 0 | 0 | 0 | 0 | 0 | 0 | 0 | 0 | 0 | 0 | 0 | 0 | 0 | 0 | 0 | 0 |  |  | C2 | 0 | 0 | 0 | 0 | 0 | C2 | 0 | 0 | 0 | 0 | 0 | C2 | [5 empty] | C2 | [5 empty] | 0 | [6 empty] | 0 | [6 empty] | 0 | [6 empty] | 0 | [6 empty] | 0 | [6 empty] | 0
[5 empty] | C3 | 0 | 0 | 0 | 0 | 0 | 0 | 0 | 0 | 0 | 0 | 0 | 0 | 0 | 0 | 0 | 0 | 0 | 0 | 0 | 0 | 0 | 0 | 0 | 0 | 0 | 0 | 0 | 0 | 0 | 0 | 0 | 0 | 0 | 0 | 0 | 0 |  |  | C3 | 0 | 0 | 0 | 0 | 0 | C3 | 0 | 0 | 0 | 0 | 0 | C3 | [5 empty] | C3 | [5 empty] | 0 | [6 empty] | 0 | [6 empty] | 0 | [6 empty] | 0 | [6 empty] | 0 | [6 empty] | 0
[5 empty] | C4 | 0 | 0 | 0 | 0 | 0 | 0 | 0 | 0 | 0 | 0 | 0 | 0 | 0 | 0 | 0 | 0 | 0 | 0 | 0 | 0 | 0 | 0 | 0 | 0 | 0 | 0 | 0 | 0 | 0 | 0 | 0 | 0 | 0 | 0 | 0 | 0 |  |  | C4 | 0 | 0 | 0 | 0 | 0 | C4 | 0 | 0 | 0 | 0 | 0 | C4 | [5 empty] | C4 | [5 empty] | 0 | [6 empty] | 0 | [6 empty] | 0 | [6 empty] | 0 | [6 empty] | 0 | [6 empty] | 0
|  | 0 | 0 | 0 |  | 0 | 0 | 0 | 0 | 0 |  | 0 | 0 | 0 | 0 | 0 |  | 0 | 0 | 0 | 0 | 0 |  | 0 | 0 | 0 | 0 | 0 |  | 0 | 0 | 0 | 0 | 0 |  | 0 | 0 | 0 | 0 | 0 | [22 empty] | 0 | 0 | 0 | 0 | 0 | 0 |  | 0 | 0 | 0 | 0 | 0 | 0 |  | 0 | 0 | 0 | 0 | 0 | 0 |  | 0 | 0 | 0 | 0 | 0 | 0 |  | 0 | 0 | 0 | 0 | 0 | 0 |  | 0 | 0 | 0 | 0 | 0 | 0
| [Please insert new asset category as required] |  |  |  | C1 | 0 | 0 | 0 | 0 | 0 | 0 | 0 | 0 | 0 | 0 | 0 | 0 | 0 | 0 | 0 | 0 | 0 | 0 | 0 | 0 | 0 | 0 | 0 | 0 | 0 | 0 | 0 | 0 | 0 | 0 | 0 | 0 | 0 | 0 | 0 | 0 |  |  | C1 | 0 | 0 | 0 | 0 | 0 | C1 | 0 | 0 | 0 | 0 | 0 | C1 | [5 empty] | C1 | [5 empty] | 0 | [6 empty] | 0 | [6 empty] | 0 | [6 empty] | 0 | [6 empty] | 0 | [6 empty] | 0
[5 empty] | C2 | 0 | 0 | 0 | 0 | 0 | 0 | 0 | 0 | 0 | 0 | 0 | 0 | 0 | 0 | 0 | 0 | 0 | 0 | 0 | 0 | 0 | 0 | 0 | 0 | 0 | 0 | 0 | 0 | 0 | 0 | 0 | 0 | 0 | 0 | 0 | 0 |  |  | C2 | 0 | 0 | 0 | 0 | 0 | C2 | 0 | 0 | 0 | 0 | 0 | C2 | [5 empty] | C2 | [5 empty] | 0 | [6 empty] | 0 | [6 empty] | 0 | [6 empty] | 0 | [6 empty] | 0 | [6 empty] | 0
[5 empty] | C3 | 0 | 0 | 0 | 0 | 0 | 0 | 0 | 0 | 0 | 0 | 0 | 0 | 0 | 0 | 0 | 0 | 0 | 0 | 0 | 0 | 0 | 0 | 0 | 0 | 0 | 0 | 0 | 0 | 0 | 0 | 0 | 0 | 0 | 0 | 0 | 0 |  |  | C3 | 0 | 0 | 0 | 0 | 0 | C3 | 0 | 0 | 0 | 0 | 0 | C3 | [5 empty] | C3 | [5 empty] | 0 | [6 empty] | 0 | [6 empty] | 0 | [6 empty] | 0 | [6 empty] | 0 | [6 empty] | 0
[5 empty] | C4 | 0 | 0 | 0 | 0 | 0 | 0 | 0 | 0 | 0 | 0 | 0 | 0 | 0 | 0 | 0 | 0 | 0 | 0 | 0 | 0 | 0 | 0 | 0 | 0 | 0 | 0 | 0 | 0 | 0 | 0 | 0 | 0 | 0 | 0 | 0 | 0 |  |  | C4 | 0 | 0 | 0 | 0 | 0 | C4 | 0 | 0 | 0 | 0 | 0 | C4 | [5 empty] | C4 | [5 empty] | 0 | [6 empty] | 0 | [6 empty] | 0 | [6 empty] | 0 | [6 empty] | 0 | [6 empty] | 0
|  | 0 | 0 | 0 |  | 0 | 0 | 0 | 0 | 0 |  | 0 | 0 | 0 | 0 | 0 |  | 0 | 0 | 0 | 0 | 0 |  | 0 | 0 | 0 | 0 | 0 |  | 0 | 0 | 0 | 0 | 0 |  | 0 | 0 | 0 | 0 | 0 | [22 empty] | 0 | 0 | 0 | 0 | 0 | 0 |  | 0 | 0 | 0 | 0 | 0 | 0 |  | 0 | 0 | 0 | 0 | 0 | 0 |  | 0 | 0 | 0 | 0 | 0 | 0 |  | 0 | 0 | 0 | 0 | 0 | 0 |  | 0 | 0 | 0 | 0 | 0 | 0
[63 empty] | 0 | 0 | 0 | 0 | 0 | 0 |  | 3773584.243 | 1286390.6485 | 1563450.4722 | 4014063.4809 | 4910993.622 | 15548482.4666 |  | 3632382.009 | 1196829.2544 | 1624797.646 | 1996386.1177 | 11424213.8497 | 19874608.8768 |  | 3646794.1411 | 1221802.0912 | 1556950.5985 | 1984784.3652 | 11397305.9509 | 19807637.147 |  | 3505168.6989 | 612593.5833 | 1376846.1585 | 3054502.267 | 15080373.6786 | 23629484.3863 |  | 3525885.7901 | 669420.263 | 1295561.7998 | 2976212.4659 | 14983937.0797 | 23451017.3984
| EHV Network | [66 empty] | 0 | [6 empty] | 0 | [6 empty] | 0 | [6 empty] | 0 | [6 empty] | 0 | [6 empty] | 0
| EHV Switchgear (GM) |  |  |  | C1 | 549 | 156 | 0 | 192 | 32 | 929 | 0 | 0 | 0 | 0 | 0 | 0 | 0 | 0 | 0 | 0 | 0 | 0 | 549 | 156 | 0 | 177 | 47 | 929 | 0 | 0 | 0 | 0 | 0 | 0 | 548 | 4 | 137 | 12 | 228 | 929 |  |  | C1 | 0.0063556 | 0.0094628 | 0.016731 | 0.027096 | 0.063557 | C1 | 54607.413 | 54607.413 | 54607.413 | 54607.413 | 54607.413 | C1 | 347.0629 | 516.7397 | 913.6426 | 1479.6555 | 3470.6882 | C1 | 0 | 0 | 0 | 0 | 0 | 0 |  | 190537.533 | 80611.3917 | 0 | 284093.847 | 111062.0224 | 666304.7942 |  | 190537.533 | 80611.3917 | 0 | 261899.0152 | 163122.3455 | 696170.2854 |  | 190537.533 | 80611.3917 | 0 | 261899.0152 | 163122.3455 | 696170.2854 |  | 190190.4701 | 2066.9588 | 125169.0425 | 17755.8654 | 791316.9099 | 1126499.2467 |  | 190190.4701 | 2066.9588 | 125169.0425 | 17755.8654 | 791316.9099 | 1126499.2467
[5 empty] | C2 | 246 | 84 | 8 | 290 | 30 | 658 | 0 | 0 | 0 | 0 | 0 | 0 | 0 | 0 | 0 | 0 | 0 | 0 | 246 | 76 | 13 | 286 | 37 | 658 | 0 | 0 | 0 | 0 | 0 | 0 | 246 | 44 | 28 | 25 | 315 | 658 |  |  | C2 | 0.0063556 | 0.0094628 | 0.016731 | 0.027096 | 0.063557 | C2 | 78010.59 | 78010.59 | 78010.59 | 78010.59 | 78010.59 | C2 | 495.8041 | 738.1996 | 1305.2038 | 2113.7935 | 4958.126 | C2 | 0 | 0 | 0 | 0 | 0 | 0 |  | 121967.8197 | 62008.7629 | 10441.6302 | 613000.1163 | 148743.7801 | 956162.1092 |  | 121967.8197 | 56103.1664 | 16967.6491 | 604544.9423 | 183450.6621 | 983034.2397 |  | 121967.8197 | 56103.1664 | 16967.6491 | 604544.9423 | 183450.6621 | 983034.2397 |  | 121967.8197 | 32480.7805 | 36545.7058 | 52844.8376 | 1561809.6907 | 1805648.8344 |  | 121967.8197 | 32480.7805 | 36545.7058 | 52844.8376 | 1561809.6907 | 1805648.8344
[5 empty] | C3 | 197 | 207 | 3 | 70 | 14 | 491 | 0 | 0 | 0 | 0 | 0 | 0 | 0 | 0 | 0 | 0 | 0 | 0 | 197 | 196 | 13 | 61 | 24 | 491 | 0 | 0 | 0 | 0 | 0 | 0 | 197 | 94 | 100 | 8 | 92 | 491 |  |  | C3 | 0.0063556 | 0.0094628 | 0.016731 | 0.027096 | 0.063557 | C3 | 117015.885 | 117015.885 | 117015.885 | 117015.885 | 117015.885 | C3 | 743.7062 | 1107.2993 | 1957.8057 | 3170.6903 | 7437.189 | C3 | 0 | 0 | 0 | 0 | 0 | 0 |  | 146510.1249 | 229210.9627 | 5873.417 | 221948.318 | 104120.646 | 707663.4687 |  | 146510.1249 | 217030.67 | 25451.4737 | 193412.1057 | 178492.5361 | 760896.9104 |  | 146510.1249 | 217030.67 | 25451.4737 | 193412.1057 | 178492.5361 | 760896.9104 |  | 146510.1249 | 104086.1376 | 195780.567 | 25365.5221 | 684221.3883 | 1155963.7399 |  | 146510.1249 | 104086.1376 | 195780.567 | 25365.5221 | 684221.3883 | 1155963.7399
[5 empty] | C4 | 57 | 46 | 1 | 11 | 2 | 117 | 0 | 0 | 0 | 0 | 0 | 0 | 0 | 0 | 0 | 0 | 0 | 0 | 57 | 44 | 3 | 11 | 2 | 117 | 0 | 0 | 0 | 0 | 0 | 0 | 57 | 31 | 15 | 1 | 15 | 119 |  |  | C4 | 0.0063556 | 0.0094628 | 0.016731 | 0.027096 | 0.063557 | C4 | 195026.475 | 195026.475 | 195026.475 | 195026.475 | 195026.475 | C4 | 1239.5104 | 1845.4989 | 3263.0094 | 5284.4838 | 12395.315 | C4 | 0 | 0 | 0 | 0 | 0 | 0 |  | 70652.0907 | 84892.9491 | 3263.0094 | 58129.3214 | 24790.63 | 241728.0007 |  | 70652.0907 | 81201.9514 | 9789.0283 | 58129.3214 | 24790.63 | 244563.0218 |  | 70652.0907 | 81201.9514 | 9789.0283 | 58129.3214 | 24790.63 | 244563.0218 |  | 70652.0907 | 57210.4657 | 48945.1417 | 5284.4838 | 185929.7251 | 368021.907 |  | 70652.0907 | 57210.4657 | 48945.1417 | 5284.4838 | 185929.7251 | 368021.907
|  | Yes | 2195 | 2231 |  | 1049 | 493 | 12 | 563 | 78 |  | 0 | 0 | 0 | 0 | 0 |  | 0 | 0 | 0 | 0 | 0 |  | 1049 | 472 | 29 | 535 | 110 |  | 0 | 0 | 0 | 0 | 0 |  | 1048 | 173 | 280 | 46 | 650 | [22 empty] | 0 | 0 | 0 | 0 | 0 | 0 |  | 529667.5684 | 456724.0664 | 19578.0567 | 1177171.6027 | 388717.0786 | 2571858.3728 |  | 529667.5684 | 434947.1794 | 52208.1512 | 1117985.3846 | 549856.1736 | 2684664.4572 |  | 529667.5684 | 434947.1794 | 52208.1512 | 1117985.3846 | 549856.1736 | 2684664.4572 |  | 529320.5055 | 195844.3427 | 406440.4571 | 101250.7089 | 3223277.7139 | 4456133.728 |  | 529320.5055 | 195844.3427 | 406440.4571 | 101250.7089 | 3223277.7139 | 4456133.728
| EHV Transformer |  |  |  | C1 | 0 | 0 | 0 | 0 | 0 | 0 | 0 | 0 | 0 | 0 | 0 | 0 | 0 | 0 | 0 | 0 | 0 | 0 | 0 | 0 | 0 | 0 | 0 | 0 | 0 | 0 | 0 | 0 | 0 | 0 | 0 | 0 | 0 | 0 | 0 | 0 |  |  | C1 | 0.012939 | 0.019265 | 0.034062 | 0.055165 | 0.12939 | C1 | 87550.89 | 87550.89 | 87550.89 | 87550.89 | 87550.89 | C1 | 1132.8389 | 1686.6764 | 2982.1969 | 4829.7044 | 11328.582 | C1 | 0 | 0 | 0 | 0 | 0 | 0 |  | 0 | 0 | 0 | 0 | 0 | 0 |  | 0 | 0 | 0 | 0 | 0 | 0 |  | 0 | 0 | 0 | 0 | 0 | 0 |  | 0 | 0 | 0 | 0 | 0 | 0 |  | 0 | 0 | 0 | 0 | 0 | 0
[5 empty] | C2 | 410 | 168 | 66 | 77 | 53 | 774 | 0 | 0 | 0 | 0 | 0 | 0 | 8 | -1 | 2 | -2 | -7 | 0 | 360 | 115 | 120 | 87 | 92 | 774 | 12 | 8 | 2 | 1 | -23 | 0 | 288 | 120 | 82 | 120 | 164 | 774 |  |  | C2 | 0.012939 | 0.019265 | 0.034062 | 0.055165 | 0.12939 | C2 | 125072.7 | 125072.7 | 125072.7 | 125072.7 | 125072.7 | C2 | 1618.3413 | 2409.5377 | 4260.2813 | 6899.5777 | 16183.6885 | C2 | 0 | 0 | 0 | 0 | 0 | 0 |  | 663519.9155 | 404802.3406 | 281178.5655 | 531267.485 | 857735.4931 | 2738503.7997 |  | 582602.8526 | 277096.8403 | 511233.7555 | 600263.2623 | 1488899.3465 | 3460096.0572 |  | 595549.5827 | 274687.3026 | 519754.318 | 586464.1069 | 1375613.5267 | 3352068.8368 |  | 466082.2821 | 289144.529 | 349343.0662 | 827949.3273 | 2654124.922 | 4586644.1267 |  | 485502.3772 | 308420.8309 | 357863.6288 | 834848.9051 | 2281900.0854 | 4268535.8274
[5 empty] | C3 | 31 | 4 | 3 | 0 | 3 | 41 | 0 | 0 | 0 | 0 | 0 | 0 | 0 | 0 | 0 | 0 | 0 | 0 | 28 | 6 | 2 | 2 | 3 | 41 | 0 | 0 | 0 | 0 | 0 | 0 | 27 | 4 | 4 | 0 | 6 | 41 |  |  | C3 | 0.012939 | 0.019265 | 0.034062 | 0.055165 | 0.12939 | C3 | 187609.05 | 187609.05 | 187609.05 | 187609.05 | 187609.05 | C3 | 2427.5119 | 3614.3066 | 6390.4219 | 10349.3666 | 24275.5328 | C3 | 0 | 0 | 0 | 0 | 0 | 0 |  | 75252.8685 | 14457.2265 | 19171.2658 | 0 | 72826.5985 | 181707.9592 |  | 67970.3328 | 21685.8397 | 12780.8439 | 20698.7332 | 72826.5985 | 195962.348 |  | 67970.3328 | 21685.8397 | 12780.8439 | 20698.7332 | 72826.5985 | 195962.348 |  | 65542.8209 | 14457.2265 | 25561.6878 | 0 | 145653.1969 | 251214.9321 |  | 65542.8209 | 14457.2265 | 25561.6878 | 0 | 145653.1969 | 251214.9321
[5 empty] | C4 | 0 | 0 | 0 | 0 | 0 | 0 | 0 | 0 | 0 | 0 | 0 | 0 | 0 | 0 | 0 | 0 | 0 | 0 | 0 | 0 | 0 | 0 | 0 | 0 | 0 | 0 | 0 | 0 | 0 | 0 | 0 | 0 | 0 | 0 | 0 | 0 |  |  | C4 | 0.012939 | 0.019265 | 0.034062 | 0.055165 | 0.12939 | C4 | 312681.75 | 312681.75 | 312681.75 | 312681.75 | 312681.75 | C4 | 4045.8531 | 6023.8444 | 10650.7032 | 17248.9443 | 40459.2214 | C4 | 0 | 0 | 0 | 0 | 0 | 0 |  | 0 | 0 | 0 | 0 | 0 | 0 |  | 0 | 0 | 0 | 0 | 0 | 0 |  | 0 | 0 | 0 | 0 | 0 | 0 |  | 0 | 0 | 0 | 0 | 0 | 0 |  | 0 | 0 | 0 | 0 | 0 | 0
|  | Yes | 815 | 820 |  | 441 | 172 | 69 | 77 | 56 |  | 0 | 0 | 0 | 0 | 0 |  | 8 | -1 | 2 | -2 | -7 |  | 388 | 121 | 122 | 89 | 95 |  | 12 | 8 | 2 | 1 | -23 |  | 315 | 124 | 86 | 120 | 170 | [22 empty] | 0 | 0 | 0 | 0 | 0 | 0 |  | 738772.784 | 419259.5671 | 300349.8313 | 531267.485 | 930562.0916 | 2920211.759 |  | 650573.1854 | 298782.68 | 524014.5993 | 620961.9955 | 1561725.945 | 3656058.4052 |  | 663519.9155 | 296373.1422 | 532535.1619 | 607162.84 | 1448440.1251 | 3548031.1848 |  | 531625.103 | 303601.7555 | 374904.754 | 827949.3273 | 2799778.119 | 4837859.0588 |  | 551045.1981 | 322878.0574 | 383425.3166 | 834848.9051 | 2427553.2823 | 4519750.7595
| EHV UG Cable (Gas) |  |  |  | C1 | 0 | 0 | 0 | 0 | 0 | 0 | 0 | 0 | 0 | 0 | 0 | 0 | 0 | 0 | 0 | 0 | 0 | 0 | 0 | 0 | 0 | 0 | 0 | 0 | 0 | 0 | 0 | 0 | 0 | 0 | 0 | 0 | 0 | 0 | 0 | 0 |  |  | C1 | 0 | 0 | 0 | 0 | 0 | C1 | 0 | 0 | 0 | 0 | 0 | C1 | [5 empty] | C1 | [5 empty] | 0 | [6 empty] | 0 | [6 empty] | 0 | [6 empty] | 0 | [6 empty] | 0 | [6 empty] | 0
[5 empty] | C2 | 0 | 0 | 0 | 0 | 0 | 0 | 0 | 0 | 0 | 0 | 0 | 0 | 0 | 0 | 0 | 0 | 0 | 0 | 0 | 0 | 0 | 0 | 0 | 0 | 0 | 0 | 0 | 0 | 0 | 0 | 0 | 0 | 0 | 0 | 0 | 0 |  |  | C2 | 0 | 0 | 0 | 0 | 0 | C2 | 0 | 0 | 0 | 0 | 0 | C2 | [5 empty] | C2 | [5 empty] | 0 | [6 empty] | 0 | [6 empty] | 0 | [6 empty] | 0 | [6 empty] | 0 | [6 empty] | 0
[5 empty] | C3 | 0 | 0 | 0 | 0 | 0 | 0 | 0 | 0 | 0 | 0 | 0 | 0 | 0 | 0 | 0 | 0 | 0 | 0 | 0 | 0 | 0 | 0 | 0 | 0 | 0 | 0 | 0 | 0 | 0 | 0 | 0 | 0 | 0 | 0 | 0 | 0 |  |  | C3 | 0 | 0 | 0 | 0 | 0 | C3 | 0 | 0 | 0 | 0 | 0 | C3 | [5 empty] | C3 | [5 empty] | 0 | [6 empty] | 0 | [6 empty] | 0 | [6 empty] | 0 | [6 empty] | 0 | [6 empty] | 0
[5 empty] | C4 | 0 | 0 | 0 | 0 | 0 | 0 | 0 | 0 | 0 | 0 | 0 | 0 | 0 | 0 | 0 | 0 | 0 | 0 | 0 | 0 | 0 | 0 | 0 | 0 | 0 | 0 | 0 | 0 | 0 | 0 | 0 | 0 | 0 | 0 | 0 | 0 |  |  | C4 | 0 | 0 | 0 | 0 | 0 | C4 | 0 | 0 | 0 | 0 | 0 | C4 | [5 empty] | C4 | [5 empty] | 0 | [6 empty] | 0 | [6 empty] | 0 | [6 empty] | 0 | [6 empty] | 0 | [6 empty] | 0
|  | Yes | 0 | 0 |  | 0 | 0 | 0 | 0 | 0 |  | 0 | 0 | 0 | 0 | 0 |  | 0 | 0 | 0 | 0 | 0 |  | 0 | 0 | 0 | 0 | 0 |  | 0 | 0 | 0 | 0 | 0 |  | 0 | 0 | 0 | 0 | 0 | [22 empty] | 0 | 0 | 0 | 0 | 0 | 0 |  | 0 | 0 | 0 | 0 | 0 | 0 |  | 0 | 0 | 0 | 0 | 0 | 0 |  | 0 | 0 | 0 | 0 | 0 | 0 |  | 0 | 0 | 0 | 0 | 0 | 0 |  | 0 | 0 | 0 | 0 | 0 | 0
| EHV UG Cable (Oil) |  |  |  | C1 | 0 | 0 | 0 | 0 | 0 | 0 | 0 | 0 | 0 | 0 | 0 | 0 | 0 | 0 | 0 | 0 | 0 | 0 | 0 | 0 | 0 | 0 | 0 | 0 | 0 | 0 | 0 | 0 | 0 | 0 | 0 | 0 | 0 | 0 | 0 | 0 |  |  | C1 | 0 | 0 | 0 | 0 | 0 | C1 | 0 | 0 | 0 | 0 | 0 | C1 | [5 empty] | C1 | [5 empty] | 0 | [6 empty] | 0 | [6 empty] | 0 | [6 empty] | 0 | [6 empty] | 0 | [6 empty] | 0
[5 empty] | C2 | 0 | 0 | 0 | 0 | 0 | 0 | 0 | 0 | 0 | 0 | 0 | 0 | 0 | 0 | 0 | 0 | 0 | 0 | 0 | 0 | 0 | 0 | 0 | 0 | 0 | 0 | 0 | 0 | 0 | 0 | 0 | 0 | 0 | 0 | 0 | 0 |  |  | C2 | 0 | 0 | 0 | 0 | 0 | C2 | 0 | 0 | 0 | 0 | 0 | C2 | [5 empty] | C2 | [5 empty] | 0 | [6 empty] | 0 | [6 empty] | 0 | [6 empty] | 0 | [6 empty] | 0 | [6 empty] | 0
[5 empty] | C3 | 0 | 0 | 0 | 0 | 0 | 0 | 0 | 0 | 0 | 0 | 0 | 0 | 0 | 0 | 0 | 0 | 0 | 0 | 0 | 0 | 0 | 0 | 0 | 0 | 0 | 0 | 0 | 0 | 0 | 0 | 0 | 0 | 0 | 0 | 0 | 0 |  |  | C3 | 0 | 0 | 0 | 0 | 0 | C3 | 0 | 0 | 0 | 0 | 0 | C3 | [5 empty] | C3 | [5 empty] | 0 | [6 empty] | 0 | [6 empty] | 0 | [6 empty] | 0 | [6 empty] | 0 | [6 empty] | 0
[5 empty] | C4 | 0 | 0 | 0 | 0 | 0 | 0 | 0 | 0 | 0 | 0 | 0 | 0 | 0 | 0 | 0 | 0 | 0 | 0 | 0 | 0 | 0 | 0 | 0 | 0 | 0 | 0 | 0 | 0 | 0 | 0 | 0 | 0 | 0 | 0 | 0 | 0 |  |  | C4 | 0 | 0 | 0 | 0 | 0 | C4 | 0 | 0 | 0 | 0 | 0 | C4 | [5 empty] | C4 | [5 empty] | 0 | [6 empty] | 0 | [6 empty] | 0 | [6 empty] | 0 | [6 empty] | 0 | [6 empty] | 0
|  | Yes | 0 | 0 |  | 0 | 0 | 0 | 0 | 0 |  | 0 | 0 | 0 | 0 | 0 |  | 0 | 0 | 0 | 0 | 0 |  | 0 | 0 | 0 | 0 | 0 |  | 0 | 0 | 0 | 0 | 0 |  | 0 | 0 | 0 | 0 | 0 | [22 empty] | 0 | 0 | 0 | 0 | 0 | 0 |  | 0 | 0 | 0 | 0 | 0 | 0 |  | 0 | 0 | 0 | 0 | 0 | 0 |  | 0 | 0 | 0 | 0 | 0 | 0 |  | 0 | 0 | 0 | 0 | 0 | 0 |  | 0 | 0 | 0 | 0 | 0 | 0
| EHV UG Cable (Non Pressurised) |  |  |  | C1 | 0 | 0 | 0 | 0 | 0 | 0 | 0 | 0 | 0 | 0 | 0 | 0 | 0 | 0 | 0 | 0 | 0 | 0 | 0 | 0 | 0 | 0 | 0 | 0 | 0 | 0 | 0 | 0 | 0 | 0 | 0 | 0 | 0 | 0 | 0 | 0 |  |  | C1 | 0 | 0 | 0 | 0 | 0 | C1 | 0 | 0 | 0 | 0 | 0 | C1 | [5 empty] | C1 | [5 empty] | 0 | [6 empty] | 0 | [6 empty] | 0 | [6 empty] | 0 | [6 empty] | 0 | [6 empty] | 0
[5 empty] | C2 | 0 | 0 | 0 | 0 | 0 | 0 | 0 | 0 | 0 | 0 | 0 | 0 | 0 | 0 | 0 | 0 | 0 | 0 | 0 | 0 | 0 | 0 | 0 | 0 | 0 | 0 | 0 | 0 | 0 | 0 | 0 | 0 | 0 | 0 | 0 | 0 |  |  | C2 | 0 | 0 | 0 | 0 | 0 | C2 | 0 | 0 | 0 | 0 | 0 | C2 | [5 empty] | C2 | [5 empty] | 0 | [6 empty] | 0 | [6 empty] | 0 | [6 empty] | 0 | [6 empty] | 0 | [6 empty] | 0
[5 empty] | C3 | 0 | 0 | 0 | 0 | 0 | 0 | 0 | 0 | 0 | 0 | 0 | 0 | 0 | 0 | 0 | 0 | 0 | 0 | 0 | 0 | 0 | 0 | 0 | 0 | 0 | 0 | 0 | 0 | 0 | 0 | 0 | 0 | 0 | 0 | 0 | 0 |  |  | C3 | 0 | 0 | 0 | 0 | 0 | C3 | 0 | 0 | 0 | 0 | 0 | C3 | [5 empty] | C3 | [5 empty] | 0 | [6 empty] | 0 | [6 empty] | 0 | [6 empty] | 0 | [6 empty] | 0 | [6 empty] | 0
[5 empty] | C4 | 0 | 0 | 0 | 0 | 0 | 0 | 0 | 0 | 0 | 0 | 0 | 0 | 0 | 0 | 0 | 0 | 0 | 0 | 0 | 0 | 0 | 0 | 0 | 0 | 0 | 0 | 0 | 0 | 0 | 0 | 0 | 0 | 0 | 0 | 0 | 0 |  |  | C4 | 0 | 0 | 0 | 0 | 0 | C4 | 0 | 0 | 0 | 0 | 0 | C4 | [5 empty] | C4 | [5 empty] | 0 | [6 empty] | 0 | [6 empty] | 0 | [6 empty] | 0 | [6 empty] | 0 | [6 empty] | 0
|  | 0 | 0 | 0 |  | 0 | 0 | 0 | 0 | 0 |  | 0 | 0 | 0 | 0 | 0 |  | 0 | 0 | 0 | 0 | 0 |  | 0 | 0 | 0 | 0 | 0 |  | 0 | 0 | 0 | 0 | 0 |  | 0 | 0 | 0 | 0 | 0 | [22 empty] | 0 | 0 | 0 | 0 | 0 | 0 |  | 0 | 0 | 0 | 0 | 0 | 0 |  | 0 | 0 | 0 | 0 | 0 | 0 |  | 0 | 0 | 0 | 0 | 0 | 0 |  | 0 | 0 | 0 | 0 | 0 | 0 |  | 0 | 0 | 0 | 0 | 0 | 0
| EHV OHL Support - Towers |  |  |  | C1 | 0 | 0 | 0 | 0 | 0 | 0 | 0 | 0 | 0 | 0 | 0 | 0 | 0 | 0 | 0 | 0 | 0 | 0 | 0 | 0 | 0 | 0 | 0 | 0 | 0 | 0 | 0 | 0 | 0 | 0 | 0 | 0 | 0 | 0 | 0 | 0 |  |  | C1 | 0 | 0 | 0 | 0 | 0 | C1 | 0 | 0 | 0 | 0 | 0 | C1 | [5 empty] | C1 | [5 empty] | 0 | [6 empty] | 0 | [6 empty] | 0 | [6 empty] | 0 | [6 empty] | 0 | [6 empty] | 0
[5 empty] | C2 | 0 | 0 | 0 | 0 | 0 | 0 | 0 | 0 | 0 | 0 | 0 | 0 | 0 | 0 | 0 | 0 | 0 | 0 | 0 | 0 | 0 | 0 | 0 | 0 | 0 | 0 | 0 | 0 | 0 | 0 | 0 | 0 | 0 | 0 | 0 | 0 |  |  | C2 | 0 | 0 | 0 | 0 | 0 | C2 | 0 | 0 | 0 | 0 | 0 | C2 | [5 empty] | C2 | [5 empty] | 0 | [6 empty] | 0 | [6 empty] | 0 | [6 empty] | 0 | [6 empty] | 0 | [6 empty] | 0
[5 empty] | C3 | 0 | 0 | 0 | 0 | 0 | 0 | 0 | 0 | 0 | 0 | 0 | 0 | 0 | 0 | 0 | 0 | 0 | 0 | 0 | 0 | 0 | 0 | 0 | 0 | 0 | 0 | 0 | 0 | 0 | 0 | 0 | 0 | 0 | 0 | 0 | 0 |  |  | C3 | 0 | 0 | 0 | 0 | 0 | C3 | 0 | 0 | 0 | 0 | 0 | C3 | [5 empty] | C3 | [5 empty] | 0 | [6 empty] | 0 | [6 empty] | 0 | [6 empty] | 0 | [6 empty] | 0 | [6 empty] | 0
[5 empty] | C4 | 0 | 0 | 0 | 0 | 0 | 0 | 0 | 0 | 0 | 0 | 0 | 0 | 0 | 0 | 0 | 0 | 0 | 0 | 0 | 0 | 0 | 0 | 0 | 0 | 0 | 0 | 0 | 0 | 0 | 0 | 0 | 0 | 0 | 0 | 0 | 0 |  |  | C4 | 0 | 0 | 0 | 0 | 0 | C4 | 0 | 0 | 0 | 0 | 0 | C4 | [5 empty] | C4 | [5 empty] | 0 | [6 empty] | 0 | [6 empty] | 0 | [6 empty] | 0 | [6 empty] | 0 | [6 empty] | 0
|  | Yes | 0 | 0 |  | 0 | 0 | 0 | 0 | 0 |  | 0 | 0 | 0 | 0 | 0 |  | 0 | 0 | 0 | 0 | 0 |  | 0 | 0 | 0 | 0 | 0 |  | 0 | 0 | 0 | 0 | 0 |  | 0 | 0 | 0 | 0 | 0 | [22 empty] | 0 | 0 | 0 | 0 | 0 | 0 |  | 0 | 0 | 0 | 0 | 0 | 0 |  | 0 | 0 | 0 | 0 | 0 | 0 |  | 0 | 0 | 0 | 0 | 0 | 0 |  | 0 | 0 | 0 | 0 | 0 | 0 |  | 0 | 0 | 0 | 0 | 0 | 0
| EHV OHL Support - Poles |  |  |  | C1 | 0 | 0 | 0 | 0 | 0 | 0 | 0 | 0 | 0 | 0 | 0 | 0 | 0 | 0 | 0 | 0 | 0 | 0 | 0 | 0 | 0 | 0 | 0 | 0 | 0 | 0 | 0 | 0 | 0 | 0 | 0 | 0 | 0 | 0 | 0 | 0 |  |  | C1 | 0.0081226 | 0.012094 | 0.021383 | 0.03463 | 0.081228 | C1 | 1927.639 | 1927.639 | 1927.639 | 1927.639 | 1927.639 | C1 | 15.6575 | 23.3123 | 41.2183 | 66.7536 | 156.5776 | C1 | 0 | 0 | 0 | 0 | 0 | 0 |  | 0 | 0 | 0 | 0 | 0 | 0 |  | 0 | 0 | 0 | 0 | 0 | 0 |  | 0 | 0 | 0 | 0 | 0 | 0 |  | 0 | 0 | 0 | 0 | 0 | 0 |  | 0 | 0 | 0 | 0 | 0 | 0
[5 empty] | C2 | 9344 | 2281 | 1963 | 1523 | 1342 | 16453 | 0 | 0 | 0 | 0 | 0 | 0 | 0 | 0 | 0 | 0 | 0 | 0 | 9041 | 1871 | 2097 | 1001 | 2443 | 16453 | 0 | 0 | 0 | 0 | 0 | 0 | 8567 | 1228 | 1384 | 2357 | 2917 | 16453 |  |  | C2 | 0.0081226 | 0.012094 | 0.021383 | 0.03463 | 0.081228 | C2 | 2753.77 | 2753.77 | 2753.77 | 2753.77 | 2753.77 | C2 | 22.3679 | 33.3033 | 58.8833 | 95.3623 | 223.6823 | C2 | 0 | 0 | 0 | 0 | 0 | 0 |  | 209005.1955 | 75964.934 | 115587.9925 | 145236.7631 | 300181.6732 | 845976.5583 |  | 202227.7368 | 62310.5618 | 123478.3598 | 95457.6493 | 546455.9073 | 1029930.215 |  | 202227.7368 | 62310.5618 | 123478.3598 | 95457.6493 | 546455.9073 | 1029930.215 |  | 191625.3756 | 40896.5098 | 81494.5398 | 224768.9104 | 652481.3269 | 1191266.6627 |  | 191625.3756 | 40896.5098 | 81494.5398 | 224768.9104 | 652481.3269 | 1191266.6627
[5 empty] | C3 | 1604 | 288 | 335 | 237 | 137 | 2601 | 0 | 0 | 0 | 0 | 0 | 0 | 0 | 0 | 0 | 0 | 0 | 0 | 1528 | 265 | 361 | 147 | 300 | 2601 | 0 | 0 | 0 | 0 | 0 | 0 | 1450 | 203 | 185 | 375 | 388 | 2601 |  |  | C3 | 0.0081226 | 0.012094 | 0.021383 | 0.03463 | 0.081228 | C3 | 4130.655 | 4130.655 | 4130.655 | 4130.655 | 4130.655 | C3 | 33.5518 | 49.955 | 88.325 | 143.0434 | 335.5235 | C3 | 0 | 0 | 0 | 0 | 0 | 0 |  | 53817.0484 | 14387.0458 | 29588.8774 | 33901.293 | 45966.7167 | 177660.9813 |  | 51267.1134 | 13238.0803 | 31885.3275 | 21027.3843 | 100657.0439 | 218074.9495 |  | 51267.1134 | 13238.0803 | 31885.3275 | 21027.3843 | 100657.0439 | 218074.9495 |  | 48650.0749 | 10140.8691 | 16340.1263 | 53641.2864 | 130183.1101 | 258955.4669 |  | 48650.0749 | 10140.8691 | 16340.1263 | 53641.2864 | 130183.1101 | 258955.4669
[5 empty] | C4 | 867 | 234 | 165 | 143 | 118 | 1527 | 0 | 0 | 0 | 0 | 0 | 0 | 0 | 0 | 0 | 0 | 0 | 0 | 831 | 174 | 201 | 106 | 215 | 1527 | 0 | 0 | 0 | 0 | 0 | 0 | 785 | 113 | 141 | 221 | 267 | 1527 |  |  | C4 | 0.0081226 | 0.012094 | 0.021383 | 0.03463 | 0.081228 | C4 | 6884.425 | 6884.425 | 6884.425 | 6884.425 | 6884.425 | C4 | 55.9196 | 83.2584 | 147.2083 | 238.4057 | 559.2058 | C4 | 0 | 0 | 0 | 0 | 0 | 0 |  | 48482.3161 | 19482.4579 | 24289.3769 | 34092.0176 | 65986.2844 | 192332.4528 |  | 46469.2095 | 14486.9558 | 29588.8774 | 25271.0061 | 120229.2469 | 236045.2957 |  | 46469.2095 | 14486.9558 | 29588.8774 | 25271.0061 | 120229.2469 | 236045.2957 |  | 43896.9067 | 9408.1955 | 20756.3767 | 52687.6636 | 149307.9485 | 276057.0909 |  | 43896.9067 | 9408.1955 | 20756.3767 | 52687.6636 | 149307.9485 | 276057.0909
|  | Yes | 20581 | 20640 |  | 11815 | 2803 | 2463 | 1903 | 1597 |  | 0 | 0 | 0 | 0 | 0 |  | 0 | 0 | 0 | 0 | 0 |  | 11400 | 2310 | 2659 | 1254 | 2958 |  | 0 | 0 | 0 | 0 | 0 |  | 10802 | 1544 | 1710 | 2953 | 3572 | [22 empty] | 0 | 0 | 0 | 0 | 0 | 0 |  | 311304.56 | 109834.4377 | 169466.2468 | 213230.0737 | 412134.6743 | 1215969.9924 |  | 299964.0597 | 90035.598 | 184952.5647 | 141756.0396 | 767342.1982 | 1484050.4603 |  | 299964.0597 | 90035.598 | 184952.5647 | 141756.0396 | 767342.1982 | 1484050.4603 |  | 284172.3572 | 60445.5744 | 118591.0428 | 331097.8604 | 931972.3856 | 1726279.2204 |  | 284172.3572 | 60445.5744 | 118591.0428 | 331097.8604 | 931972.3856 | 1726279.2204
| EHV OHL Fittings |  |  |  | C1 | 0 | 0 | 0 | 0 | 0 | 0 | 0 | 0 | 0 | 0 | 0 | 0 | 0 | 0 | 0 | 0 | 0 | 0 | 0 | 0 | 0 | 0 | 0 | 0 | 0 | 0 | 0 | 0 | 0 | 0 | 0 | 0 | 0 | 0 | 0 | 0 |  |  | C1 | 0 | 0 | 0 | 0 | 0 | C1 | 0 | 0 | 0 | 0 | 0 | C1 | [5 empty] | C1 | [5 empty] | 0 | [6 empty] | 0 | [6 empty] | 0 | [6 empty] | 0 | [6 empty] | 0 | [6 empty] | 0
[5 empty] | C2 | 0 | 0 | 0 | 0 | 0 | 0 | 0 | 0 | 0 | 0 | 0 | 0 | 0 | 0 | 0 | 0 | 0 | 0 | 0 | 0 | 0 | 0 | 0 | 0 | 0 | 0 | 0 | 0 | 0 | 0 | 0 | 0 | 0 | 0 | 0 | 0 |  |  | C2 | 0 | 0 | 0 | 0 | 0 | C2 | 0 | 0 | 0 | 0 | 0 | C2 | [5 empty] | C2 | [5 empty] | 0 | [6 empty] | 0 | [6 empty] | 0 | [6 empty] | 0 | [6 empty] | 0 | [6 empty] | 0
[5 empty] | C3 | 0 | 0 | 0 | 0 | 0 | 0 | 0 | 0 | 0 | 0 | 0 | 0 | 0 | 0 | 0 | 0 | 0 | 0 | 0 | 0 | 0 | 0 | 0 | 0 | 0 | 0 | 0 | 0 | 0 | 0 | 0 | 0 | 0 | 0 | 0 | 0 |  |  | C3 | 0 | 0 | 0 | 0 | 0 | C3 | 0 | 0 | 0 | 0 | 0 | C3 | [5 empty] | C3 | [5 empty] | 0 | [6 empty] | 0 | [6 empty] | 0 | [6 empty] | 0 | [6 empty] | 0 | [6 empty] | 0
[5 empty] | C4 | 0 | 0 | 0 | 0 | 0 | 0 | 0 | 0 | 0 | 0 | 0 | 0 | 0 | 0 | 0 | 0 | 0 | 0 | 0 | 0 | 0 | 0 | 0 | 0 | 0 | 0 | 0 | 0 | 0 | 0 | 0 | 0 | 0 | 0 | 0 | 0 |  |  | C4 | 0 | 0 | 0 | 0 | 0 | C4 | 0 | 0 | 0 | 0 | 0 | C4 | [5 empty] | C4 | [5 empty] | 0 | [6 empty] | 0 | [6 empty] | 0 | [6 empty] | 0 | [6 empty] | 0 | [6 empty] | 0
|  | 0 | 0 | 0 |  | 0 | 0 | 0 | 0 | 0 |  | 0 | 0 | 0 | 0 | 0 |  | 0 | 0 | 0 | 0 | 0 |  | 0 | 0 | 0 | 0 | 0 |  | 0 | 0 | 0 | 0 | 0 |  | 0 | 0 | 0 | 0 | 0 | [22 empty] | 0 | 0 | 0 | 0 | 0 | 0 |  | 0 | 0 | 0 | 0 | 0 | 0 |  | 0 | 0 | 0 | 0 | 0 | 0 |  | 0 | 0 | 0 | 0 | 0 | 0 |  | 0 | 0 | 0 | 0 | 0 | 0 |  | 0 | 0 | 0 | 0 | 0 | 0
| EHV OHL (Tower Line) Conductor |  |  |  | C1 | 0 | 0 | 0 | 0 | 0 | 0 | 0 | 0 | 0 | 0 | 0 | 0 | 0 | 0 | 0 | 0 | 0 | 0 | 0 | 0 | 0 | 0 | 0 | 0 | 0 | 0 | 0 | 0 | 0 | 0 | 0 | 0 | 0 | 0 | 0 | 0 |  |  | C1 | 0 | 0 | 0 | 0 | 0 | C1 | 0 | 0 | 0 | 0 | 0 | C1 | [5 empty] | C1 | [5 empty] | 0 | [6 empty] | 0 | [6 empty] | 0 | [6 empty] | 0 | [6 empty] | 0 | [6 empty] | 0
[5 empty] | C2 | 0 | 0 | 0 | 0 | 0 | 0 | 0 | 0 | 0 | 0 | 0 | 0 | 0 | 0 | 0 | 0 | 0 | 0 | 0 | 0 | 0 | 0 | 0 | 0 | 0 | 0 | 0 | 0 | 0 | 0 | 0 | 0 | 0 | 0 | 0 | 0 |  |  | C2 | 0 | 0 | 0 | 0 | 0 | C2 | 0 | 0 | 0 | 0 | 0 | C2 | [5 empty] | C2 | [5 empty] | 0 | [6 empty] | 0 | [6 empty] | 0 | [6 empty] | 0 | [6 empty] | 0 | [6 empty] | 0
[5 empty] | C3 | 0 | 0 | 0 | 0 | 0 | 0 | 0 | 0 | 0 | 0 | 0 | 0 | 0 | 0 | 0 | 0 | 0 | 0 | 0 | 0 | 0 | 0 | 0 | 0 | 0 | 0 | 0 | 0 | 0 | 0 | 0 | 0 | 0 | 0 | 0 | 0 |  |  | C3 | 0 | 0 | 0 | 0 | 0 | C3 | 0 | 0 | 0 | 0 | 0 | C3 | [5 empty] | C3 | [5 empty] | 0 | [6 empty] | 0 | [6 empty] | 0 | [6 empty] | 0 | [6 empty] | 0 | [6 empty] | 0
[5 empty] | C4 | 0 | 0 | 0 | 0 | 0 | 0 | 0 | 0 | 0 | 0 | 0 | 0 | 0 | 0 | 0 | 0 | 0 | 0 | 0 | 0 | 0 | 0 | 0 | 0 | 0 | 0 | 0 | 0 | 0 | 0 | 0 | 0 | 0 | 0 | 0 | 0 |  |  | C4 | 0 | 0 | 0 | 0 | 0 | C4 | 0 | 0 | 0 | 0 | 0 | C4 | [5 empty] | C4 | [5 empty] | 0 | [6 empty] | 0 | [6 empty] | 0 | [6 empty] | 0 | [6 empty] | 0 | [6 empty] | 0
|  | Yes | 0 | 0 |  | 0 | 0 | 0 | 0 | 0 |  | 0 | 0 | 0 | 0 | 0 |  | 0 | 0 | 0 | 0 | 0 |  | 0 | 0 | 0 | 0 | 0 |  | 0 | 0 | 0 | 0 | 0 |  | 0 | 0 | 0 | 0 | 0 | [22 empty] | 0 | 0 | 0 | 0 | 0 | 0 |  | 0 | 0 | 0 | 0 | 0 | 0 |  | 0 | 0 | 0 | 0 | 0 | 0 |  | 0 | 0 | 0 | 0 | 0 | 0 |  | 0 | 0 | 0 | 0 | 0 | 0 |  | 0 | 0 | 0 | 0 | 0 | 0
| [Please insert new asset category as required] |  |  |  | C1 | 0 | 0 | 0 | 0 | 0 | 0 | 0 | 0 | 0 | 0 | 0 | 0 | 0 | 0 | 0 | 0 | 0 | 0 | 0 | 0 | 0 | 0 | 0 | 0 | 0 | 0 | 0 | 0 | 0 | 0 | 0 | 0 | 0 | 0 | 0 | 0 |  |  | C1 | 0 | 0 | 0 | 0 | 0 | C1 | 0 | 0 | 0 | 0 | 0 | C1 | [5 empty] | C1 | [5 empty] | 0 | [6 empty] | 0 | [6 empty] | 0 | [6 empty] | 0 | [6 empty] | 0 | [6 empty] | 0
[5 empty] | C2 | 0 | 0 | 0 | 0 | 0 | 0 | 0 | 0 | 0 | 0 | 0 | 0 | 0 | 0 | 0 | 0 | 0 | 0 | 0 | 0 | 0 | 0 | 0 | 0 | 0 | 0 | 0 | 0 | 0 | 0 | 0 | 0 | 0 | 0 | 0 | 0 |  |  | C2 | 0 | 0 | 0 | 0 | 0 | C2 | 0 | 0 | 0 | 0 | 0 | C2 | [5 empty] | C2 | [5 empty] | 0 | [6 empty] | 0 | [6 empty] | 0 | [6 empty] | 0 | [6 empty] | 0 | [6 empty] | 0
[5 empty] | C3 | 0 | 0 | 0 | 0 | 0 | 0 | 0 | 0 | 0 | 0 | 0 | 0 | 0 | 0 | 0 | 0 | 0 | 0 | 0 | 0 | 0 | 0 | 0 | 0 | 0 | 0 | 0 | 0 | 0 | 0 | 0 | 0 | 0 | 0 | 0 | 0 |  |  | C3 | 0 | 0 | 0 | 0 | 0 | C3 | 0 | 0 | 0 | 0 | 0 | C3 | [5 empty] | C3 | [5 empty] | 0 | [6 empty] | 0 | [6 empty] | 0 | [6 empty] | 0 | [6 empty] | 0 | [6 empty] | 0
[5 empty] | C4 | 0 | 0 | 0 | 0 | 0 | 0 | 0 | 0 | 0 | 0 | 0 | 0 | 0 | 0 | 0 | 0 | 0 | 0 | 0 | 0 | 0 | 0 | 0 | 0 | 0 | 0 | 0 | 0 | 0 | 0 | 0 | 0 | 0 | 0 | 0 | 0 |  |  | C4 | 0 | 0 | 0 | 0 | 0 | C4 | 0 | 0 | 0 | 0 | 0 | C4 | [5 empty] | C4 | [5 empty] | 0 | [6 empty] | 0 | [6 empty] | 0 | [6 empty] | 0 | [6 empty] | 0 | [6 empty] | 0
|  | 0 | 0 | 0 |  | 0 | 0 | 0 | 0 | 0 |  | 0 | 0 | 0 | 0 | 0 |  | 0 | 0 | 0 | 0 | 0 |  | 0 | 0 | 0 | 0 | 0 |  | 0 | 0 | 0 | 0 | 0 |  | 0 | 0 | 0 | 0 | 0 | [22 empty] | 0 | 0 | 0 | 0 | 0 | 0 |  | 0 | 0 | 0 | 0 | 0 | 0 |  | 0 | 0 | 0 | 0 | 0 | 0 |  | 0 | 0 | 0 | 0 | 0 | 0 |  | 0 | 0 | 0 | 0 | 0 | 0 |  | 0 | 0 | 0 | 0 | 0 | 0
| [Please insert new asset category as required] |  |  |  | C1 | 0 | 0 | 0 | 0 | 0 | 0 | 0 | 0 | 0 | 0 | 0 | 0 | 0 | 0 | 0 | 0 | 0 | 0 | 0 | 0 | 0 | 0 | 0 | 0 | 0 | 0 | 0 | 0 | 0 | 0 | 0 | 0 | 0 | 0 | 0 | 0 |  |  | C1 | 0 | 0 | 0 | 0 | 0 | C1 | 0 | 0 | 0 | 0 | 0 | C1 | [5 empty] | C1 | [5 empty] | 0 | [6 empty] | 0 | [6 empty] | 0 | [6 empty] | 0 | [6 empty] | 0 | [6 empty] | 0
[5 empty] | C2 | 0 | 0 | 0 | 0 | 0 | 0 | 0 | 0 | 0 | 0 | 0 | 0 | 0 | 0 | 0 | 0 | 0 | 0 | 0 | 0 | 0 | 0 | 0 | 0 | 0 | 0 | 0 | 0 | 0 | 0 | 0 | 0 | 0 | 0 | 0 | 0 |  |  | C2 | 0 | 0 | 0 | 0 | 0 | C2 | 0 | 0 | 0 | 0 | 0 | C2 | [5 empty] | C2 | [5 empty] | 0 | [6 empty] | 0 | [6 empty] | 0 | [6 empty] | 0 | [6 empty] | 0 | [6 empty] | 0
[5 empty] | C3 | 0 | 0 | 0 | 0 | 0 | 0 | 0 | 0 | 0 | 0 | 0 | 0 | 0 | 0 | 0 | 0 | 0 | 0 | 0 | 0 | 0 | 0 | 0 | 0 | 0 | 0 | 0 | 0 | 0 | 0 | 0 | 0 | 0 | 0 | 0 | 0 |  |  | C3 | 0 | 0 | 0 | 0 | 0 | C3 | 0 | 0 | 0 | 0 | 0 | C3 | [5 empty] | C3 | [5 empty] | 0 | [6 empty] | 0 | [6 empty] | 0 | [6 empty] | 0 | [6 empty] | 0 | [6 empty] | 0
[5 empty] | C4 | 0 | 0 | 0 | 0 | 0 | 0 | 0 | 0 | 0 | 0 | 0 | 0 | 0 | 0 | 0 | 0 | 0 | 0 | 0 | 0 | 0 | 0 | 0 | 0 | 0 | 0 | 0 | 0 | 0 | 0 | 0 | 0 | 0 | 0 | 0 | 0 |  |  | C4 | 0 | 0 | 0 | 0 | 0 | C4 | 0 | 0 | 0 | 0 | 0 | C4 | [5 empty] | C4 | [5 empty] | 0 | [6 empty] | 0 | [6 empty] | 0 | [6 empty] | 0 | [6 empty] | 0 | [6 empty] | 0
|  | 0 | 0 | 0 |  | 0 | 0 | 0 | 0 | 0 |  | 0 | 0 | 0 | 0 | 0 |  | 0 | 0 | 0 | 0 | 0 |  | 0 | 0 | 0 | 0 | 0 |  | 0 | 0 | 0 | 0 | 0 |  | 0 | 0 | 0 | 0 | 0 | [22 empty] | 0 | 0 | 0 | 0 | 0 | 0 |  | 0 | 0 | 0 | 0 | 0 | 0 |  | 0 | 0 | 0 | 0 | 0 | 0 |  | 0 | 0 | 0 | 0 | 0 | 0 |  | 0 | 0 | 0 | 0 | 0 | 0 |  | 0 | 0 | 0 | 0 | 0 | 0
| [Please insert new asset category as required] |  |  |  | C1 | 0 | 0 | 0 | 0 | 0 | 0 | 0 | 0 | 0 | 0 | 0 | 0 | 0 | 0 | 0 | 0 | 0 | 0 | 0 | 0 | 0 | 0 | 0 | 0 | 0 | 0 | 0 | 0 | 0 | 0 | 0 | 0 | 0 | 0 | 0 | 0 |  |  | C1 | 0 | 0 | 0 | 0 | 0 | C1 | 0 | 0 | 0 | 0 | 0 | C1 | [5 empty] | C1 | [5 empty] | 0 | [6 empty] | 0 | [6 empty] | 0 | [6 empty] | 0 | [6 empty] | 0 | [6 empty] | 0
[5 empty] | C2 | 0 | 0 | 0 | 0 | 0 | 0 | 0 | 0 | 0 | 0 | 0 | 0 | 0 | 0 | 0 | 0 | 0 | 0 | 0 | 0 | 0 | 0 | 0 | 0 | 0 | 0 | 0 | 0 | 0 | 0 | 0 | 0 | 0 | 0 | 0 | 0 |  |  | C2 | 0 | 0 | 0 | 0 | 0 | C2 | 0 | 0 | 0 | 0 | 0 | C2 | [5 empty] | C2 | [5 empty] | 0 | [6 empty] | 0 | [6 empty] | 0 | [6 empty] | 0 | [6 empty] | 0 | [6 empty] | 0
[5 empty] | C3 | 0 | 0 | 0 | 0 | 0 | 0 | 0 | 0 | 0 | 0 | 0 | 0 | 0 | 0 | 0 | 0 | 0 | 0 | 0 | 0 | 0 | 0 | 0 | 0 | 0 | 0 | 0 | 0 | 0 | 0 | 0 | 0 | 0 | 0 | 0 | 0 |  |  | C3 | 0 | 0 | 0 | 0 | 0 | C3 | 0 | 0 | 0 | 0 | 0 | C3 | [5 empty] | C3 | [5 empty] | 0 | [6 empty] | 0 | [6 empty] | 0 | [6 empty] | 0 | [6 empty] | 0 | [6 empty] | 0
[5 empty] | C4 | 0 | 0 | 0 | 0 | 0 | 0 | 0 | 0 | 0 | 0 | 0 | 0 | 0 | 0 | 0 | 0 | 0 | 0 | 0 | 0 | 0 | 0 | 0 | 0 | 0 | 0 | 0 | 0 | 0 | 0 | 0 | 0 | 0 | 0 | 0 | 0 |  |  | C4 | 0 | 0 | 0 | 0 | 0 | C4 | 0 | 0 | 0 | 0 | 0 | C4 | [5 empty] | C4 | [5 empty] | 0 | [6 empty] | 0 | [6 empty] | 0 | [6 empty] | 0 | [6 empty] | 0 | [6 empty] | 0
|  | 0 | 0 | 0 |  | 0 | 0 | 0 | 0 | 0 |  | 0 | 0 | 0 | 0 | 0 |  | 0 | 0 | 0 | 0 | 0 |  | 0 | 0 | 0 | 0 | 0 |  | 0 | 0 | 0 | 0 | 0 |  | 0 | 0 | 0 | 0 | 0 | [22 empty] | 0 | 0 | 0 | 0 | 0 | 0 |  | 0 | 0 | 0 | 0 | 0 | 0 |  | 0 | 0 | 0 | 0 | 0 | 0 |  | 0 | 0 | 0 | 0 | 0 | 0 |  | 0 | 0 | 0 | 0 | 0 | 0 |  | 0 | 0 | 0 | 0 | 0 | 0
| [Please insert new asset category as required] |  |  |  | C1 | 0 | 0 | 0 | 0 | 0 | 0 | 0 | 0 | 0 | 0 | 0 | 0 | 0 | 0 | 0 | 0 | 0 | 0 | 0 | 0 | 0 | 0 | 0 | 0 | 0 | 0 | 0 | 0 | 0 | 0 | 0 | 0 | 0 | 0 | 0 | 0 |  |  | C1 | 0 | 0 | 0 | 0 | 0 | C1 | 0 | 0 | 0 | 0 | 0 | C1 | [5 empty] | C1 | [5 empty] | 0 | [6 empty] | 0 | [6 empty] | 0 | [6 empty] | 0 | [6 empty] | 0 | [6 empty] | 0
[5 empty] | C2 | 0 | 0 | 0 | 0 | 0 | 0 | 0 | 0 | 0 | 0 | 0 | 0 | 0 | 0 | 0 | 0 | 0 | 0 | 0 | 0 | 0 | 0 | 0 | 0 | 0 | 0 | 0 | 0 | 0 | 0 | 0 | 0 | 0 | 0 | 0 | 0 |  |  | C2 | 0 | 0 | 0 | 0 | 0 | C2 | 0 | 0 | 0 | 0 | 0 | C2 | [5 empty] | C2 | [5 empty] | 0 | [6 empty] | 0 | [6 empty] | 0 | [6 empty] | 0 | [6 empty] | 0 | [6 empty] | 0
[5 empty] | C3 | 0 | 0 | 0 | 0 | 0 | 0 | 0 | 0 | 0 | 0 | 0 | 0 | 0 | 0 | 0 | 0 | 0 | 0 | 0 | 0 | 0 | 0 | 0 | 0 | 0 | 0 | 0 | 0 | 0 | 0 | 0 | 0 | 0 | 0 | 0 | 0 |  |  | C3 | 0 | 0 | 0 | 0 | 0 | C3 | 0 | 0 | 0 | 0 | 0 | C3 | [5 empty] | C3 | [5 empty] | 0 | [6 empty] | 0 | [6 empty] | 0 | [6 empty] | 0 | [6 empty] | 0 | [6 empty] | 0
[5 empty] | C4 | 0 | 0 | 0 | 0 | 0 | 0 | 0 | 0 | 0 | 0 | 0 | 0 | 0 | 0 | 0 | 0 | 0 | 0 | 0 | 0 | 0 | 0 | 0 | 0 | 0 | 0 | 0 | 0 | 0 | 0 | 0 | 0 | 0 | 0 | 0 | 0 |  |  | C4 | 0 | 0 | 0 | 0 | 0 | C4 | 0 | 0 | 0 | 0 | 0 | C4 | [5 empty] | C4 | [5 empty] | 0 | [6 empty] | 0 | [6 empty] | 0 | [6 empty] | 0 | [6 empty] | 0 | [6 empty] | 0
|  | 0 | 0 | 0 |  | 0 | 0 | 0 | 0 | 0 |  | 0 | 0 | 0 | 0 | 0 |  | 0 | 0 | 0 | 0 | 0 |  | 0 | 0 | 0 | 0 | 0 |  | 0 | 0 | 0 | 0 | 0 |  | 0 | 0 | 0 | 0 | 0 | [22 empty] | 0 | 0 | 0 | 0 | 0 | 0 |  | 0 | 0 | 0 | 0 | 0 | 0 |  | 0 | 0 | 0 | 0 | 0 | 0 |  | 0 | 0 | 0 | 0 | 0 | 0 |  | 0 | 0 | 0 | 0 | 0 | 0 |  | 0 | 0 | 0 | 0 | 0 | 0
[63 empty] | 0 | 0 | 0 | 0 | 0 | 0 |  | 1579744.9123 | 985818.0711 | 489394.1349 | 1921669.1615 | 1731413.8444 | 6708040.1242 |  | 1480204.8136 | 823765.4574 | 761175.3153 | 1880703.4197 | 2878924.3168 | 7824773.3227 |  | 1493151.5436 | 821355.9197 | 769695.8779 | 1866904.2643 | 2765638.4969 | 7716746.1023 |  | 1345117.9658 | 559891.6725 | 899936.2539 | 1260297.8966 | 6955028.2185 | 11020272.0073 |  | 1364538.0608 | 579167.9745 | 908456.8164 | 1267197.4744 | 6582803.3819 | 10702163.708
| 132kV Network | [66 empty] | 0 | [6 empty] | 0 | [6 empty] | 0 | [6 empty] | 0 | [6 empty] | 0 | [6 empty] | 0
| 132kV CBs |  |  |  | C1 | 30 | 24 | 0 | 0 | 66 | 120 | 0 | 0 | 0 | 0 | 0 | 0 | 0 | 0 | 0 | 0 | 0 | 0 | 30 | 22 | 2 | 0 | 66 | 120 | 0 | 0 | 0 | 0 | 0 | 0 | 29 | 1 | 7 | 17 | 66 | 120 |  |  | C1 | 0.012284 | 0.018289 | 0.032337 | 0.05237 | 0.12284 | C1 | 116864.027 | 116864.027 | 116864.027 | 116864.027 | 116864.027 | C1 | 1435.522 | 2137.3393 | 3779.0098 | 6120.1526 | 14355.4646 | C1 | 0 | 0 | 0 | 0 | 0 | 0 |  | 43065.6593 | 51296.1434 | 0 | 0 | 947460.6613 | 1041822.464 |  | 43065.6593 | 47021.4648 | 7558.0195 | 0 | 947460.6613 | 1045105.8049 |  | 43065.6593 | 47021.4648 | 7558.0195 | 0 | 947460.6613 | 1045105.8049 |  | 41630.1373 | 2137.3393 | 26453.0684 | 104042.5942 | 947460.6613 | 1121723.8006 |  | 41630.1373 | 2137.3393 | 26453.0684 | 104042.5942 | 947460.6613 | 1121723.8006
[5 empty] | C2 | 11 | 5 | 0 | 0 | 5 | 21 | 0 | 0 | 0 | 0 | 0 | 0 | 0 | 0 | 0 | 0 | 0 | 0 | 11 | 5 | 0 | 0 | 5 | 21 | 0 | 0 | 0 | 0 | 0 | 0 | 11 | 0 | 0 | 5 | 5 | 21 |  |  | C2 | 0.012284 | 0.018289 | 0.032337 | 0.05237 | 0.12284 | C2 | 166948.61 | 166948.61 | 166948.61 | 166948.61 | 166948.61 | C2 | 2050.7457 | 3053.3419 | 5398.5854 | 8743.0751 | 20507.8065 | C2 | 0 | 0 | 0 | 0 | 0 | 0 |  | 22558.2025 | 15266.7093 | 0 | 0 | 102539.0326 | 140363.9444 |  | 22558.2025 | 15266.7093 | 0 | 0 | 102539.0326 | 140363.9444 |  | 22558.2025 | 15266.7093 | 0 | 0 | 102539.0326 | 140363.9444 |  | 22558.2025 | 0 | 0 | 43715.3757 | 102539.0326 | 168812.6108 |  | 22558.2025 | 0 | 0 | 43715.3757 | 102539.0326 | 168812.6108
[5 empty] | C3 | 32 | 14 | 0 | 0 | 24 | 70 | 0 | 0 | 0 | 0 | 0 | 0 | 0 | 0 | 0 | 0 | 0 | 0 | 32 | 14 | 0 | 0 | 24 | 70 | 0 | 0 | 0 | 0 | 0 | 0 | 32 | 0 | 6 | 8 | 24 | 70 |  |  | C3 | 0.012284 | 0.018289 | 0.032337 | 0.05237 | 0.12284 | C3 | 250422.915 | 250422.915 | 250422.915 | 250422.915 | 250422.915 | C3 | 3076.1185 | 4580.0128 | 8097.8781 | 13114.6127 | 30761.7098 | C3 | 0 | 0 | 0 | 0 | 0 | 0 |  | 98435.7927 | 64120.1792 | 0 | 0 | 738281.0348 | 900837.0067 |  | 98435.7927 | 64120.1792 | 0 | 0 | 738281.0348 | 900837.0067 |  | 98435.7927 | 64120.1792 | 0 | 0 | 738281.0348 | 900837.0067 |  | 98435.7927 | 0 | 48587.2685 | 104916.9018 | 738281.0348 | 990220.9977 |  | 98435.7927 | 0 | 48587.2685 | 104916.9018 | 738281.0348 | 990220.9977
[5 empty] | C4 | 7 | 0 | 0 | 0 | 0 | 7 | 0 | 0 | 0 | 0 | 0 | 0 | 0 | 0 | 0 | 0 | 0 | 0 | 7 | 0 | 0 | 0 | 0 | 7 | 0 | 0 | 0 | 0 | 0 | 0 | 7 | 0 | 0 | 0 | 0 | 7 |  |  | C4 | 0.012284 | 0.018289 | 0.032337 | 0.05237 | 0.12284 | C4 | 417371.525 | 417371.525 | 417371.525 | 417371.525 | 417371.525 | C4 | 5126.8642 | 7633.3547 | 13496.4635 | 21857.6879 | 51269.5163 | C4 | 0 | 0 | 0 | 0 | 0 | 0 |  | 35888.0494 | 0 | 0 | 0 | 0 | 35888.0494 |  | 35888.0494 | 0 | 0 | 0 | 0 | 35888.0494 |  | 35888.0494 | 0 | 0 | 0 | 0 | 35888.0494 |  | 35888.0494 | 0 | 0 | 0 | 0 | 35888.0494 |  | 35888.0494 | 0 | 0 | 0 | 0 | 35888.0494
|  | Yes | 218 | 221 |  | 80 | 43 | 0 | 0 | 95 |  | 0 | 0 | 0 | 0 | 0 |  | 0 | 0 | 0 | 0 | 0 |  | 80 | 41 | 2 | 0 | 95 |  | 0 | 0 | 0 | 0 | 0 |  | 79 | 1 | 13 | 30 | 95 | [22 empty] | 0 | 0 | 0 | 0 | 0 | 0 |  | 199947.7039 | 130683.0319 | 0 | 0 | 1788280.7288 | 2118911.4646 |  | 199947.7039 | 126408.3533 | 7558.0195 | 0 | 1788280.7288 | 2122194.8055 |  | 199947.7039 | 126408.3533 | 7558.0195 | 0 | 1788280.7288 | 2122194.8055 |  | 198512.1819 | 2137.3393 | 75040.3369 | 252674.8717 | 1788280.7288 | 2316645.4586 |  | 198512.1819 | 2137.3393 | 75040.3369 | 252674.8717 | 1788280.7288 | 2316645.4586
| 132kV Transformer |  |  |  | C1 | 0 | 0 | 1 | 0 | 3 | 4 | 0 | 0 | 0 | 0 | 0 | 0 | 0 | 0 | 0 | 0 | 0 | 0 | 0 | 0 | 0 | 1 | 3 | 4 | 0 | 0 | 0 | 0 | 0 | 0 | 0 | 0 | 0 | 0 | 4 | 4 |  |  | C1 | 0.012939 | 0.019265 | 0.034062 | 0.055165 | 0.12939 | C1 | 258132.21 | 258132.21 | 258132.21 | 258132.21 | 258132.21 | C1 | 3340.0255 | 4972.9422 | 8792.6128 | 14239.7441 | 33400.8244 | C1 | 0 | 0 | 0 | 0 | 0 | 0 |  | 0 | 0 | 8792.6128 | 0 | 100202.4732 | 108995.0861 |  | 0 | 0 | 0 | 14239.7441 | 100202.4732 | 114442.2174 |  | 0 | 0 | 0 | 14239.7441 | 100202.4732 | 114442.2174 |  | 0 | 0 | 0 | 0 | 133603.2976 | 133603.2976 |  | 0 | 0 | 0 | 0 | 133603.2976 | 133603.2976
[5 empty] | C2 | 68 | 16 | 10 | 14 | 16 | 124 | 0 | 0 | 0 | 0 | 0 | 0 | 5 | -3 | 1 | 0 | -3 | 0 | 63 | 14 | 10 | 9 | 28 | 124 | 6 | 1 | -2 | -1 | -4 | 0 | 61 | 9 | 10 | 11 | 33 | 124 |  |  | C2 | 0.012939 | 0.019265 | 0.034062 | 0.055165 | 0.12939 | C2 | 368760.3 | 368760.3 | 368760.3 | 368760.3 | 368760.3 | C2 | 4771.465 | 7104.2031 | 12560.8755 | 20342.4916 | 47715.4634 | C2 | 0 | 0 | 0 | 0 | 0 | 0 |  | 324459.6184 | 113667.2493 | 125608.7546 | 284794.8828 | 763447.4151 | 1611977.9202 |  | 300602.2935 | 99458.8431 | 125608.7546 | 183082.4247 | 1336032.9764 | 2044785.2923 |  | 324459.6184 | 78146.2339 | 138169.6301 | 183082.4247 | 1192886.586 | 1916744.4931 |  | 291059.3636 | 63937.8277 | 125608.7546 | 223767.4079 | 1574610.2936 | 2278983.6474 |  | 319688.1534 | 71042.0308 | 100487.0037 | 203424.9163 | 1383748.4398 | 2078390.544
[5 empty] | C3 | 6 | 4 | 4 | 0 | 0 | 14 | 0 | 0 | 0 | 0 | 0 | 0 | 0 | 0 | 0 | 0 | 0 | 0 | 6 | 2 | 5 | 1 | 0 | 14 | 1 | 2 | 1 | -4 | 0 | 0 | 5 | 1 | 2 | 6 | 0 | 14 |  |  | C3 | 0.012939 | 0.019265 | 0.034062 | 0.055165 | 0.12939 | C3 | 553140.45 | 553140.45 | 553140.45 | 553140.45 | 553140.45 | C3 | 7157.1975 | 10656.3046 | 18841.3132 | 30513.7374 | 71573.1952 | C3 | 0 | 0 | 0 | 0 | 0 | 0 |  | 42943.1848 | 42625.2185 | 75365.2528 | 0 | 0 | 160933.656 |  | 42943.1848 | 21312.6092 | 94206.566 | 30513.7374 | 0 | 188976.0974 |  | 42943.1848 | 21312.6092 | 94206.566 | 30513.7374 | 0 | 188976.0974 |  | 35785.9873 | 10656.3046 | 37682.6264 | 183082.4247 | 0 | 267207.343 |  | 42943.1848 | 31968.9139 | 56523.9396 | 61027.4749 | 0 | 192463.5131
[5 empty] | C4 | 0 | 0 | 0 | 0 | 0 | 0 | 0 | 0 | 0 | 0 | 0 | 0 | 0 | 0 | 0 | 0 | 0 | 0 | 0 | 0 | 0 | 0 | 0 | 0 | 0 | 0 | 0 | 0 | 0 | 0 | 0 | 0 | 0 | 0 | 0 | 0 |  |  | C4 | 0.012939 | 0.019265 | 0.034062 | 0.055165 | 0.12939 | C4 | 921900.75 | 921900.75 | 921900.75 | 921900.75 | 921900.75 | C4 | 11928.6624 | 17760.5077 | 31402.1887 | 50856.2291 | 119288.6586 | C4 | 0 | 0 | 0 | 0 | 0 | 0 |  | 0 | 0 | 0 | 0 | 0 | 0 |  | 0 | 0 | 0 | 0 | 0 | 0 |  | 0 | 0 | 0 | 0 | 0 | 0 |  | 0 | 0 | 0 | 0 | 0 | 0 |  | 0 | 0 | 0 | 0 | 0 | 0
|  | Yes | 142 | 143 |  | 74 | 20 | 15 | 14 | 19 |  | 0 | 0 | 0 | 0 | 0 |  | 5 | -3 | 1 | 0 | -3 |  | 69 | 16 | 15 | 11 | 31 |  | 7 | 3 | -1 | -5 | -4 |  | 66 | 10 | 12 | 17 | 37 | [22 empty] | 0 | 0 | 0 | 0 | 0 | 0 |  | 367402.8032 | 156292.4677 | 209766.6202 | 284794.8828 | 863649.8883 | 1881906.6623 |  | 343545.4783 | 120771.4523 | 219815.3206 | 227835.9062 | 1436235.4496 | 2348203.6071 |  | 367402.8032 | 99458.8431 | 232376.1961 | 227835.9062 | 1293089.0593 | 2220162.8079 |  | 326845.3509 | 74594.1323 | 163291.381 | 406849.8326 | 1708213.5912 | 2679794.288 |  | 362631.3382 | 103010.9447 | 157010.9433 | 264452.3912 | 1517351.7374 | 2404457.3548
| 132kV UG Cable (Gas) |  |  |  | C1 | 0 | 0 | 0 | 0 | 0 | 0 | 0 | 0 | 0 | 0 | 0 | 0 | 0 | 0 | 0 | 0 | 0 | 0 | 0 | 0 | 0 | 0 | 0 | 0 | 0 | 0 | 0 | 0 | 0 | 0 | 0 | 0 | 0 | 0 | 0 | 0 |  |  | C1 | 1.2835 | 1.9111 | 3.3789 | 5.4722 | 12.8357 | C1 | 598.038 | 598.038 | 598.038 | 598.038 | 598.038 | C1 | 767.6095 | 1142.8887 | 2020.7309 | 3272.5985 | 7676.2255 | C1 | 0 | 0 | 0 | 0 | 0 | 0 |  | 0 | 0 | 0 | 0 | 0 | 0 |  | 0 | 0 | 0 | 0 | 0 | 0 |  | 0 | 0 | 0 | 0 | 0 | 0 |  | 0 | 0 | 0 | 0 | 0 | 0 |  | 0 | 0 | 0 | 0 | 0 | 0
[5 empty] | C2 | 7.3115 | 0.49184 | 1.9966 | 0 | 5 | 14.8 | 0 | 0 | 0 | 0 | 0 | 0 | 0 | 0 | 0 | 0 | 0 | 0 | 3.811 | 3.9924 | 1.9966 | 0 | 5 | 14.8 | 0 | 0 | 0 | 0 | 0 | 0 | 3.7258 | 4.0775 | 0 | 1.9966 | 5 | 14.8 |  |  | C2 | 1.2835 | 1.9111 | 3.3789 | 5.4722 | 12.8357 | C2 | 854.34 | 854.34 | 854.34 | 854.34 | 854.34 | C2 | 1096.5849 | 1632.6982 | 2886.7585 | 4675.1407 | 10966.0364 | C2 | 0 | 0 | 0 | 0 | 0 | 0 |  | 8017.7018 | 803.025 | 5763.8221 | 0 | 54830.1822 | 69414.7311 |  | 4179.0682 | 6518.3415 | 5763.8221 | 0 | 54830.1822 | 71291.4141 |  | 4179.0682 | 6518.3415 | 5763.8221 | 0 | 54830.1822 | 71291.4141 |  | 4085.6867 | 6657.3767 | 0 | 9334.5805 | 54830.1822 | 74907.8261 |  | 4085.6867 | 6657.3767 | 0 | 9334.5805 | 54830.1822 | 74907.8261
[5 empty] | C3 | 0 | 0 | 0 | 0 | 0 | 0 | 0 | 0 | 0 | 0 | 0 | 0 | 0 | 0 | 0 | 0 | 0 | 0 | 0 | 0 | 0 | 0 | 0 | 0 | 0 | 0 | 0 | 0 | 0 | 0 | 0 | 0 | 0 | 0 | 0 | 0 |  |  | C3 | 1.2835 | 1.9111 | 3.3789 | 5.4722 | 12.8357 | C3 | 1281.51 | 1281.51 | 1281.51 | 1281.51 | 1281.51 | C3 | 1644.8774 | 2449.0473 | 4330.1377 | 7012.711 | 16449.0547 | C3 | 0 | 0 | 0 | 0 | 0 | 0 |  | 0 | 0 | 0 | 0 | 0 | 0 |  | 0 | 0 | 0 | 0 | 0 | 0 |  | 0 | 0 | 0 | 0 | 0 | 0 |  | 0 | 0 | 0 | 0 | 0 | 0 |  | 0 | 0 | 0 | 0 | 0 | 0
[5 empty] | C4 | 0 | 0 | 0 | 0 | 0 | 0 | 0 | 0 | 0 | 0 | 0 | 0 | 0 | 0 | 0 | 0 | 0 | 0 | 0 | 0 | 0 | 0 | 0 | 0 | 0 | 0 | 0 | 0 | 0 | 0 | 0 | 0 | 0 | 0 | 0 | 0 |  |  | C4 | 1.2835 | 1.9111 | 3.3789 | 5.4722 | 12.8357 | C4 | 2135.85 | 2135.85 | 2135.85 | 2135.85 | 2135.85 | C4 | 2741.4624 | 4081.7454 | 7216.8962 | 11687.8517 | 27415.0911 | C4 | 0 | 0 | 0 | 0 | 0 | 0 |  | 0 | 0 | 0 | 0 | 0 | 0 |  | 0 | 0 | 0 | 0 | 0 | 0 |  | 0 | 0 | 0 | 0 | 0 | 0 |  | 0 | 0 | 0 | 0 | 0 | 0 |  | 0 | 0 | 0 | 0 | 0 | 0
|  | Yes | 14.8 | 9.3656 |  | 7.3115 | 0.49184 | 1.9966 | 0 | 5 |  | 0 | 0 | 0 | 0 | 0 |  | 0 | 0 | 0 | 0 | 0 |  | 3.811 | 3.9924 | 1.9966 | 0 | 5 |  | 0 | 0 | 0 | 0 | 0 |  | 3.7258 | 4.0775 | 0 | 1.9966 | 5 | [22 empty] | 0 | 0 | 0 | 0 | 0 | 0 |  | 8017.7018 | 803.025 | 5763.8221 | 0 | 54830.1822 | 69414.7311 |  | 4179.0682 | 6518.3415 | 5763.8221 | 0 | 54830.1822 | 71291.4141 |  | 4179.0682 | 6518.3415 | 5763.8221 | 0 | 54830.1822 | 71291.4141 |  | 4085.6867 | 6657.3767 | 0 | 9334.5805 | 54830.1822 | 74907.8261 |  | 4085.6867 | 6657.3767 | 0 | 9334.5805 | 54830.1822 | 74907.8261
| 132kV UG Cable (Oil) |  |  |  | C1 | 57.0601 | 0.17042 | 6.8624 | 0.054734 | 16.4257 | 80.5733 | 0 | 0 | 0 | 0 | 0 | 0 | 0 | 0 | 0 | 0 | 0 | 0 | 57.0601 | 0.17042 | 6.8624 | 0.054734 | 16.4257 | 80.5733 | 0 | 0 | 0 | 0 | 0 | 0 | 46.6065 | 10.624 | 0.69974 | 6.1564 | 16.4867 | 80.5733 |  |  | C1 | 0.59691 | 0.88874 | 1.5714 | 2.5449 | 5.9692 | C1 | 6315.015 | 6315.015 | 6315.015 | 6315.015 | 6315.015 | C1 | 3769.5173 | 5612.4098 | 9923.2495 | 16070.8242 | 37695.8161 | C1 | 0 | 0 | 0 | 0 | 0 | 0 |  | 215089.0294 | 956.4614 | 68097.3104 | 879.6141 | 619179.9349 | 904202.3502 |  | 215089.0294 | 956.4614 | 68097.3104 | 879.6141 | 619179.9349 | 904202.3502 |  | 215089.0294 | 956.4614 | 68097.3104 | 879.6141 | 619179.9349 | 904202.3502 |  | 175684.0349 | 59626.3008 | 6943.6828 | 98938.2028 | 621479.7076 | 962671.9288 |  | 175684.0349 | 59626.3008 | 6943.6828 | 98938.2028 | 621479.7076 | 962671.9288
[5 empty] | C2 | 17.9457 | 0 | 1.3393 | 0 | 3.1484 | 22.4333 | 0 | 0 | 0 | 0 | 0 | 0 | 0 | 0 | 0 | 0 | 0 | 0 | 17.9457 | 0 | 1.3393 | 0 | 3.1484 | 22.4333 | 0 | 0 | 0 | 0 | 0 | 0 | 17.307 | 0.63867 | 0 | 1.3393 | 3.1484 | 22.4333 |  |  | C2 | 0.59691 | 0.88874 | 1.5714 | 2.5449 | 5.9692 | C2 | 9021.45 | 9021.45 | 9021.45 | 9021.45 | 9021.45 | C2 | 5385.0247 | 8017.7282 | 14176.0708 | 22958.3202 | 53851.1658 | C2 | 0 | 0 | 0 | 0 | 0 | 0 |  | 96637.9131 | 0 | 18985.8082 | 0 | 169542.3256 | 285166.0468 |  | 96637.9131 | 0 | 18985.8082 | 0 | 169542.3256 | 285166.0468 |  | 96637.9131 | 0 | 18985.8082 | 0 | 169542.3256 | 285166.0468 |  | 93198.6399 | 5120.7113 | 0 | 30747.7489 | 169542.3256 | 298609.4257 |  | 93198.6399 | 5120.7113 | 0 | 30747.7489 | 169542.3256 | 298609.4257
[5 empty] | C3 | 38.6474 | 1.4694 | 4.7879 | 0 | 11.0887 | 55.9933 | 0 | 0 | 0 | 0 | 0 | 0 | 0 | 0 | 0 | 0 | 0 | 0 | 38.6474 | 1.4694 | 4.7879 | 0 | 11.0887 | 55.9933 | 0 | 0 | 0 | 0 | 0 | 0 | 24.8698 | 15.247 | 0 | 4.7879 | 11.0887 | 55.9933 |  |  | C3 | 0.59691 | 0.88874 | 1.5714 | 2.5449 | 5.9692 | C3 | 13532.175 | 13532.175 | 13532.175 | 13532.175 | 13532.175 | C3 | 8077.5371 | 12026.5923 | 21264.1062 | 34437.4803 | 80776.7487 | C3 | 0 | 0 | 0 | 0 | 0 | 0 |  | 312175.7958 | 17671.6192 | 101809.6089 | 0 | 895709.3741 | 1327366.398 |  | 312175.7958 | 17671.6192 | 101809.6089 | 0 | 895709.3741 | 1327366.398 |  | 312175.7958 | 17671.6192 | 101809.6089 | 0 | 895709.3741 | 1327366.398 |  | 200886.3811 | 183369.7028 | 0 | 164881.9083 | 895709.3741 | 1444847.3663 |  | 200886.3811 | 183369.7028 | 0 | 164881.9083 | 895709.3741 | 1444847.3663
[5 empty] | C4 | 0 | 0 | 0 | 0 | 0 | 0 | 0 | 0 | 0 | 0 | 0 | 0 | 0 | 0 | 0 | 0 | 0 | 0 | 0 | 0 | 0 | 0 | 0 | 0 | 0 | 0 | 0 | 0 | 0 | 0 | 0 | 0 | 0 | 0 | 0 | 0 |  |  | C4 | 0.59691 | 0.88874 | 1.5714 | 2.5449 | 5.9692 | C4 | 22553.625 | 22553.625 | 22553.625 | 22553.625 | 22553.625 | C4 | 13462.5619 | 20044.3206 | 35440.177 | 57395.8006 | 134627.9145 | C4 | 0 | 0 | 0 | 0 | 0 | 0 |  | 0 | 0 | 0 | 0 | 0 | 0 |  | 0 | 0 | 0 | 0 | 0 | 0 |  | 0 | 0 | 0 | 0 | 0 | 0 |  | 0 | 0 | 0 | 0 | 0 | 0 |  | 0 | 0 | 0 | 0 | 0 | 0
|  | Yes | 159 | 157.5024 |  | 113.6532 | 1.6398 | 12.9895 | 0.054734 | 30.6627 |  | 0 | 0 | 0 | 0 | 0 |  | 0 | 0 | 0 | 0 | 0 |  | 113.6532 | 1.6398 | 12.9895 | 0.054734 | 30.6627 |  | 0 | 0 | 0 | 0 | 0 |  | 88.7833 | 26.5097 | 0.69974 | 12.2835 | 30.7238 | [22 empty] | 0 | 0 | 0 | 0 | 0 | 0 |  | 623902.7383 | 18628.0806 | 188892.7275 | 879.6141 | 1684431.6346 | 2516734.795 |  | 623902.7383 | 18628.0806 | 188892.7275 | 879.6141 | 1684431.6346 | 2516734.795 |  | 623902.7383 | 18628.0806 | 188892.7275 | 879.6141 | 1684431.6346 | 2516734.795 |  | 469769.0559 | 248116.7149 | 6943.6828 | 294567.86 | 1686731.4073 | 2706128.7209 |  | 469769.0559 | 248116.7149 | 6943.6828 | 294567.86 | 1686731.4073 | 2706128.7209
| 132kV UG Cable (Non Pressurised) |  |  |  | C1 | 0 | 0 | 0 | 0 | 0 | 0 | 0 | 0 | 0 | 0 | 0 | 0 | 0 | 0 | 0 | 0 | 0 | 0 | 0 | 0 | 0 | 0 | 0 | 0 | 0 | 0 | 0 | 0 | 0 | 0 | 0 | 0 | 0 | 0 | 0 | 0 |  |  | C1 | 0 | 0 | 0 | 0 | 0 | C1 | 0 | 0 | 0 | 0 | 0 | C1 | [5 empty] | C1 | [5 empty] | 0 | [6 empty] | 0 | [6 empty] | 0 | [6 empty] | 0 | [6 empty] | 0 | [6 empty] | 0
[5 empty] | C2 | 0 | 0 | 0 | 0 | 0 | 0 | 0 | 0 | 0 | 0 | 0 | 0 | 0 | 0 | 0 | 0 | 0 | 0 | 0 | 0 | 0 | 0 | 0 | 0 | 0 | 0 | 0 | 0 | 0 | 0 | 0 | 0 | 0 | 0 | 0 | 0 |  |  | C2 | 0 | 0 | 0 | 0 | 0 | C2 | 0 | 0 | 0 | 0 | 0 | C2 | [5 empty] | C2 | [5 empty] | 0 | [6 empty] | 0 | [6 empty] | 0 | [6 empty] | 0 | [6 empty] | 0 | [6 empty] | 0
[5 empty] | C3 | 0 | 0 | 0 | 0 | 0 | 0 | 0 | 0 | 0 | 0 | 0 | 0 | 0 | 0 | 0 | 0 | 0 | 0 | 0 | 0 | 0 | 0 | 0 | 0 | 0 | 0 | 0 | 0 | 0 | 0 | 0 | 0 | 0 | 0 | 0 | 0 |  |  | C3 | 0 | 0 | 0 | 0 | 0 | C3 | 0 | 0 | 0 | 0 | 0 | C3 | [5 empty] | C3 | [5 empty] | 0 | [6 empty] | 0 | [6 empty] | 0 | [6 empty] | 0 | [6 empty] | 0 | [6 empty] | 0
[5 empty] | C4 | 0 | 0 | 0 | 0 | 0 | 0 | 0 | 0 | 0 | 0 | 0 | 0 | 0 | 0 | 0 | 0 | 0 | 0 | 0 | 0 | 0 | 0 | 0 | 0 | 0 | 0 | 0 | 0 | 0 | 0 | 0 | 0 | 0 | 0 | 0 | 0 |  |  | C4 | 0 | 0 | 0 | 0 | 0 | C4 | 0 | 0 | 0 | 0 | 0 | C4 | [5 empty] | C4 | [5 empty] | 0 | [6 empty] | 0 | [6 empty] | 0 | [6 empty] | 0 | [6 empty] | 0 | [6 empty] | 0
|  | 0 | 0 | 0 |  | 0 | 0 | 0 | 0 | 0 |  | 0 | 0 | 0 | 0 | 0 |  | 0 | 0 | 0 | 0 | 0 |  | 0 | 0 | 0 | 0 | 0 |  | 0 | 0 | 0 | 0 | 0 |  | 0 | 0 | 0 | 0 | 0 | [22 empty] | 0 | 0 | 0 | 0 | 0 | 0 |  | 0 | 0 | 0 | 0 | 0 | 0 |  | 0 | 0 | 0 | 0 | 0 | 0 |  | 0 | 0 | 0 | 0 | 0 | 0 |  | 0 | 0 | 0 | 0 | 0 | 0 |  | 0 | 0 | 0 | 0 | 0 | 0
| 132kV OHL Support - Tower |  |  |  | C1 | 0 | 0 | 0 | 0 | 0 | 0 | 0 | 0 | 0 | 0 | 0 | 0 | 0 | 0 | 0 | 0 | 0 | 0 | 0 | 0 | 0 | 0 | 0 | 0 | 0 | 0 | 0 | 0 | 0 | 0 | 0 | 0 | 0 | 0 | 0 | 0 |  |  | C1 | 0.015533 | 0.023127 | 0.04089 | 0.066222 | 0.15533 | C1 | 12426.75 | 12426.75 | 12426.75 | 12426.75 | 12426.75 | C1 | 193.0215 | 287.3885 | 508.129 | 822.9211 | 1930.2484 | C1 | 0 | 0 | 0 | 0 | 0 | 0 |  | 0 | 0 | 0 | 0 | 0 | 0 |  | 0 | 0 | 0 | 0 | 0 | 0 |  | 0 | 0 | 0 | 0 | 0 | 0 |  | 0 | 0 | 0 | 0 | 0 | 0 |  | 0 | 0 | 0 | 0 | 0 | 0
[5 empty] | C2 | 774 | 354 | 503 | 151 | 530 | 2312 | 0 | 0 | 0 | 0 | 0 | 0 | 84 | 36 | 47 | -44 | -123 | 0 | 692 | 369 | 554 | 166 | 531 | 2312 | 126 | 117 | 24 | -76 | -191 | 0 | 497 | 450 | 481 | 288 | 596 | 2312 |  |  | C2 | 0.015533 | 0.023127 | 0.04089 | 0.066222 | 0.15533 | C2 | 17752.5 | 17752.5 | 17752.5 | 17752.5 | 17752.5 | C2 | 275.7451 | 410.555 | 725.8985 | 1175.6016 | 2757.4977 | C2 | 0 | 0 | 0 | 0 | 0 | 0 |  | 213426.6817 | 145336.4811 | 365126.9639 | 177515.8369 | 1461473.7762 | 2362879.7398 |  | 190815.5862 | 151494.8066 | 402147.7893 | 195149.8605 | 1464231.2739 | 2403839.3164 |  | 213978.1718 | 166274.7877 | 436265.0205 | 143423.3914 | 1125059.0579 | 2085000.4294 |  | 137045.2982 | 184749.7641 | 349157.1961 | 338573.2519 | 1643468.6238 | 2652994.1341 |  | 171789.1766 | 232784.7027 | 366578.761 | 249227.5327 | 1116786.5648 | 2137166.7378
[5 empty] | C3 | 158 | 60 | 100 | 10 | 81 | 409 | 0 | 0 | 0 | 0 | 0 | 0 | 12 | 4 | 0 | -3 | -13 | 0 | 148 | 54 | 112 | 14 | 81 | 409 | 17 | 19 | 1 | -12 | -25 | 0 | 103 | 72 | 112 | 32 | 90 | 409 |  |  | C3 | 0.015533 | 0.023127 | 0.04089 | 0.066222 | 0.15533 | C3 | 26628.75 | 26628.75 | 26628.75 | 26628.75 | 26628.75 | C3 | 413.6176 | 615.8325 | 1088.8478 | 1763.4024 | 4136.2465 | C3 | 0 | 0 | 0 | 0 | 0 | 0 |  | 65351.5808 | 36949.9528 | 108884.7805 | 17634.0235 | 335035.9694 | 563856.3071 |  | 61215.4048 | 33254.9575 | 121950.9542 | 24687.633 | 335035.9694 | 576144.9189 |  | 66178.816 | 35718.2877 | 121950.9542 | 19397.4259 | 281264.7645 | 524510.2483 |  | 42602.6128 | 44339.9434 | 121950.9542 | 56428.8753 | 372262.1883 | 637584.5739 |  | 49634.112 | 56040.7618 | 123039.802 | 35268.0471 | 268856.0249 | 532838.7477
[5 empty] | C4 | 0 | 0 | 0 | 0 | 0 | 0 | 0 | 0 | 0 | 0 | 0 | 0 | 0 | 0 | 0 | 0 | 0 | 0 | 0 | 0 | 0 | 0 | 0 | 0 | 0 | 0 | 0 | 0 | 0 | 0 | 0 | 0 | 0 | 0 | 0 | 0 |  |  | C4 | 0.015533 | 0.023127 | 0.04089 | 0.066222 | 0.15533 | C4 | 44381.25 | 44381.25 | 44381.25 | 44381.25 | 44381.25 | C4 | 689.3627 | 1026.3876 | 1814.7463 | 2939.0039 | 6893.7442 | C4 | 0 | 0 | 0 | 0 | 0 | 0 |  | 0 | 0 | 0 | 0 | 0 | 0 |  | 0 | 0 | 0 | 0 | 0 | 0 |  | 0 | 0 | 0 | 0 | 0 | 0 |  | 0 | 0 | 0 | 0 | 0 | 0 |  | 0 | 0 | 0 | 0 | 0 | 0
|  | Yes | 2721 | 2708 |  | 932 | 414 | 603 | 161 | 611 |  | 0 | 0 | 0 | 0 | 0 |  | 96 | 40 | 47 | -47 | -136 |  | 840 | 423 | 666 | 180 | 612 |  | 143 | 136 | 25 | -88 | -216 |  | 600 | 522 | 593 | 320 | 686 | [22 empty] | 0 | 0 | 0 | 0 | 0 | 0 |  | 278778.2625 | 182286.4339 | 474011.7444 | 195149.8605 | 1796509.7456 | 2926736.047 |  | 252030.9911 | 184749.7641 | 524098.7434 | 219837.4934 | 1799267.2433 | 2979984.2353 |  | 280156.9879 | 201993.0754 | 558215.9747 | 162820.8173 | 1406323.8224 | 2609510.6776 |  | 179647.911 | 229089.7075 | 471108.1503 | 395002.1272 | 2015730.812 | 3290578.708 |  | 221423.2886 | 288825.4645 | 489618.563 | 284495.5797 | 1385642.5897 | 2670005.4855
| 132kV OHL Fittings |  |  |  | C1 | 0 | 0 | 0 | 0 | 0 | 0 | 0 | 0 | 0 | 0 | 0 | 0 | 0 | 0 | 0 | 0 | 0 | 0 | 0 | 0 | 0 | 0 | 0 | 0 | 0 | 0 | 0 | 0 | 0 | 0 | 0 | 0 | 0 | 0 | 0 | 0 |  | 0 | C1 | 0 | 0 | 0 | 0 | 0 | C1 | 0 | 0 | 0 | 0 | 0 | C1 | [5 empty] | C1 | [5 empty] | 0 | [6 empty] | 0 | [6 empty] | 0 | [6 empty] | 0 | [6 empty] | 0 | [6 empty] | 0
[5 empty] | C2 | 0 | 0 | 0 | 0 | 0 | 0 | 0 | 0 | 0 | 0 | 0 | 0 | 0 | 0 | 0 | 0 | 0 | 0 | 0 | 0 | 0 | 0 | 0 | 0 | 0 | 0 | 0 | 0 | 0 | 0 | 0 | 0 | 0 | 0 | 0 | 0 |  |  | C2 | 0 | 0 | 0 | 0 | 0 | C2 | 0 | 0 | 0 | 0 | 0 | C2 | [5 empty] | C2 | [5 empty] | 0 | [6 empty] | 0 | [6 empty] | 0 | [6 empty] | 0 | [6 empty] | 0 | [6 empty] | 0
[5 empty] | C3 | 0 | 0 | 0 | 0 | 0 | 0 | 0 | 0 | 0 | 0 | 0 | 0 | 0 | 0 | 0 | 0 | 0 | 0 | 0 | 0 | 0 | 0 | 0 | 0 | 0 | 0 | 0 | 0 | 0 | 0 | 0 | 0 | 0 | 0 | 0 | 0 |  |  | C3 | 0 | 0 | 0 | 0 | 0 | C3 | 0 | 0 | 0 | 0 | 0 | C3 | [5 empty] | C3 | [5 empty] | 0 | [6 empty] | 0 | [6 empty] | 0 | [6 empty] | 0 | [6 empty] | 0 | [6 empty] | 0
[5 empty] | C4 | 0 | 0 | 0 | 0 | 0 | 0 | 0 | 0 | 0 | 0 | 0 | 0 | 0 | 0 | 0 | 0 | 0 | 0 | 0 | 0 | 0 | 0 | 0 | 0 | 0 | 0 | 0 | 0 | 0 | 0 | 0 | 0 | 0 | 0 | 0 | 0 |  |  | C4 | 0 | 0 | 0 | 0 | 0 | C4 | 0 | 0 | 0 | 0 | 0 | C4 | [5 empty] | C4 | [5 empty] | 0 | [6 empty] | 0 | [6 empty] | 0 | [6 empty] | 0 | [6 empty] | 0 | [6 empty] | 0
|  | 0 | 0 | 0 |  | 0 | 0 | 0 | 0 | 0 |  | 0 | 0 | 0 | 0 | 0 |  | 0 | 0 | 0 | 0 | 0 |  | 0 | 0 | 0 | 0 | 0 |  | 0 | 0 | 0 | 0 | 0 |  | 0 | 0 | 0 | 0 | 0 | [22 empty] | 0 | 0 | 0 | 0 | 0 | 0 |  | 0 | 0 | 0 | 0 | 0 | 0 |  | 0 | 0 | 0 | 0 | 0 | 0 |  | 0 | 0 | 0 | 0 | 0 | 0 |  | 0 | 0 | 0 | 0 | 0 | 0 |  | 0 | 0 | 0 | 0 | 0 | 0
| 132kV OHL (Tower Line) Conductor |  |  |  | C1 | 56.4907 | 0 | 8.663 | 9.9232 | 16.8271 | 91.904 | 0 | 0 | 0 | 0 | 0 | 0 | 0 | 0 | 0 | 0 | 0 | 0 | 56.4907 | 0 | 0.61093 | 12.5771 | 22.2253 | 91.904 | 0 | 0 | 0 | 0 | 0 | 0 | 55.9523 | 0.5384 | 0.61093 | 4.1377 | 30.6647 | 91.904 |  |  | C1 | 0.00228 | 0.0033947 | 0.0060022 | 0.0097206 | 0.022801 | C1 | 20042.638 | 20042.638 | 20042.638 | 20042.638 | 20042.638 | C1 | 45.6979 | 68.0394 | 120.2998 | 194.8269 | 456.9872 | C1 | 0 | 0 | 0 | 0 | 0 | 0 |  | 2581.5095 | 0 | 1042.1611 | 1933.2976 | 7689.7853 | 13246.7535 |  | 2581.5095 | 0 | 73.4951 | 2450.3564 | 10156.6771 | 15262.038 |  | 2581.5095 | 0 | 73.4951 | 2450.3564 | 10156.6771 | 15262.038 |  | 2556.9055 | 36.6327 | 73.4951 | 806.1423 | 14013.3548 | 17486.5304 |  | 2556.9055 | 36.6327 | 73.4951 | 806.1423 | 14013.3548 | 17486.5304
[5 empty] | C2 | 243.264 | 1.0248 | 58.5727 | 174.3552 | 194.4007 | 671.6174 | 0 | 0 | 0 | 0 | 0 | 0 | 0 | 0 | 0 | 0 | 0 | 0 | 242.3145 | 1.3278 | 18.1079 | 189.4855 | 220.3817 | 671.6174 | 0 | 0 | 0 | 0 | 0 | 0 | 242.0447 | 0.34214 | 5.3861 | 51.7138 | 372.1306 | 671.6174 |  |  | C2 | 0.00228 | 0.0033947 | 0.0060022 | 0.0097206 | 0.022801 | C2 | 28632.34 | 28632.34 | 28632.34 | 28632.34 | 28632.34 | C2 | 65.2828 | 97.1991 | 171.8568 | 278.3242 | 652.8388 | C2 | 0 | 0 | 0 | 0 | 0 | 0 |  | 15880.9449 | 99.6097 | 10066.1112 | 48527.2639 | 126912.3517 | 201486.2814 |  | 15818.9636 | 129.057 | 3111.9667 | 52738.3959 | 143873.7033 | 215672.0865 |  | 15818.9636 | 129.057 | 3111.9667 | 52738.3959 | 143873.7033 | 215672.0865 |  | 15801.3455 | 33.2562 | 925.6444 | 14393.2021 | 242941.3026 | 274094.7506 |  | 15801.3455 | 33.2562 | 925.6444 | 14393.2021 | 242941.3026 | 274094.7506
[5 empty] | C3 | 125.8463 | 0.39979 | 46.122 | 84.3348 | 66.8757 | 323.5786 | 0 | 0 | 0 | 0 | 0 | 0 | 0 | 0 | 0 | 0 | 0 | 0 | 125.0132 | 0.8613 | 11.9292 | 104.0373 | 81.7376 | 323.5786 | 0 | 0 | 0 | 0 | 0 | 0 | 124.7426 | 0.29883 | 4.0857 | 38.946 | 155.5055 | 323.5786 |  |  | C3 | 0.00228 | 0.0033947 | 0.0060022 | 0.0097206 | 0.022801 | C3 | 42948.51 | 42948.51 | 42948.51 | 42948.51 | 42948.51 | C3 | 97.9242 | 145.7986 | 257.7852 | 417.4863 | 979.2582 | C3 | 0 | 0 | 0 | 0 | 0 | 0 |  | 12323.3919 | 58.2882 | 11889.5668 | 35208.6144 | 65488.6225 | 124968.4838 |  | 12241.8111 | 125.5757 | 3075.1596 | 43434.1557 | 80042.2464 | 138918.9485 |  | 12241.8111 | 125.5757 | 3075.1596 | 43434.1557 | 80042.2464 | 138918.9485 |  | 12215.3093 | 43.5689 | 1053.2347 | 16259.4063 | 152280.0751 | 181851.5945 |  | 12215.3093 | 43.5689 | 1053.2347 | 16259.4063 | 152280.0751 | 181851.5945
[5 empty] | C4 | 0 | 0 | 0 | 0 | 0 | 0 | 0 | 0 | 0 | 0 | 0 | 0 | 0 | 0 | 0 | 0 | 0 | 0 | 0 | 0 | 0 | 0 | 0 | 0 | 0 | 0 | 0 | 0 | 0 | 0 | 0 | 0 | 0 | 0 | 0 | 0 |  |  | C4 | 0.00228 | 0.0033947 | 0.0060022 | 0.0097206 | 0.022801 | C4 | 71580.85 | 71580.85 | 71580.85 | 71580.85 | 71580.85 | C4 | 163.2069 | 242.9977 | 429.642 | 695.8105 | 1632.097 | C4 | 0 | 0 | 0 | 0 | 0 | 0 |  | 0 | 0 | 0 | 0 | 0 | 0 |  | 0 | 0 | 0 | 0 | 0 | 0 |  | 0 | 0 | 0 | 0 | 0 | 0 |  | 0 | 0 | 0 | 0 | 0 | 0 |  | 0 | 0 | 0 | 0 | 0 | 0
|  | Yes | 1087.1 | 1096.6 |  | 425.601 | 1.4246 | 113.3577 | 268.6131 | 278.1036 |  | 0 | 0 | 0 | 0 | 0 |  | 0 | 0 | 0 | 0 | 0 |  | 423.8185 | 2.1891 | 30.648 | 306.0999 | 324.3446 |  | 0 | 0 | 0 | 0 | 0 |  | 422.7395 | 1.1794 | 10.0828 | 94.7975 | 558.3008 | [22 empty] | 0 | 0 | 0 | 0 | 0 | 0 |  | 30785.8463 | 157.8979 | 22997.8391 | 85669.176 | 200090.7595 | 339701.5187 |  | 30642.2842 | 254.6328 | 6260.6214 | 98622.908 | 234072.6268 | 369853.073 |  | 30642.2842 | 254.6328 | 6260.6214 | 98622.908 | 234072.6268 | 369853.073 |  | 30573.5603 | 113.4578 | 2052.3741 | 31458.7507 | 409234.7326 | 473432.8755 |  | 30573.5603 | 113.4578 | 2052.3741 | 31458.7507 | 409234.7326 | 473432.8755
| [Please insert new asset category as required] |  |  |  | C1 | 0 | 0 | 0 | 0 | 0 | 0 | 0 | 0 | 0 | 0 | 0 | 0 | 0 | 0 | 0 | 0 | 0 | 0 | 0 | 0 | 0 | 0 | 0 | 0 | 0 | 0 | 0 | 0 | 0 | 0 | 0 | 0 | 0 | 0 | 0 | 0 |  |  | C1 | 0 | 0 | 0 | 0 | 0 | C1 | 0 | 0 | 0 | 0 | 0 | C1 | [5 empty] | C1 | [5 empty] | 0 | [6 empty] | 0 | [6 empty] | 0 | [6 empty] | 0 | [6 empty] | 0 | [6 empty] | 0
[5 empty] | C2 | 0 | 0 | 0 | 0 | 0 | 0 | 0 | 0 | 0 | 0 | 0 | 0 | 0 | 0 | 0 | 0 | 0 | 0 | 0 | 0 | 0 | 0 | 0 | 0 | 0 | 0 | 0 | 0 | 0 | 0 | 0 | 0 | 0 | 0 | 0 | 0 |  |  | C2 | 0 | 0 | 0 | 0 | 0 | C2 | 0 | 0 | 0 | 0 | 0 | C2 | [5 empty] | C2 | [5 empty] | 0 | [6 empty] | 0 | [6 empty] | 0 | [6 empty] | 0 | [6 empty] | 0 | [6 empty] | 0
[5 empty] | C3 | 0 | 0 | 0 | 0 | 0 | 0 | 0 | 0 | 0 | 0 | 0 | 0 | 0 | 0 | 0 | 0 | 0 | 0 | 0 | 0 | 0 | 0 | 0 | 0 | 0 | 0 | 0 | 0 | 0 | 0 | 0 | 0 | 0 | 0 | 0 | 0 |  |  | C3 | 0 | 0 | 0 | 0 | 0 | C3 | 0 | 0 | 0 | 0 | 0 | C3 | [5 empty] | C3 | [5 empty] | 0 | [6 empty] | 0 | [6 empty] | 0 | [6 empty] | 0 | [6 empty] | 0 | [6 empty] | 0
[5 empty] | C4 | 0 | 0 | 0 | 0 | 0 | 0 | 0 | 0 | 0 | 0 | 0 | 0 | 0 | 0 | 0 | 0 | 0 | 0 | 0 | 0 | 0 | 0 | 0 | 0 | 0 | 0 | 0 | 0 | 0 | 0 | 0 | 0 | 0 | 0 | 0 | 0 |  |  | C4 | 0 | 0 | 0 | 0 | 0 | C4 | 0 | 0 | 0 | 0 | 0 | C4 | [5 empty] | C4 | [5 empty] | 0 | [6 empty] | 0 | [6 empty] | 0 | [6 empty] | 0 | [6 empty] | 0 | [6 empty] | 0
|  | 0 | 0 | 0 |  | 0 | 0 | 0 | 0 | 0 |  | 0 | 0 | 0 | 0 | 0 |  | 0 | 0 | 0 | 0 | 0 |  | 0 | 0 | 0 | 0 | 0 |  | 0 | 0 | 0 | 0 | 0 |  | 0 | 0 | 0 | 0 | 0 | [22 empty] | 0 | 0 | 0 | 0 | 0 | 0 |  | 0 | 0 | 0 | 0 | 0 | 0 |  | 0 | 0 | 0 | 0 | 0 | 0 |  | 0 | 0 | 0 | 0 | 0 | 0 |  | 0 | 0 | 0 | 0 | 0 | 0 |  | 0 | 0 | 0 | 0 | 0 | 0
| [Please insert new asset category as required] |  |  |  | C1 | 0 | 0 | 0 | 0 | 0 | 0 | 0 | 0 | 0 | 0 | 0 | 0 | 0 | 0 | 0 | 0 | 0 | 0 | 0 | 0 | 0 | 0 | 0 | 0 | 0 | 0 | 0 | 0 | 0 | 0 | 0 | 0 | 0 | 0 | 0 | 0 |  |  | C1 | 0 | 0 | 0 | 0 | 0 | C1 | 0 | 0 | 0 | 0 | 0 | C1 | [5 empty] | C1 | [5 empty] | 0 | [6 empty] | 0 | [6 empty] | 0 | [6 empty] | 0 | [6 empty] | 0 | [6 empty] | 0
[5 empty] | C2 | 0 | 0 | 0 | 0 | 0 | 0 | 0 | 0 | 0 | 0 | 0 | 0 | 0 | 0 | 0 | 0 | 0 | 0 | 0 | 0 | 0 | 0 | 0 | 0 | 0 | 0 | 0 | 0 | 0 | 0 | 0 | 0 | 0 | 0 | 0 | 0 |  |  | C2 | 0 | 0 | 0 | 0 | 0 | C2 | 0 | 0 | 0 | 0 | 0 | C2 | [5 empty] | C2 | [5 empty] | 0 | [6 empty] | 0 | [6 empty] | 0 | [6 empty] | 0 | [6 empty] | 0 | [6 empty] | 0
[5 empty] | C3 | 0 | 0 | 0 | 0 | 0 | 0 | 0 | 0 | 0 | 0 | 0 | 0 | 0 | 0 | 0 | 0 | 0 | 0 | 0 | 0 | 0 | 0 | 0 | 0 | 0 | 0 | 0 | 0 | 0 | 0 | 0 | 0 | 0 | 0 | 0 | 0 |  |  | C3 | 0 | 0 | 0 | 0 | 0 | C3 | 0 | 0 | 0 | 0 | 0 | C3 | [5 empty] | C3 | [5 empty] | 0 | [6 empty] | 0 | [6 empty] | 0 | [6 empty] | 0 | [6 empty] | 0 | [6 empty] | 0
[5 empty] | C4 | 0 | 0 | 0 | 0 | 0 | 0 | 0 | 0 | 0 | 0 | 0 | 0 | 0 | 0 | 0 | 0 | 0 | 0 | 0 | 0 | 0 | 0 | 0 | 0 | 0 | 0 | 0 | 0 | 0 | 0 | 0 | 0 | 0 | 0 | 0 | 0 |  |  | C4 | 0 | 0 | 0 | 0 | 0 | C4 | 0 | 0 | 0 | 0 | 0 | C4 | [5 empty] | C4 | [5 empty] | 0 | [6 empty] | 0 | [6 empty] | 0 | [6 empty] | 0 | [6 empty] | 0 | [6 empty] | 0
|  | 0 | 0 | 0 |  | 0 | 0 | 0 | 0 | 0 |  | 0 | 0 | 0 | 0 | 0 |  | 0 | 0 | 0 | 0 | 0 |  | 0 | 0 | 0 | 0 | 0 |  | 0 | 0 | 0 | 0 | 0 |  | 0 | 0 | 0 | 0 | 0 | [22 empty] | 0 | 0 | 0 | 0 | 0 | 0 |  | 0 | 0 | 0 | 0 | 0 | 0 |  | 0 | 0 | 0 | 0 | 0 | 0 |  | 0 | 0 | 0 | 0 | 0 | 0 |  | 0 | 0 | 0 | 0 | 0 | 0 |  | 0 | 0 | 0 | 0 | 0 | 0
| [Please insert new asset category as required] |  |  |  | C1 | 0 | 0 | 0 | 0 | 0 | 0 | 0 | 0 | 0 | 0 | 0 | 0 | 0 | 0 | 0 | 0 | 0 | 0 | 0 | 0 | 0 | 0 | 0 | 0 | 0 | 0 | 0 | 0 | 0 | 0 | 0 | 0 | 0 | 0 | 0 | 0 |  |  | C1 | 0 | 0 | 0 | 0 | 0 | C1 | 0 | 0 | 0 | 0 | 0 | C1 | [5 empty] | C1 | [5 empty] | 0 | [6 empty] | 0 | [6 empty] | 0 | [6 empty] | 0 | [6 empty] | 0 | [6 empty] | 0
[5 empty] | C2 | 0 | 0 | 0 | 0 | 0 | 0 | 0 | 0 | 0 | 0 | 0 | 0 | 0 | 0 | 0 | 0 | 0 | 0 | 0 | 0 | 0 | 0 | 0 | 0 | 0 | 0 | 0 | 0 | 0 | 0 | 0 | 0 | 0 | 0 | 0 | 0 |  |  | C2 | 0 | 0 | 0 | 0 | 0 | C2 | 0 | 0 | 0 | 0 | 0 | C2 | [5 empty] | C2 | [5 empty] | 0 | [6 empty] | 0 | [6 empty] | 0 | [6 empty] | 0 | [6 empty] | 0 | [6 empty] | 0
[5 empty] | C3 | 0 | 0 | 0 | 0 | 0 | 0 | 0 | 0 | 0 | 0 | 0 | 0 | 0 | 0 | 0 | 0 | 0 | 0 | 0 | 0 | 0 | 0 | 0 | 0 | 0 | 0 | 0 | 0 | 0 | 0 | 0 | 0 | 0 | 0 | 0 | 0 |  |  | C3 | 0 | 0 | 0 | 0 | 0 | C3 | 0 | 0 | 0 | 0 | 0 | C3 | [5 empty] | C3 | [5 empty] | 0 | [6 empty] | 0 | [6 empty] | 0 | [6 empty] | 0 | [6 empty] | 0 | [6 empty] | 0
[5 empty] | C4 | 0 | 0 | 0 | 0 | 0 | 0 | 0 | 0 | 0 | 0 | 0 | 0 | 0 | 0 | 0 | 0 | 0 | 0 | 0 | 0 | 0 | 0 | 0 | 0 | 0 | 0 | 0 | 0 | 0 | 0 | 0 | 0 | 0 | 0 | 0 | 0 |  |  | C4 | 0 | 0 | 0 | 0 | 0 | C4 | 0 | 0 | 0 | 0 | 0 | C4 | [5 empty] | C4 | [5 empty] | 0 | [6 empty] | 0 | [6 empty] | 0 | [6 empty] | 0 | [6 empty] | 0 | [6 empty] | 0
|  | 0 | 0 | 0 |  | 0 | 0 | 0 | 0 | 0 |  | 0 | 0 | 0 | 0 | 0 |  | 0 | 0 | 0 | 0 | 0 |  | 0 | 0 | 0 | 0 | 0 |  | 0 | 0 | 0 | 0 | 0 |  | 0 | 0 | 0 | 0 | 0 | [22 empty] | 0 | 0 | 0 | 0 | 0 | 0 |  | 0 | 0 | 0 | 0 | 0 | 0 |  | 0 | 0 | 0 | 0 | 0 | 0 |  | 0 | 0 | 0 | 0 | 0 | 0 |  | 0 | 0 | 0 | 0 | 0 | 0 |  | 0 | 0 | 0 | 0 | 0 | 0
| [Please insert new asset category as required] |  |  |  | C1 | 0 | 0 | 0 | 0 | 0 | 0 | 0 | 0 | 0 | 0 | 0 | 0 | 0 | 0 | 0 | 0 | 0 | 0 | 0 | 0 | 0 | 0 | 0 | 0 | 0 | 0 | 0 | 0 | 0 | 0 | 0 | 0 | 0 | 0 | 0 | 0 |  |  | C1 | 0 | 0 | 0 | 0 | 0 | C1 | 0 | 0 | 0 | 0 | 0 | C1 | [5 empty] | C1 | [5 empty] | 0 | [6 empty] | 0 | [6 empty] | 0 | [6 empty] | 0 | [6 empty] | 0 | [6 empty] | 0
[5 empty] | C2 | 0 | 0 | 0 | 0 | 0 | 0 | 0 | 0 | 0 | 0 | 0 | 0 | 0 | 0 | 0 | 0 | 0 | 0 | 0 | 0 | 0 | 0 | 0 | 0 | 0 | 0 | 0 | 0 | 0 | 0 | 0 | 0 | 0 | 0 | 0 | 0 |  |  | C2 | 0 | 0 | 0 | 0 | 0 | C2 | 0 | 0 | 0 | 0 | 0 | C2 | [5 empty] | C2 | [5 empty] | 0 | [6 empty] | 0 | [6 empty] | 0 | [6 empty] | 0 | [6 empty] | 0 | [6 empty] | 0
[5 empty] | C3 | 0 | 0 | 0 | 0 | 0 | 0 | 0 | 0 | 0 | 0 | 0 | 0 | 0 | 0 | 0 | 0 | 0 | 0 | 0 | 0 | 0 | 0 | 0 | 0 | 0 | 0 | 0 | 0 | 0 | 0 | 0 | 0 | 0 | 0 | 0 | 0 |  |  | C3 | 0 | 0 | 0 | 0 | 0 | C3 | 0 | 0 | 0 | 0 | 0 | C3 | [5 empty] | C3 | [5 empty] | 0 | [6 empty] | 0 | [6 empty] | 0 | [6 empty] | 0 | [6 empty] | 0 | [6 empty] | 0
[5 empty] | C4 | 0 | 0 | 0 | 0 | 0 | 0 | 0 | 0 | 0 | 0 | 0 | 0 | 0 | 0 | 0 | 0 | 0 | 0 | 0 | 0 | 0 | 0 | 0 | 0 | 0 | 0 | 0 | 0 | 0 | 0 | 0 | 0 | 0 | 0 | 0 | 0 |  |  | C4 | 0 | 0 | 0 | 0 | 0 | C4 | 0 | 0 | 0 | 0 | 0 | C4 | [5 empty] | C4 | [5 empty] | 0 | [6 empty] | 0 | [6 empty] | 0 | [6 empty] | 0 | [6 empty] | 0 | [6 empty] | 0
|  | 0 | 0 | 0 |  | 0 | 0 | 0 | 0 | 0 |  | 0 | 0 | 0 | 0 | 0 |  | 0 | 0 | 0 | 0 | 0 |  | 0 | 0 | 0 | 0 | 0 |  | 0 | 0 | 0 | 0 | 0 |  | 0 | 0 | 0 | 0 | 0 | [22 empty] | 0 | 0 | 0 | 0 | 0 | 0 |  | 0 | 0 | 0 | 0 | 0 | 0 |  | 0 | 0 | 0 | 0 | 0 | 0 |  | 0 | 0 | 0 | 0 | 0 | 0 |  | 0 | 0 | 0 | 0 | 0 | 0 |  | 0 | 0 | 0 | 0 | 0 | 0
[63 empty] | 0 | 0 | 0 | 0 | 0 | 0 |  | 1508835.056 | 488850.937 | 901432.7534 | 566493.5334 | 6387792.9389 | 9853405.2187 |  | 1454248.2639 | 457330.6246 | 952389.2546 | 547175.9218 | 6997117.8652 | 10408261.9301 |  | 1506231.5856 | 453261.3267 | 999067.3613 | 490159.2457 | 6461028.0539 | 9909747.5731 |  | 1209433.7467 | 560708.7285 | 718435.9251 | 1389888.0228 | 7663021.4541 | 11541487.8772 |  | 1286995.1116 | 648861.2979 | 730665.9001 | 1136984.0339 | 6842071.3779 | 10645577.7214
| Other | [66 empty] | 0 | [6 empty] | 0 | [6 empty] | 0 | [6 empty] | 0 | [6 empty] | 0 | [6 empty] | 0
| Submarine Cables |  |  |  | C1 | 0 | 0 | 0 | 0 | 0 | 0 | 0 | 0 | 0 | 0 | 0 | 0 | 0 | 0 | 0 | 0 | 0 | 0 | 0 | 0 | 0 | 0 | 0 | 0 | 0 | 0 | 0 | 0 | 0 | 0 | 0 | 0 | 0 | 0 | 0 | 0 |  |  | C1 | 0 | 0 | 0 | 0 | 0 | C1 | 0 | 0 | 0 | 0 | 0 | C1 | [5 empty] | C1 | [5 empty] | 0 | [6 empty] | 0 | [6 empty] | 0 | [6 empty] | 0 | [6 empty] | 0 | [6 empty] | 0
[5 empty] | C2 | 0 | 0 | 0 | 0 | 0 | 0 | 0 | 0 | 0 | 0 | 0 | 0 | 0 | 0 | 0 | 0 | 0 | 0 | 0 | 0 | 0 | 0 | 0 | 0 | 0 | 0 | 0 | 0 | 0 | 0 | 0 | 0 | 0 | 0 | 0 | 0 |  |  | C2 | 0 | 0 | 0 | 0 | 0 | C2 | 0 | 0 | 0 | 0 | 0 | C2 | [5 empty] | C2 | [5 empty] | 0 | [6 empty] | 0 | [6 empty] | 0 | [6 empty] | 0 | [6 empty] | 0 | [6 empty] | 0
[5 empty] | C3 | 0 | 0 | 0 | 0 | 0 | 0 | 0 | 0 | 0 | 0 | 0 | 0 | 0 | 0 | 0 | 0 | 0 | 0 | 0 | 0 | 0 | 0 | 0 | 0 | 0 | 0 | 0 | 0 | 0 | 0 | 0 | 0 | 0 | 0 | 0 | 0 |  |  | C3 | 0 | 0 | 0 | 0 | 0 | C3 | 0 | 0 | 0 | 0 | 0 | C3 | [5 empty] | C3 | [5 empty] | 0 | [6 empty] | 0 | [6 empty] | 0 | [6 empty] | 0 | [6 empty] | 0 | [6 empty] | 0
[5 empty] | C4 | 0 | 0 | 0 | 0 | 0 | 0 | 0 | 0 | 0 | 0 | 0 | 0 | 0 | 0 | 0 | 0 | 0 | 0 | 0 | 0 | 0 | 0 | 0 | 0 | 0 | 0 | 0 | 0 | 0 | 0 | 0 | 0 | 0 | 0 | 0 | 0 |  |  | C4 | 0 | 0 | 0 | 0 | 0 | C4 | 0 | 0 | 0 | 0 | 0 | C4 | [5 empty] | C4 | [5 empty] | 0 | [6 empty] | 0 | [6 empty] | 0 | [6 empty] | 0 | [6 empty] | 0 | [6 empty] | 0
|  | 0 | 0 | 0 |  | 0 | 0 | 0 | 0 | 0 |  | 0 | 0 | 0 | 0 | 0 |  | 0 | 0 | 0 | 0 | 0 |  | 0 | 0 | 0 | 0 | 0 |  | 0 | 0 | 0 | 0 | 0 |  | 0 | 0 | 0 | 0 | 0 | [22 empty] | 0 | 0 | 0 | 0 | 0 | 0 |  | 0 | 0 | 0 | 0 | 0 | 0 |  | 0 | 0 | 0 | 0 | 0 | 0 |  | 0 | 0 | 0 | 0 | 0 | 0 |  | 0 | 0 | 0 | 0 | 0 | 0 |  | 0 | 0 | 0 | 0 | 0 | 0
| [Please insert new asset category as required] |  |  |  | C1 | 0 | 0 | 0 | 0 | 0 | 0 | 0 | 0 | 0 | 0 | 0 | 0 | 0 | 0 | 0 | 0 | 0 | 0 | 0 | 0 | 0 | 0 | 0 | 0 | 0 | 0 | 0 | 0 | 0 | 0 | 0 | 0 | 0 | 0 | 0 | 0 |  |  | C1 | 0 | 0 | 0 | 0 | 0 | C1 | 0 | 0 | 0 | 0 | 0 | C1 | [5 empty] | C1 | [5 empty] | 0 | [6 empty] | 0 | [6 empty] | 0 | [6 empty] | 0 | [6 empty] | 0 | [6 empty] | 0
[5 empty] | C2 | 0 | 0 | 0 | 0 | 0 | 0 | 0 | 0 | 0 | 0 | 0 | 0 | 0 | 0 | 0 | 0 | 0 | 0 | 0 | 0 | 0 | 0 | 0 | 0 | 0 | 0 | 0 | 0 | 0 | 0 | 0 | 0 | 0 | 0 | 0 | 0 |  |  | C2 | 0 | 0 | 0 | 0 | 0 | C2 | 0 | 0 | 0 | 0 | 0 | C2 | [5 empty] | C2 | [5 empty] | 0 | [6 empty] | 0 | [6 empty] | 0 | [6 empty] | 0 | [6 empty] | 0 | [6 empty] | 0
[5 empty] | C3 | 0 | 0 | 0 | 0 | 0 | 0 | 0 | 0 | 0 | 0 | 0 | 0 | 0 | 0 | 0 | 0 | 0 | 0 | 0 | 0 | 0 | 0 | 0 | 0 | 0 | 0 | 0 | 0 | 0 | 0 | 0 | 0 | 0 | 0 | 0 | 0 |  |  | C3 | 0 | 0 | 0 | 0 | 0 | C3 | 0 | 0 | 0 | 0 | 0 | C3 | [5 empty] | C3 | [5 empty] | 0 | [6 empty] | 0 | [6 empty] | 0 | [6 empty] | 0 | [6 empty] | 0 | [6 empty] | 0
[5 empty] | C4 | 0 | 0 | 0 | 0 | 0 | 0 | 0 | 0 | 0 | 0 | 0 | 0 | 0 | 0 | 0 | 0 | 0 | 0 | 0 | 0 | 0 | 0 | 0 | 0 | 0 | 0 | 0 | 0 | 0 | 0 | 0 | 0 | 0 | 0 | 0 | 0 |  |  | C4 | 0 | 0 | 0 | 0 | 0 | C4 | 0 | 0 | 0 | 0 | 0 | C4 | [5 empty] | C4 | [5 empty] | 0 | [6 empty] | 0 | [6 empty] | 0 | [6 empty] | 0 | [6 empty] | 0 | [6 empty] | 0
|  | 0 | 0 | 0 |  | 0 | 0 | 0 | 0 | 0 |  | 0 | 0 | 0 | 0 | 0 |  | 0 | 0 | 0 | 0 | 0 |  | 0 | 0 | 0 | 0 | 0 |  | 0 | 0 | 0 | 0 | 0 |  | 0 | 0 | 0 | 0 | 0 | [22 empty] | 0 | 0 | 0 | 0 | 0 | 0 |  | 0 | 0 | 0 | 0 | 0 | 0 |  | 0 | 0 | 0 | 0 | 0 | 0 |  | 0 | 0 | 0 | 0 | 0 | 0 |  | 0 | 0 | 0 | 0 | 0 | 0 |  | 0 | 0 | 0 | 0 | 0 | 0
| [Please insert new asset category as required] |  |  |  | C1 | 0 | 0 | 0 | 0 | 0 | 0 | 0 | 0 | 0 | 0 | 0 | 0 | 0 | 0 | 0 | 0 | 0 | 0 | 0 | 0 | 0 | 0 | 0 | 0 | 0 | 0 | 0 | 0 | 0 | 0 | 0 | 0 | 0 | 0 | 0 | 0 |  |  | C1 | 0 | 0 | 0 | 0 | 0 | C1 | 0 | 0 | 0 | 0 | 0 | C1 | [5 empty] | C1 | [5 empty] | 0 | [6 empty] | 0 | [6 empty] | 0 | [6 empty] | 0 | [6 empty] | 0 | [6 empty] | 0
[5 empty] | C2 | 0 | 0 | 0 | 0 | 0 | 0 | 0 | 0 | 0 | 0 | 0 | 0 | 0 | 0 | 0 | 0 | 0 | 0 | 0 | 0 | 0 | 0 | 0 | 0 | 0 | 0 | 0 | 0 | 0 | 0 | 0 | 0 | 0 | 0 | 0 | 0 |  |  | C2 | 0 | 0 | 0 | 0 | 0 | C2 | 0 | 0 | 0 | 0 | 0 | C2 | [5 empty] | C2 | [5 empty] | 0 | [6 empty] | 0 | [6 empty] | 0 | [6 empty] | 0 | [6 empty] | 0 | [6 empty] | 0
[5 empty] | C3 | 0 | 0 | 0 | 0 | 0 | 0 | 0 | 0 | 0 | 0 | 0 | 0 | 0 | 0 | 0 | 0 | 0 | 0 | 0 | 0 | 0 | 0 | 0 | 0 | 0 | 0 | 0 | 0 | 0 | 0 | 0 | 0 | 0 | 0 | 0 | 0 |  |  | C3 | 0 | 0 | 0 | 0 | 0 | C3 | 0 | 0 | 0 | 0 | 0 | C3 | [5 empty] | C3 | [5 empty] | 0 | [6 empty] | 0 | [6 empty] | 0 | [6 empty] | 0 | [6 empty] | 0 | [6 empty] | 0
[5 empty] | C4 | 0 | 0 | 0 | 0 | 0 | 0 | 0 | 0 | 0 | 0 | 0 | 0 | 0 | 0 | 0 | 0 | 0 | 0 | 0 | 0 | 0 | 0 | 0 | 0 | 0 | 0 | 0 | 0 | 0 | 0 | 0 | 0 | 0 | 0 | 0 | 0 |  |  | C4 | 0 | 0 | 0 | 0 | 0 | C4 | 0 | 0 | 0 | 0 | 0 | C4 | [5 empty] | C4 | [5 empty] | 0 | [6 empty] | 0 | [6 empty] | 0 | [6 empty] | 0 | [6 empty] | 0 | [6 empty] | 0
|  | 0 | 0 | 0 |  | 0 | 0 | 0 | 0 | 0 |  | 0 | 0 | 0 | 0 | 0 |  | 0 | 0 | 0 | 0 | 0 |  | 0 | 0 | 0 | 0 | 0 |  | 0 | 0 | 0 | 0 | 0 |  | 0 | 0 | 0 | 0 | 0 | [22 empty] | 0 | 0 | 0 | 0 | 0 | 0 |  | 0 | 0 | 0 | 0 | 0 | 0 |  | 0 | 0 | 0 | 0 | 0 | 0 |  | 0 | 0 | 0 | 0 | 0 | 0 |  | 0 | 0 | 0 | 0 | 0 | 0 |  | 0 | 0 | 0 | 0 | 0 | 0
| [Please insert new asset category as required] |  |  |  | C1 | 0 | 0 | 0 | 0 | 0 | 0 | 0 | 0 | 0 | 0 | 0 | 0 | 0 | 0 | 0 | 0 | 0 | 0 | 0 | 0 | 0 | 0 | 0 | 0 | 0 | 0 | 0 | 0 | 0 | 0 | 0 | 0 | 0 | 0 | 0 | 0 |  |  | C1 | 0 | 0 | 0 | 0 | 0 | C1 | 0 | 0 | 0 | 0 | 0 | C1 | [5 empty] | C1 | [5 empty] | 0 | [6 empty] | 0 | [6 empty] | 0 | [6 empty] | 0 | [6 empty] | 0 | [6 empty] | 0
[5 empty] | C2 | 0 | 0 | 0 | 0 | 0 | 0 | 0 | 0 | 0 | 0 | 0 | 0 | 0 | 0 | 0 | 0 | 0 | 0 | 0 | 0 | 0 | 0 | 0 | 0 | 0 | 0 | 0 | 0 | 0 | 0 | 0 | 0 | 0 | 0 | 0 | 0 |  |  | C2 | 0 | 0 | 0 | 0 | 0 | C2 | 0 | 0 | 0 | 0 | 0 | C2 | [5 empty] | C2 | [5 empty] | 0 | [6 empty] | 0 | [6 empty] | 0 | [6 empty] | 0 | [6 empty] | 0 | [6 empty] | 0
[5 empty] | C3 | 0 | 0 | 0 | 0 | 0 | 0 | 0 | 0 | 0 | 0 | 0 | 0 | 0 | 0 | 0 | 0 | 0 | 0 | 0 | 0 | 0 | 0 | 0 | 0 | 0 | 0 | 0 | 0 | 0 | 0 | 0 | 0 | 0 | 0 | 0 | 0 |  |  | C3 | 0 | 0 | 0 | 0 | 0 | C3 | 0 | 0 | 0 | 0 | 0 | C3 | [5 empty] | C3 | [5 empty] | 0 | [6 empty] | 0 | [6 empty] | 0 | [6 empty] | 0 | [6 empty] | 0 | [6 empty] | 0
[5 empty] | C4 | 0 | 0 | 0 | 0 | 0 | 0 | 0 | 0 | 0 | 0 | 0 | 0 | 0 | 0 | 0 | 0 | 0 | 0 | 0 | 0 | 0 | 0 | 0 | 0 | 0 | 0 | 0 | 0 | 0 | 0 | 0 | 0 | 0 | 0 | 0 | 0 |  |  | C4 | 0 | 0 | 0 | 0 | 0 | C4 | 0 | 0 | 0 | 0 | 0 | C4 | [5 empty] | C4 | [5 empty] | 0 | [6 empty] | 0 | [6 empty] | 0 | [6 empty] | 0 | [6 empty] | 0 | [6 empty] | 0
|  | 0 | 0 | 0 |  | 0 | 0 | 0 | 0 | 0 |  | 0 | 0 | 0 | 0 | 0 |  | 0 | 0 | 0 | 0 | 0 |  | 0 | 0 | 0 | 0 | 0 |  | 0 | 0 | 0 | 0 | 0 |  | 0 | 0 | 0 | 0 | 0 | [22 empty] | 0 | 0 | 0 | 0 | 0 | 0 |  | 0 | 0 | 0 | 0 | 0 | 0 |  | 0 | 0 | 0 | 0 | 0 | 0 |  | 0 | 0 | 0 | 0 | 0 | 0 |  | 0 | 0 | 0 | 0 | 0 | 0 |  | 0 | 0 | 0 | 0 | 0 | 0
| [Please insert new asset category as required] |  |  |  | C1 | 0 | 0 | 0 | 0 | 0 | 0 | 0 | 0 | 0 | 0 | 0 | 0 | 0 | 0 | 0 | 0 | 0 | 0 | 0 | 0 | 0 | 0 | 0 | 0 | 0 | 0 | 0 | 0 | 0 | 0 | 0 | 0 | 0 | 0 | 0 | 0 |  |  | C1 | 0 | 0 | 0 | 0 | 0 | C1 | 0 | 0 | 0 | 0 | 0 | C1 | [5 empty] | C1 | [5 empty] | 0 | [6 empty] | 0 | [6 empty] | 0 | [6 empty] | 0 | [6 empty] | 0 | [6 empty] | 0
[5 empty] | C2 | 0 | 0 | 0 | 0 | 0 | 0 | 0 | 0 | 0 | 0 | 0 | 0 | 0 | 0 | 0 | 0 | 0 | 0 | 0 | 0 | 0 | 0 | 0 | 0 | 0 | 0 | 0 | 0 | 0 | 0 | 0 | 0 | 0 | 0 | 0 | 0 |  |  | C2 | 0 | 0 | 0 | 0 | 0 | C2 | 0 | 0 | 0 | 0 | 0 | C2 | [5 empty] | C2 | [5 empty] | 0 | [6 empty] | 0 | [6 empty] | 0 | [6 empty] | 0 | [6 empty] | 0 | [6 empty] | 0
[5 empty] | C3 | 0 | 0 | 0 | 0 | 0 | 0 | 0 | 0 | 0 | 0 | 0 | 0 | 0 | 0 | 0 | 0 | 0 | 0 | 0 | 0 | 0 | 0 | 0 | 0 | 0 | 0 | 0 | 0 | 0 | 0 | 0 | 0 | 0 | 0 | 0 | 0 |  |  | C3 | 0 | 0 | 0 | 0 | 0 | C3 | 0 | 0 | 0 | 0 | 0 | C3 | [5 empty] | C3 | [5 empty] | 0 | [6 empty] | 0 | [6 empty] | 0 | [6 empty] | 0 | [6 empty] | 0 | [6 empty] | 0
[5 empty] | C4 | 0 | 0 | 0 | 0 | 0 | 0 | 0 | 0 | 0 | 0 | 0 | 0 | 0 | 0 | 0 | 0 | 0 | 0 | 0 | 0 | 0 | 0 | 0 | 0 | 0 | 0 | 0 | 0 | 0 | 0 | 0 | 0 | 0 | 0 | 0 | 0 |  |  | C4 | 0 | 0 | 0 | 0 | 0 | C4 | 0 | 0 | 0 | 0 | 0 | C4 | [5 empty] | C4 | [5 empty] | 0 | [6 empty] | 0 | [6 empty] | 0 | [6 empty] | 0 | [6 empty] | 0 | [6 empty] | 0
|  | 0 | 0 | 0 |  | 0 | 0 | 0 | 0 | 0 |  | 0 | 0 | 0 | 0 | 0 |  | 0 | 0 | 0 | 0 | 0 |  | 0 | 0 | 0 | 0 | 0 |  | 0 | 0 | 0 | 0 | 0 |  | 0 | 0 | 0 | 0 | 0 | [22 empty] | 0 | 0 | 0 | 0 | 0 | 0 |  | 0 | 0 | 0 | 0 | 0 | 0 |  | 0 | 0 | 0 | 0 | 0 | 0 |  | 0 | 0 | 0 | 0 | 0 | 0 |  | 0 | 0 | 0 | 0 | 0 | 0 |  | 0 | 0 | 0 | 0 | 0 | 0
| [Please insert new asset category as required] |  |  |  | C1 | 0 | 0 | 0 | 0 | 0 | 0 | 0 | 0 | 0 | 0 | 0 | 0 | 0 | 0 | 0 | 0 | 0 | 0 | 0 | 0 | 0 | 0 | 0 | 0 | 0 | 0 | 0 | 0 | 0 | 0 | 0 | 0 | 0 | 0 | 0 | 0 |  |  | C1 | 0 | 0 | 0 | 0 | 0 | C1 | 0 | 0 | 0 | 0 | 0 | C1 | [5 empty] | C1 | [5 empty] | 0 | [6 empty] | 0 | [6 empty] | 0 | [6 empty] | 0 | [6 empty] | 0 | [6 empty] | 0
[5 empty] | C2 | 0 | 0 | 0 | 0 | 0 | 0 | 0 | 0 | 0 | 0 | 0 | 0 | 0 | 0 | 0 | 0 | 0 | 0 | 0 | 0 | 0 | 0 | 0 | 0 | 0 | 0 | 0 | 0 | 0 | 0 | 0 | 0 | 0 | 0 | 0 | 0 |  |  | C2 | 0 | 0 | 0 | 0 | 0 | C2 | 0 | 0 | 0 | 0 | 0 | C2 | [5 empty] | C2 | [5 empty] | 0 | [6 empty] | 0 | [6 empty] | 0 | [6 empty] | 0 | [6 empty] | 0 | [6 empty] | 0
[5 empty] | C3 | 0 | 0 | 0 | 0 | 0 | 0 | 0 | 0 | 0 | 0 | 0 | 0 | 0 | 0 | 0 | 0 | 0 | 0 | 0 | 0 | 0 | 0 | 0 | 0 | 0 | 0 | 0 | 0 | 0 | 0 | 0 | 0 | 0 | 0 | 0 | 0 |  |  | C3 | 0 | 0 | 0 | 0 | 0 | C3 | 0 | 0 | 0 | 0 | 0 | C3 | [5 empty] | C3 | [5 empty] | 0 | [6 empty] | 0 | [6 empty] | 0 | [6 empty] | 0 | [6 empty] | 0 | [6 empty] | 0
[5 empty] | C4 | 0 | 0 | 0 | 0 | 0 | 0 | 0 | 0 | 0 | 0 | 0 | 0 | 0 | 0 | 0 | 0 | 0 | 0 | 0 | 0 | 0 | 0 | 0 | 0 | 0 | 0 | 0 | 0 | 0 | 0 | 0 | 0 | 0 | 0 | 0 | 0 |  |  | C4 | 0 | 0 | 0 | 0 | 0 | C4 | 0 | 0 | 0 | 0 | 0 | C4 | [5 empty] | C4 | [5 empty] | 0 | [6 empty] | 0 | [6 empty] | 0 | [6 empty] | 0 | [6 empty] | 0 | [6 empty] | 0
|  | 0 | 0 | 0 |  | 0 | 0 | 0 | 0 | 0 |  | 0 | 0 | 0 | 0 | 0 |  | 0 | 0 | 0 | 0 | 0 |  | 0 | 0 | 0 | 0 | 0 |  | 0 | 0 | 0 | 0 | 0 |  | 0 | 0 | 0 | 0 | 0 | [22 empty] | 0 | 0 | 0 | 0 | 0 | 0 |  | 0 | 0 | 0 | 0 | 0 | 0 |  | 0 | 0 | 0 | 0 | 0 | 0 |  | 0 | 0 | 0 | 0 | 0 | 0 |  | 0 | 0 | 0 | 0 | 0 | 0 |  | 0 | 0 | 0 | 0 | 0 | 0
[63 empty] | 0 | 0 | 0 | 0 | 0 | 0 |  | 0 | 0 | 0 | 0 | 0 | 0 |  | 0 | 0 | 0 | 0 | 0 | 0 |  | 0 | 0 | 0 | 0 | 0 | 0 |  | 0 | 0 | 0 | 0 | 0 | 0 |  | 0 | 0 | 0 | 0 | 0 | 0
| TOTAL |  | 351135.9 | 351517.468 |  | 208287.5657 | 25225.5562 | 42887.3439 | 45008.6678 | 29726.7664 |  | 0 | 0 | 0 | 0 | 0 |  | 192 | 143 | -73 | -86 | -176 |  | 202246.2826 | 22485.8212 | 44412.6342 | 21165.1546 | 60826.0073 |  | 300 | 386 | -117 | -233 | -336 |  | 195972.2486 | 15527.7666 | 16693.7825 | 45254.0777 | 77690.0246 |  |  |  |  | 0 | 0 | 0 | 0 | 0 |  | 0 | 0 | 0 | 0 | 0 | [7 empty] | 0 | 0 | 0 | 0 | 0 | 0 |  | 8061463.4575 | 2867802.7695 | 3753887.3572 | 7234430.4754 | 14923258.8088 | 36840842.8684 |  | 7741386.2447 | 2567138.6247 | 4201244.8748 | 4680650.5362 | 24434266.8598 | 43624687.1403 |  | 7820728.4285 | 2585632.6259 | 4188596.4966 | 4598232.9522 | 23757983.33 | 42951173.8332 |  | 7206161.7036 | 1816374.0634 | 3126267.6166 | 7050501.8918 | 33378732.3986 | 52578037.674 |  | 7323860.2549 | 1980629.6144 | 3065733.7954 | 6726207.6794 | 32089120.8869 | 51185552.2311
Health Index Definitions
|  |  | HI1 | New or as new | [57 empty] | LV Network | 0 | 0 | 0 | 0 | 0 | 0 | LV Network | 1199299.2461 | 106743.1129 | 799609.9968 | 732204.2996 | 1893058.4035 | 4730915.059 | LV Network | 1174551.1582 | 89213.2883 | 862882.659 | 256385.077 | 3134010.8282 | 5517043.0107 | LV Network | 1174551.1582 | 89213.2883 | 862882.659 | 256385.077 | 3134010.8282 | 5517043.0107 | LV Network | 1146441.2924 | 83180.0791 | 131049.2791 | 1345813.7053 | 3680309.0474 | 6386793.4033 | LV Network | 1146441.2924 | 83180.0791 | 131049.2791 | 1345813.7053 | 3680309.0474 | 6386793.4033
|  |  | HI2 | Good or seviceable condition | [57 empty] | HV Network | 0 | 0 | 0 | 0 | 0 | 0 | HV Network | 3773584.243 | 1286390.6485 | 1563450.4722 | 4014063.4809 | 4910993.622 | 15548482.4666 | HV Network | 3632382.009 | 1196829.2544 | 1624797.646 | 1996386.1177 | 11424213.8497 | 19874608.8768 | HV Network | 3646794.1411 | 1221802.0912 | 1556950.5985 | 1984784.3652 | 11397305.9509 | 19807637.147 | HV Network | 3505168.6989 | 612593.5833 | 1376846.1585 | 3054502.267 | 15080373.6786 | 23629484.3863 | HV Network | 3525885.7901 | 669420.263 | 1295561.7998 | 2976212.4659 | 14983937.0797 | 23451017.3984
|  |  | HI3 | Deterioration requires assessment and monitoring | [57 empty] | EHV Network | 0 | 0 | 0 | 0 | 0 | 0 | EHV Network | 1579744.9123 | 985818.0711 | 489394.1349 | 1921669.1615 | 1731413.8444 | 6708040.1242 | EHV Network | 1480204.8136 | 823765.4574 | 761175.3153 | 1880703.4197 | 2878924.3168 | 7824773.3227 | EHV Network | 1493151.5436 | 821355.9197 | 769695.8779 | 1866904.2643 | 2765638.4969 | 7716746.1023 | EHV Network | 1345117.9658 | 559891.6725 | 899936.2539 | 1260297.8966 | 6955028.2185 | 11020272.0073 | EHV Network | 1364538.0608 | 579167.9745 | 908456.8164 | 1267197.4744 | 6582803.3819 | 10702163.708
|  |  | HI4 | Material deterioration, intervention requires consideration | [57 empty] | 132kV Network | 0 | 0 | 0 | 0 | 0 | 0 | 132kV Network | 1508835.056 | 488850.937 | 901432.7534 | 566493.5334 | 6387792.9389 | 9853405.2187 | 132kV Network | 1454248.2639 | 457330.6246 | 952389.2546 | 547175.9218 | 6997117.8652 | 10408261.9301 | 132kV Network | 1506231.5856 | 453261.3267 | 999067.3613 | 490159.2457 | 6461028.0539 | 9909747.5731 | 132kV Network | 1209433.7467 | 560708.7285 | 718435.9251 | 1389888.0228 | 7663021.4541 | 11541487.8772 | 132kV Network | 1286995.1116 | 648861.2979 | 730665.9001 | 1136984.0339 | 6842071.3779 | 10645577.7214
|  |  | HI5 | End of serviceable life, intervention required | [57 empty] | Other | 0 | 0 | 0 | 0 | 0 | 0 | Other | 0 | 0 | 0 | 0 | 0 | 0 | Other | 0 | 0 | 0 | 0 | 0 | 0 | Other | 0 | 0 | 0 | 0 | 0 | 0 | Other | 0 | 0 | 0 | 0 | 0 | 0 | Other | 0 | 0 | 0 | 0 | 0 | 0
[62 empty] | Total | 0 | 0 | 0 | 0 | 0 | 0 | Total | 8061463.4575 | 2867802.7695 | 3753887.3572 | 7234430.4754 | 14923258.8088 | 36840842.8684 | Total | 7741386.2447 | 2567138.6247 | 4201244.8748 | 4680650.5362 | 24434266.8598 | 43624687.1403 | Total | 7820728.4285 | 2585632.6259 | 4188596.4966 | 4598232.9522 | 23757983.33 | 42951173.8332 | Total | 7206161.7036 | 1816374.0634 | 3126267.6166 | 7050501.8918 | 33378732.3986 | 52578037.674 | Total | 7323860.2549 | 1980629.6144 | 3065733.7954 | 6726207.6794 | 32089120.8869 | 51185552.2311
Criticality Index Definitions
|  |  | C1 | Low criticality
|  |  | C2 | Average criticality
|  |  | C3 | High criticality
|  |  | C4 | Very high criticality

## SPMW - HVP
Secondary deliverables RIIO-ED1 - HVP - Asset Replacement and Refurbishment driven | [50 empty] | Criticality weightings C1 to C4 | Criticality Rating Boundaries
SPMW | [49 empty] | C1 | 0.7 | Below 75% of average
[50 empty] | C2 | 1 | 75%-125%
[50 empty] | C3 | 1.5 | 125%-200%
[50 empty] | C4 | 2.5 | Over 200% of average
Price base (2012/13)
| ASSET CATEGORIES |  | ASSET REGISTER |  |  | End of DPCR5 (31 March 2015) with investment | [5 empty] | End of DPCR5 (31 March 2015) without investment | [5 empty] | Mid-Period Review (31 March 2019) planned investment | [5 empty] | Mid-Period Review (31 March 2019) without investment | [5 empty] | End of RIIO-ED1 (31 March 2023) planned investment | [5 empty] | End of RIIO-ED1 (31 March 2023) without investment | [8 empty] | Probability of Asset Failure | [5 empty] | Consequence of Asset Failure | [5 empty] | Probability of Asset Failure x Consequence of Asset Failure
Is it your current intention to have a health index for this asset category in the RIIO-ED1 control period.
|  |  | as at 31st March 2015 | as at 31st March 2023 |  | HI 1 | HI 2 | HI 3 | HI 4 | HI 5 |  | HI 1 | HI 2 | HI 3 | HI 4 | HI 5 |  | HI 1 | HI 2 | HI 3 | HI 4 | HI 5 |  | HI 1 | HI 2 | HI 3 | HI 4 | HI 5 |  | HI 1 | HI 2 | HI 3 | HI 4 | HI 5 |  | HI 1 | HI 2 | HI 3 | HI 4 | HI 5 |  |  |  |  | HI 1 | HI 2 | HI 3 | HI 4 | HI 5 |  | HI 1 | HI 2 | HI 3 | HI 4 | HI 5 |  | HI 1 | HI 2 | HI 3 | HI 4 | HI 5 |  | End of DPCR5 (without investment) | [6 empty] | Position at Beginning of RIIO-ED1 | [6 empty] | Mid Period (Without Investment) | [6 empty] | Mid Period (With Investment) | [6 empty] | End of RIIO-ED1 (Without Investment) | [6 empty] | End of RIIO-ED1 (With Investment)
| LV Network | [61 empty] | 1 | 2 | 3 | 4 | 5 | Total |  | 1 | 2 | 3 | 4 | 5 | Total |  | 1 | 2 | 3 | 4 | 5 | Total |  | 1 | 2 | 3 | 4 | 5 | Total |  | 1 | 2 | 3 | 4 | 5 | Total |  | 1 | 2 | 3 | 4 | 5 | Total
| LV Switchgear and Other |  |  |  | C1 | 0 | 0 | 0 | 0 | 0 | 0 | 0 | 0 | 0 | 0 | 0 | 0 | 0 | 0 | 0 | 0 | 0 | 0 | 0 | 0 | 0 | 0 | 0 | 0 | 0 | 0 | 0 | 0 | 0 | 0 | 0 | 0 | 0 | 0 | 0 | 0 | Yes |  | C1 | 0 | 0 | 0 | 0 | 0 | C1 | 0 | 0 | 0 | 0 | 0 | C1 | [5 empty] | C1 | [5 empty] | 0 | [6 empty] | 0 | [6 empty] | 0 | [6 empty] | 0 | [6 empty] | 0 | [6 empty] | 0
[5 empty] | C2 | 0 | 0 | 0 | 0 | 0 | 0 | 0 | 0 | 0 | 0 | 0 | 0 | 0 | 0 | 0 | 0 | 0 | 0 | 0 | 0 | 0 | 0 | 0 | 0 | 0 | 0 | 0 | 0 | 0 | 0 | 0 | 0 | 0 | 0 | 0 | 0 | No |  | C2 | 0 | 0 | 0 | 0 | 0 | C2 | 0 | 0 | 0 | 0 | 0 | C2 | [5 empty] | C2 | [5 empty] | 0 | [6 empty] | 0 | [6 empty] | 0 | [6 empty] | 0 | [6 empty] | 0 | [6 empty] | 0
[5 empty] | C3 | 0 | 0 | 0 | 0 | 0 | 0 | 0 | 0 | 0 | 0 | 0 | 0 | 0 | 0 | 0 | 0 | 0 | 0 | 0 | 0 | 0 | 0 | 0 | 0 | 0 | 0 | 0 | 0 | 0 | 0 | 0 | 0 | 0 | 0 | 0 | 0 |  |  | C3 | 0 | 0 | 0 | 0 | 0 | C3 | 0 | 0 | 0 | 0 | 0 | C3 | [5 empty] | C3 | [5 empty] | 0 | [6 empty] | 0 | [6 empty] | 0 | [6 empty] | 0 | [6 empty] | 0 | [6 empty] | 0
[5 empty] | C4 | 0 | 0 | 0 | 0 | 0 | 0 | 0 | 0 | 0 | 0 | 0 | 0 | 0 | 0 | 0 | 0 | 0 | 0 | 0 | 0 | 0 | 0 | 0 | 0 | 0 | 0 | 0 | 0 | 0 | 0 | 0 | 0 | 0 | 0 | 0 | 0 |  |  | C4 | 0 | 0 | 0 | 0 | 0 | C4 | 0 | 0 | 0 | 0 | 0 | C4 | [5 empty] | C4 | [5 empty] | 0 | [6 empty] | 0 | [6 empty] | 0 | [6 empty] | 0 | [6 empty] | 0 | [6 empty] | 0
|  | Yes | 0 | 0 |  | 0 | 0 | 0 | 0 | 0 |  | 0 | 0 | 0 | 0 | 0 |  | 0 | 0 | 0 | 0 | 0 |  | 0 | 0 | 0 | 0 | 0 |  | 0 | 0 | 0 | 0 | 0 |  | 0 | 0 | 0 | 0 | 0 | [22 empty] | 0 | 0 | 0 | 0 | 0 | 0 |  | 0 | 0 | 0 | 0 | 0 | 0 |  | 0 | 0 | 0 | 0 | 0 | 0 |  | 0 | 0 | 0 | 0 | 0 | 0 |  | 0 | 0 | 0 | 0 | 0 | 0 |  | 0 | 0 | 0 | 0 | 0 | 0
| LV UGB |  |  |  | C1 | 0 | 0 | 0 | 0 | 0 | 0 | 0 | 0 | 0 | 0 | 0 | 0 | 0 | 0 | 0 | 0 | 0 | 0 | 0 | 0 | 0 | 0 | 0 | 0 | 0 | 0 | 0 | 0 | 0 | 0 | 0 | 0 | 0 | 0 | 0 | 0 |  |  | C1 | 0 | 0 | 0 | 0 | 0 | C1 | 0 | 0 | 0 | 0 | 0 | C1 | [5 empty] | C1 | [5 empty] | 0 | [6 empty] | 0 | [6 empty] | 0 | [6 empty] | 0 | [6 empty] | 0 | [6 empty] | 0
[5 empty] | C2 | 0 | 0 | 0 | 0 | 0 | 0 | 0 | 0 | 0 | 0 | 0 | 0 | 0 | 0 | 0 | 0 | 0 | 0 | 0 | 0 | 0 | 0 | 0 | 0 | 0 | 0 | 0 | 0 | 0 | 0 | 0 | 0 | 0 | 0 | 0 | 0 |  |  | C2 | 0 | 0 | 0 | 0 | 0 | C2 | 0 | 0 | 0 | 0 | 0 | C2 | [5 empty] | C2 | [5 empty] | 0 | [6 empty] | 0 | [6 empty] | 0 | [6 empty] | 0 | [6 empty] | 0 | [6 empty] | 0
[5 empty] | C3 | 0 | 0 | 0 | 0 | 0 | 0 | 0 | 0 | 0 | 0 | 0 | 0 | 0 | 0 | 0 | 0 | 0 | 0 | 0 | 0 | 0 | 0 | 0 | 0 | 0 | 0 | 0 | 0 | 0 | 0 | 0 | 0 | 0 | 0 | 0 | 0 |  |  | C3 | 0 | 0 | 0 | 0 | 0 | C3 | 0 | 0 | 0 | 0 | 0 | C3 | [5 empty] | C3 | [5 empty] | 0 | [6 empty] | 0 | [6 empty] | 0 | [6 empty] | 0 | [6 empty] | 0 | [6 empty] | 0
[5 empty] | C4 | 0 | 0 | 0 | 0 | 0 | 0 | 0 | 0 | 0 | 0 | 0 | 0 | 0 | 0 | 0 | 0 | 0 | 0 | 0 | 0 | 0 | 0 | 0 | 0 | 0 | 0 | 0 | 0 | 0 | 0 | 0 | 0 | 0 | 0 | 0 | 0 |  |  | C4 | 0 | 0 | 0 | 0 | 0 | C4 | 0 | 0 | 0 | 0 | 0 | C4 | [5 empty] | C4 | [5 empty] | 0 | [6 empty] | 0 | [6 empty] | 0 | [6 empty] | 0 | [6 empty] | 0 | [6 empty] | 0
|  | Yes | 0 | 0 |  | 0 | 0 | 0 | 0 | 0 |  | 0 | 0 | 0 | 0 | 0 |  | 0 | 0 | 0 | 0 | 0 |  | 0 | 0 | 0 | 0 | 0 |  | 0 | 0 | 0 | 0 | 0 |  | 0 | 0 | 0 | 0 | 0 | [22 empty] | 0 | 0 | 0 | 0 | 0 | 0 |  | 0 | 0 | 0 | 0 | 0 | 0 |  | 0 | 0 | 0 | 0 | 0 | 0 |  | 0 | 0 | 0 | 0 | 0 | 0 |  | 0 | 0 | 0 | 0 | 0 | 0 |  | 0 | 0 | 0 | 0 | 0 | 0
| LV OHL Support |  |  |  | C1 | 0 | 0 | 0 | 0 | 0 | 0 | 0 | 0 | 0 | 0 | 0 | 0 | 0 | 0 | 0 | 0 | 0 | 0 | 0 | 0 | 0 | 0 | 0 | 0 | 0 | 0 | 0 | 0 | 0 | 0 | 0 | 0 | 0 | 0 | 0 | 0 |  |  | C1 | 0.0081226 | 0.012094 | 0.021383 | 0.03463 | 0.081228 | C1 | 1293.369 | 1293.369 | 1293.369 | 1293.369 | 1293.369 | C1 | 10.5056 | 15.6417 | 27.6559 | 44.789 | 105.0573 | C1 | 0 | 0 | 0 | 0 | 0 | 0 |  | 0 | 0 | 0 | 0 | 0 | 0 |  | 0 | 0 | 0 | 0 | 0 | 0 |  | 0 | 0 | 0 | 0 | 0 | 0 |  | 0 | 0 | 0 | 0 | 0 | 0 |  | 0 | 0 | 0 | 0 | 0 | 0
[5 empty] | C2 | 76973 | 4552 | 19324 | 11109 | 11478 | 123436 | 0 | 0 | 0 | 0 | 0 | 0 | 0 | 0 | 0 | 0 | 0 | 0 | 75390 | 3796 | 20879 | 3839 | 19532 | 123436 | 0 | 0 | 0 | 0 | 0 | 0 | 73607 | 3559 | 3146 | 20099 | 23025 | 123436 |  |  | C2 | 0.0081226 | 0.012094 | 0.021383 | 0.03463 | 0.081228 | C2 | 1847.67 | 1847.67 | 1847.67 | 1847.67 | 1847.67 | C2 | 15.0079 | 22.3452 | 39.5084 | 63.9843 | 150.0819 | C2 | 0 | 0 | 0 | 0 | 0 | 0 |  | 1155205.9275 | 101715.4385 | 763459.8339 | 710801.5524 | 1722640.3738 | 4453823.1262 |  | 1131448.3634 | 84822.4527 | 824895.3567 | 245635.7151 | 2931400.2249 | 5218202.1128 |  | 1131448.3634 | 84822.4527 | 824895.3567 | 245635.7151 | 2931400.2249 | 5218202.1128 |  | 1104689.2119 | 79526.6357 | 124293.347 | 1286020.38 | 3455636.4007 | 6050165.9753 |  | 1104689.2119 | 79526.6357 | 124293.347 | 1286020.38 | 3455636.4007 | 6050165.9753
[5 empty] | C3 | 1952 | 150 | 610 | 223 | 757 | 3692 | 0 | 0 | 0 | 0 | 0 | 0 | 0 | 0 | 0 | 0 | 0 | 0 | 1908 | 131 | 641 | 112 | 900 | 3692 | 0 | 0 | 0 | 0 | 0 | 0 | 1848 | 109 | 114 | 623 | 998 | 3692 |  |  | C3 | 0.0081226 | 0.012094 | 0.021383 | 0.03463 | 0.081228 | C3 | 2771.505 | 2771.505 | 2771.505 | 2771.505 | 2771.505 | C3 | 22.5119 | 33.5178 | 59.2626 | 95.9764 | 225.1229 | C3 | 0 | 0 | 0 | 0 | 0 | 0 |  | 43943.2393 | 5027.6744 | 36150.1629 | 21402.7473 | 170418.0297 | 276941.8534 |  | 42952.7154 | 4390.8356 | 37987.3023 | 10749.3619 | 202610.6033 | 298690.8185 |  | 42952.7154 | 4390.8356 | 37987.3023 | 10749.3619 | 202610.6033 | 298690.8185 |  | 41602.0011 | 3653.4434 | 6755.9321 | 59793.3253 | 224672.6468 | 336477.3486 |  | 41602.0011 | 3653.4434 | 6755.9321 | 59793.3253 | 224672.6468 | 336477.3486
[5 empty] | C4 | 4 | 0 | 0 | 0 | 0 | 4 | 0 | 0 | 0 | 0 | 0 | 0 | 0 | 0 | 0 | 0 | 0 | 0 | 4 | 0 | 0 | 0 | 0 | 4 | 0 | 0 | 0 | 0 | 0 | 0 | 4 | 0 | 0 | 0 | 0 | 4 |  |  | C4 | 0.0081226 | 0.012094 | 0.021383 | 0.03463 | 0.081228 | C4 | 4619.175 | 4619.175 | 4619.175 | 4619.175 | 4619.175 | C4 | 37.5198 | 55.863 | 98.7709 | 159.9607 | 375.2048 | C4 | 0 | 0 | 0 | 0 | 0 | 0 |  | 150.0794 | 0 | 0 | 0 | 0 | 150.0794 |  | 150.0794 | 0 | 0 | 0 | 0 | 150.0794 |  | 150.0794 | 0 | 0 | 0 | 0 | 150.0794 |  | 150.0794 | 0 | 0 | 0 | 0 | 150.0794 |  | 150.0794 | 0 | 0 | 0 | 0 | 150.0794
|  | Yes | 127132 | 127120 |  | 78929 | 4702 | 19934 | 11332 | 12235 |  | 0 | 0 | 0 | 0 | 0 |  | 0 | 0 | 0 | 0 | 0 |  | 77302 | 3927 | 21520 | 3951 | 20432 |  | 0 | 0 | 0 | 0 | 0 |  | 75459 | 3668 | 3260 | 20722 | 24023 | [22 empty] | 0 | 0 | 0 | 0 | 0 | 0 |  | 1199299.2461 | 106743.1129 | 799609.9968 | 732204.2996 | 1893058.4035 | 4730915.059 |  | 1174551.1582 | 89213.2883 | 862882.659 | 256385.077 | 3134010.8282 | 5517043.0107 |  | 1174551.1582 | 89213.2883 | 862882.659 | 256385.077 | 3134010.8282 | 5517043.0107 |  | 1146441.2924 | 83180.0791 | 131049.2791 | 1345813.7053 | 3680309.0474 | 6386793.4033 |  | 1146441.2924 | 83180.0791 | 131049.2791 | 1345813.7053 | 3680309.0474 | 6386793.4033
| [Please insert new asset category as required] |  |  |  | C1 | 0 | 0 | 0 | 0 | 0 | 0 | 0 | 0 | 0 | 0 | 0 | 0 | 0 | 0 | 0 | 0 | 0 | 0 | 0 | 0 | 0 | 0 | 0 | 0 | 0 | 0 | 0 | 0 | 0 | 0 | 0 | 0 | 0 | 0 | 0 | 0 |  |  | C1 | 0 | 0 | 0 | 0 | 0 | C1 | 0 | 0 | 0 | 0 | 0 | C1 | [5 empty] | C1 | [5 empty] | 0 | [6 empty] | 0 | [6 empty] | 0 | [6 empty] | 0 | [6 empty] | 0 | [6 empty] | 0
[5 empty] | C2 | 0 | 0 | 0 | 0 | 0 | 0 | 0 | 0 | 0 | 0 | 0 | 0 | 0 | 0 | 0 | 0 | 0 | 0 | 0 | 0 | 0 | 0 | 0 | 0 | 0 | 0 | 0 | 0 | 0 | 0 | 0 | 0 | 0 | 0 | 0 | 0 |  |  | C2 | 0 | 0 | 0 | 0 | 0 | C2 | 0 | 0 | 0 | 0 | 0 | C2 | [5 empty] | C2 | [5 empty] | 0 | [6 empty] | 0 | [6 empty] | 0 | [6 empty] | 0 | [6 empty] | 0 | [6 empty] | 0
[5 empty] | C3 | 0 | 0 | 0 | 0 | 0 | 0 | 0 | 0 | 0 | 0 | 0 | 0 | 0 | 0 | 0 | 0 | 0 | 0 | 0 | 0 | 0 | 0 | 0 | 0 | 0 | 0 | 0 | 0 | 0 | 0 | 0 | 0 | 0 | 0 | 0 | 0 |  |  | C3 | 0 | 0 | 0 | 0 | 0 | C3 | 0 | 0 | 0 | 0 | 0 | C3 | [5 empty] | C3 | [5 empty] | 0 | [6 empty] | 0 | [6 empty] | 0 | [6 empty] | 0 | [6 empty] | 0 | [6 empty] | 0
[5 empty] | C4 | 0 | 0 | 0 | 0 | 0 | 0 | 0 | 0 | 0 | 0 | 0 | 0 | 0 | 0 | 0 | 0 | 0 | 0 | 0 | 0 | 0 | 0 | 0 | 0 | 0 | 0 | 0 | 0 | 0 | 0 | 0 | 0 | 0 | 0 | 0 | 0 |  |  | C4 | 0 | 0 | 0 | 0 | 0 | C4 | 0 | 0 | 0 | 0 | 0 | C4 | [5 empty] | C4 | [5 empty] | 0 | [6 empty] | 0 | [6 empty] | 0 | [6 empty] | 0 | [6 empty] | 0 | [6 empty] | 0
|  | 0 | 0 | 0 |  | 0 | 0 | 0 | 0 | 0 |  | 0 | 0 | 0 | 0 | 0 |  | 0 | 0 | 0 | 0 | 0 |  | 0 | 0 | 0 | 0 | 0 |  | 0 | 0 | 0 | 0 | 0 |  | 0 | 0 | 0 | 0 | 0 | [22 empty] | 0 | 0 | 0 | 0 | 0 | 0 |  | 0 | 0 | 0 | 0 | 0 | 0 |  | 0 | 0 | 0 | 0 | 0 | 0 |  | 0 | 0 | 0 | 0 | 0 | 0 |  | 0 | 0 | 0 | 0 | 0 | 0 |  | 0 | 0 | 0 | 0 | 0 | 0
| [Please insert new asset category as required] |  |  |  | C1 | 0 | 0 | 0 | 0 | 0 | 0 | 0 | 0 | 0 | 0 | 0 | 0 | 0 | 0 | 0 | 0 | 0 | 0 | 0 | 0 | 0 | 0 | 0 | 0 | 0 | 0 | 0 | 0 | 0 | 0 | 0 | 0 | 0 | 0 | 0 | 0 |  |  | C1 | 0 | 0 | 0 | 0 | 0 | C1 | 0 | 0 | 0 | 0 | 0 | C1 | [5 empty] | C1 | [5 empty] | 0 | [6 empty] | 0 | [6 empty] | 0 | [6 empty] | 0 | [6 empty] | 0 | [6 empty] | 0
[5 empty] | C2 | 0 | 0 | 0 | 0 | 0 | 0 | 0 | 0 | 0 | 0 | 0 | 0 | 0 | 0 | 0 | 0 | 0 | 0 | 0 | 0 | 0 | 0 | 0 | 0 | 0 | 0 | 0 | 0 | 0 | 0 | 0 | 0 | 0 | 0 | 0 | 0 |  |  | C2 | 0 | 0 | 0 | 0 | 0 | C2 | 0 | 0 | 0 | 0 | 0 | C2 | [5 empty] | C2 | [5 empty] | 0 | [6 empty] | 0 | [6 empty] | 0 | [6 empty] | 0 | [6 empty] | 0 | [6 empty] | 0
[5 empty] | C3 | 0 | 0 | 0 | 0 | 0 | 0 | 0 | 0 | 0 | 0 | 0 | 0 | 0 | 0 | 0 | 0 | 0 | 0 | 0 | 0 | 0 | 0 | 0 | 0 | 0 | 0 | 0 | 0 | 0 | 0 | 0 | 0 | 0 | 0 | 0 | 0 |  |  | C3 | 0 | 0 | 0 | 0 | 0 | C3 | 0 | 0 | 0 | 0 | 0 | C3 | [5 empty] | C3 | [5 empty] | 0 | [6 empty] | 0 | [6 empty] | 0 | [6 empty] | 0 | [6 empty] | 0 | [6 empty] | 0
[5 empty] | C4 | 0 | 0 | 0 | 0 | 0 | 0 | 0 | 0 | 0 | 0 | 0 | 0 | 0 | 0 | 0 | 0 | 0 | 0 | 0 | 0 | 0 | 0 | 0 | 0 | 0 | 0 | 0 | 0 | 0 | 0 | 0 | 0 | 0 | 0 | 0 | 0 |  |  | C4 | 0 | 0 | 0 | 0 | 0 | C4 | 0 | 0 | 0 | 0 | 0 | C4 | [5 empty] | C4 | [5 empty] | 0 | [6 empty] | 0 | [6 empty] | 0 | [6 empty] | 0 | [6 empty] | 0 | [6 empty] | 0
|  | 0 | 0 | 0 |  | 0 | 0 | 0 | 0 | 0 |  | 0 | 0 | 0 | 0 | 0 |  | 0 | 0 | 0 | 0 | 0 |  | 0 | 0 | 0 | 0 | 0 |  | 0 | 0 | 0 | 0 | 0 |  | 0 | 0 | 0 | 0 | 0 | [22 empty] | 0 | 0 | 0 | 0 | 0 | 0 |  | 0 | 0 | 0 | 0 | 0 | 0 |  | 0 | 0 | 0 | 0 | 0 | 0 |  | 0 | 0 | 0 | 0 | 0 | 0 |  | 0 | 0 | 0 | 0 | 0 | 0 |  | 0 | 0 | 0 | 0 | 0 | 0
| [Please insert new asset category as required] |  |  |  | C1 | 0 | 0 | 0 | 0 | 0 | 0 | 0 | 0 | 0 | 0 | 0 | 0 | 0 | 0 | 0 | 0 | 0 | 0 | 0 | 0 | 0 | 0 | 0 | 0 | 0 | 0 | 0 | 0 | 0 | 0 | 0 | 0 | 0 | 0 | 0 | 0 |  |  | C1 | 0 | 0 | 0 | 0 | 0 | C1 | 0 | 0 | 0 | 0 | 0 | C1 | [5 empty] | C1 | [5 empty] | 0 | [6 empty] | 0 | [6 empty] | 0 | [6 empty] | 0 | [6 empty] | 0 | [6 empty] | 0
[5 empty] | C2 | 0 | 0 | 0 | 0 | 0 | 0 | 0 | 0 | 0 | 0 | 0 | 0 | 0 | 0 | 0 | 0 | 0 | 0 | 0 | 0 | 0 | 0 | 0 | 0 | 0 | 0 | 0 | 0 | 0 | 0 | 0 | 0 | 0 | 0 | 0 | 0 |  |  | C2 | 0 | 0 | 0 | 0 | 0 | C2 | 0 | 0 | 0 | 0 | 0 | C2 | [5 empty] | C2 | [5 empty] | 0 | [6 empty] | 0 | [6 empty] | 0 | [6 empty] | 0 | [6 empty] | 0 | [6 empty] | 0
[5 empty] | C3 | 0 | 0 | 0 | 0 | 0 | 0 | 0 | 0 | 0 | 0 | 0 | 0 | 0 | 0 | 0 | 0 | 0 | 0 | 0 | 0 | 0 | 0 | 0 | 0 | 0 | 0 | 0 | 0 | 0 | 0 | 0 | 0 | 0 | 0 | 0 | 0 |  |  | C3 | 0 | 0 | 0 | 0 | 0 | C3 | 0 | 0 | 0 | 0 | 0 | C3 | [5 empty] | C3 | [5 empty] | 0 | [6 empty] | 0 | [6 empty] | 0 | [6 empty] | 0 | [6 empty] | 0 | [6 empty] | 0
[5 empty] | C4 | 0 | 0 | 0 | 0 | 0 | 0 | 0 | 0 | 0 | 0 | 0 | 0 | 0 | 0 | 0 | 0 | 0 | 0 | 0 | 0 | 0 | 0 | 0 | 0 | 0 | 0 | 0 | 0 | 0 | 0 | 0 | 0 | 0 | 0 | 0 | 0 |  |  | C4 | 0 | 0 | 0 | 0 | 0 | C4 | 0 | 0 | 0 | 0 | 0 | C4 | [5 empty] | C4 | [5 empty] | 0 | [6 empty] | 0 | [6 empty] | 0 | [6 empty] | 0 | [6 empty] | 0 | [6 empty] | 0
|  | 0 | 0 | 0 |  | 0 | 0 | 0 | 0 | 0 |  | 0 | 0 | 0 | 0 | 0 |  | 0 | 0 | 0 | 0 | 0 |  | 0 | 0 | 0 | 0 | 0 |  | 0 | 0 | 0 | 0 | 0 |  | 0 | 0 | 0 | 0 | 0 | [22 empty] | 0 | 0 | 0 | 0 | 0 | 0 |  | 0 | 0 | 0 | 0 | 0 | 0 |  | 0 | 0 | 0 | 0 | 0 | 0 |  | 0 | 0 | 0 | 0 | 0 | 0 |  | 0 | 0 | 0 | 0 | 0 | 0 |  | 0 | 0 | 0 | 0 | 0 | 0
| [Please insert new asset category as required] |  |  |  | C1 | 0 | 0 | 0 | 0 | 0 | 0 | 0 | 0 | 0 | 0 | 0 | 0 | 0 | 0 | 0 | 0 | 0 | 0 | 0 | 0 | 0 | 0 | 0 | 0 | 0 | 0 | 0 | 0 | 0 | 0 | 0 | 0 | 0 | 0 | 0 | 0 |  |  | C1 | 0 | 0 | 0 | 0 | 0 | C1 | 0 | 0 | 0 | 0 | 0 | C1 | [5 empty] | C1 | [5 empty] | 0 | [6 empty] | 0 | [6 empty] | 0 | [6 empty] | 0 | [6 empty] | 0 | [6 empty] | 0
[5 empty] | C2 | 0 | 0 | 0 | 0 | 0 | 0 | 0 | 0 | 0 | 0 | 0 | 0 | 0 | 0 | 0 | 0 | 0 | 0 | 0 | 0 | 0 | 0 | 0 | 0 | 0 | 0 | 0 | 0 | 0 | 0 | 0 | 0 | 0 | 0 | 0 | 0 |  |  | C2 | 0 | 0 | 0 | 0 | 0 | C2 | 0 | 0 | 0 | 0 | 0 | C2 | [5 empty] | C2 | [5 empty] | 0 | [6 empty] | 0 | [6 empty] | 0 | [6 empty] | 0 | [6 empty] | 0 | [6 empty] | 0
[5 empty] | C3 | 0 | 0 | 0 | 0 | 0 | 0 | 0 | 0 | 0 | 0 | 0 | 0 | 0 | 0 | 0 | 0 | 0 | 0 | 0 | 0 | 0 | 0 | 0 | 0 | 0 | 0 | 0 | 0 | 0 | 0 | 0 | 0 | 0 | 0 | 0 | 0 |  |  | C3 | 0 | 0 | 0 | 0 | 0 | C3 | 0 | 0 | 0 | 0 | 0 | C3 | [5 empty] | C3 | [5 empty] | 0 | [6 empty] | 0 | [6 empty] | 0 | [6 empty] | 0 | [6 empty] | 0 | [6 empty] | 0
[5 empty] | C4 | 0 | 0 | 0 | 0 | 0 | 0 | 0 | 0 | 0 | 0 | 0 | 0 | 0 | 0 | 0 | 0 | 0 | 0 | 0 | 0 | 0 | 0 | 0 | 0 | 0 | 0 | 0 | 0 | 0 | 0 | 0 | 0 | 0 | 0 | 0 | 0 |  |  | C4 | 0 | 0 | 0 | 0 | 0 | C4 | 0 | 0 | 0 | 0 | 0 | C4 | [5 empty] | C4 | [5 empty] | 0 | [6 empty] | 0 | [6 empty] | 0 | [6 empty] | 0 | [6 empty] | 0 | [6 empty] | 0
|  | 0 | 0 | 0 |  | 0 | 0 | 0 | 0 | 0 |  | 0 | 0 | 0 | 0 | 0 |  | 0 | 0 | 0 | 0 | 0 |  | 0 | 0 | 0 | 0 | 0 |  | 0 | 0 | 0 | 0 | 0 |  | 0 | 0 | 0 | 0 | 0 | [22 empty] | 0 | 0 | 0 | 0 | 0 | 0 |  | 0 | 0 | 0 | 0 | 0 | 0 |  | 0 | 0 | 0 | 0 | 0 | 0 |  | 0 | 0 | 0 | 0 | 0 | 0 |  | 0 | 0 | 0 | 0 | 0 | 0 |  | 0 | 0 | 0 | 0 | 0 | 0
| [Please insert new asset category as required] |  |  |  | C1 | 0 | 0 | 0 | 0 | 0 | 0 | 0 | 0 | 0 | 0 | 0 | 0 | 0 | 0 | 0 | 0 | 0 | 0 | 0 | 0 | 0 | 0 | 0 | 0 | 0 | 0 | 0 | 0 | 0 | 0 | 0 | 0 | 0 | 0 | 0 | 0 |  |  | C1 | 0 | 0 | 0 | 0 | 0 | C1 | 0 | 0 | 0 | 0 | 0 | C1 | [5 empty] | C1 | [5 empty] | 0 | [6 empty] | 0 | [6 empty] | 0 | [6 empty] | 0 | [6 empty] | 0 | [6 empty] | 0
[5 empty] | C2 | 0 | 0 | 0 | 0 | 0 | 0 | 0 | 0 | 0 | 0 | 0 | 0 | 0 | 0 | 0 | 0 | 0 | 0 | 0 | 0 | 0 | 0 | 0 | 0 | 0 | 0 | 0 | 0 | 0 | 0 | 0 | 0 | 0 | 0 | 0 | 0 |  |  | C2 | 0 | 0 | 0 | 0 | 0 | C2 | 0 | 0 | 0 | 0 | 0 | C2 | [5 empty] | C2 | [5 empty] | 0 | [6 empty] | 0 | [6 empty] | 0 | [6 empty] | 0 | [6 empty] | 0 | [6 empty] | 0
[5 empty] | C3 | 0 | 0 | 0 | 0 | 0 | 0 | 0 | 0 | 0 | 0 | 0 | 0 | 0 | 0 | 0 | 0 | 0 | 0 | 0 | 0 | 0 | 0 | 0 | 0 | 0 | 0 | 0 | 0 | 0 | 0 | 0 | 0 | 0 | 0 | 0 | 0 |  |  | C3 | 0 | 0 | 0 | 0 | 0 | C3 | 0 | 0 | 0 | 0 | 0 | C3 | [5 empty] | C3 | [5 empty] | 0 | [6 empty] | 0 | [6 empty] | 0 | [6 empty] | 0 | [6 empty] | 0 | [6 empty] | 0
[5 empty] | C4 | 0 | 0 | 0 | 0 | 0 | 0 | 0 | 0 | 0 | 0 | 0 | 0 | 0 | 0 | 0 | 0 | 0 | 0 | 0 | 0 | 0 | 0 | 0 | 0 | 0 | 0 | 0 | 0 | 0 | 0 | 0 | 0 | 0 | 0 | 0 | 0 |  |  | C4 | 0 | 0 | 0 | 0 | 0 | C4 | 0 | 0 | 0 | 0 | 0 | C4 | [5 empty] | C4 | [5 empty] | 0 | [6 empty] | 0 | [6 empty] | 0 | [6 empty] | 0 | [6 empty] | 0 | [6 empty] | 0
|  | 0 | 0 | 0 |  | 0 | 0 | 0 | 0 | 0 |  | 0 | 0 | 0 | 0 | 0 |  | 0 | 0 | 0 | 0 | 0 |  | 0 | 0 | 0 | 0 | 0 |  | 0 | 0 | 0 | 0 | 0 |  | 0 | 0 | 0 | 0 | 0 | [22 empty] | 0 | 0 | 0 | 0 | 0 | 0 |  | 0 | 0 | 0 | 0 | 0 | 0 |  | 0 | 0 | 0 | 0 | 0 | 0 |  | 0 | 0 | 0 | 0 | 0 | 0 |  | 0 | 0 | 0 | 0 | 0 | 0 |  | 0 | 0 | 0 | 0 | 0 | 0
[63 empty] | 0 | 0 | 0 | 0 | 0 | 0 |  | 1199299.2461 | 106743.1129 | 799609.9968 | 732204.2996 | 1893058.4035 | 4730915.059 |  | 1174551.1582 | 89213.2883 | 862882.659 | 256385.077 | 3134010.8282 | 5517043.0107 |  | 1174551.1582 | 89213.2883 | 862882.659 | 256385.077 | 3134010.8282 | 5517043.0107 |  | 1146441.2924 | 83180.0791 | 131049.2791 | 1345813.7053 | 3680309.0474 | 6386793.4033 |  | 1146441.2924 | 83180.0791 | 131049.2791 | 1345813.7053 | 3680309.0474 | 6386793.4033
| HV Network | [73 empty] | 0 | [6 empty] | 0 | [6 empty] | 0 | [6 empty] | 0 | [6 empty] | 0
| HV Switchgear (GM) - Primary |  |  |  | C1 | 1030 | 1184 | 50 | 182 | 100 | 2546 | 0 | 0 | 0 | 0 | 0 | 0 | 0 | 0 | 0 | 0 | 0 | 0 | 1026 | 1133 | 65 | 111 | 211 | 2546 | 0 | 0 | 0 | 0 | 0 | 0 | 1020 | 252 | 484 | 500 | 290 | 2546 |  |  | C1 | 0.001482 | 0.0022066 | 0.0039014 | 0.0063184 | 0.01482 | C1 | 65517.249 | 65517.249 | 65517.249 | 65517.249 | 65517.249 | C1 | 97.0981 | 144.5687 | 255.6106 | 413.9645 | 970.9975 | C1 | 0 | 0 | 0 | 0 | 0 | 0 |  | 100011.0415 | 171169.371 | 12780.531 | 75341.5444 | 97099.7543 | 456402.2422 |  | 99622.6491 | 163796.366 | 16614.6903 | 45950.0628 | 204880.4816 | 530864.2498 |  | 99622.6491 | 163796.366 | 16614.6903 | 45950.0628 | 204880.4816 | 530864.2498 |  | 99040.0605 | 36431.3188 | 123715.5403 | 206982.265 | 281589.2875 | 747758.4721 |  | 99040.0605 | 36431.3188 | 123715.5403 | 206982.265 | 281589.2875 | 747758.4721
[5 empty] | C2 | 375 | 659 | 39 | 79 | 109 | 1261 | 0 | 0 | 0 | 0 | 0 | 0 | 0 | 0 | 0 | 0 | 0 | 0 | 375 | 581 | 98 | 87 | 120 | 1261 | 0 | 0 | 0 | 0 | 0 | 0 | 374 | 182 | 304 | 209 | 192 | 1261 |  |  | C2 | 0.001482 | 0.0022066 | 0.0039014 | 0.0063184 | 0.01482 | C2 | 93596.07 | 93596.07 | 93596.07 | 93596.07 | 93596.07 | C2 | 138.7116 | 206.5268 | 365.158 | 591.3779 | 1387.1393 | C2 | 0 | 0 | 0 | 0 | 0 | 0 |  | 52016.8385 | 136101.1287 | 14241.1631 | 46718.8541 | 151198.1889 | 400276.1733 |  | 52016.8385 | 119992.0422 | 35785.4869 | 51449.8773 | 166456.7217 | 425700.9665 |  | 52016.8385 | 119992.0422 | 35785.4869 | 51449.8773 | 166456.7217 | 425700.9665 |  | 51878.1269 | 37587.8686 | 111008.0409 | 123597.9811 | 266330.7547 | 590402.7722 |  | 51878.1269 | 37587.8686 | 111008.0409 | 123597.9811 | 266330.7547 | 590402.7722
[5 empty] | C3 | 382 | 643 | 32 | 91 | 83 | 1231 | 0 | 0 | 0 | 0 | 0 | 0 | 0 | 0 | 0 | 0 | 0 | 0 | 381 | 556 | 98 | 72 | 124 | 1231 | 0 | 0 | 0 | 0 | 0 | 0 | 380 | 106 | 462 | 104 | 179 | 1231 |  |  | C3 | 0.001482 | 0.0022066 | 0.0039014 | 0.0063184 | 0.01482 | C3 | 140394.105 | 140394.105 | 140394.105 | 140394.105 | 140394.105 | C3 | 208.0674 | 309.7901 | 547.737 | 887.0668 | 2080.709 | C3 | 0 | 0 | 0 | 0 | 0 | 0 |  | 79481.7292 | 199195.0511 | 17527.5854 | 80723.0833 | 172698.8487 | 549626.2977 |  | 79273.6618 | 172243.3101 | 53678.2303 | 63868.8132 | 258007.9186 | 627071.934 |  | 79273.6618 | 172243.3101 | 53678.2303 | 63868.8132 | 258007.9186 | 627071.934 |  | 79065.5945 | 32837.7534 | 253054.5142 | 92254.9524 | 372446.9148 | 829659.7292 |  | 79065.5945 | 32837.7534 | 253054.5142 | 92254.9524 | 372446.9148 | 829659.7292
[5 empty] | C4 | 113 | 259 | 10 | 15 | 45 | 442 | 0 | 0 | 0 | 0 | 0 | 0 | 0 | 0 | 0 | 0 | 0 | 0 | 113 | 203 | 59 | 17 | 50 | 442 | 0 | 0 | 0 | 0 | 0 | 0 | 112 | 45 | 147 | 75 | 63 | 442 |  |  | C4 | 0.001482 | 0.0022066 | 0.0039014 | 0.0063184 | 0.01482 | C4 | 233990.175 | 233990.175 | 233990.175 | 233990.175 | 233990.175 | C4 | 346.7789 | 516.3169 | 912.8951 | 1478.4447 | 3467.8484 | C4 | 0 | 0 | 0 | 0 | 0 | 0 |  | 39186.0183 | 133726.0711 | 9128.9507 | 22176.6712 | 156053.1766 | 360270.888 |  | 39186.0183 | 104812.326 | 53860.8093 | 25133.5607 | 173392.4184 | 396385.1328 |  | 39186.0183 | 104812.326 | 53860.8093 | 25133.5607 | 173392.4184 | 396385.1328 |  | 38839.2394 | 23234.2595 | 134195.5757 | 110883.3562 | 218474.4472 | 525626.878 |  | 38839.2394 | 23234.2595 | 134195.5757 | 110883.3562 | 218474.4472 | 525626.878
|  | Yes | 5480 | 5511 |  | 1900 | 2745 | 131 | 367 | 337 |  | 0 | 0 | 0 | 0 | 0 |  | 0 | 0 | 0 | 0 | 0 |  | 1895 | 2473 | 320 | 287 | 505 |  | 0 | 0 | 0 | 0 | 0 |  | 1886 | 585 | 1397 | 888 | 724 | [22 empty] | 0 | 0 | 0 | 0 | 0 | 0 |  | 270695.6275 | 640191.6218 | 53678.2303 | 224960.1531 | 577049.9685 | 1766575.6012 |  | 270099.1677 | 560844.0442 | 159939.2168 | 186402.314 | 802737.5403 | 1980022.2831 |  | 270099.1677 | 560844.0442 | 159939.2168 | 186402.314 | 802737.5403 | 1980022.2831 |  | 268823.0213 | 130091.2003 | 621973.6711 | 533718.5546 | 1138841.4042 | 2693447.8515 |  | 268823.0213 | 130091.2003 | 621973.6711 | 533718.5546 | 1138841.4042 | 2693447.8515
| HV Switchgear (GM) - Distribution |  |  |  | C1 | 1473 | 12 | 0 | 0 | 181 | 1666 | 0 | 0 | 0 | 0 | 0 | 0 | 0 | 0 | 0 | 0 | 0 | 0 | 1473 | 12 | 0 | 0 | 181 | 1666 | 0 | 0 | 0 | 0 | 0 | 0 | 1473 | 0 | 12 | 0 | 181 | 1666 |  |  | C1 | 0.0019095 | 0.0028431 | 0.0050268 | 0.008141 | 0.019096 | C1 | 11167.73 | 11167.73 | 11167.73 | 11167.73 | 11167.73 | C1 | 21.3251 | 31.7508 | 56.1383 | 90.9167 | 213.2548 | C1 | 0 | 0 | 0 | 0 | 0 | 0 |  | 31411.8983 | 381.0099 | 0 | 0 | 38599.1212 | 70392.0295 |  | 31411.8983 | 381.0099 | 0 | 0 | 38599.1212 | 70392.0295 |  | 31411.8983 | 381.0099 | 0 | 0 | 38599.1212 | 70392.0295 |  | 31411.8983 | 0 | 673.6601 | 0 | 38599.1212 | 70684.6797 |  | 31411.8983 | 0 | 673.6601 | 0 | 38599.1212 | 70684.6797
[5 empty] | C2 | 6091 | 3004 | 232 | 311 | 1142 | 10780 | 0 | 0 | 0 | 0 | 0 | 0 | 0 | 0 | 0 | 0 | 0 | 0 | 6091 | 2711 | 371 | 322 | 1285 | 10780 | 0 | 0 | 0 | 0 | 0 | 0 | 6091 | 625 | 1728 | 805 | 1531 | 10780 |  |  | C2 | 0.0019095 | 0.0028431 | 0.0050268 | 0.008141 | 0.019096 | C2 | 15953.9 | 15953.9 | 15953.9 | 15953.9 | 15953.9 | C2 | 30.4645 | 45.3583 | 80.1976 | 129.8811 | 304.6497 | C2 | 0 | 0 | 0 | 0 | 0 | 0 |  | 185558.9881 | 136256.413 | 18605.8515 | 40393.0076 | 347909.9953 | 728724.2554 |  | 185558.9881 | 122966.4233 | 29753.3229 | 41821.6991 | 391474.9071 | 771575.3406 |  | 185558.9881 | 122966.4233 | 29753.3229 | 41821.6991 | 391474.9071 | 771575.3406 |  | 185558.9881 | 28348.9541 | 138581.5146 | 104554.2478 | 466418.7415 | 923462.4462 |  | 185558.9881 | 28348.9541 | 138581.5146 | 104554.2478 | 466418.7415 | 923462.4462
[5 empty] | C3 | 264 | 428 | 51 | 18 | 1006 | 1767 | 0 | 0 | 0 | 0 | 0 | 0 | 0 | 0 | 0 | 0 | 0 | 0 | 264 | 353 | 102 | 35 | 1013 | 1767 | 0 | 0 | 0 | 0 | 0 | 0 | 264 | 145 | 235 | 97 | 1026 | 1767 |  |  | C3 | 0.0019095 | 0.0028431 | 0.0050268 | 0.008141 | 0.019096 | C3 | 23930.85 | 23930.85 | 23930.85 | 23930.85 | 23930.85 | C3 | 45.6967 | 68.0375 | 120.2965 | 194.8216 | 456.9746 | C3 | 0 | 0 | 0 | 0 | 0 | 0 |  | 12063.9237 | 29120.0456 | 6135.1191 | 3506.7884 | 459716.4474 | 510542.3243 |  | 12063.9237 | 24017.2339 | 12270.2383 | 6818.7553 | 462915.2696 | 518085.4207 |  | 12063.9237 | 24017.2339 | 12270.2383 | 6818.7553 | 462915.2696 | 518085.4207 |  | 12063.9237 | 9865.436 | 28269.6666 | 18897.6932 | 468855.9393 | 537952.6589 |  | 12063.9237 | 9865.436 | 28269.6666 | 18897.6932 | 468855.9393 | 537952.6589
[5 empty] | C4 | 0 | 0 | 0 | 0 | 0 | 0 | 0 | 0 | 0 | 0 | 0 | 0 | 0 | 0 | 0 | 0 | 0 | 0 | 0 | 0 | 0 | 0 | 0 | 0 | 0 | 0 | 0 | 0 | 0 | 0 | 0 | 0 | 0 | 0 | 0 | 0 |  |  | C4 | 0.0019095 | 0.0028431 | 0.0050268 | 0.008141 | 0.019096 | C4 | 39884.75 | 39884.75 | 39884.75 | 39884.75 | 39884.75 | C4 | 76.1611 | 113.3958 | 200.4941 | 324.7026 | 761.6243 | C4 | 0 | 0 | 0 | 0 | 0 | 0 |  | 0 | 0 | 0 | 0 | 0 | 0 |  | 0 | 0 | 0 | 0 | 0 | 0 |  | 0 | 0 | 0 | 0 | 0 | 0 |  | 0 | 0 | 0 | 0 | 0 | 0 |  | 0 | 0 | 0 | 0 | 0 | 0
|  | Yes | 14213 | 14333 |  | 7828 | 3444 | 283 | 329 | 2329 |  | 0 | 0 | 0 | 0 | 0 |  | 0 | 0 | 0 | 0 | 0 |  | 7828 | 3076 | 473 | 357 | 2479 |  | 0 | 0 | 0 | 0 | 0 |  | 7828 | 770 | 1975 | 902 | 2738 | [22 empty] | 0 | 0 | 0 | 0 | 0 | 0 |  | 229034.8102 | 165757.4686 | 24740.9706 | 43899.796 | 846225.5638 | 1309658.6092 |  | 229034.8102 | 147364.6671 | 42023.5612 | 48640.4544 | 892989.2979 | 1360052.7908 |  | 229034.8102 | 147364.6671 | 42023.5612 | 48640.4544 | 892989.2979 | 1360052.7908 |  | 229034.8102 | 38214.3901 | 167524.8414 | 123451.9411 | 973873.802 | 1532099.7848 |  | 229034.8102 | 38214.3901 | 167524.8414 | 123451.9411 | 973873.802 | 1532099.7848
| HV Transformer (GM) |  |  |  | C1 | 383 | 61 | 27 | 7 | 2 | 480 | 0 | 0 | 0 | 0 | 0 | 0 | 0 | 0 | 0 | 0 | 0 | 0 | 340 | 85 | 26 | 25 | 4 | 480 | 0 | 0 | 0 | 0 | 0 | 0 | 301 | 101 | 32 | 35 | 11 | 480 |  |  | C1 | 0.002223 | 0.0033099 | 0.0058521 | 0.0094776 | 0.022231 | C1 | 14588.882 | 14588.882 | 14588.882 | 14588.882 | 14588.882 | C1 | 32.4316 | 48.2872 | 85.3761 | 138.2677 | 324.3215 | C1 | 0 | 0 | 0 | 0 | 0 | 0 |  | 12421.3019 | 2945.5188 | 2305.1558 | 967.8739 | 648.643 | 19288.4934 |  | 11026.7432 | 4104.4115 | 2219.7796 | 3456.6926 | 1297.286 | 22104.9129 |  | 11026.7432 | 4104.4115 | 2219.7796 | 3456.6926 | 1297.286 | 22104.9129 |  | 9761.9109 | 4877.0066 | 2732.0365 | 4839.3696 | 3567.5366 | 25777.8601 |  | 9761.9109 | 4877.0066 | 2732.0365 | 4839.3696 | 3567.5366 | 25777.8601
[5 empty] | C2 | 8644 | 800 | 196 | 34 | 6 | 9680 | 0 | 0 | 0 | 0 | 0 | 0 | 0 | 0 | 0 | 0 | 0 | 0 | 7814 | 1461 | 239 | 155 | 11 | 9680 | 0 | 0 | 0 | 0 | 0 | 0 | 6810 | 2206 | 351 | 254 | 59 | 9680 |  |  | C2 | 0.002223 | 0.0033099 | 0.0058521 | 0.0094776 | 0.022231 | C2 | 20841.26 | 20841.26 | 20841.26 | 20841.26 | 20841.26 | C2 | 46.3309 | 68.9817 | 121.9659 | 197.5253 | 463.3164 | C2 | 0 | 0 | 0 | 0 | 0 | 0 |  | 400483.8989 | 55185.3646 | 23905.319 | 6715.8599 | 2779.8986 | 489070.341 |  | 362029.2904 | 100782.2721 | 29149.8532 | 30616.4199 | 5096.4808 | 527674.3165 |  | 362029.2904 | 100782.2721 | 29149.8532 | 30616.4199 | 5096.4808 | 527674.3165 |  | 315513.1133 | 152173.6429 | 42810.0355 | 50171.4236 | 27335.6698 | 588003.8852 |  | 315513.1133 | 152173.6429 | 42810.0355 | 50171.4236 | 27335.6698 | 588003.8852
[5 empty] | C3 | 991 | 119 | 11 | 1 | 0 | 1122 | 0 | 0 | 0 | 0 | 0 | 0 | 0 | 0 | 0 | 0 | 0 | 0 | 846 | 245 | 25 | 5 | 1 | 1122 | 0 | 0 | 0 | 0 | 0 | 0 | 686 | 365 | 52 | 17 | 2 | 1122 |  |  | C3 | 0.002223 | 0.0033099 | 0.0058521 | 0.0094776 | 0.022231 | C3 | 31261.89 | 31261.89 | 31261.89 | 31261.89 | 31261.89 | C3 | 69.4963 | 103.4726 | 182.9489 | 296.2879 | 694.9747 | C3 | 0 | 0 | 0 | 0 | 0 | 0 |  | 68870.8139 | 12313.2345 | 2012.4376 | 296.2879 | 0 | 83492.7739 |  | 58793.8533 | 25350.7769 | 4573.7217 | 1481.4397 | 694.9747 | 90894.7662 |  | 58793.8533 | 25350.7769 | 4573.7217 | 1481.4397 | 694.9747 | 90894.7662 |  | 47674.4484 | 37767.4839 | 9513.3412 | 5036.8949 | 1389.9493 | 101382.1177 |  | 47674.4484 | 37767.4839 | 9513.3412 | 5036.8949 | 1389.9493 | 101382.1177
[5 empty] | C4 | 67 | 7 | 1 | 0 | 0 | 75 | 0 | 0 | 0 | 0 | 0 | 0 | 0 | 0 | 0 | 0 | 0 | 0 | 61 | 11 | 2 | 1 | 0 | 75 | 0 | 0 | 0 | 0 | 0 | 0 | 51 | 19 | 3 | 1 | 1 | 75 |  |  | C4 | 0.002223 | 0.0033099 | 0.0058521 | 0.0094776 | 0.022231 | C4 | 52103.15 | 52103.15 | 52103.15 | 52103.15 | 52103.15 | C4 | 115.8271 | 172.4543 | 304.9148 | 493.8132 | 1158.2911 | C4 | 0 | 0 | 0 | 0 | 0 | 0 |  | 7760.418 | 1207.1799 | 304.9148 | 0 | 0 | 9272.5126 |  | 7065.4552 | 1896.9969 | 609.8296 | 493.8132 | 0 | 10066.0949 |  | 7065.4552 | 1896.9969 | 609.8296 | 493.8132 | 0 | 10066.0949 |  | 5907.1838 | 3276.631 | 914.7443 | 493.8132 | 1158.2911 | 11750.6635 |  | 5907.1838 | 3276.631 | 914.7443 | 493.8132 | 1158.2911 | 11750.6635
|  | Yes | 11357 | 11402 |  | 10085 | 987 | 235 | 42 | 8 |  | 0 | 0 | 0 | 0 | 0 |  | 0 | 0 | 0 | 0 | 0 |  | 9061 | 1802 | 292 | 186 | 16 |  | 0 | 0 | 0 | 0 | 0 |  | 7848 | 2691 | 438 | 307 | 73 | [22 empty] | 0 | 0 | 0 | 0 | 0 | 0 |  | 489536.4327 | 71651.2978 | 28527.8271 | 7980.0217 | 3428.5416 | 601124.1209 |  | 438915.342 | 132134.4574 | 36553.1842 | 36048.3654 | 7088.7415 | 650740.0905 |  | 438915.342 | 132134.4574 | 36553.1842 | 36048.3654 | 7088.7415 | 650740.0905 |  | 378856.6564 | 198094.7645 | 55970.1575 | 60541.5013 | 33451.4468 | 726914.5265 |  | 378856.6564 | 198094.7645 | 55970.1575 | 60541.5013 | 33451.4468 | 726914.5265
| HV UG Cable |  |  |  | C1 | 0 | 0 | 0 | 0 | 0 | 0 | 0 | 0 | 0 | 0 | 0 | 0 | 0 | 0 | 0 | 0 | 0 | 0 | 0 | 0 | 0 | 0 | 0 | 0 | 0 | 0 | 0 | 0 | 0 | 0 | 0 | 0 | 0 | 0 | 0 | 0 |  |  | C1 | 0 | 0 | 0 | 0 | 0 | C1 | 0 | 0 | 0 | 0 | 0 | C1 | [5 empty] | C1 | [5 empty] | 0 | [6 empty] | 0 | [6 empty] | 0 | [6 empty] | 0 | [6 empty] | 0 | [6 empty] | 0
[5 empty] | C2 | 0 | 0 | 0 | 0 | 0 | 0 | 0 | 0 | 0 | 0 | 0 | 0 | 0 | 0 | 0 | 0 | 0 | 0 | 0 | 0 | 0 | 0 | 0 | 0 | 0 | 0 | 0 | 0 | 0 | 0 | 0 | 0 | 0 | 0 | 0 | 0 |  |  | C2 | 0 | 0 | 0 | 0 | 0 | C2 | 0 | 0 | 0 | 0 | 0 | C2 | [5 empty] | C2 | [5 empty] | 0 | [6 empty] | 0 | [6 empty] | 0 | [6 empty] | 0 | [6 empty] | 0 | [6 empty] | 0
[5 empty] | C3 | 0 | 0 | 0 | 0 | 0 | 0 | 0 | 0 | 0 | 0 | 0 | 0 | 0 | 0 | 0 | 0 | 0 | 0 | 0 | 0 | 0 | 0 | 0 | 0 | 0 | 0 | 0 | 0 | 0 | 0 | 0 | 0 | 0 | 0 | 0 | 0 |  |  | C3 | 0 | 0 | 0 | 0 | 0 | C3 | 0 | 0 | 0 | 0 | 0 | C3 | [5 empty] | C3 | [5 empty] | 0 | [6 empty] | 0 | [6 empty] | 0 | [6 empty] | 0 | [6 empty] | 0 | [6 empty] | 0
[5 empty] | C4 | 0 | 0 | 0 | 0 | 0 | 0 | 0 | 0 | 0 | 0 | 0 | 0 | 0 | 0 | 0 | 0 | 0 | 0 | 0 | 0 | 0 | 0 | 0 | 0 | 0 | 0 | 0 | 0 | 0 | 0 | 0 | 0 | 0 | 0 | 0 | 0 |  |  | C4 | 0 | 0 | 0 | 0 | 0 | C4 | 0 | 0 | 0 | 0 | 0 | C4 | [5 empty] | C4 | [5 empty] | 0 | [6 empty] | 0 | [6 empty] | 0 | [6 empty] | 0 | [6 empty] | 0 | [6 empty] | 0
|  | 0 | 0 | 0 |  | 0 | 0 | 0 | 0 | 0 |  | 0 | 0 | 0 | 0 | 0 |  | 0 | 0 | 0 | 0 | 0 |  | 0 | 0 | 0 | 0 | 0 |  | 0 | 0 | 0 | 0 | 0 |  | 0 | 0 | 0 | 0 | 0 | [22 empty] | 0 | 0 | 0 | 0 | 0 | 0 |  | 0 | 0 | 0 | 0 | 0 | 0 |  | 0 | 0 | 0 | 0 | 0 | 0 |  | 0 | 0 | 0 | 0 | 0 | 0 |  | 0 | 0 | 0 | 0 | 0 | 0 |  | 0 | 0 | 0 | 0 | 0 | 0
| HV OHL Support - Poles |  |  |  | C1 | 27126 | 2798 | 6780 | 9287 | 4187 | 50178 | 0 | 0 | 0 | 0 | 0 | 0 | 0 | 0 | 0 | 0 | 0 | 0 | 26447 | 2160 | 6417 | 4037 | 11117 | 50178 | 0 | 0 | 0 | 0 | 0 | 0 | 25547 | 1703 | 2147 | 6549 | 14232 | 50178 |  |  | C1 | 0.0081226 | 0.012094 | 0.021383 | 0.03463 | 0.081228 | C1 | 2424.66 | 2424.66 | 2424.66 | 2424.66 | 2424.66 | C1 | 19.6946 | 29.3232 | 51.846 | 83.9653 | 196.9495 | C1 | 0 | 0 | 0 | 0 | 0 | 0 |  | 534236.0531 | 82046.257 | 351516.163 | 779785.7364 | 824627.4789 | 2572211.6885 |  | 520863.4114 | 63338.0683 | 332696.0499 | 338967.914 | 2189487.3856 | 3445352.8292 |  | 520863.4114 | 63338.0683 | 332696.0499 | 338967.914 | 2189487.3856 | 3445352.8292 |  | 503138.2603 | 49937.3752 | 111313.4516 | 549888.7464 | 2802985.0204 | 4017262.8538 |  | 503138.2603 | 49937.3752 | 111313.4516 | 549888.7464 | 2802985.0204 | 4017262.8538
[5 empty] | C2 | 48908 | 4755 | 7922 | 14230 | 5481 | 81296 | 0 | 0 | 0 | 0 | 0 | 0 | 0 | 0 | 0 | 0 | 0 | 0 | 47578 | 3699 | 8032 | 7485 | 14502 | 81296 | 0 | 0 | 0 | 0 | 0 | 0 | 46704 | 2325 | 3405 | 8071 | 20791 | 81296 |  |  | C2 | 0.0081226 | 0.012094 | 0.021383 | 0.03463 | 0.081228 | C2 | 3463.8 | 3463.8 | 3463.8 | 3463.8 | 3463.8 | C2 | 28.1352 | 41.8903 | 74.0658 | 119.9504 | 281.3564 | C2 | 0 | 0 | 0 | 0 | 0 | 0 |  | 1376034.4259 | 199188.1712 | 586749.061 | 1706894.5882 | 1542114.44 | 5410980.6863 |  | 1338614.6626 | 154952.06 | 594896.2961 | 897828.9524 | 4080230.5434 | 7066522.5145 |  | 1338614.6626 | 154952.06 | 594896.2961 | 897828.9524 | 4080230.5434 | 7066522.5145 |  | 1314024.5324 | 97394.8471 | 252193.9602 | 968119.9031 | 5849680.9562 | 8481414.199 |  | 1314024.5324 | 97394.8471 | 252193.9602 | 968119.9031 | 5849680.9562 | 8481414.199
[5 empty] | C3 | 15369 | 1570 | 3783 | 5662 | 1978 | 28362 | 0 | 0 | 0 | 0 | 0 | 0 | 0 | 0 | 0 | 0 | 0 | 0 | 14747 | 1596 | 3357 | 2145 | 6517 | 28362 | 0 | 0 | 0 | 0 | 0 | 0 | 14352 | 1090 | 1151 | 3724 | 8045 | 28362 |  |  | C3 | 0.0081226 | 0.012094 | 0.021383 | 0.03463 | 0.081228 | C3 | 5195.7 | 5195.7 | 5195.7 | 5195.7 | 5195.7 | C3 | 42.2027 | 62.8354 | 111.0987 | 179.9256 | 422.0346 | C3 | 0 | 0 | 0 | 0 | 0 | 0 |  | 648613.9208 | 98651.5548 | 420286.2341 | 1018738.9837 | 834784.4451 | 3021075.1385 |  | 622363.8161 | 100285.2748 | 372958.2046 | 385940.5016 | 2750399.5088 | 4231947.3059 |  | 622363.8161 | 100285.2748 | 372958.2046 | 385940.5016 | 2750399.5088 | 4231947.3059 |  | 605693.7336 | 68490.5699 | 127874.5587 | 670043.0899 | 3395268.3824 | 4867370.3345 |  | 605693.7336 | 68490.5699 | 127874.5587 | 670043.0899 | 3395268.3824 | 4867370.3345
[5 empty] | C4 | 3205 | 276 | 529 | 773 | 402 | 5185 | 0 | 0 | 0 | 0 | 0 | 0 | 0 | 0 | 0 | 0 | 0 | 0 | 3021 | 362 | 463 | 342 | 997 | 5185 | 0 | 0 | 0 | 0 | 0 | 0 | 2923 | 290 | 216 | 496 | 1260 | 5185 |  |  | C4 | 0.0081226 | 0.012094 | 0.021383 | 0.03463 | 0.081228 | C4 | 8659.5 | 8659.5 | 8659.5 | 8659.5 | 8659.5 | C4 | 70.3379 | 104.7256 | 185.1644 | 299.8761 | 703.391 | C4 | 0 | 0 | 0 | 0 | 0 | 0 |  | 225432.9729 | 28904.2772 | 97951.986 | 231804.2018 | 282763.1841 | 866856.622 |  | 212490.7991 | 37910.6824 | 85731.1333 | 102557.6158 | 701280.8323 | 1139971.0629 |  | 212490.7991 | 37910.6824 | 85731.1333 | 102557.6158 | 701280.8323 | 1139971.0629 |  | 205597.6848 | 30370.4362 | 39995.5179 | 148738.5305 | 886272.6666 | 1310974.8361 |  | 205597.6848 | 30370.4362 | 39995.5179 | 148738.5305 | 886272.6666 | 1310974.8361
|  | Yes | 165021 | 165125 |  | 94608 | 9399 | 19014 | 29952 | 12048 |  | 0 | 0 | 0 | 0 | 0 |  | 0 | 0 | 0 | 0 | 0 |  | 91793 | 7817 | 18269 | 14009 | 33133 |  | 0 | 0 | 0 | 0 | 0 |  | 89526 | 5408 | 6919 | 18840 | 44328 | [22 empty] | 0 | 0 | 0 | 0 | 0 | 0 |  | 2784317.3727 | 408790.2603 | 1456503.4442 | 3737223.5101 | 3484289.5481 | 11871124.1353 |  | 2694332.6891 | 356486.0856 | 1386281.6839 | 1725294.9839 | 9721398.27 | 15883793.7125 |  | 2694332.6891 | 356486.0856 | 1386281.6839 | 1725294.9839 | 9721398.27 | 15883793.7125 |  | 2628454.211 | 246193.2284 | 531377.4884 | 2336790.27 | 12934207.0257 | 18677022.2235 |  | 2628454.211 | 246193.2284 | 531377.4884 | 2336790.27 | 12934207.0257 | 18677022.2235
| [Please insert new asset category as required] |  |  |  | C1 | 0 | 0 | 0 | 0 | 0 | 0 | 0 | 0 | 0 | 0 | 0 | 0 | 0 | 0 | 0 | 0 | 0 | 0 | 0 | 0 | 0 | 0 | 0 | 0 | 0 | 0 | 0 | 0 | 0 | 0 | 0 | 0 | 0 | 0 | 0 | 0 |  |  | C1 | 0 | 0 | 0 | 0 | 0 | C1 | 0 | 0 | 0 | 0 | 0 | C1 | [5 empty] | C1 | [5 empty] | 0 | [6 empty] | 0 | [6 empty] | 0 | [6 empty] | 0 | [6 empty] | 0 | [6 empty] | 0
[5 empty] | C2 | 0 | 0 | 0 | 0 | 0 | 0 | 0 | 0 | 0 | 0 | 0 | 0 | 0 | 0 | 0 | 0 | 0 | 0 | 0 | 0 | 0 | 0 | 0 | 0 | 0 | 0 | 0 | 0 | 0 | 0 | 0 | 0 | 0 | 0 | 0 | 0 |  |  | C2 | 0 | 0 | 0 | 0 | 0 | C2 | 0 | 0 | 0 | 0 | 0 | C2 | [5 empty] | C2 | [5 empty] | 0 | [6 empty] | 0 | [6 empty] | 0 | [6 empty] | 0 | [6 empty] | 0 | [6 empty] | 0
[5 empty] | C3 | 0 | 0 | 0 | 0 | 0 | 0 | 0 | 0 | 0 | 0 | 0 | 0 | 0 | 0 | 0 | 0 | 0 | 0 | 0 | 0 | 0 | 0 | 0 | 0 | 0 | 0 | 0 | 0 | 0 | 0 | 0 | 0 | 0 | 0 | 0 | 0 |  |  | C3 | 0 | 0 | 0 | 0 | 0 | C3 | 0 | 0 | 0 | 0 | 0 | C3 | [5 empty] | C3 | [5 empty] | 0 | [6 empty] | 0 | [6 empty] | 0 | [6 empty] | 0 | [6 empty] | 0 | [6 empty] | 0
[5 empty] | C4 | 0 | 0 | 0 | 0 | 0 | 0 | 0 | 0 | 0 | 0 | 0 | 0 | 0 | 0 | 0 | 0 | 0 | 0 | 0 | 0 | 0 | 0 | 0 | 0 | 0 | 0 | 0 | 0 | 0 | 0 | 0 | 0 | 0 | 0 | 0 | 0 |  |  | C4 | 0 | 0 | 0 | 0 | 0 | C4 | 0 | 0 | 0 | 0 | 0 | C4 | [5 empty] | C4 | [5 empty] | 0 | [6 empty] | 0 | [6 empty] | 0 | [6 empty] | 0 | [6 empty] | 0 | [6 empty] | 0
|  | 0 | 0 | 0 |  | 0 | 0 | 0 | 0 | 0 |  | 0 | 0 | 0 | 0 | 0 |  | 0 | 0 | 0 | 0 | 0 |  | 0 | 0 | 0 | 0 | 0 |  | 0 | 0 | 0 | 0 | 0 |  | 0 | 0 | 0 | 0 | 0 | [22 empty] | 0 | 0 | 0 | 0 | 0 | 0 |  | 0 | 0 | 0 | 0 | 0 | 0 |  | 0 | 0 | 0 | 0 | 0 | 0 |  | 0 | 0 | 0 | 0 | 0 | 0 |  | 0 | 0 | 0 | 0 | 0 | 0 |  | 0 | 0 | 0 | 0 | 0 | 0
| [Please insert new asset category as required] |  |  |  | C1 | 0 | 0 | 0 | 0 | 0 | 0 | 0 | 0 | 0 | 0 | 0 | 0 | 0 | 0 | 0 | 0 | 0 | 0 | 0 | 0 | 0 | 0 | 0 | 0 | 0 | 0 | 0 | 0 | 0 | 0 | 0 | 0 | 0 | 0 | 0 | 0 |  |  | C1 | 0 | 0 | 0 | 0 | 0 | C1 | 0 | 0 | 0 | 0 | 0 | C1 | [5 empty] | C1 | [5 empty] | 0 | [6 empty] | 0 | [6 empty] | 0 | [6 empty] | 0 | [6 empty] | 0 | [6 empty] | 0
[5 empty] | C2 | 0 | 0 | 0 | 0 | 0 | 0 | 0 | 0 | 0 | 0 | 0 | 0 | 0 | 0 | 0 | 0 | 0 | 0 | 0 | 0 | 0 | 0 | 0 | 0 | 0 | 0 | 0 | 0 | 0 | 0 | 0 | 0 | 0 | 0 | 0 | 0 |  |  | C2 | 0 | 0 | 0 | 0 | 0 | C2 | 0 | 0 | 0 | 0 | 0 | C2 | [5 empty] | C2 | [5 empty] | 0 | [6 empty] | 0 | [6 empty] | 0 | [6 empty] | 0 | [6 empty] | 0 | [6 empty] | 0
[5 empty] | C3 | 0 | 0 | 0 | 0 | 0 | 0 | 0 | 0 | 0 | 0 | 0 | 0 | 0 | 0 | 0 | 0 | 0 | 0 | 0 | 0 | 0 | 0 | 0 | 0 | 0 | 0 | 0 | 0 | 0 | 0 | 0 | 0 | 0 | 0 | 0 | 0 |  |  | C3 | 0 | 0 | 0 | 0 | 0 | C3 | 0 | 0 | 0 | 0 | 0 | C3 | [5 empty] | C3 | [5 empty] | 0 | [6 empty] | 0 | [6 empty] | 0 | [6 empty] | 0 | [6 empty] | 0 | [6 empty] | 0
[5 empty] | C4 | 0 | 0 | 0 | 0 | 0 | 0 | 0 | 0 | 0 | 0 | 0 | 0 | 0 | 0 | 0 | 0 | 0 | 0 | 0 | 0 | 0 | 0 | 0 | 0 | 0 | 0 | 0 | 0 | 0 | 0 | 0 | 0 | 0 | 0 | 0 | 0 |  |  | C4 | 0 | 0 | 0 | 0 | 0 | C4 | 0 | 0 | 0 | 0 | 0 | C4 | [5 empty] | C4 | [5 empty] | 0 | [6 empty] | 0 | [6 empty] | 0 | [6 empty] | 0 | [6 empty] | 0 | [6 empty] | 0
|  | 0 | 0 | 0 |  | 0 | 0 | 0 | 0 | 0 |  | 0 | 0 | 0 | 0 | 0 |  | 0 | 0 | 0 | 0 | 0 |  | 0 | 0 | 0 | 0 | 0 |  | 0 | 0 | 0 | 0 | 0 |  | 0 | 0 | 0 | 0 | 0 | [22 empty] | 0 | 0 | 0 | 0 | 0 | 0 |  | 0 | 0 | 0 | 0 | 0 | 0 |  | 0 | 0 | 0 | 0 | 0 | 0 |  | 0 | 0 | 0 | 0 | 0 | 0 |  | 0 | 0 | 0 | 0 | 0 | 0 |  | 0 | 0 | 0 | 0 | 0 | 0
| [Please insert new asset category as required] |  |  |  | C1 | 0 | 0 | 0 | 0 | 0 | 0 | 0 | 0 | 0 | 0 | 0 | 0 | 0 | 0 | 0 | 0 | 0 | 0 | 0 | 0 | 0 | 0 | 0 | 0 | 0 | 0 | 0 | 0 | 0 | 0 | 0 | 0 | 0 | 0 | 0 | 0 |  |  | C1 | 0 | 0 | 0 | 0 | 0 | C1 | 0 | 0 | 0 | 0 | 0 | C1 | [5 empty] | C1 | [5 empty] | 0 | [6 empty] | 0 | [6 empty] | 0 | [6 empty] | 0 | [6 empty] | 0 | [6 empty] | 0
[5 empty] | C2 | 0 | 0 | 0 | 0 | 0 | 0 | 0 | 0 | 0 | 0 | 0 | 0 | 0 | 0 | 0 | 0 | 0 | 0 | 0 | 0 | 0 | 0 | 0 | 0 | 0 | 0 | 0 | 0 | 0 | 0 | 0 | 0 | 0 | 0 | 0 | 0 |  |  | C2 | 0 | 0 | 0 | 0 | 0 | C2 | 0 | 0 | 0 | 0 | 0 | C2 | [5 empty] | C2 | [5 empty] | 0 | [6 empty] | 0 | [6 empty] | 0 | [6 empty] | 0 | [6 empty] | 0 | [6 empty] | 0
[5 empty] | C3 | 0 | 0 | 0 | 0 | 0 | 0 | 0 | 0 | 0 | 0 | 0 | 0 | 0 | 0 | 0 | 0 | 0 | 0 | 0 | 0 | 0 | 0 | 0 | 0 | 0 | 0 | 0 | 0 | 0 | 0 | 0 | 0 | 0 | 0 | 0 | 0 |  |  | C3 | 0 | 0 | 0 | 0 | 0 | C3 | 0 | 0 | 0 | 0 | 0 | C3 | [5 empty] | C3 | [5 empty] | 0 | [6 empty] | 0 | [6 empty] | 0 | [6 empty] | 0 | [6 empty] | 0 | [6 empty] | 0
[5 empty] | C4 | 0 | 0 | 0 | 0 | 0 | 0 | 0 | 0 | 0 | 0 | 0 | 0 | 0 | 0 | 0 | 0 | 0 | 0 | 0 | 0 | 0 | 0 | 0 | 0 | 0 | 0 | 0 | 0 | 0 | 0 | 0 | 0 | 0 | 0 | 0 | 0 |  |  | C4 | 0 | 0 | 0 | 0 | 0 | C4 | 0 | 0 | 0 | 0 | 0 | C4 | [5 empty] | C4 | [5 empty] | 0 | [6 empty] | 0 | [6 empty] | 0 | [6 empty] | 0 | [6 empty] | 0 | [6 empty] | 0
|  | 0 | 0 | 0 |  | 0 | 0 | 0 | 0 | 0 |  | 0 | 0 | 0 | 0 | 0 |  | 0 | 0 | 0 | 0 | 0 |  | 0 | 0 | 0 | 0 | 0 |  | 0 | 0 | 0 | 0 | 0 |  | 0 | 0 | 0 | 0 | 0 | [22 empty] | 0 | 0 | 0 | 0 | 0 | 0 |  | 0 | 0 | 0 | 0 | 0 | 0 |  | 0 | 0 | 0 | 0 | 0 | 0 |  | 0 | 0 | 0 | 0 | 0 | 0 |  | 0 | 0 | 0 | 0 | 0 | 0 |  | 0 | 0 | 0 | 0 | 0 | 0
| [Please insert new asset category as required] |  |  |  | C1 | 0 | 0 | 0 | 0 | 0 | 0 | 0 | 0 | 0 | 0 | 0 | 0 | 0 | 0 | 0 | 0 | 0 | 0 | 0 | 0 | 0 | 0 | 0 | 0 | 0 | 0 | 0 | 0 | 0 | 0 | 0 | 0 | 0 | 0 | 0 | 0 |  |  | C1 | 0 | 0 | 0 | 0 | 0 | C1 | 0 | 0 | 0 | 0 | 0 | C1 | [5 empty] | C1 | [5 empty] | 0 | [6 empty] | 0 | [6 empty] | 0 | [6 empty] | 0 | [6 empty] | 0 | [6 empty] | 0
[5 empty] | C2 | 0 | 0 | 0 | 0 | 0 | 0 | 0 | 0 | 0 | 0 | 0 | 0 | 0 | 0 | 0 | 0 | 0 | 0 | 0 | 0 | 0 | 0 | 0 | 0 | 0 | 0 | 0 | 0 | 0 | 0 | 0 | 0 | 0 | 0 | 0 | 0 |  |  | C2 | 0 | 0 | 0 | 0 | 0 | C2 | 0 | 0 | 0 | 0 | 0 | C2 | [5 empty] | C2 | [5 empty] | 0 | [6 empty] | 0 | [6 empty] | 0 | [6 empty] | 0 | [6 empty] | 0 | [6 empty] | 0
[5 empty] | C3 | 0 | 0 | 0 | 0 | 0 | 0 | 0 | 0 | 0 | 0 | 0 | 0 | 0 | 0 | 0 | 0 | 0 | 0 | 0 | 0 | 0 | 0 | 0 | 0 | 0 | 0 | 0 | 0 | 0 | 0 | 0 | 0 | 0 | 0 | 0 | 0 |  |  | C3 | 0 | 0 | 0 | 0 | 0 | C3 | 0 | 0 | 0 | 0 | 0 | C3 | [5 empty] | C3 | [5 empty] | 0 | [6 empty] | 0 | [6 empty] | 0 | [6 empty] | 0 | [6 empty] | 0 | [6 empty] | 0
[5 empty] | C4 | 0 | 0 | 0 | 0 | 0 | 0 | 0 | 0 | 0 | 0 | 0 | 0 | 0 | 0 | 0 | 0 | 0 | 0 | 0 | 0 | 0 | 0 | 0 | 0 | 0 | 0 | 0 | 0 | 0 | 0 | 0 | 0 | 0 | 0 | 0 | 0 |  |  | C4 | 0 | 0 | 0 | 0 | 0 | C4 | 0 | 0 | 0 | 0 | 0 | C4 | [5 empty] | C4 | [5 empty] | 0 | [6 empty] | 0 | [6 empty] | 0 | [6 empty] | 0 | [6 empty] | 0 | [6 empty] | 0
|  | 0 | 0 | 0 |  | 0 | 0 | 0 | 0 | 0 |  | 0 | 0 | 0 | 0 | 0 |  | 0 | 0 | 0 | 0 | 0 |  | 0 | 0 | 0 | 0 | 0 |  | 0 | 0 | 0 | 0 | 0 |  | 0 | 0 | 0 | 0 | 0 | [22 empty] | 0 | 0 | 0 | 0 | 0 | 0 |  | 0 | 0 | 0 | 0 | 0 | 0 |  | 0 | 0 | 0 | 0 | 0 | 0 |  | 0 | 0 | 0 | 0 | 0 | 0 |  | 0 | 0 | 0 | 0 | 0 | 0 |  | 0 | 0 | 0 | 0 | 0 | 0
| [Please insert new asset category as required] |  |  |  | C1 | 0 | 0 | 0 | 0 | 0 | 0 | 0 | 0 | 0 | 0 | 0 | 0 | 0 | 0 | 0 | 0 | 0 | 0 | 0 | 0 | 0 | 0 | 0 | 0 | 0 | 0 | 0 | 0 | 0 | 0 | 0 | 0 | 0 | 0 | 0 | 0 |  |  | C1 | 0 | 0 | 0 | 0 | 0 | C1 | 0 | 0 | 0 | 0 | 0 | C1 | [5 empty] | C1 | [5 empty] | 0 | [6 empty] | 0 | [6 empty] | 0 | [6 empty] | 0 | [6 empty] | 0 | [6 empty] | 0
[5 empty] | C2 | 0 | 0 | 0 | 0 | 0 | 0 | 0 | 0 | 0 | 0 | 0 | 0 | 0 | 0 | 0 | 0 | 0 | 0 | 0 | 0 | 0 | 0 | 0 | 0 | 0 | 0 | 0 | 0 | 0 | 0 | 0 | 0 | 0 | 0 | 0 | 0 |  |  | C2 | 0 | 0 | 0 | 0 | 0 | C2 | 0 | 0 | 0 | 0 | 0 | C2 | [5 empty] | C2 | [5 empty] | 0 | [6 empty] | 0 | [6 empty] | 0 | [6 empty] | 0 | [6 empty] | 0 | [6 empty] | 0
[5 empty] | C3 | 0 | 0 | 0 | 0 | 0 | 0 | 0 | 0 | 0 | 0 | 0 | 0 | 0 | 0 | 0 | 0 | 0 | 0 | 0 | 0 | 0 | 0 | 0 | 0 | 0 | 0 | 0 | 0 | 0 | 0 | 0 | 0 | 0 | 0 | 0 | 0 |  |  | C3 | 0 | 0 | 0 | 0 | 0 | C3 | 0 | 0 | 0 | 0 | 0 | C3 | [5 empty] | C3 | [5 empty] | 0 | [6 empty] | 0 | [6 empty] | 0 | [6 empty] | 0 | [6 empty] | 0 | [6 empty] | 0
[5 empty] | C4 | 0 | 0 | 0 | 0 | 0 | 0 | 0 | 0 | 0 | 0 | 0 | 0 | 0 | 0 | 0 | 0 | 0 | 0 | 0 | 0 | 0 | 0 | 0 | 0 | 0 | 0 | 0 | 0 | 0 | 0 | 0 | 0 | 0 | 0 | 0 | 0 |  |  | C4 | 0 | 0 | 0 | 0 | 0 | C4 | 0 | 0 | 0 | 0 | 0 | C4 | [5 empty] | C4 | [5 empty] | 0 | [6 empty] | 0 | [6 empty] | 0 | [6 empty] | 0 | [6 empty] | 0 | [6 empty] | 0
|  | 0 | 0 | 0 |  | 0 | 0 | 0 | 0 | 0 |  | 0 | 0 | 0 | 0 | 0 |  | 0 | 0 | 0 | 0 | 0 |  | 0 | 0 | 0 | 0 | 0 |  | 0 | 0 | 0 | 0 | 0 |  | 0 | 0 | 0 | 0 | 0 | [22 empty] | 0 | 0 | 0 | 0 | 0 | 0 |  | 0 | 0 | 0 | 0 | 0 | 0 |  | 0 | 0 | 0 | 0 | 0 | 0 |  | 0 | 0 | 0 | 0 | 0 | 0 |  | 0 | 0 | 0 | 0 | 0 | 0 |  | 0 | 0 | 0 | 0 | 0 | 0
[63 empty] | 0 | 0 | 0 | 0 | 0 | 0 |  | 3773584.243 | 1286390.6485 | 1563450.4722 | 4014063.4809 | 4910993.622 | 15548482.4666 |  | 3632382.009 | 1196829.2544 | 1624797.646 | 1996386.1177 | 11424213.8497 | 19874608.8768 |  | 3632382.009 | 1196829.2544 | 1624797.646 | 1996386.1177 | 11424213.8497 | 19874608.8768 |  | 3505168.6989 | 612593.5833 | 1376846.1585 | 3054502.267 | 15080373.6786 | 23629484.3863 |  | 3505168.6989 | 612593.5833 | 1376846.1585 | 3054502.267 | 15080373.6786 | 23629484.3863
| EHV Network | [66 empty] | 0 | [6 empty] | 0 | [6 empty] | 0 | [6 empty] | 0 | [6 empty] | 0 | [6 empty] | 0
| EHV Switchgear (GM) |  |  |  | C1 | 549 | 156 | 0 | 192 | 32 | 929 | 0 | 0 | 0 | 0 | 0 | 0 | 0 | 0 | 0 | 0 | 0 | 0 | 549 | 156 | 0 | 177 | 47 | 929 | 0 | 0 | 0 | 0 | 0 | 0 | 548 | 4 | 137 | 12 | 228 | 929 |  |  | C1 | 0.0063556 | 0.0094628 | 0.016731 | 0.027096 | 0.063557 | C1 | 54607.413 | 54607.413 | 54607.413 | 54607.413 | 54607.413 | C1 | 347.0629 | 516.7397 | 913.6426 | 1479.6555 | 3470.6882 | C1 | 0 | 0 | 0 | 0 | 0 | 0 |  | 190537.533 | 80611.3917 | 0 | 284093.847 | 111062.0224 | 666304.7942 |  | 190537.533 | 80611.3917 | 0 | 261899.0152 | 163122.3455 | 696170.2854 |  | 190537.533 | 80611.3917 | 0 | 261899.0152 | 163122.3455 | 696170.2854 |  | 190190.4701 | 2066.9588 | 125169.0425 | 17755.8654 | 791316.9099 | 1126499.2467 |  | 190190.4701 | 2066.9588 | 125169.0425 | 17755.8654 | 791316.9099 | 1126499.2467
[5 empty] | C2 | 246 | 84 | 8 | 290 | 30 | 658 | 0 | 0 | 0 | 0 | 0 | 0 | 0 | 0 | 0 | 0 | 0 | 0 | 246 | 76 | 13 | 286 | 37 | 658 | 0 | 0 | 0 | 0 | 0 | 0 | 246 | 44 | 28 | 25 | 315 | 658 |  |  | C2 | 0.0063556 | 0.0094628 | 0.016731 | 0.027096 | 0.063557 | C2 | 78010.59 | 78010.59 | 78010.59 | 78010.59 | 78010.59 | C2 | 495.8041 | 738.1996 | 1305.2038 | 2113.7935 | 4958.126 | C2 | 0 | 0 | 0 | 0 | 0 | 0 |  | 121967.8197 | 62008.7629 | 10441.6302 | 613000.1163 | 148743.7801 | 956162.1092 |  | 121967.8197 | 56103.1664 | 16967.6491 | 604544.9423 | 183450.6621 | 983034.2397 |  | 121967.8197 | 56103.1664 | 16967.6491 | 604544.9423 | 183450.6621 | 983034.2397 |  | 121967.8197 | 32480.7805 | 36545.7058 | 52844.8376 | 1561809.6907 | 1805648.8344 |  | 121967.8197 | 32480.7805 | 36545.7058 | 52844.8376 | 1561809.6907 | 1805648.8344
[5 empty] | C3 | 197 | 207 | 3 | 70 | 14 | 491 | 0 | 0 | 0 | 0 | 0 | 0 | 0 | 0 | 0 | 0 | 0 | 0 | 197 | 196 | 13 | 61 | 24 | 491 | 0 | 0 | 0 | 0 | 0 | 0 | 197 | 94 | 100 | 8 | 92 | 491 |  |  | C3 | 0.0063556 | 0.0094628 | 0.016731 | 0.027096 | 0.063557 | C3 | 117015.885 | 117015.885 | 117015.885 | 117015.885 | 117015.885 | C3 | 743.7062 | 1107.2993 | 1957.8057 | 3170.6903 | 7437.189 | C3 | 0 | 0 | 0 | 0 | 0 | 0 |  | 146510.1249 | 229210.9627 | 5873.417 | 221948.318 | 104120.646 | 707663.4687 |  | 146510.1249 | 217030.67 | 25451.4737 | 193412.1057 | 178492.5361 | 760896.9104 |  | 146510.1249 | 217030.67 | 25451.4737 | 193412.1057 | 178492.5361 | 760896.9104 |  | 146510.1249 | 104086.1376 | 195780.567 | 25365.5221 | 684221.3883 | 1155963.7399 |  | 146510.1249 | 104086.1376 | 195780.567 | 25365.5221 | 684221.3883 | 1155963.7399
[5 empty] | C4 | 57 | 46 | 1 | 11 | 2 | 117 | 0 | 0 | 0 | 0 | 0 | 0 | 0 | 0 | 0 | 0 | 0 | 0 | 57 | 44 | 3 | 11 | 2 | 117 | 0 | 0 | 0 | 0 | 0 | 0 | 57 | 31 | 15 | 1 | 15 | 119 |  |  | C4 | 0.0063556 | 0.0094628 | 0.016731 | 0.027096 | 0.063557 | C4 | 195026.475 | 195026.475 | 195026.475 | 195026.475 | 195026.475 | C4 | 1239.5104 | 1845.4989 | 3263.0094 | 5284.4838 | 12395.315 | C4 | 0 | 0 | 0 | 0 | 0 | 0 |  | 70652.0907 | 84892.9491 | 3263.0094 | 58129.3214 | 24790.63 | 241728.0007 |  | 70652.0907 | 81201.9514 | 9789.0283 | 58129.3214 | 24790.63 | 244563.0218 |  | 70652.0907 | 81201.9514 | 9789.0283 | 58129.3214 | 24790.63 | 244563.0218 |  | 70652.0907 | 57210.4657 | 48945.1417 | 5284.4838 | 185929.7251 | 368021.907 |  | 70652.0907 | 57210.4657 | 48945.1417 | 5284.4838 | 185929.7251 | 368021.907
|  | Yes | 2195 | 2231 |  | 1049 | 493 | 12 | 563 | 78 |  | 0 | 0 | 0 | 0 | 0 |  | 0 | 0 | 0 | 0 | 0 |  | 1049 | 472 | 29 | 535 | 110 |  | 0 | 0 | 0 | 0 | 0 |  | 1048 | 173 | 280 | 46 | 650 | [22 empty] | 0 | 0 | 0 | 0 | 0 | 0 |  | 529667.5684 | 456724.0664 | 19578.0567 | 1177171.6027 | 388717.0786 | 2571858.3728 |  | 529667.5684 | 434947.1794 | 52208.1512 | 1117985.3846 | 549856.1736 | 2684664.4572 |  | 529667.5684 | 434947.1794 | 52208.1512 | 1117985.3846 | 549856.1736 | 2684664.4572 |  | 529320.5055 | 195844.3427 | 406440.4571 | 101250.7089 | 3223277.7139 | 4456133.728 |  | 529320.5055 | 195844.3427 | 406440.4571 | 101250.7089 | 3223277.7139 | 4456133.728
| EHV Transformer |  |  |  | C1 | 0 | 0 | 0 | 0 | 0 | 0 | 0 | 0 | 0 | 0 | 0 | 0 | 0 | 0 | 0 | 0 | 0 | 0 | 0 | 0 | 0 | 0 | 0 | 0 | 0 | 0 | 0 | 0 | 0 | 0 | 0 | 0 | 0 | 0 | 0 | 0 |  |  | C1 | 0.012939 | 0.019265 | 0.034062 | 0.055165 | 0.12939 | C1 | 87550.89 | 87550.89 | 87550.89 | 87550.89 | 87550.89 | C1 | 1132.8389 | 1686.6764 | 2982.1969 | 4829.7044 | 11328.582 | C1 | 0 | 0 | 0 | 0 | 0 | 0 |  | 0 | 0 | 0 | 0 | 0 | 0 |  | 0 | 0 | 0 | 0 | 0 | 0 |  | 0 | 0 | 0 | 0 | 0 | 0 |  | 0 | 0 | 0 | 0 | 0 | 0 |  | 0 | 0 | 0 | 0 | 0 | 0
[5 empty] | C2 | 410 | 168 | 66 | 77 | 53 | 774 | 0 | 0 | 0 | 0 | 0 | 0 | 0 | 0 | 0 | 0 | 0 | 0 | 360 | 115 | 120 | 87 | 92 | 774 | 0 | 0 | 0 | 0 | 0 | 0 | 288 | 120 | 82 | 120 | 164 | 774 |  |  | C2 | 0.012939 | 0.019265 | 0.034062 | 0.055165 | 0.12939 | C2 | 125072.7 | 125072.7 | 125072.7 | 125072.7 | 125072.7 | C2 | 1618.3413 | 2409.5377 | 4260.2813 | 6899.5777 | 16183.6885 | C2 | 0 | 0 | 0 | 0 | 0 | 0 |  | 663519.9155 | 404802.3406 | 281178.5655 | 531267.485 | 857735.4931 | 2738503.7997 |  | 582602.8526 | 277096.8403 | 511233.7555 | 600263.2623 | 1488899.3465 | 3460096.0572 |  | 582602.8526 | 277096.8403 | 511233.7555 | 600263.2623 | 1488899.3465 | 3460096.0572 |  | 466082.2821 | 289144.529 | 349343.0662 | 827949.3273 | 2654124.922 | 4586644.1267 |  | 466082.2821 | 289144.529 | 349343.0662 | 827949.3273 | 2654124.922 | 4586644.1267
[5 empty] | C3 | 31 | 4 | 3 | 0 | 3 | 41 | 0 | 0 | 0 | 0 | 0 | 0 | 0 | 0 | 0 | 0 | 0 | 0 | 28 | 6 | 2 | 2 | 3 | 41 | 0 | 0 | 0 | 0 | 0 | 0 | 27 | 4 | 4 | 0 | 6 | 41 |  |  | C3 | 0.012939 | 0.019265 | 0.034062 | 0.055165 | 0.12939 | C3 | 187609.05 | 187609.05 | 187609.05 | 187609.05 | 187609.05 | C3 | 2427.5119 | 3614.3066 | 6390.4219 | 10349.3666 | 24275.5328 | C3 | 0 | 0 | 0 | 0 | 0 | 0 |  | 75252.8685 | 14457.2265 | 19171.2658 | 0 | 72826.5985 | 181707.9592 |  | 67970.3328 | 21685.8397 | 12780.8439 | 20698.7332 | 72826.5985 | 195962.348 |  | 67970.3328 | 21685.8397 | 12780.8439 | 20698.7332 | 72826.5985 | 195962.348 |  | 65542.8209 | 14457.2265 | 25561.6878 | 0 | 145653.1969 | 251214.9321 |  | 65542.8209 | 14457.2265 | 25561.6878 | 0 | 145653.1969 | 251214.9321
[5 empty] | C4 | 0 | 0 | 0 | 0 | 0 | 0 | 0 | 0 | 0 | 0 | 0 | 0 | 0 | 0 | 0 | 0 | 0 | 0 | 0 | 0 | 0 | 0 | 0 | 0 | 0 | 0 | 0 | 0 | 0 | 0 | 0 | 0 | 0 | 0 | 0 | 0 |  |  | C4 | 0.012939 | 0.019265 | 0.034062 | 0.055165 | 0.12939 | C4 | 312681.75 | 312681.75 | 312681.75 | 312681.75 | 312681.75 | C4 | 4045.8531 | 6023.8444 | 10650.7032 | 17248.9443 | 40459.2214 | C4 | 0 | 0 | 0 | 0 | 0 | 0 |  | 0 | 0 | 0 | 0 | 0 | 0 |  | 0 | 0 | 0 | 0 | 0 | 0 |  | 0 | 0 | 0 | 0 | 0 | 0 |  | 0 | 0 | 0 | 0 | 0 | 0 |  | 0 | 0 | 0 | 0 | 0 | 0
|  | Yes | 815 | 820 |  | 441 | 172 | 69 | 77 | 56 |  | 0 | 0 | 0 | 0 | 0 |  | 0 | 0 | 0 | 0 | 0 |  | 388 | 121 | 122 | 89 | 95 |  | 0 | 0 | 0 | 0 | 0 |  | 315 | 124 | 86 | 120 | 170 | [22 empty] | 0 | 0 | 0 | 0 | 0 | 0 |  | 738772.784 | 419259.5671 | 300349.8313 | 531267.485 | 930562.0916 | 2920211.759 |  | 650573.1854 | 298782.68 | 524014.5993 | 620961.9955 | 1561725.945 | 3656058.4052 |  | 650573.1854 | 298782.68 | 524014.5993 | 620961.9955 | 1561725.945 | 3656058.4052 |  | 531625.103 | 303601.7555 | 374904.754 | 827949.3273 | 2799778.119 | 4837859.0588 |  | 531625.103 | 303601.7555 | 374904.754 | 827949.3273 | 2799778.119 | 4837859.0588
| EHV UG Cable (Gas) |  |  |  | C1 | 0 | 0 | 0 | 0 | 0 | 0 | 0 | 0 | 0 | 0 | 0 | 0 | 0 | 0 | 0 | 0 | 0 | 0 | 0 | 0 | 0 | 0 | 0 | 0 | 0 | 0 | 0 | 0 | 0 | 0 | 0 | 0 | 0 | 0 | 0 | 0 |  |  | C1 | 0 | 0 | 0 | 0 | 0 | C1 | 0 | 0 | 0 | 0 | 0 | C1 | [5 empty] | C1 | [5 empty] | 0 | [6 empty] | 0 | [6 empty] | 0 | [6 empty] | 0 | [6 empty] | 0 | [6 empty] | 0
[5 empty] | C2 | 0 | 0 | 0 | 0 | 0 | 0 | 0 | 0 | 0 | 0 | 0 | 0 | 0 | 0 | 0 | 0 | 0 | 0 | 0 | 0 | 0 | 0 | 0 | 0 | 0 | 0 | 0 | 0 | 0 | 0 | 0 | 0 | 0 | 0 | 0 | 0 |  |  | C2 | 0 | 0 | 0 | 0 | 0 | C2 | 0 | 0 | 0 | 0 | 0 | C2 | [5 empty] | C2 | [5 empty] | 0 | [6 empty] | 0 | [6 empty] | 0 | [6 empty] | 0 | [6 empty] | 0 | [6 empty] | 0
[5 empty] | C3 | 0 | 0 | 0 | 0 | 0 | 0 | 0 | 0 | 0 | 0 | 0 | 0 | 0 | 0 | 0 | 0 | 0 | 0 | 0 | 0 | 0 | 0 | 0 | 0 | 0 | 0 | 0 | 0 | 0 | 0 | 0 | 0 | 0 | 0 | 0 | 0 |  |  | C3 | 0 | 0 | 0 | 0 | 0 | C3 | 0 | 0 | 0 | 0 | 0 | C3 | [5 empty] | C3 | [5 empty] | 0 | [6 empty] | 0 | [6 empty] | 0 | [6 empty] | 0 | [6 empty] | 0 | [6 empty] | 0
[5 empty] | C4 | 0 | 0 | 0 | 0 | 0 | 0 | 0 | 0 | 0 | 0 | 0 | 0 | 0 | 0 | 0 | 0 | 0 | 0 | 0 | 0 | 0 | 0 | 0 | 0 | 0 | 0 | 0 | 0 | 0 | 0 | 0 | 0 | 0 | 0 | 0 | 0 |  |  | C4 | 0 | 0 | 0 | 0 | 0 | C4 | 0 | 0 | 0 | 0 | 0 | C4 | [5 empty] | C4 | [5 empty] | 0 | [6 empty] | 0 | [6 empty] | 0 | [6 empty] | 0 | [6 empty] | 0 | [6 empty] | 0
|  | Yes | 0 | 0 |  | 0 | 0 | 0 | 0 | 0 |  | 0 | 0 | 0 | 0 | 0 |  | 0 | 0 | 0 | 0 | 0 |  | 0 | 0 | 0 | 0 | 0 |  | 0 | 0 | 0 | 0 | 0 |  | 0 | 0 | 0 | 0 | 0 | [22 empty] | 0 | 0 | 0 | 0 | 0 | 0 |  | 0 | 0 | 0 | 0 | 0 | 0 |  | 0 | 0 | 0 | 0 | 0 | 0 |  | 0 | 0 | 0 | 0 | 0 | 0 |  | 0 | 0 | 0 | 0 | 0 | 0 |  | 0 | 0 | 0 | 0 | 0 | 0
| EHV UG Cable (Oil) |  |  |  | C1 | 0 | 0 | 0 | 0 | 0 | 0 | 0 | 0 | 0 | 0 | 0 | 0 | 0 | 0 | 0 | 0 | 0 | 0 | 0 | 0 | 0 | 0 | 0 | 0 | 0 | 0 | 0 | 0 | 0 | 0 | 0 | 0 | 0 | 0 | 0 | 0 |  |  | C1 | 0 | 0 | 0 | 0 | 0 | C1 | 0 | 0 | 0 | 0 | 0 | C1 | [5 empty] | C1 | [5 empty] | 0 | [6 empty] | 0 | [6 empty] | 0 | [6 empty] | 0 | [6 empty] | 0 | [6 empty] | 0
[5 empty] | C2 | 0 | 0 | 0 | 0 | 0 | 0 | 0 | 0 | 0 | 0 | 0 | 0 | 0 | 0 | 0 | 0 | 0 | 0 | 0 | 0 | 0 | 0 | 0 | 0 | 0 | 0 | 0 | 0 | 0 | 0 | 0 | 0 | 0 | 0 | 0 | 0 |  |  | C2 | 0 | 0 | 0 | 0 | 0 | C2 | 0 | 0 | 0 | 0 | 0 | C2 | [5 empty] | C2 | [5 empty] | 0 | [6 empty] | 0 | [6 empty] | 0 | [6 empty] | 0 | [6 empty] | 0 | [6 empty] | 0
[5 empty] | C3 | 0 | 0 | 0 | 0 | 0 | 0 | 0 | 0 | 0 | 0 | 0 | 0 | 0 | 0 | 0 | 0 | 0 | 0 | 0 | 0 | 0 | 0 | 0 | 0 | 0 | 0 | 0 | 0 | 0 | 0 | 0 | 0 | 0 | 0 | 0 | 0 |  |  | C3 | 0 | 0 | 0 | 0 | 0 | C3 | 0 | 0 | 0 | 0 | 0 | C3 | [5 empty] | C3 | [5 empty] | 0 | [6 empty] | 0 | [6 empty] | 0 | [6 empty] | 0 | [6 empty] | 0 | [6 empty] | 0
[5 empty] | C4 | 0 | 0 | 0 | 0 | 0 | 0 | 0 | 0 | 0 | 0 | 0 | 0 | 0 | 0 | 0 | 0 | 0 | 0 | 0 | 0 | 0 | 0 | 0 | 0 | 0 | 0 | 0 | 0 | 0 | 0 | 0 | 0 | 0 | 0 | 0 | 0 |  |  | C4 | 0 | 0 | 0 | 0 | 0 | C4 | 0 | 0 | 0 | 0 | 0 | C4 | [5 empty] | C4 | [5 empty] | 0 | [6 empty] | 0 | [6 empty] | 0 | [6 empty] | 0 | [6 empty] | 0 | [6 empty] | 0
|  | Yes | 0 | 0 |  | 0 | 0 | 0 | 0 | 0 |  | 0 | 0 | 0 | 0 | 0 |  | 0 | 0 | 0 | 0 | 0 |  | 0 | 0 | 0 | 0 | 0 |  | 0 | 0 | 0 | 0 | 0 |  | 0 | 0 | 0 | 0 | 0 | [22 empty] | 0 | 0 | 0 | 0 | 0 | 0 |  | 0 | 0 | 0 | 0 | 0 | 0 |  | 0 | 0 | 0 | 0 | 0 | 0 |  | 0 | 0 | 0 | 0 | 0 | 0 |  | 0 | 0 | 0 | 0 | 0 | 0 |  | 0 | 0 | 0 | 0 | 0 | 0
| EHV UG Cable (Non Pressurised) |  |  |  | C1 | 0 | 0 | 0 | 0 | 0 | 0 | 0 | 0 | 0 | 0 | 0 | 0 | 0 | 0 | 0 | 0 | 0 | 0 | 0 | 0 | 0 | 0 | 0 | 0 | 0 | 0 | 0 | 0 | 0 | 0 | 0 | 0 | 0 | 0 | 0 | 0 |  |  | C1 | 0 | 0 | 0 | 0 | 0 | C1 | 0 | 0 | 0 | 0 | 0 | C1 | [5 empty] | C1 | [5 empty] | 0 | [6 empty] | 0 | [6 empty] | 0 | [6 empty] | 0 | [6 empty] | 0 | [6 empty] | 0
[5 empty] | C2 | 0 | 0 | 0 | 0 | 0 | 0 | 0 | 0 | 0 | 0 | 0 | 0 | 0 | 0 | 0 | 0 | 0 | 0 | 0 | 0 | 0 | 0 | 0 | 0 | 0 | 0 | 0 | 0 | 0 | 0 | 0 | 0 | 0 | 0 | 0 | 0 |  |  | C2 | 0 | 0 | 0 | 0 | 0 | C2 | 0 | 0 | 0 | 0 | 0 | C2 | [5 empty] | C2 | [5 empty] | 0 | [6 empty] | 0 | [6 empty] | 0 | [6 empty] | 0 | [6 empty] | 0 | [6 empty] | 0
[5 empty] | C3 | 0 | 0 | 0 | 0 | 0 | 0 | 0 | 0 | 0 | 0 | 0 | 0 | 0 | 0 | 0 | 0 | 0 | 0 | 0 | 0 | 0 | 0 | 0 | 0 | 0 | 0 | 0 | 0 | 0 | 0 | 0 | 0 | 0 | 0 | 0 | 0 |  |  | C3 | 0 | 0 | 0 | 0 | 0 | C3 | 0 | 0 | 0 | 0 | 0 | C3 | [5 empty] | C3 | [5 empty] | 0 | [6 empty] | 0 | [6 empty] | 0 | [6 empty] | 0 | [6 empty] | 0 | [6 empty] | 0
[5 empty] | C4 | 0 | 0 | 0 | 0 | 0 | 0 | 0 | 0 | 0 | 0 | 0 | 0 | 0 | 0 | 0 | 0 | 0 | 0 | 0 | 0 | 0 | 0 | 0 | 0 | 0 | 0 | 0 | 0 | 0 | 0 | 0 | 0 | 0 | 0 | 0 | 0 |  |  | C4 | 0 | 0 | 0 | 0 | 0 | C4 | 0 | 0 | 0 | 0 | 0 | C4 | [5 empty] | C4 | [5 empty] | 0 | [6 empty] | 0 | [6 empty] | 0 | [6 empty] | 0 | [6 empty] | 0 | [6 empty] | 0
|  | 0 | 0 | 0 |  | 0 | 0 | 0 | 0 | 0 |  | 0 | 0 | 0 | 0 | 0 |  | 0 | 0 | 0 | 0 | 0 |  | 0 | 0 | 0 | 0 | 0 |  | 0 | 0 | 0 | 0 | 0 |  | 0 | 0 | 0 | 0 | 0 | [22 empty] | 0 | 0 | 0 | 0 | 0 | 0 |  | 0 | 0 | 0 | 0 | 0 | 0 |  | 0 | 0 | 0 | 0 | 0 | 0 |  | 0 | 0 | 0 | 0 | 0 | 0 |  | 0 | 0 | 0 | 0 | 0 | 0 |  | 0 | 0 | 0 | 0 | 0 | 0
| EHV OHL Support - Towers |  |  |  | C1 | 0 | 0 | 0 | 0 | 0 | 0 | 0 | 0 | 0 | 0 | 0 | 0 | 0 | 0 | 0 | 0 | 0 | 0 | 0 | 0 | 0 | 0 | 0 | 0 | 0 | 0 | 0 | 0 | 0 | 0 | 0 | 0 | 0 | 0 | 0 | 0 |  |  | C1 | 0 | 0 | 0 | 0 | 0 | C1 | 0 | 0 | 0 | 0 | 0 | C1 | [5 empty] | C1 | [5 empty] | 0 | [6 empty] | 0 | [6 empty] | 0 | [6 empty] | 0 | [6 empty] | 0 | [6 empty] | 0
[5 empty] | C2 | 0 | 0 | 0 | 0 | 0 | 0 | 0 | 0 | 0 | 0 | 0 | 0 | 0 | 0 | 0 | 0 | 0 | 0 | 0 | 0 | 0 | 0 | 0 | 0 | 0 | 0 | 0 | 0 | 0 | 0 | 0 | 0 | 0 | 0 | 0 | 0 |  |  | C2 | 0 | 0 | 0 | 0 | 0 | C2 | 0 | 0 | 0 | 0 | 0 | C2 | [5 empty] | C2 | [5 empty] | 0 | [6 empty] | 0 | [6 empty] | 0 | [6 empty] | 0 | [6 empty] | 0 | [6 empty] | 0
[5 empty] | C3 | 0 | 0 | 0 | 0 | 0 | 0 | 0 | 0 | 0 | 0 | 0 | 0 | 0 | 0 | 0 | 0 | 0 | 0 | 0 | 0 | 0 | 0 | 0 | 0 | 0 | 0 | 0 | 0 | 0 | 0 | 0 | 0 | 0 | 0 | 0 | 0 |  |  | C3 | 0 | 0 | 0 | 0 | 0 | C3 | 0 | 0 | 0 | 0 | 0 | C3 | [5 empty] | C3 | [5 empty] | 0 | [6 empty] | 0 | [6 empty] | 0 | [6 empty] | 0 | [6 empty] | 0 | [6 empty] | 0
[5 empty] | C4 | 0 | 0 | 0 | 0 | 0 | 0 | 0 | 0 | 0 | 0 | 0 | 0 | 0 | 0 | 0 | 0 | 0 | 0 | 0 | 0 | 0 | 0 | 0 | 0 | 0 | 0 | 0 | 0 | 0 | 0 | 0 | 0 | 0 | 0 | 0 | 0 |  |  | C4 | 0 | 0 | 0 | 0 | 0 | C4 | 0 | 0 | 0 | 0 | 0 | C4 | [5 empty] | C4 | [5 empty] | 0 | [6 empty] | 0 | [6 empty] | 0 | [6 empty] | 0 | [6 empty] | 0 | [6 empty] | 0
|  | Yes | 0 | 0 |  | 0 | 0 | 0 | 0 | 0 |  | 0 | 0 | 0 | 0 | 0 |  | 0 | 0 | 0 | 0 | 0 |  | 0 | 0 | 0 | 0 | 0 |  | 0 | 0 | 0 | 0 | 0 |  | 0 | 0 | 0 | 0 | 0 | [22 empty] | 0 | 0 | 0 | 0 | 0 | 0 |  | 0 | 0 | 0 | 0 | 0 | 0 |  | 0 | 0 | 0 | 0 | 0 | 0 |  | 0 | 0 | 0 | 0 | 0 | 0 |  | 0 | 0 | 0 | 0 | 0 | 0 |  | 0 | 0 | 0 | 0 | 0 | 0
| EHV OHL Support - Poles |  |  |  | C1 | 0 | 0 | 0 | 0 | 0 | 0 | 0 | 0 | 0 | 0 | 0 | 0 | 0 | 0 | 0 | 0 | 0 | 0 | 0 | 0 | 0 | 0 | 0 | 0 | 0 | 0 | 0 | 0 | 0 | 0 | 0 | 0 | 0 | 0 | 0 | 0 |  |  | C1 | 0.0081226 | 0.012094 | 0.021383 | 0.03463 | 0.081228 | C1 | 1927.639 | 1927.639 | 1927.639 | 1927.639 | 1927.639 | C1 | 15.6575 | 23.3123 | 41.2183 | 66.7536 | 156.5776 | C1 | 0 | 0 | 0 | 0 | 0 | 0 |  | 0 | 0 | 0 | 0 | 0 | 0 |  | 0 | 0 | 0 | 0 | 0 | 0 |  | 0 | 0 | 0 | 0 | 0 | 0 |  | 0 | 0 | 0 | 0 | 0 | 0 |  | 0 | 0 | 0 | 0 | 0 | 0
[5 empty] | C2 | 9344 | 2281 | 1963 | 1523 | 1342 | 16453 | 0 | 0 | 0 | 0 | 0 | 0 | 0 | 0 | 0 | 0 | 0 | 0 | 9041 | 1871 | 2097 | 1001 | 2443 | 16453 | 0 | 0 | 0 | 0 | 0 | 0 | 8567 | 1228 | 1384 | 2357 | 2917 | 16453 |  |  | C2 | 0.0081226 | 0.012094 | 0.021383 | 0.03463 | 0.081228 | C2 | 2753.77 | 2753.77 | 2753.77 | 2753.77 | 2753.77 | C2 | 22.3679 | 33.3033 | 58.8833 | 95.3623 | 223.6823 | C2 | 0 | 0 | 0 | 0 | 0 | 0 |  | 209005.1955 | 75964.934 | 115587.9925 | 145236.7631 | 300181.6732 | 845976.5583 |  | 202227.7368 | 62310.5618 | 123478.3598 | 95457.6493 | 546455.9073 | 1029930.215 |  | 202227.7368 | 62310.5618 | 123478.3598 | 95457.6493 | 546455.9073 | 1029930.215 |  | 191625.3756 | 40896.5098 | 81494.5398 | 224768.9104 | 652481.3269 | 1191266.6627 |  | 191625.3756 | 40896.5098 | 81494.5398 | 224768.9104 | 652481.3269 | 1191266.6627
[5 empty] | C3 | 1604 | 288 | 335 | 237 | 137 | 2601 | 0 | 0 | 0 | 0 | 0 | 0 | 0 | 0 | 0 | 0 | 0 | 0 | 1528 | 265 | 361 | 147 | 300 | 2601 | 0 | 0 | 0 | 0 | 0 | 0 | 1450 | 203 | 185 | 375 | 388 | 2601 |  |  | C3 | 0.0081226 | 0.012094 | 0.021383 | 0.03463 | 0.081228 | C3 | 4130.655 | 4130.655 | 4130.655 | 4130.655 | 4130.655 | C3 | 33.5518 | 49.955 | 88.325 | 143.0434 | 335.5235 | C3 | 0 | 0 | 0 | 0 | 0 | 0 |  | 53817.0484 | 14387.0458 | 29588.8774 | 33901.293 | 45966.7167 | 177660.9813 |  | 51267.1134 | 13238.0803 | 31885.3275 | 21027.3843 | 100657.0439 | 218074.9495 |  | 51267.1134 | 13238.0803 | 31885.3275 | 21027.3843 | 100657.0439 | 218074.9495 |  | 48650.0749 | 10140.8691 | 16340.1263 | 53641.2864 | 130183.1101 | 258955.4669 |  | 48650.0749 | 10140.8691 | 16340.1263 | 53641.2864 | 130183.1101 | 258955.4669
[5 empty] | C4 | 867 | 234 | 165 | 143 | 118 | 1527 | 0 | 0 | 0 | 0 | 0 | 0 | 0 | 0 | 0 | 0 | 0 | 0 | 831 | 174 | 201 | 106 | 215 | 1527 | 0 | 0 | 0 | 0 | 0 | 0 | 785 | 113 | 141 | 221 | 267 | 1527 |  |  | C4 | 0.0081226 | 0.012094 | 0.021383 | 0.03463 | 0.081228 | C4 | 6884.425 | 6884.425 | 6884.425 | 6884.425 | 6884.425 | C4 | 55.9196 | 83.2584 | 147.2083 | 238.4057 | 559.2058 | C4 | 0 | 0 | 0 | 0 | 0 | 0 |  | 48482.3161 | 19482.4579 | 24289.3769 | 34092.0176 | 65986.2844 | 192332.4528 |  | 46469.2095 | 14486.9558 | 29588.8774 | 25271.0061 | 120229.2469 | 236045.2957 |  | 46469.2095 | 14486.9558 | 29588.8774 | 25271.0061 | 120229.2469 | 236045.2957 |  | 43896.9067 | 9408.1955 | 20756.3767 | 52687.6636 | 149307.9485 | 276057.0909 |  | 43896.9067 | 9408.1955 | 20756.3767 | 52687.6636 | 149307.9485 | 276057.0909
|  | Yes | 20581 | 20640 |  | 11815 | 2803 | 2463 | 1903 | 1597 |  | 0 | 0 | 0 | 0 | 0 |  | 0 | 0 | 0 | 0 | 0 |  | 11400 | 2310 | 2659 | 1254 | 2958 |  | 0 | 0 | 0 | 0 | 0 |  | 10802 | 1544 | 1710 | 2953 | 3572 | [22 empty] | 0 | 0 | 0 | 0 | 0 | 0 |  | 311304.56 | 109834.4377 | 169466.2468 | 213230.0737 | 412134.6743 | 1215969.9924 |  | 299964.0597 | 90035.598 | 184952.5647 | 141756.0396 | 767342.1982 | 1484050.4603 |  | 299964.0597 | 90035.598 | 184952.5647 | 141756.0396 | 767342.1982 | 1484050.4603 |  | 284172.3572 | 60445.5744 | 118591.0428 | 331097.8604 | 931972.3856 | 1726279.2204 |  | 284172.3572 | 60445.5744 | 118591.0428 | 331097.8604 | 931972.3856 | 1726279.2204
| EHV OHL Fittings |  |  |  | C1 | 0 | 0 | 0 | 0 | 0 | 0 | 0 | 0 | 0 | 0 | 0 | 0 | 0 | 0 | 0 | 0 | 0 | 0 | 0 | 0 | 0 | 0 | 0 | 0 | 0 | 0 | 0 | 0 | 0 | 0 | 0 | 0 | 0 | 0 | 0 | 0 |  |  | C1 | 0 | 0 | 0 | 0 | 0 | C1 | 0 | 0 | 0 | 0 | 0 | C1 | [5 empty] | C1 | [5 empty] | 0 | [6 empty] | 0 | [6 empty] | 0 | [6 empty] | 0 | [6 empty] | 0 | [6 empty] | 0
[5 empty] | C2 | 0 | 0 | 0 | 0 | 0 | 0 | 0 | 0 | 0 | 0 | 0 | 0 | 0 | 0 | 0 | 0 | 0 | 0 | 0 | 0 | 0 | 0 | 0 | 0 | 0 | 0 | 0 | 0 | 0 | 0 | 0 | 0 | 0 | 0 | 0 | 0 |  |  | C2 | 0 | 0 | 0 | 0 | 0 | C2 | 0 | 0 | 0 | 0 | 0 | C2 | [5 empty] | C2 | [5 empty] | 0 | [6 empty] | 0 | [6 empty] | 0 | [6 empty] | 0 | [6 empty] | 0 | [6 empty] | 0
[5 empty] | C3 | 0 | 0 | 0 | 0 | 0 | 0 | 0 | 0 | 0 | 0 | 0 | 0 | 0 | 0 | 0 | 0 | 0 | 0 | 0 | 0 | 0 | 0 | 0 | 0 | 0 | 0 | 0 | 0 | 0 | 0 | 0 | 0 | 0 | 0 | 0 | 0 |  |  | C3 | 0 | 0 | 0 | 0 | 0 | C3 | 0 | 0 | 0 | 0 | 0 | C3 | [5 empty] | C3 | [5 empty] | 0 | [6 empty] | 0 | [6 empty] | 0 | [6 empty] | 0 | [6 empty] | 0 | [6 empty] | 0
[5 empty] | C4 | 0 | 0 | 0 | 0 | 0 | 0 | 0 | 0 | 0 | 0 | 0 | 0 | 0 | 0 | 0 | 0 | 0 | 0 | 0 | 0 | 0 | 0 | 0 | 0 | 0 | 0 | 0 | 0 | 0 | 0 | 0 | 0 | 0 | 0 | 0 | 0 |  |  | C4 | 0 | 0 | 0 | 0 | 0 | C4 | 0 | 0 | 0 | 0 | 0 | C4 | [5 empty] | C4 | [5 empty] | 0 | [6 empty] | 0 | [6 empty] | 0 | [6 empty] | 0 | [6 empty] | 0 | [6 empty] | 0
|  | 0 | 0 | 0 |  | 0 | 0 | 0 | 0 | 0 |  | 0 | 0 | 0 | 0 | 0 |  | 0 | 0 | 0 | 0 | 0 |  | 0 | 0 | 0 | 0 | 0 |  | 0 | 0 | 0 | 0 | 0 |  | 0 | 0 | 0 | 0 | 0 | [22 empty] | 0 | 0 | 0 | 0 | 0 | 0 |  | 0 | 0 | 0 | 0 | 0 | 0 |  | 0 | 0 | 0 | 0 | 0 | 0 |  | 0 | 0 | 0 | 0 | 0 | 0 |  | 0 | 0 | 0 | 0 | 0 | 0 |  | 0 | 0 | 0 | 0 | 0 | 0
| EHV OHL (Tower Line) Conductor |  |  |  | C1 | 0 | 0 | 0 | 0 | 0 | 0 | 0 | 0 | 0 | 0 | 0 | 0 | 0 | 0 | 0 | 0 | 0 | 0 | 0 | 0 | 0 | 0 | 0 | 0 | 0 | 0 | 0 | 0 | 0 | 0 | 0 | 0 | 0 | 0 | 0 | 0 |  |  | C1 | 0 | 0 | 0 | 0 | 0 | C1 | 0 | 0 | 0 | 0 | 0 | C1 | [5 empty] | C1 | [5 empty] | 0 | [6 empty] | 0 | [6 empty] | 0 | [6 empty] | 0 | [6 empty] | 0 | [6 empty] | 0
[5 empty] | C2 | 0 | 0 | 0 | 0 | 0 | 0 | 0 | 0 | 0 | 0 | 0 | 0 | 0 | 0 | 0 | 0 | 0 | 0 | 0 | 0 | 0 | 0 | 0 | 0 | 0 | 0 | 0 | 0 | 0 | 0 | 0 | 0 | 0 | 0 | 0 | 0 |  |  | C2 | 0 | 0 | 0 | 0 | 0 | C2 | 0 | 0 | 0 | 0 | 0 | C2 | [5 empty] | C2 | [5 empty] | 0 | [6 empty] | 0 | [6 empty] | 0 | [6 empty] | 0 | [6 empty] | 0 | [6 empty] | 0
[5 empty] | C3 | 0 | 0 | 0 | 0 | 0 | 0 | 0 | 0 | 0 | 0 | 0 | 0 | 0 | 0 | 0 | 0 | 0 | 0 | 0 | 0 | 0 | 0 | 0 | 0 | 0 | 0 | 0 | 0 | 0 | 0 | 0 | 0 | 0 | 0 | 0 | 0 |  |  | C3 | 0 | 0 | 0 | 0 | 0 | C3 | 0 | 0 | 0 | 0 | 0 | C3 | [5 empty] | C3 | [5 empty] | 0 | [6 empty] | 0 | [6 empty] | 0 | [6 empty] | 0 | [6 empty] | 0 | [6 empty] | 0
[5 empty] | C4 | 0 | 0 | 0 | 0 | 0 | 0 | 0 | 0 | 0 | 0 | 0 | 0 | 0 | 0 | 0 | 0 | 0 | 0 | 0 | 0 | 0 | 0 | 0 | 0 | 0 | 0 | 0 | 0 | 0 | 0 | 0 | 0 | 0 | 0 | 0 | 0 |  |  | C4 | 0 | 0 | 0 | 0 | 0 | C4 | 0 | 0 | 0 | 0 | 0 | C4 | [5 empty] | C4 | [5 empty] | 0 | [6 empty] | 0 | [6 empty] | 0 | [6 empty] | 0 | [6 empty] | 0 | [6 empty] | 0
|  | Yes | 0 | 0 |  | 0 | 0 | 0 | 0 | 0 |  | 0 | 0 | 0 | 0 | 0 |  | 0 | 0 | 0 | 0 | 0 |  | 0 | 0 | 0 | 0 | 0 |  | 0 | 0 | 0 | 0 | 0 |  | 0 | 0 | 0 | 0 | 0 | [22 empty] | 0 | 0 | 0 | 0 | 0 | 0 |  | 0 | 0 | 0 | 0 | 0 | 0 |  | 0 | 0 | 0 | 0 | 0 | 0 |  | 0 | 0 | 0 | 0 | 0 | 0 |  | 0 | 0 | 0 | 0 | 0 | 0 |  | 0 | 0 | 0 | 0 | 0 | 0
| [Please insert new asset category as required] |  |  |  | C1 | 0 | 0 | 0 | 0 | 0 | 0 | 0 | 0 | 0 | 0 | 0 | 0 | 0 | 0 | 0 | 0 | 0 | 0 | 0 | 0 | 0 | 0 | 0 | 0 | 0 | 0 | 0 | 0 | 0 | 0 | 0 | 0 | 0 | 0 | 0 | 0 |  |  | C1 | 0 | 0 | 0 | 0 | 0 | C1 | 0 | 0 | 0 | 0 | 0 | C1 | [5 empty] | C1 | [5 empty] | 0 | [6 empty] | 0 | [6 empty] | 0 | [6 empty] | 0 | [6 empty] | 0 | [6 empty] | 0
[5 empty] | C2 | 0 | 0 | 0 | 0 | 0 | 0 | 0 | 0 | 0 | 0 | 0 | 0 | 0 | 0 | 0 | 0 | 0 | 0 | 0 | 0 | 0 | 0 | 0 | 0 | 0 | 0 | 0 | 0 | 0 | 0 | 0 | 0 | 0 | 0 | 0 | 0 |  |  | C2 | 0 | 0 | 0 | 0 | 0 | C2 | 0 | 0 | 0 | 0 | 0 | C2 | [5 empty] | C2 | [5 empty] | 0 | [6 empty] | 0 | [6 empty] | 0 | [6 empty] | 0 | [6 empty] | 0 | [6 empty] | 0
[5 empty] | C3 | 0 | 0 | 0 | 0 | 0 | 0 | 0 | 0 | 0 | 0 | 0 | 0 | 0 | 0 | 0 | 0 | 0 | 0 | 0 | 0 | 0 | 0 | 0 | 0 | 0 | 0 | 0 | 0 | 0 | 0 | 0 | 0 | 0 | 0 | 0 | 0 |  |  | C3 | 0 | 0 | 0 | 0 | 0 | C3 | 0 | 0 | 0 | 0 | 0 | C3 | [5 empty] | C3 | [5 empty] | 0 | [6 empty] | 0 | [6 empty] | 0 | [6 empty] | 0 | [6 empty] | 0 | [6 empty] | 0
[5 empty] | C4 | 0 | 0 | 0 | 0 | 0 | 0 | 0 | 0 | 0 | 0 | 0 | 0 | 0 | 0 | 0 | 0 | 0 | 0 | 0 | 0 | 0 | 0 | 0 | 0 | 0 | 0 | 0 | 0 | 0 | 0 | 0 | 0 | 0 | 0 | 0 | 0 |  |  | C4 | 0 | 0 | 0 | 0 | 0 | C4 | 0 | 0 | 0 | 0 | 0 | C4 | [5 empty] | C4 | [5 empty] | 0 | [6 empty] | 0 | [6 empty] | 0 | [6 empty] | 0 | [6 empty] | 0 | [6 empty] | 0
|  | 0 | 0 | 0 |  | 0 | 0 | 0 | 0 | 0 |  | 0 | 0 | 0 | 0 | 0 |  | 0 | 0 | 0 | 0 | 0 |  | 0 | 0 | 0 | 0 | 0 |  | 0 | 0 | 0 | 0 | 0 |  | 0 | 0 | 0 | 0 | 0 | [22 empty] | 0 | 0 | 0 | 0 | 0 | 0 |  | 0 | 0 | 0 | 0 | 0 | 0 |  | 0 | 0 | 0 | 0 | 0 | 0 |  | 0 | 0 | 0 | 0 | 0 | 0 |  | 0 | 0 | 0 | 0 | 0 | 0 |  | 0 | 0 | 0 | 0 | 0 | 0
| [Please insert new asset category as required] |  |  |  | C1 | 0 | 0 | 0 | 0 | 0 | 0 | 0 | 0 | 0 | 0 | 0 | 0 | 0 | 0 | 0 | 0 | 0 | 0 | 0 | 0 | 0 | 0 | 0 | 0 | 0 | 0 | 0 | 0 | 0 | 0 | 0 | 0 | 0 | 0 | 0 | 0 |  |  | C1 | 0 | 0 | 0 | 0 | 0 | C1 | 0 | 0 | 0 | 0 | 0 | C1 | [5 empty] | C1 | [5 empty] | 0 | [6 empty] | 0 | [6 empty] | 0 | [6 empty] | 0 | [6 empty] | 0 | [6 empty] | 0
[5 empty] | C2 | 0 | 0 | 0 | 0 | 0 | 0 | 0 | 0 | 0 | 0 | 0 | 0 | 0 | 0 | 0 | 0 | 0 | 0 | 0 | 0 | 0 | 0 | 0 | 0 | 0 | 0 | 0 | 0 | 0 | 0 | 0 | 0 | 0 | 0 | 0 | 0 |  |  | C2 | 0 | 0 | 0 | 0 | 0 | C2 | 0 | 0 | 0 | 0 | 0 | C2 | [5 empty] | C2 | [5 empty] | 0 | [6 empty] | 0 | [6 empty] | 0 | [6 empty] | 0 | [6 empty] | 0 | [6 empty] | 0
[5 empty] | C3 | 0 | 0 | 0 | 0 | 0 | 0 | 0 | 0 | 0 | 0 | 0 | 0 | 0 | 0 | 0 | 0 | 0 | 0 | 0 | 0 | 0 | 0 | 0 | 0 | 0 | 0 | 0 | 0 | 0 | 0 | 0 | 0 | 0 | 0 | 0 | 0 |  |  | C3 | 0 | 0 | 0 | 0 | 0 | C3 | 0 | 0 | 0 | 0 | 0 | C3 | [5 empty] | C3 | [5 empty] | 0 | [6 empty] | 0 | [6 empty] | 0 | [6 empty] | 0 | [6 empty] | 0 | [6 empty] | 0
[5 empty] | C4 | 0 | 0 | 0 | 0 | 0 | 0 | 0 | 0 | 0 | 0 | 0 | 0 | 0 | 0 | 0 | 0 | 0 | 0 | 0 | 0 | 0 | 0 | 0 | 0 | 0 | 0 | 0 | 0 | 0 | 0 | 0 | 0 | 0 | 0 | 0 | 0 |  |  | C4 | 0 | 0 | 0 | 0 | 0 | C4 | 0 | 0 | 0 | 0 | 0 | C4 | [5 empty] | C4 | [5 empty] | 0 | [6 empty] | 0 | [6 empty] | 0 | [6 empty] | 0 | [6 empty] | 0 | [6 empty] | 0
|  | 0 | 0 | 0 |  | 0 | 0 | 0 | 0 | 0 |  | 0 | 0 | 0 | 0 | 0 |  | 0 | 0 | 0 | 0 | 0 |  | 0 | 0 | 0 | 0 | 0 |  | 0 | 0 | 0 | 0 | 0 |  | 0 | 0 | 0 | 0 | 0 | [22 empty] | 0 | 0 | 0 | 0 | 0 | 0 |  | 0 | 0 | 0 | 0 | 0 | 0 |  | 0 | 0 | 0 | 0 | 0 | 0 |  | 0 | 0 | 0 | 0 | 0 | 0 |  | 0 | 0 | 0 | 0 | 0 | 0 |  | 0 | 0 | 0 | 0 | 0 | 0
| [Please insert new asset category as required] |  |  |  | C1 | 0 | 0 | 0 | 0 | 0 | 0 | 0 | 0 | 0 | 0 | 0 | 0 | 0 | 0 | 0 | 0 | 0 | 0 | 0 | 0 | 0 | 0 | 0 | 0 | 0 | 0 | 0 | 0 | 0 | 0 | 0 | 0 | 0 | 0 | 0 | 0 |  |  | C1 | 0 | 0 | 0 | 0 | 0 | C1 | 0 | 0 | 0 | 0 | 0 | C1 | [5 empty] | C1 | [5 empty] | 0 | [6 empty] | 0 | [6 empty] | 0 | [6 empty] | 0 | [6 empty] | 0 | [6 empty] | 0
[5 empty] | C2 | 0 | 0 | 0 | 0 | 0 | 0 | 0 | 0 | 0 | 0 | 0 | 0 | 0 | 0 | 0 | 0 | 0 | 0 | 0 | 0 | 0 | 0 | 0 | 0 | 0 | 0 | 0 | 0 | 0 | 0 | 0 | 0 | 0 | 0 | 0 | 0 |  |  | C2 | 0 | 0 | 0 | 0 | 0 | C2 | 0 | 0 | 0 | 0 | 0 | C2 | [5 empty] | C2 | [5 empty] | 0 | [6 empty] | 0 | [6 empty] | 0 | [6 empty] | 0 | [6 empty] | 0 | [6 empty] | 0
[5 empty] | C3 | 0 | 0 | 0 | 0 | 0 | 0 | 0 | 0 | 0 | 0 | 0 | 0 | 0 | 0 | 0 | 0 | 0 | 0 | 0 | 0 | 0 | 0 | 0 | 0 | 0 | 0 | 0 | 0 | 0 | 0 | 0 | 0 | 0 | 0 | 0 | 0 |  |  | C3 | 0 | 0 | 0 | 0 | 0 | C3 | 0 | 0 | 0 | 0 | 0 | C3 | [5 empty] | C3 | [5 empty] | 0 | [6 empty] | 0 | [6 empty] | 0 | [6 empty] | 0 | [6 empty] | 0 | [6 empty] | 0
[5 empty] | C4 | 0 | 0 | 0 | 0 | 0 | 0 | 0 | 0 | 0 | 0 | 0 | 0 | 0 | 0 | 0 | 0 | 0 | 0 | 0 | 0 | 0 | 0 | 0 | 0 | 0 | 0 | 0 | 0 | 0 | 0 | 0 | 0 | 0 | 0 | 0 | 0 |  |  | C4 | 0 | 0 | 0 | 0 | 0 | C4 | 0 | 0 | 0 | 0 | 0 | C4 | [5 empty] | C4 | [5 empty] | 0 | [6 empty] | 0 | [6 empty] | 0 | [6 empty] | 0 | [6 empty] | 0 | [6 empty] | 0
|  | 0 | 0 | 0 |  | 0 | 0 | 0 | 0 | 0 |  | 0 | 0 | 0 | 0 | 0 |  | 0 | 0 | 0 | 0 | 0 |  | 0 | 0 | 0 | 0 | 0 |  | 0 | 0 | 0 | 0 | 0 |  | 0 | 0 | 0 | 0 | 0 | [22 empty] | 0 | 0 | 0 | 0 | 0 | 0 |  | 0 | 0 | 0 | 0 | 0 | 0 |  | 0 | 0 | 0 | 0 | 0 | 0 |  | 0 | 0 | 0 | 0 | 0 | 0 |  | 0 | 0 | 0 | 0 | 0 | 0 |  | 0 | 0 | 0 | 0 | 0 | 0
| [Please insert new asset category as required] |  |  |  | C1 | 0 | 0 | 0 | 0 | 0 | 0 | 0 | 0 | 0 | 0 | 0 | 0 | 0 | 0 | 0 | 0 | 0 | 0 | 0 | 0 | 0 | 0 | 0 | 0 | 0 | 0 | 0 | 0 | 0 | 0 | 0 | 0 | 0 | 0 | 0 | 0 |  |  | C1 | 0 | 0 | 0 | 0 | 0 | C1 | 0 | 0 | 0 | 0 | 0 | C1 | [5 empty] | C1 | [5 empty] | 0 | [6 empty] | 0 | [6 empty] | 0 | [6 empty] | 0 | [6 empty] | 0 | [6 empty] | 0
[5 empty] | C2 | 0 | 0 | 0 | 0 | 0 | 0 | 0 | 0 | 0 | 0 | 0 | 0 | 0 | 0 | 0 | 0 | 0 | 0 | 0 | 0 | 0 | 0 | 0 | 0 | 0 | 0 | 0 | 0 | 0 | 0 | 0 | 0 | 0 | 0 | 0 | 0 |  |  | C2 | 0 | 0 | 0 | 0 | 0 | C2 | 0 | 0 | 0 | 0 | 0 | C2 | [5 empty] | C2 | [5 empty] | 0 | [6 empty] | 0 | [6 empty] | 0 | [6 empty] | 0 | [6 empty] | 0 | [6 empty] | 0
[5 empty] | C3 | 0 | 0 | 0 | 0 | 0 | 0 | 0 | 0 | 0 | 0 | 0 | 0 | 0 | 0 | 0 | 0 | 0 | 0 | 0 | 0 | 0 | 0 | 0 | 0 | 0 | 0 | 0 | 0 | 0 | 0 | 0 | 0 | 0 | 0 | 0 | 0 |  |  | C3 | 0 | 0 | 0 | 0 | 0 | C3 | 0 | 0 | 0 | 0 | 0 | C3 | [5 empty] | C3 | [5 empty] | 0 | [6 empty] | 0 | [6 empty] | 0 | [6 empty] | 0 | [6 empty] | 0 | [6 empty] | 0
[5 empty] | C4 | 0 | 0 | 0 | 0 | 0 | 0 | 0 | 0 | 0 | 0 | 0 | 0 | 0 | 0 | 0 | 0 | 0 | 0 | 0 | 0 | 0 | 0 | 0 | 0 | 0 | 0 | 0 | 0 | 0 | 0 | 0 | 0 | 0 | 0 | 0 | 0 |  |  | C4 | 0 | 0 | 0 | 0 | 0 | C4 | 0 | 0 | 0 | 0 | 0 | C4 | [5 empty] | C4 | [5 empty] | 0 | [6 empty] | 0 | [6 empty] | 0 | [6 empty] | 0 | [6 empty] | 0 | [6 empty] | 0
|  | 0 | 0 | 0 |  | 0 | 0 | 0 | 0 | 0 |  | 0 | 0 | 0 | 0 | 0 |  | 0 | 0 | 0 | 0 | 0 |  | 0 | 0 | 0 | 0 | 0 |  | 0 | 0 | 0 | 0 | 0 |  | 0 | 0 | 0 | 0 | 0 | [22 empty] | 0 | 0 | 0 | 0 | 0 | 0 |  | 0 | 0 | 0 | 0 | 0 | 0 |  | 0 | 0 | 0 | 0 | 0 | 0 |  | 0 | 0 | 0 | 0 | 0 | 0 |  | 0 | 0 | 0 | 0 | 0 | 0 |  | 0 | 0 | 0 | 0 | 0 | 0
[63 empty] | 0 | 0 | 0 | 0 | 0 | 0 |  | 1579744.9123 | 985818.0711 | 489394.1349 | 1921669.1615 | 1731413.8444 | 6708040.1242 |  | 1480204.8136 | 823765.4574 | 761175.3153 | 1880703.4197 | 2878924.3168 | 7824773.3227 |  | 1480204.8136 | 823765.4574 | 761175.3153 | 1880703.4197 | 2878924.3168 | 7824773.3227 |  | 1345117.9658 | 559891.6725 | 899936.2539 | 1260297.8966 | 6955028.2185 | 11020272.0073 |  | 1345117.9658 | 559891.6725 | 899936.2539 | 1260297.8966 | 6955028.2185 | 11020272.0073
| 132kV Network | [66 empty] | 0 | [6 empty] | 0 | [6 empty] | 0 | [6 empty] | 0 | [6 empty] | 0 | [6 empty] | 0
| 132kV CBs |  |  |  | C1 | 30 | 24 | 0 | 0 | 66 | 120 | 0 | 0 | 0 | 0 | 0 | 0 | 0 | 0 | 0 | 0 | 0 | 0 | 30 | 22 | 2 | 0 | 66 | 120 | 0 | 0 | 0 | 0 | 0 | 0 | 29 | 1 | 7 | 17 | 66 | 120 |  |  | C1 | 0.012284 | 0.018289 | 0.032337 | 0.05237 | 0.12284 | C1 | 116864.027 | 116864.027 | 116864.027 | 116864.027 | 116864.027 | C1 | 1435.522 | 2137.3393 | 3779.0098 | 6120.1526 | 14355.4646 | C1 | 0 | 0 | 0 | 0 | 0 | 0 |  | 43065.6593 | 51296.1434 | 0 | 0 | 947460.6613 | 1041822.464 |  | 43065.6593 | 47021.4648 | 7558.0195 | 0 | 947460.6613 | 1045105.8049 |  | 43065.6593 | 47021.4648 | 7558.0195 | 0 | 947460.6613 | 1045105.8049 |  | 41630.1373 | 2137.3393 | 26453.0684 | 104042.5942 | 947460.6613 | 1121723.8006 |  | 41630.1373 | 2137.3393 | 26453.0684 | 104042.5942 | 947460.6613 | 1121723.8006
[5 empty] | C2 | 11 | 5 | 0 | 0 | 5 | 21 | 0 | 0 | 0 | 0 | 0 | 0 | 0 | 0 | 0 | 0 | 0 | 0 | 11 | 5 | 0 | 0 | 5 | 21 | 0 | 0 | 0 | 0 | 0 | 0 | 11 | 0 | 0 | 5 | 5 | 21 |  |  | C2 | 0.012284 | 0.018289 | 0.032337 | 0.05237 | 0.12284 | C2 | 166948.61 | 166948.61 | 166948.61 | 166948.61 | 166948.61 | C2 | 2050.7457 | 3053.3419 | 5398.5854 | 8743.0751 | 20507.8065 | C2 | 0 | 0 | 0 | 0 | 0 | 0 |  | 22558.2025 | 15266.7093 | 0 | 0 | 102539.0326 | 140363.9444 |  | 22558.2025 | 15266.7093 | 0 | 0 | 102539.0326 | 140363.9444 |  | 22558.2025 | 15266.7093 | 0 | 0 | 102539.0326 | 140363.9444 |  | 22558.2025 | 0 | 0 | 43715.3757 | 102539.0326 | 168812.6108 |  | 22558.2025 | 0 | 0 | 43715.3757 | 102539.0326 | 168812.6108
[5 empty] | C3 | 32 | 14 | 0 | 0 | 24 | 70 | 0 | 0 | 0 | 0 | 0 | 0 | 0 | 0 | 0 | 0 | 0 | 0 | 32 | 14 | 0 | 0 | 24 | 70 | 0 | 0 | 0 | 0 | 0 | 0 | 32 | 0 | 6 | 8 | 24 | 70 |  |  | C3 | 0.012284 | 0.018289 | 0.032337 | 0.05237 | 0.12284 | C3 | 250422.915 | 250422.915 | 250422.915 | 250422.915 | 250422.915 | C3 | 3076.1185 | 4580.0128 | 8097.8781 | 13114.6127 | 30761.7098 | C3 | 0 | 0 | 0 | 0 | 0 | 0 |  | 98435.7927 | 64120.1792 | 0 | 0 | 738281.0348 | 900837.0067 |  | 98435.7927 | 64120.1792 | 0 | 0 | 738281.0348 | 900837.0067 |  | 98435.7927 | 64120.1792 | 0 | 0 | 738281.0348 | 900837.0067 |  | 98435.7927 | 0 | 48587.2685 | 104916.9018 | 738281.0348 | 990220.9977 |  | 98435.7927 | 0 | 48587.2685 | 104916.9018 | 738281.0348 | 990220.9977
[5 empty] | C4 | 7 | 0 | 0 | 0 | 0 | 7 | 0 | 0 | 0 | 0 | 0 | 0 | 0 | 0 | 0 | 0 | 0 | 0 | 7 | 0 | 0 | 0 | 0 | 7 | 0 | 0 | 0 | 0 | 0 | 0 | 7 | 0 | 0 | 0 | 0 | 7 |  |  | C4 | 0.012284 | 0.018289 | 0.032337 | 0.05237 | 0.12284 | C4 | 417371.525 | 417371.525 | 417371.525 | 417371.525 | 417371.525 | C4 | 5126.8642 | 7633.3547 | 13496.4635 | 21857.6879 | 51269.5163 | C4 | 0 | 0 | 0 | 0 | 0 | 0 |  | 35888.0494 | 0 | 0 | 0 | 0 | 35888.0494 |  | 35888.0494 | 0 | 0 | 0 | 0 | 35888.0494 |  | 35888.0494 | 0 | 0 | 0 | 0 | 35888.0494 |  | 35888.0494 | 0 | 0 | 0 | 0 | 35888.0494 |  | 35888.0494 | 0 | 0 | 0 | 0 | 35888.0494
|  | Yes | 218 | 221 |  | 80 | 43 | 0 | 0 | 95 |  | 0 | 0 | 0 | 0 | 0 |  | 0 | 0 | 0 | 0 | 0 |  | 80 | 41 | 2 | 0 | 95 |  | 0 | 0 | 0 | 0 | 0 |  | 79 | 1 | 13 | 30 | 95 | [22 empty] | 0 | 0 | 0 | 0 | 0 | 0 |  | 199947.7039 | 130683.0319 | 0 | 0 | 1788280.7288 | 2118911.4646 |  | 199947.7039 | 126408.3533 | 7558.0195 | 0 | 1788280.7288 | 2122194.8055 |  | 199947.7039 | 126408.3533 | 7558.0195 | 0 | 1788280.7288 | 2122194.8055 |  | 198512.1819 | 2137.3393 | 75040.3369 | 252674.8717 | 1788280.7288 | 2316645.4586 |  | 198512.1819 | 2137.3393 | 75040.3369 | 252674.8717 | 1788280.7288 | 2316645.4586
| 132kV Transformer |  |  |  | C1 | 0 | 0 | 1 | 0 | 3 | 4 | 0 | 0 | 0 | 0 | 0 | 0 | 0 | 0 | 0 | 0 | 0 | 0 | 0 | 0 | 0 | 1 | 3 | 4 | 0 | 0 | 0 | 0 | 0 | 0 | 0 | 0 | 0 | 0 | 4 | 4 |  |  | C1 | 0.012939 | 0.019265 | 0.034062 | 0.055165 | 0.12939 | C1 | 258132.21 | 258132.21 | 258132.21 | 258132.21 | 258132.21 | C1 | 3340.0255 | 4972.9422 | 8792.6128 | 14239.7441 | 33400.8244 | C1 | 0 | 0 | 0 | 0 | 0 | 0 |  | 0 | 0 | 8792.6128 | 0 | 100202.4732 | 108995.0861 |  | 0 | 0 | 0 | 14239.7441 | 100202.4732 | 114442.2174 |  | 0 | 0 | 0 | 14239.7441 | 100202.4732 | 114442.2174 |  | 0 | 0 | 0 | 0 | 133603.2976 | 133603.2976 |  | 0 | 0 | 0 | 0 | 133603.2976 | 133603.2976
[5 empty] | C2 | 68 | 16 | 10 | 14 | 16 | 124 | 0 | 0 | 0 | 0 | 0 | 0 | 0 | 0 | 0 | 0 | 0 | 0 | 63 | 14 | 10 | 9 | 28 | 124 | 0 | 0 | 0 | 0 | 0 | 0 | 61 | 9 | 10 | 11 | 33 | 124 |  |  | C2 | 0.012939 | 0.019265 | 0.034062 | 0.055165 | 0.12939 | C2 | 368760.3 | 368760.3 | 368760.3 | 368760.3 | 368760.3 | C2 | 4771.465 | 7104.2031 | 12560.8755 | 20342.4916 | 47715.4634 | C2 | 0 | 0 | 0 | 0 | 0 | 0 |  | 324459.6184 | 113667.2493 | 125608.7546 | 284794.8828 | 763447.4151 | 1611977.9202 |  | 300602.2935 | 99458.8431 | 125608.7546 | 183082.4247 | 1336032.9764 | 2044785.2923 |  | 300602.2935 | 99458.8431 | 125608.7546 | 183082.4247 | 1336032.9764 | 2044785.2923 |  | 291059.3636 | 63937.8277 | 125608.7546 | 223767.4079 | 1574610.2936 | 2278983.6474 |  | 291059.3636 | 63937.8277 | 125608.7546 | 223767.4079 | 1574610.2936 | 2278983.6474
[5 empty] | C3 | 6 | 4 | 4 | 0 | 0 | 14 | 0 | 0 | 0 | 0 | 0 | 0 | 0 | 0 | 0 | 0 | 0 | 0 | 6 | 2 | 5 | 1 | 0 | 14 | 0 | 0 | 0 | 0 | 0 | 0 | 5 | 1 | 2 | 6 | 0 | 14 |  |  | C3 | 0.012939 | 0.019265 | 0.034062 | 0.055165 | 0.12939 | C3 | 553140.45 | 553140.45 | 553140.45 | 553140.45 | 553140.45 | C3 | 7157.1975 | 10656.3046 | 18841.3132 | 30513.7374 | 71573.1952 | C3 | 0 | 0 | 0 | 0 | 0 | 0 |  | 42943.1848 | 42625.2185 | 75365.2528 | 0 | 0 | 160933.656 |  | 42943.1848 | 21312.6092 | 94206.566 | 30513.7374 | 0 | 188976.0974 |  | 42943.1848 | 21312.6092 | 94206.566 | 30513.7374 | 0 | 188976.0974 |  | 35785.9873 | 10656.3046 | 37682.6264 | 183082.4247 | 0 | 267207.343 |  | 35785.9873 | 10656.3046 | 37682.6264 | 183082.4247 | 0 | 267207.343
[5 empty] | C4 | 0 | 0 | 0 | 0 | 0 | 0 | 0 | 0 | 0 | 0 | 0 | 0 | 0 | 0 | 0 | 0 | 0 | 0 | 0 | 0 | 0 | 0 | 0 | 0 | 0 | 0 | 0 | 0 | 0 | 0 | 0 | 0 | 0 | 0 | 0 | 0 |  |  | C4 | 0.012939 | 0.019265 | 0.034062 | 0.055165 | 0.12939 | C4 | 921900.75 | 921900.75 | 921900.75 | 921900.75 | 921900.75 | C4 | 11928.6624 | 17760.5077 | 31402.1887 | 50856.2291 | 119288.6586 | C4 | 0 | 0 | 0 | 0 | 0 | 0 |  | 0 | 0 | 0 | 0 | 0 | 0 |  | 0 | 0 | 0 | 0 | 0 | 0 |  | 0 | 0 | 0 | 0 | 0 | 0 |  | 0 | 0 | 0 | 0 | 0 | 0 |  | 0 | 0 | 0 | 0 | 0 | 0
|  | Yes | 142 | 143 |  | 74 | 20 | 15 | 14 | 19 |  | 0 | 0 | 0 | 0 | 0 |  | 0 | 0 | 0 | 0 | 0 |  | 69 | 16 | 15 | 11 | 31 |  | 0 | 0 | 0 | 0 | 0 |  | 66 | 10 | 12 | 17 | 37 | [22 empty] | 0 | 0 | 0 | 0 | 0 | 0 |  | 367402.8032 | 156292.4677 | 209766.6202 | 284794.8828 | 863649.8883 | 1881906.6623 |  | 343545.4783 | 120771.4523 | 219815.3206 | 227835.9062 | 1436235.4496 | 2348203.6071 |  | 343545.4783 | 120771.4523 | 219815.3206 | 227835.9062 | 1436235.4496 | 2348203.6071 |  | 326845.3509 | 74594.1323 | 163291.381 | 406849.8326 | 1708213.5912 | 2679794.288 |  | 326845.3509 | 74594.1323 | 163291.381 | 406849.8326 | 1708213.5912 | 2679794.288
| 132kV UG Cable (Gas) |  |  |  | C1 | 0 | 0 | 0 | 0 | 0 | 0 | 0 | 0 | 0 | 0 | 0 | 0 | 0 | 0 | 0 | 0 | 0 | 0 | 0 | 0 | 0 | 0 | 0 | 0 | 0 | 0 | 0 | 0 | 0 | 0 | 0 | 0 | 0 | 0 | 0 | 0 |  |  | C1 | 1.2835 | 1.9111 | 3.3789 | 5.4722 | 12.8357 | C1 | 598.038 | 598.038 | 598.038 | 598.038 | 598.038 | C1 | 767.6095 | 1142.8887 | 2020.7309 | 3272.5985 | 7676.2255 | C1 | 0 | 0 | 0 | 0 | 0 | 0 |  | 0 | 0 | 0 | 0 | 0 | 0 |  | 0 | 0 | 0 | 0 | 0 | 0 |  | 0 | 0 | 0 | 0 | 0 | 0 |  | 0 | 0 | 0 | 0 | 0 | 0 |  | 0 | 0 | 0 | 0 | 0 | 0
[5 empty] | C2 | 7.3115 | 0.49184 | 1.9966 | 0 | 5 | 14.8 | 0 | 0 | 0 | 0 | 0 | 0 | 0 | 0 | 0 | 0 | 0 | 0 | 3.811 | 3.9924 | 1.9966 | 0 | 5 | 14.8 | 0 | 0 | 0 | 0 | 0 | 0 | 3.7258 | 4.0775 | 0 | 1.9966 | 5 | 14.8 |  |  | C2 | 1.2835 | 1.9111 | 3.3789 | 5.4722 | 12.8357 | C2 | 854.34 | 854.34 | 854.34 | 854.34 | 854.34 | C2 | 1096.5849 | 1632.6982 | 2886.7585 | 4675.1407 | 10966.0364 | C2 | 0 | 0 | 0 | 0 | 0 | 0 |  | 8017.7018 | 803.025 | 5763.8221 | 0 | 54830.1822 | 69414.7311 |  | 4179.0682 | 6518.3415 | 5763.8221 | 0 | 54830.1822 | 71291.4141 |  | 4179.0682 | 6518.3415 | 5763.8221 | 0 | 54830.1822 | 71291.4141 |  | 4085.6867 | 6657.3767 | 0 | 9334.5805 | 54830.1822 | 74907.8261 |  | 4085.6867 | 6657.3767 | 0 | 9334.5805 | 54830.1822 | 74907.8261
[5 empty] | C3 | 0 | 0 | 0 | 0 | 0 | 0 | 0 | 0 | 0 | 0 | 0 | 0 | 0 | 0 | 0 | 0 | 0 | 0 | 0 | 0 | 0 | 0 | 0 | 0 | 0 | 0 | 0 | 0 | 0 | 0 | 0 | 0 | 0 | 0 | 0 | 0 |  |  | C3 | 1.2835 | 1.9111 | 3.3789 | 5.4722 | 12.8357 | C3 | 1281.51 | 1281.51 | 1281.51 | 1281.51 | 1281.51 | C3 | 1644.8774 | 2449.0473 | 4330.1377 | 7012.711 | 16449.0547 | C3 | 0 | 0 | 0 | 0 | 0 | 0 |  | 0 | 0 | 0 | 0 | 0 | 0 |  | 0 | 0 | 0 | 0 | 0 | 0 |  | 0 | 0 | 0 | 0 | 0 | 0 |  | 0 | 0 | 0 | 0 | 0 | 0 |  | 0 | 0 | 0 | 0 | 0 | 0
[5 empty] | C4 | 0 | 0 | 0 | 0 | 0 | 0 | 0 | 0 | 0 | 0 | 0 | 0 | 0 | 0 | 0 | 0 | 0 | 0 | 0 | 0 | 0 | 0 | 0 | 0 | 0 | 0 | 0 | 0 | 0 | 0 | 0 | 0 | 0 | 0 | 0 | 0 |  |  | C4 | 1.2835 | 1.9111 | 3.3789 | 5.4722 | 12.8357 | C4 | 2135.85 | 2135.85 | 2135.85 | 2135.85 | 2135.85 | C4 | 2741.4624 | 4081.7454 | 7216.8962 | 11687.8517 | 27415.0911 | C4 | 0 | 0 | 0 | 0 | 0 | 0 |  | 0 | 0 | 0 | 0 | 0 | 0 |  | 0 | 0 | 0 | 0 | 0 | 0 |  | 0 | 0 | 0 | 0 | 0 | 0 |  | 0 | 0 | 0 | 0 | 0 | 0 |  | 0 | 0 | 0 | 0 | 0 | 0
|  | Yes | 14.8 | 9.3656 |  | 7.3115 | 0.49184 | 1.9966 | 0 | 5 |  | 0 | 0 | 0 | 0 | 0 |  | 0 | 0 | 0 | 0 | 0 |  | 3.811 | 3.9924 | 1.9966 | 0 | 5 |  | 0 | 0 | 0 | 0 | 0 |  | 3.7258 | 4.0775 | 0 | 1.9966 | 5 | [22 empty] | 0 | 0 | 0 | 0 | 0 | 0 |  | 8017.7018 | 803.025 | 5763.8221 | 0 | 54830.1822 | 69414.7311 |  | 4179.0682 | 6518.3415 | 5763.8221 | 0 | 54830.1822 | 71291.4141 |  | 4179.0682 | 6518.3415 | 5763.8221 | 0 | 54830.1822 | 71291.4141 |  | 4085.6867 | 6657.3767 | 0 | 9334.5805 | 54830.1822 | 74907.8261 |  | 4085.6867 | 6657.3767 | 0 | 9334.5805 | 54830.1822 | 74907.8261
| 132kV UG Cable (Oil) |  |  |  | C1 | 57.0601 | 0.17042 | 6.8624 | 0.054734 | 16.4257 | 80.5733 | 0 | 0 | 0 | 0 | 0 | 0 | 0 | 0 | 0 | 0 | 0 | 0 | 57.0601 | 0.17042 | 6.8624 | 0.054734 | 16.4257 | 80.5733 | 0 | 0 | 0 | 0 | 0 | 0 | 46.6065 | 10.624 | 0.69974 | 6.1564 | 16.4867 | 80.5733 |  |  | C1 | 0.59691 | 0.88874 | 1.5714 | 2.5449 | 5.9692 | C1 | 6315.015 | 6315.015 | 6315.015 | 6315.015 | 6315.015 | C1 | 3769.5173 | 5612.4098 | 9923.2495 | 16070.8242 | 37695.8161 | C1 | 0 | 0 | 0 | 0 | 0 | 0 |  | 215089.0294 | 956.4614 | 68097.3104 | 879.6141 | 619179.9349 | 904202.3502 |  | 215089.0294 | 956.4614 | 68097.3104 | 879.6141 | 619179.9349 | 904202.3502 |  | 215089.0294 | 956.4614 | 68097.3104 | 879.6141 | 619179.9349 | 904202.3502 |  | 175684.0349 | 59626.3008 | 6943.6828 | 98938.2028 | 621479.7076 | 962671.9288 |  | 175684.0349 | 59626.3008 | 6943.6828 | 98938.2028 | 621479.7076 | 962671.9288
[5 empty] | C2 | 17.9457 | 0 | 1.3393 | 0 | 3.1484 | 22.4333 | 0 | 0 | 0 | 0 | 0 | 0 | 0 | 0 | 0 | 0 | 0 | 0 | 17.9457 | 0 | 1.3393 | 0 | 3.1484 | 22.4333 | 0 | 0 | 0 | 0 | 0 | 0 | 17.307 | 0.63867 | 0 | 1.3393 | 3.1484 | 22.4333 |  |  | C2 | 0.59691 | 0.88874 | 1.5714 | 2.5449 | 5.9692 | C2 | 9021.45 | 9021.45 | 9021.45 | 9021.45 | 9021.45 | C2 | 5385.0247 | 8017.7282 | 14176.0708 | 22958.3202 | 53851.1658 | C2 | 0 | 0 | 0 | 0 | 0 | 0 |  | 96637.9131 | 0 | 18985.8082 | 0 | 169542.3256 | 285166.0468 |  | 96637.9131 | 0 | 18985.8082 | 0 | 169542.3256 | 285166.0468 |  | 96637.9131 | 0 | 18985.8082 | 0 | 169542.3256 | 285166.0468 |  | 93198.6399 | 5120.7113 | 0 | 30747.7489 | 169542.3256 | 298609.4257 |  | 93198.6399 | 5120.7113 | 0 | 30747.7489 | 169542.3256 | 298609.4257
[5 empty] | C3 | 38.6474 | 1.4694 | 4.7879 | 0 | 11.0887 | 55.9933 | 0 | 0 | 0 | 0 | 0 | 0 | 0 | 0 | 0 | 0 | 0 | 0 | 38.6474 | 1.4694 | 4.7879 | 0 | 11.0887 | 55.9933 | 0 | 0 | 0 | 0 | 0 | 0 | 24.8698 | 15.247 | 0 | 4.7879 | 11.0887 | 55.9933 |  |  | C3 | 0.59691 | 0.88874 | 1.5714 | 2.5449 | 5.9692 | C3 | 13532.175 | 13532.175 | 13532.175 | 13532.175 | 13532.175 | C3 | 8077.5371 | 12026.5923 | 21264.1062 | 34437.4803 | 80776.7487 | C3 | 0 | 0 | 0 | 0 | 0 | 0 |  | 312175.7958 | 17671.6192 | 101809.6089 | 0 | 895709.3741 | 1327366.398 |  | 312175.7958 | 17671.6192 | 101809.6089 | 0 | 895709.3741 | 1327366.398 |  | 312175.7958 | 17671.6192 | 101809.6089 | 0 | 895709.3741 | 1327366.398 |  | 200886.3811 | 183369.7028 | 0 | 164881.9083 | 895709.3741 | 1444847.3663 |  | 200886.3811 | 183369.7028 | 0 | 164881.9083 | 895709.3741 | 1444847.3663
[5 empty] | C4 | 0 | 0 | 0 | 0 | 0 | 0 | 0 | 0 | 0 | 0 | 0 | 0 | 0 | 0 | 0 | 0 | 0 | 0 | 0 | 0 | 0 | 0 | 0 | 0 | 0 | 0 | 0 | 0 | 0 | 0 | 0 | 0 | 0 | 0 | 0 | 0 |  |  | C4 | 0.59691 | 0.88874 | 1.5714 | 2.5449 | 5.9692 | C4 | 22553.625 | 22553.625 | 22553.625 | 22553.625 | 22553.625 | C4 | 13462.5619 | 20044.3206 | 35440.177 | 57395.8006 | 134627.9145 | C4 | 0 | 0 | 0 | 0 | 0 | 0 |  | 0 | 0 | 0 | 0 | 0 | 0 |  | 0 | 0 | 0 | 0 | 0 | 0 |  | 0 | 0 | 0 | 0 | 0 | 0 |  | 0 | 0 | 0 | 0 | 0 | 0 |  | 0 | 0 | 0 | 0 | 0 | 0
|  | Yes | 159 | 157.5024 |  | 113.6532 | 1.6398 | 12.9895 | 0.054734 | 30.6627 |  | 0 | 0 | 0 | 0 | 0 |  | 0 | 0 | 0 | 0 | 0 |  | 113.6532 | 1.6398 | 12.9895 | 0.054734 | 30.6627 |  | 0 | 0 | 0 | 0 | 0 |  | 88.7833 | 26.5097 | 0.69974 | 12.2835 | 30.7238 | [22 empty] | 0 | 0 | 0 | 0 | 0 | 0 |  | 623902.7383 | 18628.0806 | 188892.7275 | 879.6141 | 1684431.6346 | 2516734.795 |  | 623902.7383 | 18628.0806 | 188892.7275 | 879.6141 | 1684431.6346 | 2516734.795 |  | 623902.7383 | 18628.0806 | 188892.7275 | 879.6141 | 1684431.6346 | 2516734.795 |  | 469769.0559 | 248116.7149 | 6943.6828 | 294567.86 | 1686731.4073 | 2706128.7209 |  | 469769.0559 | 248116.7149 | 6943.6828 | 294567.86 | 1686731.4073 | 2706128.7209
| 132kV UG Cable (Non Pressurised) |  |  |  | C1 | 0 | 0 | 0 | 0 | 0 | 0 | 0 | 0 | 0 | 0 | 0 | 0 | 0 | 0 | 0 | 0 | 0 | 0 | 0 | 0 | 0 | 0 | 0 | 0 | 0 | 0 | 0 | 0 | 0 | 0 | 0 | 0 | 0 | 0 | 0 | 0 |  |  | C1 | 0 | 0 | 0 | 0 | 0 | C1 | 0 | 0 | 0 | 0 | 0 | C1 | [5 empty] | C1 | [5 empty] | 0 | [6 empty] | 0 | [6 empty] | 0 | [6 empty] | 0 | [6 empty] | 0 | [6 empty] | 0
[5 empty] | C2 | 0 | 0 | 0 | 0 | 0 | 0 | 0 | 0 | 0 | 0 | 0 | 0 | 0 | 0 | 0 | 0 | 0 | 0 | 0 | 0 | 0 | 0 | 0 | 0 | 0 | 0 | 0 | 0 | 0 | 0 | 0 | 0 | 0 | 0 | 0 | 0 |  |  | C2 | 0 | 0 | 0 | 0 | 0 | C2 | 0 | 0 | 0 | 0 | 0 | C2 | [5 empty] | C2 | [5 empty] | 0 | [6 empty] | 0 | [6 empty] | 0 | [6 empty] | 0 | [6 empty] | 0 | [6 empty] | 0
[5 empty] | C3 | 0 | 0 | 0 | 0 | 0 | 0 | 0 | 0 | 0 | 0 | 0 | 0 | 0 | 0 | 0 | 0 | 0 | 0 | 0 | 0 | 0 | 0 | 0 | 0 | 0 | 0 | 0 | 0 | 0 | 0 | 0 | 0 | 0 | 0 | 0 | 0 |  |  | C3 | 0 | 0 | 0 | 0 | 0 | C3 | 0 | 0 | 0 | 0 | 0 | C3 | [5 empty] | C3 | [5 empty] | 0 | [6 empty] | 0 | [6 empty] | 0 | [6 empty] | 0 | [6 empty] | 0 | [6 empty] | 0
[5 empty] | C4 | 0 | 0 | 0 | 0 | 0 | 0 | 0 | 0 | 0 | 0 | 0 | 0 | 0 | 0 | 0 | 0 | 0 | 0 | 0 | 0 | 0 | 0 | 0 | 0 | 0 | 0 | 0 | 0 | 0 | 0 | 0 | 0 | 0 | 0 | 0 | 0 |  |  | C4 | 0 | 0 | 0 | 0 | 0 | C4 | 0 | 0 | 0 | 0 | 0 | C4 | [5 empty] | C4 | [5 empty] | 0 | [6 empty] | 0 | [6 empty] | 0 | [6 empty] | 0 | [6 empty] | 0 | [6 empty] | 0
|  | 0 | 0 | 0 |  | 0 | 0 | 0 | 0 | 0 |  | 0 | 0 | 0 | 0 | 0 |  | 0 | 0 | 0 | 0 | 0 |  | 0 | 0 | 0 | 0 | 0 |  | 0 | 0 | 0 | 0 | 0 |  | 0 | 0 | 0 | 0 | 0 | [22 empty] | 0 | 0 | 0 | 0 | 0 | 0 |  | 0 | 0 | 0 | 0 | 0 | 0 |  | 0 | 0 | 0 | 0 | 0 | 0 |  | 0 | 0 | 0 | 0 | 0 | 0 |  | 0 | 0 | 0 | 0 | 0 | 0 |  | 0 | 0 | 0 | 0 | 0 | 0
| 132kV OHL Support - Tower |  |  |  | C1 | 0 | 0 | 0 | 0 | 0 | 0 | 0 | 0 | 0 | 0 | 0 | 0 | 0 | 0 | 0 | 0 | 0 | 0 | 0 | 0 | 0 | 0 | 0 | 0 | 0 | 0 | 0 | 0 | 0 | 0 | 0 | 0 | 0 | 0 | 0 | 0 |  |  | C1 | 0.015533 | 0.023127 | 0.04089 | 0.066222 | 0.15533 | C1 | 12426.75 | 12426.75 | 12426.75 | 12426.75 | 12426.75 | C1 | 193.0215 | 287.3885 | 508.129 | 822.9211 | 1930.2484 | C1 | 0 | 0 | 0 | 0 | 0 | 0 |  | 0 | 0 | 0 | 0 | 0 | 0 |  | 0 | 0 | 0 | 0 | 0 | 0 |  | 0 | 0 | 0 | 0 | 0 | 0 |  | 0 | 0 | 0 | 0 | 0 | 0 |  | 0 | 0 | 0 | 0 | 0 | 0
[5 empty] | C2 | 774 | 354 | 503 | 151 | 530 | 2312 | 0 | 0 | 0 | 0 | 0 | 0 | 0 | 0 | 0 | 0 | 0 | 0 | 692 | 369 | 554 | 166 | 531 | 2312 | 0 | 0 | 0 | 0 | 0 | 0 | 497 | 450 | 481 | 288 | 596 | 2312 |  |  | C2 | 0.015533 | 0.023127 | 0.04089 | 0.066222 | 0.15533 | C2 | 17752.5 | 17752.5 | 17752.5 | 17752.5 | 17752.5 | C2 | 275.7451 | 410.555 | 725.8985 | 1175.6016 | 2757.4977 | C2 | 0 | 0 | 0 | 0 | 0 | 0 |  | 213426.6817 | 145336.4811 | 365126.9639 | 177515.8369 | 1461473.7762 | 2362879.7398 |  | 190815.5862 | 151494.8066 | 402147.7893 | 195149.8605 | 1464231.2739 | 2403839.3164 |  | 190815.5862 | 151494.8066 | 402147.7893 | 195149.8605 | 1464231.2739 | 2403839.3164 |  | 137045.2982 | 184749.7641 | 349157.1961 | 338573.2519 | 1643468.6238 | 2652994.1341 |  | 137045.2982 | 184749.7641 | 349157.1961 | 338573.2519 | 1643468.6238 | 2652994.1341
[5 empty] | C3 | 158 | 60 | 100 | 10 | 81 | 409 | 0 | 0 | 0 | 0 | 0 | 0 | 0 | 0 | 0 | 0 | 0 | 0 | 148 | 54 | 112 | 14 | 81 | 409 | 0 | 0 | 0 | 0 | 0 | 0 | 103 | 72 | 112 | 32 | 90 | 409 |  |  | C3 | 0.015533 | 0.023127 | 0.04089 | 0.066222 | 0.15533 | C3 | 26628.75 | 26628.75 | 26628.75 | 26628.75 | 26628.75 | C3 | 413.6176 | 615.8325 | 1088.8478 | 1763.4024 | 4136.2465 | C3 | 0 | 0 | 0 | 0 | 0 | 0 |  | 65351.5808 | 36949.9528 | 108884.7805 | 17634.0235 | 335035.9694 | 563856.3071 |  | 61215.4048 | 33254.9575 | 121950.9542 | 24687.633 | 335035.9694 | 576144.9189 |  | 61215.4048 | 33254.9575 | 121950.9542 | 24687.633 | 335035.9694 | 576144.9189 |  | 42602.6128 | 44339.9434 | 121950.9542 | 56428.8753 | 372262.1883 | 637584.5739 |  | 42602.6128 | 44339.9434 | 121950.9542 | 56428.8753 | 372262.1883 | 637584.5739
[5 empty] | C4 | 0 | 0 | 0 | 0 | 0 | 0 | 0 | 0 | 0 | 0 | 0 | 0 | 0 | 0 | 0 | 0 | 0 | 0 | 0 | 0 | 0 | 0 | 0 | 0 | 0 | 0 | 0 | 0 | 0 | 0 | 0 | 0 | 0 | 0 | 0 | 0 |  |  | C4 | 0.015533 | 0.023127 | 0.04089 | 0.066222 | 0.15533 | C4 | 44381.25 | 44381.25 | 44381.25 | 44381.25 | 44381.25 | C4 | 689.3627 | 1026.3876 | 1814.7463 | 2939.0039 | 6893.7442 | C4 | 0 | 0 | 0 | 0 | 0 | 0 |  | 0 | 0 | 0 | 0 | 0 | 0 |  | 0 | 0 | 0 | 0 | 0 | 0 |  | 0 | 0 | 0 | 0 | 0 | 0 |  | 0 | 0 | 0 | 0 | 0 | 0 |  | 0 | 0 | 0 | 0 | 0 | 0
|  | Yes | 2721 | 2708 |  | 932 | 414 | 603 | 161 | 611 |  | 0 | 0 | 0 | 0 | 0 |  | 0 | 0 | 0 | 0 | 0 |  | 840 | 423 | 666 | 180 | 612 |  | 0 | 0 | 0 | 0 | 0 |  | 600 | 522 | 593 | 320 | 686 | [22 empty] | 0 | 0 | 0 | 0 | 0 | 0 |  | 278778.2625 | 182286.4339 | 474011.7444 | 195149.8605 | 1796509.7456 | 2926736.047 |  | 252030.9911 | 184749.7641 | 524098.7434 | 219837.4934 | 1799267.2433 | 2979984.2353 |  | 252030.9911 | 184749.7641 | 524098.7434 | 219837.4934 | 1799267.2433 | 2979984.2353 |  | 179647.911 | 229089.7075 | 471108.1503 | 395002.1272 | 2015730.812 | 3290578.708 |  | 179647.911 | 229089.7075 | 471108.1503 | 395002.1272 | 2015730.812 | 3290578.708
| 132kV OHL Fittings |  |  |  | C1 | 0 | 0 | 0 | 0 | 0 | 0 | 0 | 0 | 0 | 0 | 0 | 0 | 0 | 0 | 0 | 0 | 0 | 0 | 0 | 0 | 0 | 0 | 0 | 0 | 0 | 0 | 0 | 0 | 0 | 0 | 0 | 0 | 0 | 0 | 0 | 0 |  | 0 | C1 | 0 | 0 | 0 | 0 | 0 | C1 | 0 | 0 | 0 | 0 | 0 | C1 | [5 empty] | C1 | [5 empty] | 0 | [6 empty] | 0 | [6 empty] | 0 | [6 empty] | 0 | [6 empty] | 0 | [6 empty] | 0
[5 empty] | C2 | 0 | 0 | 0 | 0 | 0 | 0 | 0 | 0 | 0 | 0 | 0 | 0 | 0 | 0 | 0 | 0 | 0 | 0 | 0 | 0 | 0 | 0 | 0 | 0 | 0 | 0 | 0 | 0 | 0 | 0 | 0 | 0 | 0 | 0 | 0 | 0 |  |  | C2 | 0 | 0 | 0 | 0 | 0 | C2 | 0 | 0 | 0 | 0 | 0 | C2 | [5 empty] | C2 | [5 empty] | 0 | [6 empty] | 0 | [6 empty] | 0 | [6 empty] | 0 | [6 empty] | 0 | [6 empty] | 0
[5 empty] | C3 | 0 | 0 | 0 | 0 | 0 | 0 | 0 | 0 | 0 | 0 | 0 | 0 | 0 | 0 | 0 | 0 | 0 | 0 | 0 | 0 | 0 | 0 | 0 | 0 | 0 | 0 | 0 | 0 | 0 | 0 | 0 | 0 | 0 | 0 | 0 | 0 |  |  | C3 | 0 | 0 | 0 | 0 | 0 | C3 | 0 | 0 | 0 | 0 | 0 | C3 | [5 empty] | C3 | [5 empty] | 0 | [6 empty] | 0 | [6 empty] | 0 | [6 empty] | 0 | [6 empty] | 0 | [6 empty] | 0
[5 empty] | C4 | 0 | 0 | 0 | 0 | 0 | 0 | 0 | 0 | 0 | 0 | 0 | 0 | 0 | 0 | 0 | 0 | 0 | 0 | 0 | 0 | 0 | 0 | 0 | 0 | 0 | 0 | 0 | 0 | 0 | 0 | 0 | 0 | 0 | 0 | 0 | 0 |  |  | C4 | 0 | 0 | 0 | 0 | 0 | C4 | 0 | 0 | 0 | 0 | 0 | C4 | [5 empty] | C4 | [5 empty] | 0 | [6 empty] | 0 | [6 empty] | 0 | [6 empty] | 0 | [6 empty] | 0 | [6 empty] | 0
|  | 0 | 0 | 0 |  | 0 | 0 | 0 | 0 | 0 |  | 0 | 0 | 0 | 0 | 0 |  | 0 | 0 | 0 | 0 | 0 |  | 0 | 0 | 0 | 0 | 0 |  | 0 | 0 | 0 | 0 | 0 |  | 0 | 0 | 0 | 0 | 0 | [22 empty] | 0 | 0 | 0 | 0 | 0 | 0 |  | 0 | 0 | 0 | 0 | 0 | 0 |  | 0 | 0 | 0 | 0 | 0 | 0 |  | 0 | 0 | 0 | 0 | 0 | 0 |  | 0 | 0 | 0 | 0 | 0 | 0 |  | 0 | 0 | 0 | 0 | 0 | 0
| 132kV OHL (Tower Line) Conductor |  |  |  | C1 | 56.4907 | 0 | 8.663 | 9.9232 | 16.8271 | 91.904 | 0 | 0 | 0 | 0 | 0 | 0 | 0 | 0 | 0 | 0 | 0 | 0 | 56.4907 | 0 | 0.61093 | 12.5771 | 22.2253 | 91.904 | 0 | 0 | 0 | 0 | 0 | 0 | 55.9523 | 0.5384 | 0.61093 | 4.1377 | 30.6647 | 91.904 |  |  | C1 | 0.00228 | 0.0033947 | 0.0060022 | 0.0097206 | 0.022801 | C1 | 20042.638 | 20042.638 | 20042.638 | 20042.638 | 20042.638 | C1 | 45.6979 | 68.0394 | 120.2998 | 194.8269 | 456.9872 | C1 | 0 | 0 | 0 | 0 | 0 | 0 |  | 2581.5095 | 0 | 1042.1611 | 1933.2976 | 7689.7853 | 13246.7535 |  | 2581.5095 | 0 | 73.4951 | 2450.3564 | 10156.6771 | 15262.038 |  | 2581.5095 | 0 | 73.4951 | 2450.3564 | 10156.6771 | 15262.038 |  | 2556.9055 | 36.6327 | 73.4951 | 806.1423 | 14013.3548 | 17486.5304 |  | 2556.9055 | 36.6327 | 73.4951 | 806.1423 | 14013.3548 | 17486.5304
[5 empty] | C2 | 243.264 | 1.0248 | 58.5727 | 174.3552 | 194.4007 | 671.6174 | 0 | 0 | 0 | 0 | 0 | 0 | 0 | 0 | 0 | 0 | 0 | 0 | 242.3145 | 1.3278 | 18.1079 | 189.4855 | 220.3817 | 671.6174 | 0 | 0 | 0 | 0 | 0 | 0 | 242.0447 | 0.34214 | 5.3861 | 51.7138 | 372.1306 | 671.6174 |  |  | C2 | 0.00228 | 0.0033947 | 0.0060022 | 0.0097206 | 0.022801 | C2 | 28632.34 | 28632.34 | 28632.34 | 28632.34 | 28632.34 | C2 | 65.2828 | 97.1991 | 171.8568 | 278.3242 | 652.8388 | C2 | 0 | 0 | 0 | 0 | 0 | 0 |  | 15880.9449 | 99.6097 | 10066.1112 | 48527.2639 | 126912.3517 | 201486.2814 |  | 15818.9636 | 129.057 | 3111.9667 | 52738.3959 | 143873.7033 | 215672.0865 |  | 15818.9636 | 129.057 | 3111.9667 | 52738.3959 | 143873.7033 | 215672.0865 |  | 15801.3455 | 33.2562 | 925.6444 | 14393.2021 | 242941.3026 | 274094.7506 |  | 15801.3455 | 33.2562 | 925.6444 | 14393.2021 | 242941.3026 | 274094.7506
[5 empty] | C3 | 125.8463 | 0.39979 | 46.122 | 84.3348 | 66.8757 | 323.5786 | 0 | 0 | 0 | 0 | 0 | 0 | 0 | 0 | 0 | 0 | 0 | 0 | 125.0132 | 0.8613 | 11.9292 | 104.0373 | 81.7376 | 323.5786 | 0 | 0 | 0 | 0 | 0 | 0 | 124.7426 | 0.29883 | 4.0857 | 38.946 | 155.5055 | 323.5786 |  |  | C3 | 0.00228 | 0.0033947 | 0.0060022 | 0.0097206 | 0.022801 | C3 | 42948.51 | 42948.51 | 42948.51 | 42948.51 | 42948.51 | C3 | 97.9242 | 145.7986 | 257.7852 | 417.4863 | 979.2582 | C3 | 0 | 0 | 0 | 0 | 0 | 0 |  | 12323.3919 | 58.2882 | 11889.5668 | 35208.6144 | 65488.6225 | 124968.4838 |  | 12241.8111 | 125.5757 | 3075.1596 | 43434.1557 | 80042.2464 | 138918.9485 |  | 12241.8111 | 125.5757 | 3075.1596 | 43434.1557 | 80042.2464 | 138918.9485 |  | 12215.3093 | 43.5689 | 1053.2347 | 16259.4063 | 152280.0751 | 181851.5945 |  | 12215.3093 | 43.5689 | 1053.2347 | 16259.4063 | 152280.0751 | 181851.5945
[5 empty] | C4 | 0 | 0 | 0 | 0 | 0 | 0 | 0 | 0 | 0 | 0 | 0 | 0 | 0 | 0 | 0 | 0 | 0 | 0 | 0 | 0 | 0 | 0 | 0 | 0 | 0 | 0 | 0 | 0 | 0 | 0 | 0 | 0 | 0 | 0 | 0 | 0 |  |  | C4 | 0.00228 | 0.0033947 | 0.0060022 | 0.0097206 | 0.022801 | C4 | 71580.85 | 71580.85 | 71580.85 | 71580.85 | 71580.85 | C4 | 163.2069 | 242.9977 | 429.642 | 695.8105 | 1632.097 | C4 | 0 | 0 | 0 | 0 | 0 | 0 |  | 0 | 0 | 0 | 0 | 0 | 0 |  | 0 | 0 | 0 | 0 | 0 | 0 |  | 0 | 0 | 0 | 0 | 0 | 0 |  | 0 | 0 | 0 | 0 | 0 | 0 |  | 0 | 0 | 0 | 0 | 0 | 0
|  | Yes | 1087.1 | 1096.6 |  | 425.601 | 1.4246 | 113.3577 | 268.6131 | 278.1036 |  | 0 | 0 | 0 | 0 | 0 |  | 0 | 0 | 0 | 0 | 0 |  | 423.8185 | 2.1891 | 30.648 | 306.0999 | 324.3446 |  | 0 | 0 | 0 | 0 | 0 |  | 422.7395 | 1.1794 | 10.0828 | 94.7975 | 558.3008 | [22 empty] | 0 | 0 | 0 | 0 | 0 | 0 |  | 30785.8463 | 157.8979 | 22997.8391 | 85669.176 | 200090.7595 | 339701.5187 |  | 30642.2842 | 254.6328 | 6260.6214 | 98622.908 | 234072.6268 | 369853.073 |  | 30642.2842 | 254.6328 | 6260.6214 | 98622.908 | 234072.6268 | 369853.073 |  | 30573.5603 | 113.4578 | 2052.3741 | 31458.7507 | 409234.7326 | 473432.8755 |  | 30573.5603 | 113.4578 | 2052.3741 | 31458.7507 | 409234.7326 | 473432.8755
| [Please insert new asset category as required] |  |  |  | C1 | 0 | 0 | 0 | 0 | 0 | 0 | 0 | 0 | 0 | 0 | 0 | 0 | 0 | 0 | 0 | 0 | 0 | 0 | 0 | 0 | 0 | 0 | 0 | 0 | 0 | 0 | 0 | 0 | 0 | 0 | 0 | 0 | 0 | 0 | 0 | 0 |  |  | C1 | 0 | 0 | 0 | 0 | 0 | C1 | 0 | 0 | 0 | 0 | 0 | C1 | [5 empty] | C1 | [5 empty] | 0 | [6 empty] | 0 | [6 empty] | 0 | [6 empty] | 0 | [6 empty] | 0 | [6 empty] | 0
[5 empty] | C2 | 0 | 0 | 0 | 0 | 0 | 0 | 0 | 0 | 0 | 0 | 0 | 0 | 0 | 0 | 0 | 0 | 0 | 0 | 0 | 0 | 0 | 0 | 0 | 0 | 0 | 0 | 0 | 0 | 0 | 0 | 0 | 0 | 0 | 0 | 0 | 0 |  |  | C2 | 0 | 0 | 0 | 0 | 0 | C2 | 0 | 0 | 0 | 0 | 0 | C2 | [5 empty] | C2 | [5 empty] | 0 | [6 empty] | 0 | [6 empty] | 0 | [6 empty] | 0 | [6 empty] | 0 | [6 empty] | 0
[5 empty] | C3 | 0 | 0 | 0 | 0 | 0 | 0 | 0 | 0 | 0 | 0 | 0 | 0 | 0 | 0 | 0 | 0 | 0 | 0 | 0 | 0 | 0 | 0 | 0 | 0 | 0 | 0 | 0 | 0 | 0 | 0 | 0 | 0 | 0 | 0 | 0 | 0 |  |  | C3 | 0 | 0 | 0 | 0 | 0 | C3 | 0 | 0 | 0 | 0 | 0 | C3 | [5 empty] | C3 | [5 empty] | 0 | [6 empty] | 0 | [6 empty] | 0 | [6 empty] | 0 | [6 empty] | 0 | [6 empty] | 0
[5 empty] | C4 | 0 | 0 | 0 | 0 | 0 | 0 | 0 | 0 | 0 | 0 | 0 | 0 | 0 | 0 | 0 | 0 | 0 | 0 | 0 | 0 | 0 | 0 | 0 | 0 | 0 | 0 | 0 | 0 | 0 | 0 | 0 | 0 | 0 | 0 | 0 | 0 |  |  | C4 | 0 | 0 | 0 | 0 | 0 | C4 | 0 | 0 | 0 | 0 | 0 | C4 | [5 empty] | C4 | [5 empty] | 0 | [6 empty] | 0 | [6 empty] | 0 | [6 empty] | 0 | [6 empty] | 0 | [6 empty] | 0
|  | 0 | 0 | 0 |  | 0 | 0 | 0 | 0 | 0 |  | 0 | 0 | 0 | 0 | 0 |  | 0 | 0 | 0 | 0 | 0 |  | 0 | 0 | 0 | 0 | 0 |  | 0 | 0 | 0 | 0 | 0 |  | 0 | 0 | 0 | 0 | 0 | [22 empty] | 0 | 0 | 0 | 0 | 0 | 0 |  | 0 | 0 | 0 | 0 | 0 | 0 |  | 0 | 0 | 0 | 0 | 0 | 0 |  | 0 | 0 | 0 | 0 | 0 | 0 |  | 0 | 0 | 0 | 0 | 0 | 0 |  | 0 | 0 | 0 | 0 | 0 | 0
| [Please insert new asset category as required] |  |  |  | C1 | 0 | 0 | 0 | 0 | 0 | 0 | 0 | 0 | 0 | 0 | 0 | 0 | 0 | 0 | 0 | 0 | 0 | 0 | 0 | 0 | 0 | 0 | 0 | 0 | 0 | 0 | 0 | 0 | 0 | 0 | 0 | 0 | 0 | 0 | 0 | 0 |  |  | C1 | 0 | 0 | 0 | 0 | 0 | C1 | 0 | 0 | 0 | 0 | 0 | C1 | [5 empty] | C1 | [5 empty] | 0 | [6 empty] | 0 | [6 empty] | 0 | [6 empty] | 0 | [6 empty] | 0 | [6 empty] | 0
[5 empty] | C2 | 0 | 0 | 0 | 0 | 0 | 0 | 0 | 0 | 0 | 0 | 0 | 0 | 0 | 0 | 0 | 0 | 0 | 0 | 0 | 0 | 0 | 0 | 0 | 0 | 0 | 0 | 0 | 0 | 0 | 0 | 0 | 0 | 0 | 0 | 0 | 0 |  |  | C2 | 0 | 0 | 0 | 0 | 0 | C2 | 0 | 0 | 0 | 0 | 0 | C2 | [5 empty] | C2 | [5 empty] | 0 | [6 empty] | 0 | [6 empty] | 0 | [6 empty] | 0 | [6 empty] | 0 | [6 empty] | 0
[5 empty] | C3 | 0 | 0 | 0 | 0 | 0 | 0 | 0 | 0 | 0 | 0 | 0 | 0 | 0 | 0 | 0 | 0 | 0 | 0 | 0 | 0 | 0 | 0 | 0 | 0 | 0 | 0 | 0 | 0 | 0 | 0 | 0 | 0 | 0 | 0 | 0 | 0 |  |  | C3 | 0 | 0 | 0 | 0 | 0 | C3 | 0 | 0 | 0 | 0 | 0 | C3 | [5 empty] | C3 | [5 empty] | 0 | [6 empty] | 0 | [6 empty] | 0 | [6 empty] | 0 | [6 empty] | 0 | [6 empty] | 0
[5 empty] | C4 | 0 | 0 | 0 | 0 | 0 | 0 | 0 | 0 | 0 | 0 | 0 | 0 | 0 | 0 | 0 | 0 | 0 | 0 | 0 | 0 | 0 | 0 | 0 | 0 | 0 | 0 | 0 | 0 | 0 | 0 | 0 | 0 | 0 | 0 | 0 | 0 |  |  | C4 | 0 | 0 | 0 | 0 | 0 | C4 | 0 | 0 | 0 | 0 | 0 | C4 | [5 empty] | C4 | [5 empty] | 0 | [6 empty] | 0 | [6 empty] | 0 | [6 empty] | 0 | [6 empty] | 0 | [6 empty] | 0
|  | 0 | 0 | 0 |  | 0 | 0 | 0 | 0 | 0 |  | 0 | 0 | 0 | 0 | 0 |  | 0 | 0 | 0 | 0 | 0 |  | 0 | 0 | 0 | 0 | 0 |  | 0 | 0 | 0 | 0 | 0 |  | 0 | 0 | 0 | 0 | 0 | [22 empty] | 0 | 0 | 0 | 0 | 0 | 0 |  | 0 | 0 | 0 | 0 | 0 | 0 |  | 0 | 0 | 0 | 0 | 0 | 0 |  | 0 | 0 | 0 | 0 | 0 | 0 |  | 0 | 0 | 0 | 0 | 0 | 0 |  | 0 | 0 | 0 | 0 | 0 | 0
| [Please insert new asset category as required] |  |  |  | C1 | 0 | 0 | 0 | 0 | 0 | 0 | 0 | 0 | 0 | 0 | 0 | 0 | 0 | 0 | 0 | 0 | 0 | 0 | 0 | 0 | 0 | 0 | 0 | 0 | 0 | 0 | 0 | 0 | 0 | 0 | 0 | 0 | 0 | 0 | 0 | 0 |  |  | C1 | 0 | 0 | 0 | 0 | 0 | C1 | 0 | 0 | 0 | 0 | 0 | C1 | [5 empty] | C1 | [5 empty] | 0 | [6 empty] | 0 | [6 empty] | 0 | [6 empty] | 0 | [6 empty] | 0 | [6 empty] | 0
[5 empty] | C2 | 0 | 0 | 0 | 0 | 0 | 0 | 0 | 0 | 0 | 0 | 0 | 0 | 0 | 0 | 0 | 0 | 0 | 0 | 0 | 0 | 0 | 0 | 0 | 0 | 0 | 0 | 0 | 0 | 0 | 0 | 0 | 0 | 0 | 0 | 0 | 0 |  |  | C2 | 0 | 0 | 0 | 0 | 0 | C2 | 0 | 0 | 0 | 0 | 0 | C2 | [5 empty] | C2 | [5 empty] | 0 | [6 empty] | 0 | [6 empty] | 0 | [6 empty] | 0 | [6 empty] | 0 | [6 empty] | 0
[5 empty] | C3 | 0 | 0 | 0 | 0 | 0 | 0 | 0 | 0 | 0 | 0 | 0 | 0 | 0 | 0 | 0 | 0 | 0 | 0 | 0 | 0 | 0 | 0 | 0 | 0 | 0 | 0 | 0 | 0 | 0 | 0 | 0 | 0 | 0 | 0 | 0 | 0 |  |  | C3 | 0 | 0 | 0 | 0 | 0 | C3 | 0 | 0 | 0 | 0 | 0 | C3 | [5 empty] | C3 | [5 empty] | 0 | [6 empty] | 0 | [6 empty] | 0 | [6 empty] | 0 | [6 empty] | 0 | [6 empty] | 0
[5 empty] | C4 | 0 | 0 | 0 | 0 | 0 | 0 | 0 | 0 | 0 | 0 | 0 | 0 | 0 | 0 | 0 | 0 | 0 | 0 | 0 | 0 | 0 | 0 | 0 | 0 | 0 | 0 | 0 | 0 | 0 | 0 | 0 | 0 | 0 | 0 | 0 | 0 |  |  | C4 | 0 | 0 | 0 | 0 | 0 | C4 | 0 | 0 | 0 | 0 | 0 | C4 | [5 empty] | C4 | [5 empty] | 0 | [6 empty] | 0 | [6 empty] | 0 | [6 empty] | 0 | [6 empty] | 0 | [6 empty] | 0
|  | 0 | 0 | 0 |  | 0 | 0 | 0 | 0 | 0 |  | 0 | 0 | 0 | 0 | 0 |  | 0 | 0 | 0 | 0 | 0 |  | 0 | 0 | 0 | 0 | 0 |  | 0 | 0 | 0 | 0 | 0 |  | 0 | 0 | 0 | 0 | 0 | [22 empty] | 0 | 0 | 0 | 0 | 0 | 0 |  | 0 | 0 | 0 | 0 | 0 | 0 |  | 0 | 0 | 0 | 0 | 0 | 0 |  | 0 | 0 | 0 | 0 | 0 | 0 |  | 0 | 0 | 0 | 0 | 0 | 0 |  | 0 | 0 | 0 | 0 | 0 | 0
| [Please insert new asset category as required] |  |  |  | C1 | 0 | 0 | 0 | 0 | 0 | 0 | 0 | 0 | 0 | 0 | 0 | 0 | 0 | 0 | 0 | 0 | 0 | 0 | 0 | 0 | 0 | 0 | 0 | 0 | 0 | 0 | 0 | 0 | 0 | 0 | 0 | 0 | 0 | 0 | 0 | 0 |  |  | C1 | 0 | 0 | 0 | 0 | 0 | C1 | 0 | 0 | 0 | 0 | 0 | C1 | [5 empty] | C1 | [5 empty] | 0 | [6 empty] | 0 | [6 empty] | 0 | [6 empty] | 0 | [6 empty] | 0 | [6 empty] | 0
[5 empty] | C2 | 0 | 0 | 0 | 0 | 0 | 0 | 0 | 0 | 0 | 0 | 0 | 0 | 0 | 0 | 0 | 0 | 0 | 0 | 0 | 0 | 0 | 0 | 0 | 0 | 0 | 0 | 0 | 0 | 0 | 0 | 0 | 0 | 0 | 0 | 0 | 0 |  |  | C2 | 0 | 0 | 0 | 0 | 0 | C2 | 0 | 0 | 0 | 0 | 0 | C2 | [5 empty] | C2 | [5 empty] | 0 | [6 empty] | 0 | [6 empty] | 0 | [6 empty] | 0 | [6 empty] | 0 | [6 empty] | 0
[5 empty] | C3 | 0 | 0 | 0 | 0 | 0 | 0 | 0 | 0 | 0 | 0 | 0 | 0 | 0 | 0 | 0 | 0 | 0 | 0 | 0 | 0 | 0 | 0 | 0 | 0 | 0 | 0 | 0 | 0 | 0 | 0 | 0 | 0 | 0 | 0 | 0 | 0 |  |  | C3 | 0 | 0 | 0 | 0 | 0 | C3 | 0 | 0 | 0 | 0 | 0 | C3 | [5 empty] | C3 | [5 empty] | 0 | [6 empty] | 0 | [6 empty] | 0 | [6 empty] | 0 | [6 empty] | 0 | [6 empty] | 0
[5 empty] | C4 | 0 | 0 | 0 | 0 | 0 | 0 | 0 | 0 | 0 | 0 | 0 | 0 | 0 | 0 | 0 | 0 | 0 | 0 | 0 | 0 | 0 | 0 | 0 | 0 | 0 | 0 | 0 | 0 | 0 | 0 | 0 | 0 | 0 | 0 | 0 | 0 |  |  | C4 | 0 | 0 | 0 | 0 | 0 | C4 | 0 | 0 | 0 | 0 | 0 | C4 | [5 empty] | C4 | [5 empty] | 0 | [6 empty] | 0 | [6 empty] | 0 | [6 empty] | 0 | [6 empty] | 0 | [6 empty] | 0
|  | 0 | 0 | 0 |  | 0 | 0 | 0 | 0 | 0 |  | 0 | 0 | 0 | 0 | 0 |  | 0 | 0 | 0 | 0 | 0 |  | 0 | 0 | 0 | 0 | 0 |  | 0 | 0 | 0 | 0 | 0 |  | 0 | 0 | 0 | 0 | 0 | [22 empty] | 0 | 0 | 0 | 0 | 0 | 0 |  | 0 | 0 | 0 | 0 | 0 | 0 |  | 0 | 0 | 0 | 0 | 0 | 0 |  | 0 | 0 | 0 | 0 | 0 | 0 |  | 0 | 0 | 0 | 0 | 0 | 0 |  | 0 | 0 | 0 | 0 | 0 | 0
[63 empty] | 0 | 0 | 0 | 0 | 0 | 0 |  | 1508835.056 | 488850.937 | 901432.7534 | 566493.5334 | 6387792.9389 | 9853405.2187 |  | 1454248.2639 | 457330.6246 | 952389.2546 | 547175.9218 | 6997117.8652 | 10408261.9301 |  | 1454248.2639 | 457330.6246 | 952389.2546 | 547175.9218 | 6997117.8652 | 10408261.9301 |  | 1209433.7467 | 560708.7285 | 718435.9251 | 1389888.0228 | 7663021.4541 | 11541487.8772 |  | 1209433.7467 | 560708.7285 | 718435.9251 | 1389888.0228 | 7663021.4541 | 11541487.8772
| Other | [66 empty] | 0 | [6 empty] | 0 | [6 empty] | 0 | [6 empty] | 0 | [6 empty] | 0 | [6 empty] | 0
| Submarine Cables |  |  |  | C1 | 0 | 0 | 0 | 0 | 0 | 0 | 0 | 0 | 0 | 0 | 0 | 0 | 0 | 0 | 0 | 0 | 0 | 0 | 0 | 0 | 0 | 0 | 0 | 0 | 0 | 0 | 0 | 0 | 0 | 0 | 0 | 0 | 0 | 0 | 0 | 0 |  |  | C1 | 0 | 0 | 0 | 0 | 0 | C1 | 0 | 0 | 0 | 0 | 0 | C1 | [5 empty] | C1 | [5 empty] | 0 | [6 empty] | 0 | [6 empty] | 0 | [6 empty] | 0 | [6 empty] | 0 | [6 empty] | 0
[5 empty] | C2 | 0 | 0 | 0 | 0 | 0 | 0 | 0 | 0 | 0 | 0 | 0 | 0 | 0 | 0 | 0 | 0 | 0 | 0 | 0 | 0 | 0 | 0 | 0 | 0 | 0 | 0 | 0 | 0 | 0 | 0 | 0 | 0 | 0 | 0 | 0 | 0 |  |  | C2 | 0 | 0 | 0 | 0 | 0 | C2 | 0 | 0 | 0 | 0 | 0 | C2 | [5 empty] | C2 | [5 empty] | 0 | [6 empty] | 0 | [6 empty] | 0 | [6 empty] | 0 | [6 empty] | 0 | [6 empty] | 0
[5 empty] | C3 | 0 | 0 | 0 | 0 | 0 | 0 | 0 | 0 | 0 | 0 | 0 | 0 | 0 | 0 | 0 | 0 | 0 | 0 | 0 | 0 | 0 | 0 | 0 | 0 | 0 | 0 | 0 | 0 | 0 | 0 | 0 | 0 | 0 | 0 | 0 | 0 |  |  | C3 | 0 | 0 | 0 | 0 | 0 | C3 | 0 | 0 | 0 | 0 | 0 | C3 | [5 empty] | C3 | [5 empty] | 0 | [6 empty] | 0 | [6 empty] | 0 | [6 empty] | 0 | [6 empty] | 0 | [6 empty] | 0
[5 empty] | C4 | 0 | 0 | 0 | 0 | 0 | 0 | 0 | 0 | 0 | 0 | 0 | 0 | 0 | 0 | 0 | 0 | 0 | 0 | 0 | 0 | 0 | 0 | 0 | 0 | 0 | 0 | 0 | 0 | 0 | 0 | 0 | 0 | 0 | 0 | 0 | 0 |  |  | C4 | 0 | 0 | 0 | 0 | 0 | C4 | 0 | 0 | 0 | 0 | 0 | C4 | [5 empty] | C4 | [5 empty] | 0 | [6 empty] | 0 | [6 empty] | 0 | [6 empty] | 0 | [6 empty] | 0 | [6 empty] | 0
|  | 0 | 0 | 0 |  | 0 | 0 | 0 | 0 | 0 |  | 0 | 0 | 0 | 0 | 0 |  | 0 | 0 | 0 | 0 | 0 |  | 0 | 0 | 0 | 0 | 0 |  | 0 | 0 | 0 | 0 | 0 |  | 0 | 0 | 0 | 0 | 0 | [22 empty] | 0 | 0 | 0 | 0 | 0 | 0 |  | 0 | 0 | 0 | 0 | 0 | 0 |  | 0 | 0 | 0 | 0 | 0 | 0 |  | 0 | 0 | 0 | 0 | 0 | 0 |  | 0 | 0 | 0 | 0 | 0 | 0 |  | 0 | 0 | 0 | 0 | 0 | 0
| [Please insert new asset category as required] |  |  |  | C1 | 0 | 0 | 0 | 0 | 0 | 0 | 0 | 0 | 0 | 0 | 0 | 0 | 0 | 0 | 0 | 0 | 0 | 0 | 0 | 0 | 0 | 0 | 0 | 0 | 0 | 0 | 0 | 0 | 0 | 0 | 0 | 0 | 0 | 0 | 0 | 0 |  |  | C1 | 0 | 0 | 0 | 0 | 0 | C1 | 0 | 0 | 0 | 0 | 0 | C1 | [5 empty] | C1 | [5 empty] | 0 | [6 empty] | 0 | [6 empty] | 0 | [6 empty] | 0 | [6 empty] | 0 | [6 empty] | 0
[5 empty] | C2 | 0 | 0 | 0 | 0 | 0 | 0 | 0 | 0 | 0 | 0 | 0 | 0 | 0 | 0 | 0 | 0 | 0 | 0 | 0 | 0 | 0 | 0 | 0 | 0 | 0 | 0 | 0 | 0 | 0 | 0 | 0 | 0 | 0 | 0 | 0 | 0 |  |  | C2 | 0 | 0 | 0 | 0 | 0 | C2 | 0 | 0 | 0 | 0 | 0 | C2 | [5 empty] | C2 | [5 empty] | 0 | [6 empty] | 0 | [6 empty] | 0 | [6 empty] | 0 | [6 empty] | 0 | [6 empty] | 0
[5 empty] | C3 | 0 | 0 | 0 | 0 | 0 | 0 | 0 | 0 | 0 | 0 | 0 | 0 | 0 | 0 | 0 | 0 | 0 | 0 | 0 | 0 | 0 | 0 | 0 | 0 | 0 | 0 | 0 | 0 | 0 | 0 | 0 | 0 | 0 | 0 | 0 | 0 |  |  | C3 | 0 | 0 | 0 | 0 | 0 | C3 | 0 | 0 | 0 | 0 | 0 | C3 | [5 empty] | C3 | [5 empty] | 0 | [6 empty] | 0 | [6 empty] | 0 | [6 empty] | 0 | [6 empty] | 0 | [6 empty] | 0
[5 empty] | C4 | 0 | 0 | 0 | 0 | 0 | 0 | 0 | 0 | 0 | 0 | 0 | 0 | 0 | 0 | 0 | 0 | 0 | 0 | 0 | 0 | 0 | 0 | 0 | 0 | 0 | 0 | 0 | 0 | 0 | 0 | 0 | 0 | 0 | 0 | 0 | 0 |  |  | C4 | 0 | 0 | 0 | 0 | 0 | C4 | 0 | 0 | 0 | 0 | 0 | C4 | [5 empty] | C4 | [5 empty] | 0 | [6 empty] | 0 | [6 empty] | 0 | [6 empty] | 0 | [6 empty] | 0 | [6 empty] | 0
|  | 0 | 0 | 0 |  | 0 | 0 | 0 | 0 | 0 |  | 0 | 0 | 0 | 0 | 0 |  | 0 | 0 | 0 | 0 | 0 |  | 0 | 0 | 0 | 0 | 0 |  | 0 | 0 | 0 | 0 | 0 |  | 0 | 0 | 0 | 0 | 0 | [22 empty] | 0 | 0 | 0 | 0 | 0 | 0 |  | 0 | 0 | 0 | 0 | 0 | 0 |  | 0 | 0 | 0 | 0 | 0 | 0 |  | 0 | 0 | 0 | 0 | 0 | 0 |  | 0 | 0 | 0 | 0 | 0 | 0 |  | 0 | 0 | 0 | 0 | 0 | 0
| [Please insert new asset category as required] |  |  |  | C1 | 0 | 0 | 0 | 0 | 0 | 0 | 0 | 0 | 0 | 0 | 0 | 0 | 0 | 0 | 0 | 0 | 0 | 0 | 0 | 0 | 0 | 0 | 0 | 0 | 0 | 0 | 0 | 0 | 0 | 0 | 0 | 0 | 0 | 0 | 0 | 0 |  |  | C1 | 0 | 0 | 0 | 0 | 0 | C1 | 0 | 0 | 0 | 0 | 0 | C1 | [5 empty] | C1 | [5 empty] | 0 | [6 empty] | 0 | [6 empty] | 0 | [6 empty] | 0 | [6 empty] | 0 | [6 empty] | 0
[5 empty] | C2 | 0 | 0 | 0 | 0 | 0 | 0 | 0 | 0 | 0 | 0 | 0 | 0 | 0 | 0 | 0 | 0 | 0 | 0 | 0 | 0 | 0 | 0 | 0 | 0 | 0 | 0 | 0 | 0 | 0 | 0 | 0 | 0 | 0 | 0 | 0 | 0 |  |  | C2 | 0 | 0 | 0 | 0 | 0 | C2 | 0 | 0 | 0 | 0 | 0 | C2 | [5 empty] | C2 | [5 empty] | 0 | [6 empty] | 0 | [6 empty] | 0 | [6 empty] | 0 | [6 empty] | 0 | [6 empty] | 0
[5 empty] | C3 | 0 | 0 | 0 | 0 | 0 | 0 | 0 | 0 | 0 | 0 | 0 | 0 | 0 | 0 | 0 | 0 | 0 | 0 | 0 | 0 | 0 | 0 | 0 | 0 | 0 | 0 | 0 | 0 | 0 | 0 | 0 | 0 | 0 | 0 | 0 | 0 |  |  | C3 | 0 | 0 | 0 | 0 | 0 | C3 | 0 | 0 | 0 | 0 | 0 | C3 | [5 empty] | C3 | [5 empty] | 0 | [6 empty] | 0 | [6 empty] | 0 | [6 empty] | 0 | [6 empty] | 0 | [6 empty] | 0
[5 empty] | C4 | 0 | 0 | 0 | 0 | 0 | 0 | 0 | 0 | 0 | 0 | 0 | 0 | 0 | 0 | 0 | 0 | 0 | 0 | 0 | 0 | 0 | 0 | 0 | 0 | 0 | 0 | 0 | 0 | 0 | 0 | 0 | 0 | 0 | 0 | 0 | 0 |  |  | C4 | 0 | 0 | 0 | 0 | 0 | C4 | 0 | 0 | 0 | 0 | 0 | C4 | [5 empty] | C4 | [5 empty] | 0 | [6 empty] | 0 | [6 empty] | 0 | [6 empty] | 0 | [6 empty] | 0 | [6 empty] | 0
|  | 0 | 0 | 0 |  | 0 | 0 | 0 | 0 | 0 |  | 0 | 0 | 0 | 0 | 0 |  | 0 | 0 | 0 | 0 | 0 |  | 0 | 0 | 0 | 0 | 0 |  | 0 | 0 | 0 | 0 | 0 |  | 0 | 0 | 0 | 0 | 0 | [22 empty] | 0 | 0 | 0 | 0 | 0 | 0 |  | 0 | 0 | 0 | 0 | 0 | 0 |  | 0 | 0 | 0 | 0 | 0 | 0 |  | 0 | 0 | 0 | 0 | 0 | 0 |  | 0 | 0 | 0 | 0 | 0 | 0 |  | 0 | 0 | 0 | 0 | 0 | 0
| [Please insert new asset category as required] |  |  |  | C1 | 0 | 0 | 0 | 0 | 0 | 0 | 0 | 0 | 0 | 0 | 0 | 0 | 0 | 0 | 0 | 0 | 0 | 0 | 0 | 0 | 0 | 0 | 0 | 0 | 0 | 0 | 0 | 0 | 0 | 0 | 0 | 0 | 0 | 0 | 0 | 0 |  |  | C1 | 0 | 0 | 0 | 0 | 0 | C1 | 0 | 0 | 0 | 0 | 0 | C1 | [5 empty] | C1 | [5 empty] | 0 | [6 empty] | 0 | [6 empty] | 0 | [6 empty] | 0 | [6 empty] | 0 | [6 empty] | 0
[5 empty] | C2 | 0 | 0 | 0 | 0 | 0 | 0 | 0 | 0 | 0 | 0 | 0 | 0 | 0 | 0 | 0 | 0 | 0 | 0 | 0 | 0 | 0 | 0 | 0 | 0 | 0 | 0 | 0 | 0 | 0 | 0 | 0 | 0 | 0 | 0 | 0 | 0 |  |  | C2 | 0 | 0 | 0 | 0 | 0 | C2 | 0 | 0 | 0 | 0 | 0 | C2 | [5 empty] | C2 | [5 empty] | 0 | [6 empty] | 0 | [6 empty] | 0 | [6 empty] | 0 | [6 empty] | 0 | [6 empty] | 0
[5 empty] | C3 | 0 | 0 | 0 | 0 | 0 | 0 | 0 | 0 | 0 | 0 | 0 | 0 | 0 | 0 | 0 | 0 | 0 | 0 | 0 | 0 | 0 | 0 | 0 | 0 | 0 | 0 | 0 | 0 | 0 | 0 | 0 | 0 | 0 | 0 | 0 | 0 |  |  | C3 | 0 | 0 | 0 | 0 | 0 | C3 | 0 | 0 | 0 | 0 | 0 | C3 | [5 empty] | C3 | [5 empty] | 0 | [6 empty] | 0 | [6 empty] | 0 | [6 empty] | 0 | [6 empty] | 0 | [6 empty] | 0
[5 empty] | C4 | 0 | 0 | 0 | 0 | 0 | 0 | 0 | 0 | 0 | 0 | 0 | 0 | 0 | 0 | 0 | 0 | 0 | 0 | 0 | 0 | 0 | 0 | 0 | 0 | 0 | 0 | 0 | 0 | 0 | 0 | 0 | 0 | 0 | 0 | 0 | 0 |  |  | C4 | 0 | 0 | 0 | 0 | 0 | C4 | 0 | 0 | 0 | 0 | 0 | C4 | [5 empty] | C4 | [5 empty] | 0 | [6 empty] | 0 | [6 empty] | 0 | [6 empty] | 0 | [6 empty] | 0 | [6 empty] | 0
|  | 0 | 0 | 0 |  | 0 | 0 | 0 | 0 | 0 |  | 0 | 0 | 0 | 0 | 0 |  | 0 | 0 | 0 | 0 | 0 |  | 0 | 0 | 0 | 0 | 0 |  | 0 | 0 | 0 | 0 | 0 |  | 0 | 0 | 0 | 0 | 0 | [22 empty] | 0 | 0 | 0 | 0 | 0 | 0 |  | 0 | 0 | 0 | 0 | 0 | 0 |  | 0 | 0 | 0 | 0 | 0 | 0 |  | 0 | 0 | 0 | 0 | 0 | 0 |  | 0 | 0 | 0 | 0 | 0 | 0 |  | 0 | 0 | 0 | 0 | 0 | 0
| [Please insert new asset category as required] |  |  |  | C1 | 0 | 0 | 0 | 0 | 0 | 0 | 0 | 0 | 0 | 0 | 0 | 0 | 0 | 0 | 0 | 0 | 0 | 0 | 0 | 0 | 0 | 0 | 0 | 0 | 0 | 0 | 0 | 0 | 0 | 0 | 0 | 0 | 0 | 0 | 0 | 0 |  |  | C1 | 0 | 0 | 0 | 0 | 0 | C1 | 0 | 0 | 0 | 0 | 0 | C1 | [5 empty] | C1 | [5 empty] | 0 | [6 empty] | 0 | [6 empty] | 0 | [6 empty] | 0 | [6 empty] | 0 | [6 empty] | 0
[5 empty] | C2 | 0 | 0 | 0 | 0 | 0 | 0 | 0 | 0 | 0 | 0 | 0 | 0 | 0 | 0 | 0 | 0 | 0 | 0 | 0 | 0 | 0 | 0 | 0 | 0 | 0 | 0 | 0 | 0 | 0 | 0 | 0 | 0 | 0 | 0 | 0 | 0 |  |  | C2 | 0 | 0 | 0 | 0 | 0 | C2 | 0 | 0 | 0 | 0 | 0 | C2 | [5 empty] | C2 | [5 empty] | 0 | [6 empty] | 0 | [6 empty] | 0 | [6 empty] | 0 | [6 empty] | 0 | [6 empty] | 0
[5 empty] | C3 | 0 | 0 | 0 | 0 | 0 | 0 | 0 | 0 | 0 | 0 | 0 | 0 | 0 | 0 | 0 | 0 | 0 | 0 | 0 | 0 | 0 | 0 | 0 | 0 | 0 | 0 | 0 | 0 | 0 | 0 | 0 | 0 | 0 | 0 | 0 | 0 |  |  | C3 | 0 | 0 | 0 | 0 | 0 | C3 | 0 | 0 | 0 | 0 | 0 | C3 | [5 empty] | C3 | [5 empty] | 0 | [6 empty] | 0 | [6 empty] | 0 | [6 empty] | 0 | [6 empty] | 0 | [6 empty] | 0
[5 empty] | C4 | 0 | 0 | 0 | 0 | 0 | 0 | 0 | 0 | 0 | 0 | 0 | 0 | 0 | 0 | 0 | 0 | 0 | 0 | 0 | 0 | 0 | 0 | 0 | 0 | 0 | 0 | 0 | 0 | 0 | 0 | 0 | 0 | 0 | 0 | 0 | 0 |  |  | C4 | 0 | 0 | 0 | 0 | 0 | C4 | 0 | 0 | 0 | 0 | 0 | C4 | [5 empty] | C4 | [5 empty] | 0 | [6 empty] | 0 | [6 empty] | 0 | [6 empty] | 0 | [6 empty] | 0 | [6 empty] | 0
|  | 0 | 0 | 0 |  | 0 | 0 | 0 | 0 | 0 |  | 0 | 0 | 0 | 0 | 0 |  | 0 | 0 | 0 | 0 | 0 |  | 0 | 0 | 0 | 0 | 0 |  | 0 | 0 | 0 | 0 | 0 |  | 0 | 0 | 0 | 0 | 0 | [22 empty] | 0 | 0 | 0 | 0 | 0 | 0 |  | 0 | 0 | 0 | 0 | 0 | 0 |  | 0 | 0 | 0 | 0 | 0 | 0 |  | 0 | 0 | 0 | 0 | 0 | 0 |  | 0 | 0 | 0 | 0 | 0 | 0 |  | 0 | 0 | 0 | 0 | 0 | 0
| [Please insert new asset category as required] |  |  |  | C1 | 0 | 0 | 0 | 0 | 0 | 0 | 0 | 0 | 0 | 0 | 0 | 0 | 0 | 0 | 0 | 0 | 0 | 0 | 0 | 0 | 0 | 0 | 0 | 0 | 0 | 0 | 0 | 0 | 0 | 0 | 0 | 0 | 0 | 0 | 0 | 0 |  |  | C1 | 0 | 0 | 0 | 0 | 0 | C1 | 0 | 0 | 0 | 0 | 0 | C1 | [5 empty] | C1 | [5 empty] | 0 | [6 empty] | 0 | [6 empty] | 0 | [6 empty] | 0 | [6 empty] | 0 | [6 empty] | 0
[5 empty] | C2 | 0 | 0 | 0 | 0 | 0 | 0 | 0 | 0 | 0 | 0 | 0 | 0 | 0 | 0 | 0 | 0 | 0 | 0 | 0 | 0 | 0 | 0 | 0 | 0 | 0 | 0 | 0 | 0 | 0 | 0 | 0 | 0 | 0 | 0 | 0 | 0 |  |  | C2 | 0 | 0 | 0 | 0 | 0 | C2 | 0 | 0 | 0 | 0 | 0 | C2 | [5 empty] | C2 | [5 empty] | 0 | [6 empty] | 0 | [6 empty] | 0 | [6 empty] | 0 | [6 empty] | 0 | [6 empty] | 0
[5 empty] | C3 | 0 | 0 | 0 | 0 | 0 | 0 | 0 | 0 | 0 | 0 | 0 | 0 | 0 | 0 | 0 | 0 | 0 | 0 | 0 | 0 | 0 | 0 | 0 | 0 | 0 | 0 | 0 | 0 | 0 | 0 | 0 | 0 | 0 | 0 | 0 | 0 |  |  | C3 | 0 | 0 | 0 | 0 | 0 | C3 | 0 | 0 | 0 | 0 | 0 | C3 | [5 empty] | C3 | [5 empty] | 0 | [6 empty] | 0 | [6 empty] | 0 | [6 empty] | 0 | [6 empty] | 0 | [6 empty] | 0
[5 empty] | C4 | 0 | 0 | 0 | 0 | 0 | 0 | 0 | 0 | 0 | 0 | 0 | 0 | 0 | 0 | 0 | 0 | 0 | 0 | 0 | 0 | 0 | 0 | 0 | 0 | 0 | 0 | 0 | 0 | 0 | 0 | 0 | 0 | 0 | 0 | 0 | 0 |  |  | C4 | 0 | 0 | 0 | 0 | 0 | C4 | 0 | 0 | 0 | 0 | 0 | C4 | [5 empty] | C4 | [5 empty] | 0 | [6 empty] | 0 | [6 empty] | 0 | [6 empty] | 0 | [6 empty] | 0 | [6 empty] | 0
|  | 0 | 0 | 0 |  | 0 | 0 | 0 | 0 | 0 |  | 0 | 0 | 0 | 0 | 0 |  | 0 | 0 | 0 | 0 | 0 |  | 0 | 0 | 0 | 0 | 0 |  | 0 | 0 | 0 | 0 | 0 |  | 0 | 0 | 0 | 0 | 0 | [22 empty] | 0 | 0 | 0 | 0 | 0 | 0 |  | 0 | 0 | 0 | 0 | 0 | 0 |  | 0 | 0 | 0 | 0 | 0 | 0 |  | 0 | 0 | 0 | 0 | 0 | 0 |  | 0 | 0 | 0 | 0 | 0 | 0 |  | 0 | 0 | 0 | 0 | 0 | 0
[63 empty] | 0 | 0 | 0 | 0 | 0 | 0 |  | 0 | 0 | 0 | 0 | 0 | 0 |  | 0 | 0 | 0 | 0 | 0 | 0 |  | 0 | 0 | 0 | 0 | 0 | 0 |  | 0 | 0 | 0 | 0 | 0 | 0 |  | 0 | 0 | 0 | 0 | 0 | 0
| TOTAL |  | 351135.9 | 351517.468 |  | 208287.5657 | 25225.5562 | 42887.3439 | 45008.6678 | 29726.7664 |  | 0 | 0 | 0 | 0 | 0 |  | 0 | 0 | 0 | 0 | 0 |  | 202246.2826 | 22485.8212 | 44412.6342 | 21165.1546 | 60826.0073 |  | 0 | 0 | 0 | 0 | 0 |  | 195972.2486 | 15527.7666 | 16693.7825 | 45254.0777 | 77690.0246 |  |  |  |  | 0 | 0 | 0 | 0 | 0 |  | 0 | 0 | 0 | 0 | 0 | [7 empty] | 0 | 0 | 0 | 0 | 0 | 0 |  | 8061463.4575 | 2867802.7695 | 3753887.3572 | 7234430.4754 | 14923258.8088 | 36840842.8684 |  | 7741386.2447 | 2567138.6247 | 4201244.8748 | 4680650.5362 | 24434266.8598 | 43624687.1403 |  | 7741386.2447 | 2567138.6247 | 4201244.8748 | 4680650.5362 | 24434266.8598 | 43624687.1403 |  | 7206161.7036 | 1816374.0634 | 3126267.6166 | 7050501.8918 | 33378732.3986 | 52578037.674 |  | 7206161.7036 | 1816374.0634 | 3126267.6166 | 7050501.8918 | 33378732.3986 | 52578037.674
Health Index Definitions
|  |  | HI1 | New or as new | [57 empty] | LV Network | 0 | 0 | 0 | 0 | 0 | 0 | LV Network | 1199299.2461 | 106743.1129 | 799609.9968 | 732204.2996 | 1893058.4035 | 4730915.059 | LV Network | 1174551.1582 | 89213.2883 | 862882.659 | 256385.077 | 3134010.8282 | 5517043.0107 | LV Network | 1174551.1582 | 89213.2883 | 862882.659 | 256385.077 | 3134010.8282 | 5517043.0107 | LV Network | 1146441.2924 | 83180.0791 | 131049.2791 | 1345813.7053 | 3680309.0474 | 6386793.4033 | LV Network | 1146441.2924 | 83180.0791 | 131049.2791 | 1345813.7053 | 3680309.0474 | 6386793.4033
|  |  | HI2 | Good or seviceable condition | [57 empty] | HV Network | 0 | 0 | 0 | 0 | 0 | 0 | HV Network | 3773584.243 | 1286390.6485 | 1563450.4722 | 4014063.4809 | 4910993.622 | 15548482.4666 | HV Network | 3632382.009 | 1196829.2544 | 1624797.646 | 1996386.1177 | 11424213.8497 | 19874608.8768 | HV Network | 3632382.009 | 1196829.2544 | 1624797.646 | 1996386.1177 | 11424213.8497 | 19874608.8768 | HV Network | 3505168.6989 | 612593.5833 | 1376846.1585 | 3054502.267 | 15080373.6786 | 23629484.3863 | HV Network | 3505168.6989 | 612593.5833 | 1376846.1585 | 3054502.267 | 15080373.6786 | 23629484.3863
|  |  | HI3 | Deterioration requires assessment and monitoring | [57 empty] | EHV Network | 0 | 0 | 0 | 0 | 0 | 0 | EHV Network | 1579744.9123 | 985818.0711 | 489394.1349 | 1921669.1615 | 1731413.8444 | 6708040.1242 | EHV Network | 1480204.8136 | 823765.4574 | 761175.3153 | 1880703.4197 | 2878924.3168 | 7824773.3227 | EHV Network | 1480204.8136 | 823765.4574 | 761175.3153 | 1880703.4197 | 2878924.3168 | 7824773.3227 | EHV Network | 1345117.9658 | 559891.6725 | 899936.2539 | 1260297.8966 | 6955028.2185 | 11020272.0073 | EHV Network | 1345117.9658 | 559891.6725 | 899936.2539 | 1260297.8966 | 6955028.2185 | 11020272.0073
|  |  | HI4 | Material deterioration, intervention requires consideration | [57 empty] | 132kV Network | 0 | 0 | 0 | 0 | 0 | 0 | 132kV Network | 1508835.056 | 488850.937 | 901432.7534 | 566493.5334 | 6387792.9389 | 9853405.2187 | 132kV Network | 1454248.2639 | 457330.6246 | 952389.2546 | 547175.9218 | 6997117.8652 | 10408261.9301 | 132kV Network | 1454248.2639 | 457330.6246 | 952389.2546 | 547175.9218 | 6997117.8652 | 10408261.9301 | 132kV Network | 1209433.7467 | 560708.7285 | 718435.9251 | 1389888.0228 | 7663021.4541 | 11541487.8772 | 132kV Network | 1209433.7467 | 560708.7285 | 718435.9251 | 1389888.0228 | 7663021.4541 | 11541487.8772
|  |  | HI5 | End of serviceable life, intervention required | [57 empty] | Other | 0 | 0 | 0 | 0 | 0 | 0 | Other | 0 | 0 | 0 | 0 | 0 | 0 | Other | 0 | 0 | 0 | 0 | 0 | 0 | Other | 0 | 0 | 0 | 0 | 0 | 0 | Other | 0 | 0 | 0 | 0 | 0 | 0 | Other | 0 | 0 | 0 | 0 | 0 | 0
[62 empty] | Total | 0 | 0 | 0 | 0 | 0 | 0 | Total | 8061463.4575 | 2867802.7695 | 3753887.3572 | 7234430.4754 | 14923258.8088 | 36840842.8684 | Total | 7741386.2447 | 2567138.6247 | 4201244.8748 | 4680650.5362 | 24434266.8598 | 43624687.1403 | Total | 7741386.2447 | 2567138.6247 | 4201244.8748 | 4680650.5362 | 24434266.8598 | 43624687.1403 | Total | 7206161.7036 | 1816374.0634 | 3126267.6166 | 7050501.8918 | 33378732.3986 | 52578037.674 | Total | 7206161.7036 | 1816374.0634 | 3126267.6166 | 7050501.8918 | 33378732.3986 | 52578037.674
Criticality Index Definitions
|  |  | C1 | Low criticality
|  |  | C2 | Average criticality
|  |  | C3 | High criticality
|  |  | C4 | Very high criticality

## SPMW - Average Cons. of Failure
Secondary deliverables RIIO-ED1 - Average Consequence of Asset Failure
SPMW
Price base (2012/13)
| ASSET CATEGORIES | RIIO-ED1 period |  |  |  |  | ASSET CATEGORIES | RIIO-ED1 period
|  | Network Performance | Safety | Environmental | Financial consequence of repair/ replacement | Average Consequence of Asset Failure |  | Network Performance | Safety | Environmental | Financial consequence of repair/ replacement | Average Consequence of Asset Failure
| LV Network | [5 empty] | LV Network
| LV Switchgear and Other | 0 | 0 | 0 | 0 | 0 | LV Switchgear and Other | 0 | 0 | 0 | 0 | 0
| LV UGB | 0 | 0 | 0 | 0 | 0 | LV UGB | 0 | 0 | 0 | 0 | 0
| LV OHL Support | 134.34 | 475.93 | 75.05 | 1162.35 | 1847.67 | LV OHL Support | 134.34 | 475.93 | 75.05 | 1162.35 | 1847.67
| [Please insert new asset category as required] | 0 | 0 | 0 | 0 | 0 | [Please insert new asset category as required] | 0 | 0 | 0 | 0 | 0
| [Please insert new asset category as required] | 0 | 0 | 0 | 0 | 0 | [Please insert new asset category as required] | 0 | 0 | 0 | 0 | 0
| [Please insert new asset category as required] | 0 | 0 | 0 | 0 | 0 | [Please insert new asset category as required] | 0 | 0 | 0 | 0 | 0
| [Please insert new asset category as required] | 0 | 0 | 0 | 0 | 0 | [Please insert new asset category as required] | 0 | 0 | 0 | 0 | 0
| [Please insert new asset category as required] | 0 | 0 | 0 | 0 | 0 | [Please insert new asset category as required] | 0 | 0 | 0 | 0 | 0
[8 empty] | 0 | 0 | 0 | 0 | 0
| HV Network | [5 empty] | HV Network
| HV Switchgear (GM) - Primary | 60448.66 | 26160.82 | 671.84 | 6314.75 | 93596.07 | HV Switchgear (GM) - Primary | 60448.66 | 26160.82 | 671.84 | 6314.75 | 93596.07
| HV Switchgear (GM) - Distribution | 1264.47 | 4950.5 | 1078.89 | 8660.04 | 15953.9 | HV Switchgear (GM) - Distribution | 1264.47 | 4950.5 | 1078.89 | 8660.04 | 15953.9
| HV Transformer (GM) | 3851.07 | 5991.57 | 3394.94 | 7603.68 | 20841.26 | HV Transformer (GM) | 3851.07 | 5991.57 | 3394.94 | 7603.68 | 20841.26
| HV UG Cable | 0 | 0 | 0 | 0 | 0 | HV UG Cable | 0 | 0 | 0 | 0 | 0
| HV OHL Support - Poles | 1431.53 | 145.02 | 75.05 | 1812.2 | 3463.8 | HV OHL Support - Poles | 1431.53 | 145.02 | 75.05 | 1812.2 | 3463.8
| [Please insert new asset category as required] | 0 | 0 | 0 | 0 | 0 | [Please insert new asset category as required] | 0 | 0 | 0 | 0 | 0
| [Please insert new asset category as required] | 0 | 0 | 0 | 0 | 0 | [Please insert new asset category as required] | 0 | 0 | 0 | 0 | 0
| [Please insert new asset category as required] | 0 | 0 | 0 | 0 | 0 | [Please insert new asset category as required] | 0 | 0 | 0 | 0 | 0
| [Please insert new asset category as required] | 0 | 0 | 0 | 0 | 0 | [Please insert new asset category as required] | 0 | 0 | 0 | 0 | 0
| [Please insert new asset category as required] | 0 | 0 | 0 | 0 | 0 | [Please insert new asset category as required] | 0 | 0 | 0 | 0 | 0
| EHV Network | [5 empty] | EHV Network
| EHV Switchgear (GM) | 35706.43 | 25506.96 | 1560.48 | 15236.72 | 78010.59 | EHV Switchgear (GM) | 35706.43 | 25506.96 | 1560.48 | 15236.72 | 78010.59
| EHV Transformer | 22731.8 | 24118.2 | 11820.9 | 66401.8 | 125072.7 | EHV Transformer | 22731.8 | 24118.2 | 11820.9 | 66401.8 | 125072.7
| EHV UG Cable (Gas) | 0 | 0 | 0 | 0 | 0 | EHV UG Cable (Gas) | 0 | 0 | 0 | 0 | 0
| EHV UG Cable (Oil) | 0 | 0 | 0 | 0 | 0 | EHV UG Cable (Oil) | 0 | 0 | 0 | 0 | 0
| EHV UG Cable (Non Pressurised) | 0 | 0 | 0 | 0 | 0 | EHV UG Cable (Non Pressurised) | 0 | 0 | 0 | 0 | 0
| EHV OHL Support - Towers | 0 | 0 | 0 | 0 | 0 | EHV OHL Support - Towers | 0 | 0 | 0 | 0 | 0
| EHV OHL Support - Poles | 51.27 | 146.71 | 75.05 | 2480.74 | 2753.77 | EHV OHL Support - Poles | 51.27 | 146.71 | 75.05 | 2480.74 | 2753.77
| EHV OHL Fittings | 0 | 0 | 0 | 0 | 0 | EHV OHL Fittings |  |  |  |  | 0
| EHV OHL (Tower Line) Conductors | 0 | 0 | 0 | 0 | 0 | EHV OHL (Tower Line) Conductors |  |  |  |  | 0
| [Please insert new asset category as required] | 0 | 0 | 0 | 0 | 0 | [Please insert new asset category as required] |  |  |  |  | 0
| [Please insert new asset category as required] | 0 | 0 | 0 | 0 | 0 | [Please insert new asset category as required] |  |  |  |  | 0
| [Please insert new asset category as required] | 0 | 0 | 0 | 0 | 0 | [Please insert new asset category as required] |  |  |  |  | 0
| [Please insert new asset category as required] | 0 | 0 | 0 | 0 | 0 | [Please insert new asset category as required] |  |  |  |  | 0
| 132kV Network | [5 empty] | 132kV Network
| 132kV CBs | 74733.41 | 41050.18 | 2888.17 | 48276.85 | 166948.61 | 132kV CBs | 74733.41 | 41050.18 | 2888.17 | 48276.85 | 166948.61
| 132kV Transformer | 111922 | 44161.9 | 14543.4 | 198133 | 368760.3 | 132kV Transformer | 111922 | 44161.9 | 14543.4 | 198133 | 368760.3
| 132kV UG Cable (Gas) | 118.36 | 1.54 | 67.1 | 667.34 | 854.34 | 132kV UG Cable (Gas) | 118.36 | 1.54 | 67.1 | 667.34 | 854.34
| 132kV UG Cable (Oil) | 14.35 | 1.54 | 8877.01 | 128.55 | 9021.45 | 132kV UG Cable (Oil) | 14.35 | 1.54 | 8877.01 | 128.55 | 9021.45
| 132kV UG Cable (Non Pressurised) | 0 | 0 | 0 | 0 | 0 | 132kV UG Cable (Non Pressurised) |  |  |  |  | 0
| 132kV OHL Support - Tower | 3373.77 | 397.53 | 155 | 13826.2 | 17752.5 | 132kV OHL Support - Tower | 3373.77 | 397.53 | 155 | 13826.2 | 17752.5
| 132kV OHL Fittings | 0 | 0 | 0 | 0 | 0 | 132kV OHL Fittings |  |  |  |  | 0
| 132kV OHL (Tower Line) Conductors | 5316.17 | 1562.97 | 80 | 21673.2 | 28632.34 | 132kV OHL (Tower Line) Conductors | 5316.17 | 1562.97 | 80 | 21673.2 | 28632.34
| [Please insert new asset category as required] | 0 | 0 | 0 | 0 | 0 | [Please insert new asset category as required] |  |  |  |  | 0
| [Please insert new asset category as required] | 0 | 0 | 0 | 0 | 0 | [Please insert new asset category as required] |  |  |  |  | 0
| [Please insert new asset category as required] | 0 | 0 | 0 | 0 | 0 | [Please insert new asset category as required] |  |  |  |  | 0
| [Please insert new asset category as required] | 0 | 0 | 0 | 0 | 0 | [Please insert new asset category as required] |  |  |  |  | 0
| Other | [5 empty] | Other
| Submarine Cables | 0 | 0 | 0 | 0 | 0 | Submarine Cables |  |  |  |  | 0
| [Please insert new asset category as required] | 0 | 0 | 0 | 0 | 0 | [Please insert new asset category as required] |  |  |  |  | 0
| [Please insert new asset category as required] | 0 | 0 | 0 | 0 | 0 | [Please insert new asset category as required] |  |  |  |  | 0
| [Please insert new asset category as required] | 0 | 0 | 0 | 0 | 0 | [Please insert new asset category as required] |  |  |  |  | 0
| [Please insert new asset category as required] | 0 | 0 | 0 | 0 | 0 | [Please insert new asset category as required] |  |  |  |  | 0
| [Please insert new asset category as required] | 0 | 0 | 0 | 0 | 0 | [Please insert new asset category as required] |  |  |  |  | 0

## SPMW - Probs. of Failure
Probabilities of Asset Failure
SPMW
Price base (2012/13)
Average Probabilities of Asset Failure
| ASSET CATEGORIES | HI Rating | [9 empty] | ASSET CATEGORIES | HI1 | HI2 | HI3 | HI4 | HI5
|  | HI 1 |  | HI 2 |  | HI 3 |  | HI 4 |  | HI 5
|  | Low boundary | High boundary | Low boundary | High boundary | Low boundary | High boundary | Low boundary | High boundary | Low boundary | High boundary
| LV Network | [10 empty] | LV Network
| LV Switchgear and Other | 0 | 0 | 0 | 0 | 0 | 0 | 0 | 0 | 0 | 0 | LV Switchgear and Other | 0 | 0 | 0 | 0 | 0
| LV UGB | 0 | 0 | 0 | 0 | 0 | 0 | 0 | 0 | 0 | 0 | LV UGB | 0 | 0 | 0 | 0 | 0
| LV OHL Support | 0.0081226 | 0.0081226 | 0.0081226 | 0.017232 | 0.017232 | 0.026167 | 0.026167 | 0.044775 | 0.044775 | 0.24872 | LV OHL Support | 0.0081226 | 0.012094 | 0.021383 | 0.03463 | 0.081228
| [Please insert new asset category as required] | 0 | 0 | 0 | 0 | 0 | 0 | 0 | 0 | 0 | 0 | LV Switchgear (at s/s) | 0 | 0 | 0 | 0 | 0
| [Please insert new asset category as required] | 0 | 0 | 0 | 0 | 0 | 0 | 0 | 0 | 0 | 0 | LV UGB and LV Pillar OD (not at s/s) | 0 | 0 | 0 | 0 | 0
| [Please insert new asset category as required] | 0 | 0 | 0 | 0 | 0 | 0 | 0 | 0 | 0 | 0
| [Please insert new asset category as required] | 0 | 0 | 0 | 0 | 0 | 0 | 0 | 0 | 0 | 0
| [Please insert new asset category as required] | 0 | 0 | 0 | 0 | 0 | 0 | 0 | 0 | 0 | 0
| HV Network | [10 empty] | HV Network
| HV Switchgear (GM) - Primary | 0.001482 | 0.001482 | 0.001482 | 0.0031441 | 0.0031441 | 0.0047743 | 0.0047743 | 0.0081695 | 0.0081695 | 0.04538 | HV Switchgear (GM) - Primary | 0.001482 | 0.0022066 | 0.0039014 | 0.0063184 | 0.01482
| HV Switchgear (GM) - Distribution | 0.0019095 | 0.0019095 | 0.0019095 | 0.0040511 | 0.0040511 | 0.0061514 | 0.0061514 | 0.010526 | 0.010526 | 0.05847 | HV Switchgear (GM) - Distribution | 0.0019095 | 0.0028431 | 0.0050268 | 0.008141 | 0.019096
| HV Transformer (GM) | 0.002223 | 0.002223 | 0.002223 | 0.0047162 | 0.0047162 | 0.0071614 | 0.0071614 | 0.012254 | 0.012254 | 0.06807 | HV Transformer (GM) | 0.002223 | 0.0033099 | 0.0058521 | 0.0094776 | 0.022231
| HV UG Cable | 0 | 0 | 0 | 0 | 0 | 0 | 0 | 0 | 0 | 0 | HV UG Cable | 0 | 0 | 0 | 0 | 0
| HV OHL Support - Poles | 0.0081226 | 0.0081226 | 0.0081226 | 0.017232 | 0.017232 | 0.026167 | 0.026167 | 0.044775 | 0.044775 | 0.24872 | HV OHL Support - Poles | 0.0081226 | 0.012094 | 0.021383 | 0.03463 | 0.081228
| [Please insert new asset category as required] | 0 | 0 | 0 | 0 | 0 | 0 | 0 | 0 | 0 | 0
| [Please insert new asset category as required] | 0 | 0 | 0 | 0 | 0 | 0 | 0 | 0 | 0 | 0
| [Please insert new asset category as required] | 0 | 0 | 0 | 0 | 0 | 0 | 0 | 0 | 0 | 0
| [Please insert new asset category as required] | 0 | 0 | 0 | 0 | 0 | 0 | 0 | 0 | 0 | 0
| [Please insert new asset category as required] | 0 | 0 | 0 | 0 | 0 | 0 | 0 | 0 | 0 | 0
| EHV Network | [10 empty] | EHV Network
| EHV Switchgear (GM) | 0.0063556 | 0.0063556 | 0.0063556 | 0.013483 | 0.013483 | 0.020474 | 0.020474 | 0.035035 | 0.035035 | 0.19461 | EHV Switchgear (GM) | 0.0063556 | 0.0094628 | 0.016731 | 0.027096 | 0.063557
| EHV Transformer | 0.012939 | 0.012939 | 0.012939 | 0.027451 | 0.027451 | 0.041683 | 0.041683 | 0.071326 | 0.071326 | 0.3962 | EHV Transformer | 0.012939 | 0.019265 | 0.034062 | 0.055165 | 0.12939
| EHV UG Cable (Gas) | 0 | 0 | 0 | 0 | 0 | 0 | 0 | 0 | 0 | 0 | EHV UG Cable (Gas) | 0 | 0 | 0 | 0 | 0
| EHV UG Cable (Oil) | 0 | 0 | 0 | 0 | 0 | 0 | 0 | 0 | 0 | 0 | EHV UG Cable (Oil) | 0 | 0 | 0 | 0 | 0
| EHV UG Cable (Non Pressurised) | 0 | 0 | 0 | 0 | 0 | 0 | 0 | 0 | 0 | 0 | EHV UG Cable (Non Pressurised) | 0 | 0 | 0 | 0 | 0
| EHV OHL Support - Towers | 0 | 0 | 0 | 0 | 0 | 0 | 0 | 0 | 0 | 0 | EHV OHL Support - Towers | 0 | 0 | 0 | 0 | 0
| EHV OHL Support - Poles | 0.0081226 | 0.0081226 | 0.0081226 | 0.017232 | 0.017232 | 0.026167 | 0.026167 | 0.044775 | 0.044775 | 0.24872 | EHV OHL Support - Poles | 0.0081226 | 0.012094 | 0.021383 | 0.03463 | 0.081228
| EHV OHL Fittings | 0 | 0 | 0 | 0 | 0 | 0 | 0 | 0 | 0 | 0 | EHV OHL Fittings | 0 | 0 | 0 | 0 | 0
| EHV OHL (Tower Line) Conductors | 0 | 0 | 0 | 0 | 0 | 0 | 0 | 0 | 0 | 0 | EHV OHL (Tower Line) Conductor | 0 | 0 | 0 | 0 | 0
| [Please insert new asset category as required] | 0 | 0 | 0 | 0 | 0 | 0 | 0 | 0 | 0 | 0
| [Please insert new asset category as required] | 0 | 0 | 0 | 0 | 0 | 0 | 0 | 0 | 0 | 0
| [Please insert new asset category as required] | 0 | 0 | 0 | 0 | 0 | 0 | 0 | 0 | 0 | 0
| [Please insert new asset category as required] | 0 | 0 | 0 | 0 | 0 | 0 | 0 | 0 | 0 | 0
| 132kV Network | [10 empty] | 132kV Network
| 132kV CBs | 0.012284 | 0.012284 | 0.012284 | 0.02606 | 0.02606 | 0.039571 | 0.039571 | 0.067712 | 0.067712 | 0.37613 | 132kV CBs | 0.012284 | 0.018289 | 0.032337 | 0.05237 | 0.12284
| 132kV Transformer | 0.012939 | 0.012939 | 0.012939 | 0.027451 | 0.027451 | 0.041683 | 0.041683 | 0.071326 | 0.071326 | 0.3962 | 132kV Transformer | 0.012939 | 0.019265 | 0.034062 | 0.055165 | 0.12939
| 132kV UG Cable (Gas) | 1.2835 | 1.2835 | 1.2835 | 2.7231 | 2.7231 | 4.1349 | 4.1349 | 7.0754 | 7.0754 | 39.3023 | 132kV UG Cable (Gas) | 1.2835 | 1.9111 | 3.3789 | 5.4722 | 12.8357
| 132kV UG Cable (Oil) | 0.59691 | 0.59691 | 0.59691 | 1.2664 | 1.2664 | 1.9229 | 1.9229 | 3.2904 | 3.2904 | 18.2776 | 132kV UG Cable (Oil) | 0.59691 | 0.88874 | 1.5714 | 2.5449 | 5.9692
| 132kV UG Cable (Non Pressurised) | 0 | 0 | 0 | 0 | 0 | 0 | 0 | 0 | 0 | 0 | 132kV UG Cable (Non Pressurised) | 0 | 0 | 0 | 0 | 0
| 132kV OHL Support - Tower | 0.015533 | 0.015533 | 0.015533 | 0.032953 | 0.032953 | 0.050038 | 0.050038 | 0.085622 | 0.085622 | 0.47561 | 132kV OHL Support - Tower | 0.015533 | 0.023127 | 0.04089 | 0.066222 | 0.15533
| 132kV OHL Fittings | 0 | 0 | 0 | 0 | 0 | 0 | 0 | 0 | 0 | 0 | 132kV OHL Fittings | 0 | 0 | 0 | 0 | 0
| 132kV OHL (Tower Line) Conductors | 0.00228 | 0.00228 | 0.00228 | 0.0048371 | 0.0048371 | 0.007345 | 0.007345 | 0.012568 | 0.012568 | 0.069815 | 132kV OHL (Tower Line) Conductor | 0.00228 | 0.0033947 | 0.0060022 | 0.0097206 | 0.022801
| [Please insert new asset category as required] | 0 | 0 | 0 | 0 | 0 | 0 | 0 | 0 | 0 | 0
| [Please insert new asset category as required] | 0 | 0 | 0 | 0 | 0 | 0 | 0 | 0 | 0 | 0
| [Please insert new asset category as required] | 0 | 0 | 0 | 0 | 0 | 0 | 0 | 0 | 0 | 0
| [Please insert new asset category as required] | 0 | 0 | 0 | 0 | 0 | 0 | 0 | 0 | 0 | 0
| Other | [10 empty] | Other
| Submarine Cables | 0 | 0 | 0 | 0 | 0 | 0 | 0 | 0 | 0 | 0 | Submarine Cables | 0 | 0 | 0 | 0 | 0
| [Please insert new asset category as required] | 0 | 0 | 0 | 0 | 0 | 0 | 0 | 0 | 0 | 0
| [Please insert new asset category as required] | 0 | 0 | 0 | 0 | 0 | 0 | 0 | 0 | 0 | 0
| [Please insert new asset category as required] | 0 | 0 | 0 | 0 | 0 | 0 | 0 | 0 | 0 | 0
| [Please insert new asset category as required] | 0 | 0 | 0 | 0 | 0 | 0 | 0 | 0 | 0 | 0
| [Please insert new asset category as required] | 0 | 0 | 0 | 0 | 0 | 0 | 0 | 0 | 0 | 0

## SPMW - ED1 Monetised Risk Prof
| Start ED1 | Mid ED1 |  | End ED1
| Position at Beginning of RIIO-ED1 | Mid Period (Without Investment) | Mid Period (With Investment) | End of RIIO-ED1 (Without Investment) | End of RIIO-ED1 (With Investment)
LV Network | 4730915.059 | 5517043.0107 | 5232869.7428 | 6386793.4033 | 5818802.8958
HV Network | 15548482.4666 | 19874608.8768 | 18048212.0676 | 23629484.3863 | 19864571.8947
EHV Network | 6708040.1242 | 7824773.3227 | 6995982.5136 | 11020272.0073 | 8967636.9032
132kV Network | 9853405.2187 | 10408261.9301 | 8772613.4318 | 11541487.8772 | 7795645.8556
Other | 0 | 0 | 0 | 0 | 0
Total | 36840842.8684 | 43624687.1403 | 39049677.7558 | 52578037.674 | 42446657.5494
|  | Increase in risk since start of RIIO-ED1 | Reduction in risk compared to mid-point without investment | Increase in risk since start of RIIO-ED1 | Reduction in risk compared to end-point without investment (Secondary Deliverables Target)
LV Network |  | 786127.9517 | -284173.2678 | 1655878.3443 | -567990.5075
HV Network |  | 4326126.4102 | -1826396.8092 | 8081001.9197 | -3764912.4916
EHV Network |  | 1116733.1986 | -828790.8092 | 4312231.8831 | -2052635.104
132kV Network |  | 554856.7114 | -1635648.4983 | 1688082.6585 | -3745842.0216
Other |  | 0 | 0 | 0 | 0
|  | 0 | 0 | 0 | 0
Total |  | 6783844.2718 | -4575009.3845 | 15737194.8056 | -10131380.1246

## SPD - Total
Total Secondary deliverables RIIO-ED1 - Asset replacement, Refurbishment and HVP | [50 empty] | Criticality weightings C1 to C4 | Criticality Rating Boundaries
SPD | [49 empty] | C1 | 0.7 | Below 75% of average
[50 empty] | C2 | 1 | 75%-125%
[50 empty] | C3 | 1.5 | 125%-200%
[50 empty] | C4 | 2.5 | Over 200% of average
Price base (2012/13)
| ASSET CATEGORIES |  | ASSET REGISTER |  |  | End of DPCR5 (31 March 2015) with investment | [5 empty] | End of DPCR5 (31 March 2015) without investment | [5 empty] | Mid-Period Review (31 March 2019) planned investment | [5 empty] | Mid-Period Review (31 March 2019) without investment | [5 empty] | End of RIIO-ED1 (31 March 2023) planned investment | [5 empty] | End of RIIO-ED1 (31 March 2023) without investment | [8 empty] | Probability of Asset Failure | [5 empty] | Consequence of Asset Failure | [5 empty] | Probability of Asset Failure x Consequence of Asset Failure
Is it your current intention to have a health index for this asset category in the RIIO-ED1 control period.
|  |  | as at 31st March 2015 | as at 31st March 2023 |  | HI 1 | HI 2 | HI 3 | HI 4 | HI 5 |  | HI 1 | HI 2 | HI 3 | HI 4 | HI 5 |  | HI 1 | HI 2 | HI 3 | HI 4 | HI 5 |  | HI 1 | HI 2 | HI 3 | HI 4 | HI 5 |  | HI 1 | HI 2 | HI 3 | HI 4 | HI 5 |  | HI 1 | HI 2 | HI 3 | HI 4 | HI 5 |  |  |  |  | HI 1 | HI 2 | HI 3 | HI 4 | HI 5 |  | HI 1 | HI 2 | HI 3 | HI 4 | HI 5 |  | HI 1 | HI 2 | HI 3 | HI 4 | HI 5 |  | End of DPCR5 (without investment) | [6 empty] | Position at Beginning of RIIO-ED1 | [6 empty] | Mid Period (Without Investment) | [6 empty] | Mid Period (With Investment) | [6 empty] | End of RIIO-ED1 (Without Investment) | [6 empty] | End of RIIO-ED1 (With Investment)
| LV Network | [61 empty] | 1 | 2 | 3 | 4 | 5 | Total |  | 1 | 2 | 3 | 4 | 5 | Total |  | 1 | 2 | 3 | 4 | 5 | Total |  | 1 | 2 | 3 | 4 | 5 | Total |  | 1 | 2 | 3 | 4 | 5 | Total |  | 1 | 2 | 3 | 4 | 5 | Total
| LV Switchgear and Other |  |  |  | C1 | 0 | 0 | 0 | 0 | 0 | 0 | 0 | 0 | 0 | 0 | 0 | 0 | 0 | 0 | 0 | 0 | 0 | 0 | 0 | 0 | 0 | 0 | 0 | 0 | 0 | 0 | 0 | 0 | 0 | 0 | 0 | 0 | 0 | 0 | 0 | 0 | Yes |  | C1 | 0 | 0 | 0 | 0 | 0 | C1 | 0 | 0 | 0 | 0 | 0 | C1 | [5 empty] | C1 | [5 empty] | 0 | [6 empty] | 0 | [6 empty] | 0 | [6 empty] | 0 | [6 empty] | 0 | [6 empty] | 0
[5 empty] | C2 | 0 | 0 | 0 | 0 | 0 | 0 | 0 | 0 | 0 | 0 | 0 | 0 | 0 | 0 | 0 | 0 | 0 | 0 | 0 | 0 | 0 | 0 | 0 | 0 | 0 | 0 | 0 | 0 | 0 | 0 | 0 | 0 | 0 | 0 | 0 | 0 | No |  | C2 | 0 | 0 | 0 | 0 | 0 | C2 | 0 | 0 | 0 | 0 | 0 | C2 | [5 empty] | C2 | [5 empty] | 0 | [6 empty] | 0 | [6 empty] | 0 | [6 empty] | 0 | [6 empty] | 0 | [6 empty] | 0
[5 empty] | C3 | 0 | 0 | 0 | 0 | 0 | 0 | 0 | 0 | 0 | 0 | 0 | 0 | 0 | 0 | 0 | 0 | 0 | 0 | 0 | 0 | 0 | 0 | 0 | 0 | 0 | 0 | 0 | 0 | 0 | 0 | 0 | 0 | 0 | 0 | 0 | 0 |  |  | C3 | 0 | 0 | 0 | 0 | 0 | C3 | 0 | 0 | 0 | 0 | 0 | C3 | [5 empty] | C3 | [5 empty] | 0 | [6 empty] | 0 | [6 empty] | 0 | [6 empty] | 0 | [6 empty] | 0 | [6 empty] | 0
[5 empty] | C4 | 0 | 0 | 0 | 0 | 0 | 0 | 0 | 0 | 0 | 0 | 0 | 0 | 0 | 0 | 0 | 0 | 0 | 0 | 0 | 0 | 0 | 0 | 0 | 0 | 0 | 0 | 0 | 0 | 0 | 0 | 0 | 0 | 0 | 0 | 0 | 0 |  |  | C4 | 0 | 0 | 0 | 0 | 0 | C4 | 0 | 0 | 0 | 0 | 0 | C4 | [5 empty] | C4 | [5 empty] | 0 | [6 empty] | 0 | [6 empty] | 0 | [6 empty] | 0 | [6 empty] | 0 | [6 empty] | 0
|  | Yes | 0 | 0 |  | 0 | 0 | 0 | 0 | 0 |  | 0 | 0 | 0 | 0 | 0 |  | 0 | 0 | 0 | 0 | 0 |  | 0 | 0 | 0 | 0 | 0 |  | 0 | 0 | 0 | 0 | 0 |  | 0 | 0 | 0 | 0 | 0 | [22 empty] | 0 | 0 | 0 | 0 | 0 | 0 |  | 0 | 0 | 0 | 0 | 0 | 0 |  | 0 | 0 | 0 | 0 | 0 | 0 |  | 0 | 0 | 0 | 0 | 0 | 0 |  | 0 | 0 | 0 | 0 | 0 | 0 |  | 0 | 0 | 0 | 0 | 0 | 0
| LV UGB |  |  |  | C1 | 0 | 0 | 0 | 0 | 0 | 0 | 0 | 0 | 0 | 0 | 0 | 0 | 0 | 0 | 0 | 0 | 0 | 0 | 0 | 0 | 0 | 0 | 0 | 0 | 0 | 0 | 0 | 0 | 0 | 0 | 0 | 0 | 0 | 0 | 0 | 0 |  |  | C1 | 0 | 0 | 0 | 0 | 0 | C1 | 0 | 0 | 0 | 0 | 0 | C1 | [5 empty] | C1 | [5 empty] | 0 | [6 empty] | 0 | [6 empty] | 0 | [6 empty] | 0 | [6 empty] | 0 | [6 empty] | 0
[5 empty] | C2 | 0 | 0 | 0 | 0 | 0 | 0 | 0 | 0 | 0 | 0 | 0 | 0 | 0 | 0 | 0 | 0 | 0 | 0 | 0 | 0 | 0 | 0 | 0 | 0 | 0 | 0 | 0 | 0 | 0 | 0 | 0 | 0 | 0 | 0 | 0 | 0 |  |  | C2 | 0 | 0 | 0 | 0 | 0 | C2 | 0 | 0 | 0 | 0 | 0 | C2 | [5 empty] | C2 | [5 empty] | 0 | [6 empty] | 0 | [6 empty] | 0 | [6 empty] | 0 | [6 empty] | 0 | [6 empty] | 0
[5 empty] | C3 | 0 | 0 | 0 | 0 | 0 | 0 | 0 | 0 | 0 | 0 | 0 | 0 | 0 | 0 | 0 | 0 | 0 | 0 | 0 | 0 | 0 | 0 | 0 | 0 | 0 | 0 | 0 | 0 | 0 | 0 | 0 | 0 | 0 | 0 | 0 | 0 |  |  | C3 | 0 | 0 | 0 | 0 | 0 | C3 | 0 | 0 | 0 | 0 | 0 | C3 | [5 empty] | C3 | [5 empty] | 0 | [6 empty] | 0 | [6 empty] | 0 | [6 empty] | 0 | [6 empty] | 0 | [6 empty] | 0
[5 empty] | C4 | 0 | 0 | 0 | 0 | 0 | 0 | 0 | 0 | 0 | 0 | 0 | 0 | 0 | 0 | 0 | 0 | 0 | 0 | 0 | 0 | 0 | 0 | 0 | 0 | 0 | 0 | 0 | 0 | 0 | 0 | 0 | 0 | 0 | 0 | 0 | 0 |  |  | C4 | 0 | 0 | 0 | 0 | 0 | C4 | 0 | 0 | 0 | 0 | 0 | C4 | [5 empty] | C4 | [5 empty] | 0 | [6 empty] | 0 | [6 empty] | 0 | [6 empty] | 0 | [6 empty] | 0 | [6 empty] | 0
|  | Yes | 0 | 0 |  | 0 | 0 | 0 | 0 | 0 |  | 0 | 0 | 0 | 0 | 0 |  | 0 | 0 | 0 | 0 | 0 |  | 0 | 0 | 0 | 0 | 0 |  | 0 | 0 | 0 | 0 | 0 |  | 0 | 0 | 0 | 0 | 0 | [22 empty] | 0 | 0 | 0 | 0 | 0 | 0 |  | 0 | 0 | 0 | 0 | 0 | 0 |  | 0 | 0 | 0 | 0 | 0 | 0 |  | 0 | 0 | 0 | 0 | 0 | 0 |  | 0 | 0 | 0 | 0 | 0 | 0 |  | 0 | 0 | 0 | 0 | 0 | 0
| LV OHL Support |  |  |  | C1 | 0 | 0 | 0 | 0 | 0 | 0 | 0 | 0 | 0 | 0 | 0 | 0 | 0 | 0 | 0 | 0 | 0 | 0 | 0 | 0 | 0 | 0 | 0 | 0 | 0 | 0 | 0 | 0 | 0 | 0 | 0 | 0 | 0 | 0 | 0 | 0 |  |  | C1 | 0.0081226 | 0.012094 | 0.021383 | 0.03463 | 0.081228 | C1 | 1286.894 | 1286.894 | 1286.894 | 1286.894 | 1286.894 | C1 | 10.453 | 15.5633 | 27.5174 | 44.5648 | 104.5314 | C1 | 0 | 0 | 0 | 0 | 0 | 0 |  | 0 | 0 | 0 | 0 | 0 | 0 |  | 0 | 0 | 0 | 0 | 0 | 0 |  | 0 | 0 | 0 | 0 | 0 | 0 |  | 0 | 0 | 0 | 0 | 0 | 0 |  | 0 | 0 | 0 | 0 | 0 | 0
[5 empty] | C2 | 28651 | 2617 | 13238 | 8280 | 4882 | 57668 | 0 | 0 | 0 | 0 | 0 | 0 | 3279 | -794 | -623 | -1451 | -411 | 0 | 27821 | 2423 | 13805 | 2969 | 10650 | 57668 | 6556 | -1588 | -1246 | -2901 | -821 | 0 | 26991 | 1895 | 2294 | 13186 | 13302 | 57668 |  |  | C2 | 0.0081226 | 0.012094 | 0.021383 | 0.03463 | 0.081228 | C2 | 1838.42 | 1838.42 | 1838.42 | 1838.42 | 1838.42 | C2 | 14.9328 | 22.2334 | 39.3106 | 63.664 | 149.3306 | C2 | 0 | 0 | 0 | 0 | 0 | 0 |  | 427839.7271 | 58184.6832 | 520393.5081 | 527137.6866 | 729031.8546 | 2262587.4595 |  | 415445.501 | 53871.4128 | 542682.6091 | 189018.3323 | 1590370.5963 | 2791388.4514 |  | 464410.1607 | 36218.131 | 518192.1154 | 96641.9092 | 1528995.7311 | 2644458.0473 |  | 403051.2748 | 42132.2028 | 90178.4792 | 839473.1323 | 1986395.2744 | 3361230.3634 |  | 500950.7286 | 6825.6392 | 41197.4918 | 654783.9501 | 1863794.8744 | 3067552.6841
[5 empty] | C3 | 1467 | 168 | 934 | 212 | 367 | 3148 | 0 | 0 | 0 | 0 | 0 | 0 | 189 | -20 | -70 | -67 | -32 | 0 | 1407 | 145 | 1009 | 84 | 503 | 3148 | 375 | -39 | -140 | -133 | -63 | 0 | 1355 | 125 | 179 | 910 | 579 | 3148 |  |  | C3 | 0.0081226 | 0.012094 | 0.021383 | 0.03463 | 0.081228 | C3 | 2757.63 | 2757.63 | 2757.63 | 2757.63 | 2757.63 | C3 | 22.3992 | 33.35 | 58.9659 | 95.496 | 223.9959 | C3 | 0 | 0 | 0 | 0 | 0 | 0 |  | 32859.6321 | 5602.8048 | 55074.1279 | 20245.143 | 82206.4801 | 195988.1879 |  | 31515.6799 | 4835.7541 | 59496.5685 | 8021.6604 | 112669.9169 | 216539.5799 |  | 35749.1294 | 4168.7536 | 55368.9573 | 1623.4313 | 105502.0494 | 202412.3209 |  | 30350.9213 | 4168.7536 | 10554.8917 | 86901.3215 | 129693.6022 | 261669.4903 |  | 38750.6227 | 2868.1025 | 2299.6692 | 74200.3591 | 115581.8631 | 233700.6165
[5 empty] | C4 | 24 | 0 | 14 | 0 | 4 | 42 | 0 | 0 | 0 | 0 | 0 | 0 | 0 | 0 | 0 | 0 | 0 | 0 | 22 | 2 | 14 | 0 | 4 | 42 | 0 | 0 | 0 | 0 | 0 | 0 | 17 | 7 | 2 | 12 | 4 | 42 |  |  | C4 | 0.0081226 | 0.012094 | 0.021383 | 0.03463 | 0.081228 | C4 | 4596.05 | 4596.05 | 4596.05 | 4596.05 | 4596.05 | C4 | 37.332 | 55.5834 | 98.2765 | 159.1599 | 373.3264 | C4 | 0 | 0 | 0 | 0 | 0 | 0 |  | 895.9682 | 0 | 1375.8704 | 0 | 1493.3057 | 3765.1443 |  | 821.3041 | 111.1668 | 1375.8704 | 0 | 1493.3057 | 3801.6471 |  | 821.3041 | 111.1668 | 1375.8704 | 0 | 1493.3057 | 3801.6471 |  | 634.6441 | 389.0837 | 196.5529 | 1909.9192 | 1493.3057 | 4623.5056 |  | 634.6441 | 389.0837 | 196.5529 | 1909.9192 | 1493.3057 | 4623.5056
|  | Yes | 60858 | 60552 |  | 30142 | 2785 | 14186 | 8492 | 5253 |  | 0 | 0 | 0 | 0 | 0 |  | 3468 | -814 | -693 | -1518 | -443 |  | 29250 | 2570 | 14828 | 3053 | 11157 |  | 6931 | -1627 | -1386 | -3034 | -884 |  | 28363 | 2027 | 2475 | 14108 | 13885 | [22 empty] | 0 | 0 | 0 | 0 | 0 | 0 |  | 461595.3274 | 63787.488 | 576843.5064 | 547382.8296 | 812731.6404 | 2462340.7917 |  | 447782.485 | 58818.3337 | 603555.048 | 197039.9928 | 1704533.8189 | 3011729.6784 |  | 500980.5942 | 40498.0514 | 574936.9431 | 98265.3405 | 1635991.0862 | 2850672.0153 |  | 434036.8402 | 46690.04 | 100929.9239 | 928284.373 | 2117582.1823 | 3627523.3593 |  | 540335.9954 | 10082.8253 | 43693.7139 | 730894.2284 | 1980870.0432 | 3305876.8062
| [Please insert new asset category as required] |  |  |  | C1 | 0 | 0 | 0 | 0 | 0 | 0 | 0 | 0 | 0 | 0 | 0 | 0 | 0 | 0 | 0 | 0 | 0 | 0 | 0 | 0 | 0 | 0 | 0 | 0 | 0 | 0 | 0 | 0 | 0 | 0 | 0 | 0 | 0 | 0 | 0 | 0 |  |  | C1 | 0 | 0 | 0 | 0 | 0 | C1 | 0 | 0 | 0 | 0 | 0 | C1 | [5 empty] | C1 | [5 empty] | 0 | [6 empty] | 0 | [6 empty] | 0 | [6 empty] | 0 | [6 empty] | 0 | [6 empty] | 0
[5 empty] | C2 | 0 | 0 | 0 | 0 | 0 | 0 | 0 | 0 | 0 | 0 | 0 | 0 | 0 | 0 | 0 | 0 | 0 | 0 | 0 | 0 | 0 | 0 | 0 | 0 | 0 | 0 | 0 | 0 | 0 | 0 | 0 | 0 | 0 | 0 | 0 | 0 |  |  | C2 | 0 | 0 | 0 | 0 | 0 | C2 | 0 | 0 | 0 | 0 | 0 | C2 | [5 empty] | C2 | [5 empty] | 0 | [6 empty] | 0 | [6 empty] | 0 | [6 empty] | 0 | [6 empty] | 0 | [6 empty] | 0
[5 empty] | C3 | 0 | 0 | 0 | 0 | 0 | 0 | 0 | 0 | 0 | 0 | 0 | 0 | 0 | 0 | 0 | 0 | 0 | 0 | 0 | 0 | 0 | 0 | 0 | 0 | 0 | 0 | 0 | 0 | 0 | 0 | 0 | 0 | 0 | 0 | 0 | 0 |  |  | C3 | 0 | 0 | 0 | 0 | 0 | C3 | 0 | 0 | 0 | 0 | 0 | C3 | [5 empty] | C3 | [5 empty] | 0 | [6 empty] | 0 | [6 empty] | 0 | [6 empty] | 0 | [6 empty] | 0 | [6 empty] | 0
[5 empty] | C4 | 0 | 0 | 0 | 0 | 0 | 0 | 0 | 0 | 0 | 0 | 0 | 0 | 0 | 0 | 0 | 0 | 0 | 0 | 0 | 0 | 0 | 0 | 0 | 0 | 0 | 0 | 0 | 0 | 0 | 0 | 0 | 0 | 0 | 0 | 0 | 0 |  |  | C4 | 0 | 0 | 0 | 0 | 0 | C4 | 0 | 0 | 0 | 0 | 0 | C4 | [5 empty] | C4 | [5 empty] | 0 | [6 empty] | 0 | [6 empty] | 0 | [6 empty] | 0 | [6 empty] | 0 | [6 empty] | 0
|  | 0 | 0 | 0 |  | 0 | 0 | 0 | 0 | 0 |  | 0 | 0 | 0 | 0 | 0 |  | 0 | 0 | 0 | 0 | 0 |  | 0 | 0 | 0 | 0 | 0 |  | 0 | 0 | 0 | 0 | 0 |  | 0 | 0 | 0 | 0 | 0 | [22 empty] | 0 | 0 | 0 | 0 | 0 | 0 |  | 0 | 0 | 0 | 0 | 0 | 0 |  | 0 | 0 | 0 | 0 | 0 | 0 |  | 0 | 0 | 0 | 0 | 0 | 0 |  | 0 | 0 | 0 | 0 | 0 | 0 |  | 0 | 0 | 0 | 0 | 0 | 0
| [Please insert new asset category as required] |  |  |  | C1 | 0 | 0 | 0 | 0 | 0 | 0 | 0 | 0 | 0 | 0 | 0 | 0 | 0 | 0 | 0 | 0 | 0 | 0 | 0 | 0 | 0 | 0 | 0 | 0 | 0 | 0 | 0 | 0 | 0 | 0 | 0 | 0 | 0 | 0 | 0 | 0 |  |  | C1 | 0 | 0 | 0 | 0 | 0 | C1 | 0 | 0 | 0 | 0 | 0 | C1 | [5 empty] | C1 | [5 empty] | 0 | [6 empty] | 0 | [6 empty] | 0 | [6 empty] | 0 | [6 empty] | 0 | [6 empty] | 0
[5 empty] | C2 | 0 | 0 | 0 | 0 | 0 | 0 | 0 | 0 | 0 | 0 | 0 | 0 | 0 | 0 | 0 | 0 | 0 | 0 | 0 | 0 | 0 | 0 | 0 | 0 | 0 | 0 | 0 | 0 | 0 | 0 | 0 | 0 | 0 | 0 | 0 | 0 |  |  | C2 | 0 | 0 | 0 | 0 | 0 | C2 | 0 | 0 | 0 | 0 | 0 | C2 | [5 empty] | C2 | [5 empty] | 0 | [6 empty] | 0 | [6 empty] | 0 | [6 empty] | 0 | [6 empty] | 0 | [6 empty] | 0
[5 empty] | C3 | 0 | 0 | 0 | 0 | 0 | 0 | 0 | 0 | 0 | 0 | 0 | 0 | 0 | 0 | 0 | 0 | 0 | 0 | 0 | 0 | 0 | 0 | 0 | 0 | 0 | 0 | 0 | 0 | 0 | 0 | 0 | 0 | 0 | 0 | 0 | 0 |  |  | C3 | 0 | 0 | 0 | 0 | 0 | C3 | 0 | 0 | 0 | 0 | 0 | C3 | [5 empty] | C3 | [5 empty] | 0 | [6 empty] | 0 | [6 empty] | 0 | [6 empty] | 0 | [6 empty] | 0 | [6 empty] | 0
[5 empty] | C4 | 0 | 0 | 0 | 0 | 0 | 0 | 0 | 0 | 0 | 0 | 0 | 0 | 0 | 0 | 0 | 0 | 0 | 0 | 0 | 0 | 0 | 0 | 0 | 0 | 0 | 0 | 0 | 0 | 0 | 0 | 0 | 0 | 0 | 0 | 0 | 0 |  |  | C4 | 0 | 0 | 0 | 0 | 0 | C4 | 0 | 0 | 0 | 0 | 0 | C4 | [5 empty] | C4 | [5 empty] | 0 | [6 empty] | 0 | [6 empty] | 0 | [6 empty] | 0 | [6 empty] | 0 | [6 empty] | 0
|  | 0 | 0 | 0 |  | 0 | 0 | 0 | 0 | 0 |  | 0 | 0 | 0 | 0 | 0 |  | 0 | 0 | 0 | 0 | 0 |  | 0 | 0 | 0 | 0 | 0 |  | 0 | 0 | 0 | 0 | 0 |  | 0 | 0 | 0 | 0 | 0 | [22 empty] | 0 | 0 | 0 | 0 | 0 | 0 |  | 0 | 0 | 0 | 0 | 0 | 0 |  | 0 | 0 | 0 | 0 | 0 | 0 |  | 0 | 0 | 0 | 0 | 0 | 0 |  | 0 | 0 | 0 | 0 | 0 | 0 |  | 0 | 0 | 0 | 0 | 0 | 0
| [Please insert new asset category as required] |  |  |  | C1 | 0 | 0 | 0 | 0 | 0 | 0 | 0 | 0 | 0 | 0 | 0 | 0 | 0 | 0 | 0 | 0 | 0 | 0 | 0 | 0 | 0 | 0 | 0 | 0 | 0 | 0 | 0 | 0 | 0 | 0 | 0 | 0 | 0 | 0 | 0 | 0 |  |  | C1 | 0 | 0 | 0 | 0 | 0 | C1 | 0 | 0 | 0 | 0 | 0 | C1 | [5 empty] | C1 | [5 empty] | 0 | [6 empty] | 0 | [6 empty] | 0 | [6 empty] | 0 | [6 empty] | 0 | [6 empty] | 0
[5 empty] | C2 | 0 | 0 | 0 | 0 | 0 | 0 | 0 | 0 | 0 | 0 | 0 | 0 | 0 | 0 | 0 | 0 | 0 | 0 | 0 | 0 | 0 | 0 | 0 | 0 | 0 | 0 | 0 | 0 | 0 | 0 | 0 | 0 | 0 | 0 | 0 | 0 |  |  | C2 | 0 | 0 | 0 | 0 | 0 | C2 | 0 | 0 | 0 | 0 | 0 | C2 | [5 empty] | C2 | [5 empty] | 0 | [6 empty] | 0 | [6 empty] | 0 | [6 empty] | 0 | [6 empty] | 0 | [6 empty] | 0
[5 empty] | C3 | 0 | 0 | 0 | 0 | 0 | 0 | 0 | 0 | 0 | 0 | 0 | 0 | 0 | 0 | 0 | 0 | 0 | 0 | 0 | 0 | 0 | 0 | 0 | 0 | 0 | 0 | 0 | 0 | 0 | 0 | 0 | 0 | 0 | 0 | 0 | 0 |  |  | C3 | 0 | 0 | 0 | 0 | 0 | C3 | 0 | 0 | 0 | 0 | 0 | C3 | [5 empty] | C3 | [5 empty] | 0 | [6 empty] | 0 | [6 empty] | 0 | [6 empty] | 0 | [6 empty] | 0 | [6 empty] | 0
[5 empty] | C4 | 0 | 0 | 0 | 0 | 0 | 0 | 0 | 0 | 0 | 0 | 0 | 0 | 0 | 0 | 0 | 0 | 0 | 0 | 0 | 0 | 0 | 0 | 0 | 0 | 0 | 0 | 0 | 0 | 0 | 0 | 0 | 0 | 0 | 0 | 0 | 0 |  |  | C4 | 0 | 0 | 0 | 0 | 0 | C4 | 0 | 0 | 0 | 0 | 0 | C4 | [5 empty] | C4 | [5 empty] | 0 | [6 empty] | 0 | [6 empty] | 0 | [6 empty] | 0 | [6 empty] | 0 | [6 empty] | 0
|  | 0 | 0 | 0 |  | 0 | 0 | 0 | 0 | 0 |  | 0 | 0 | 0 | 0 | 0 |  | 0 | 0 | 0 | 0 | 0 |  | 0 | 0 | 0 | 0 | 0 |  | 0 | 0 | 0 | 0 | 0 |  | 0 | 0 | 0 | 0 | 0 | [22 empty] | 0 | 0 | 0 | 0 | 0 | 0 |  | 0 | 0 | 0 | 0 | 0 | 0 |  | 0 | 0 | 0 | 0 | 0 | 0 |  | 0 | 0 | 0 | 0 | 0 | 0 |  | 0 | 0 | 0 | 0 | 0 | 0 |  | 0 | 0 | 0 | 0 | 0 | 0
| [Please insert new asset category as required] |  |  |  | C1 | 0 | 0 | 0 | 0 | 0 | 0 | 0 | 0 | 0 | 0 | 0 | 0 | 0 | 0 | 0 | 0 | 0 | 0 | 0 | 0 | 0 | 0 | 0 | 0 | 0 | 0 | 0 | 0 | 0 | 0 | 0 | 0 | 0 | 0 | 0 | 0 |  |  | C1 | 0 | 0 | 0 | 0 | 0 | C1 | 0 | 0 | 0 | 0 | 0 | C1 | [5 empty] | C1 | [5 empty] | 0 | [6 empty] | 0 | [6 empty] | 0 | [6 empty] | 0 | [6 empty] | 0 | [6 empty] | 0
[5 empty] | C2 | 0 | 0 | 0 | 0 | 0 | 0 | 0 | 0 | 0 | 0 | 0 | 0 | 0 | 0 | 0 | 0 | 0 | 0 | 0 | 0 | 0 | 0 | 0 | 0 | 0 | 0 | 0 | 0 | 0 | 0 | 0 | 0 | 0 | 0 | 0 | 0 |  |  | C2 | 0 | 0 | 0 | 0 | 0 | C2 | 0 | 0 | 0 | 0 | 0 | C2 | [5 empty] | C2 | [5 empty] | 0 | [6 empty] | 0 | [6 empty] | 0 | [6 empty] | 0 | [6 empty] | 0 | [6 empty] | 0
[5 empty] | C3 | 0 | 0 | 0 | 0 | 0 | 0 | 0 | 0 | 0 | 0 | 0 | 0 | 0 | 0 | 0 | 0 | 0 | 0 | 0 | 0 | 0 | 0 | 0 | 0 | 0 | 0 | 0 | 0 | 0 | 0 | 0 | 0 | 0 | 0 | 0 | 0 |  |  | C3 | 0 | 0 | 0 | 0 | 0 | C3 | 0 | 0 | 0 | 0 | 0 | C3 | [5 empty] | C3 | [5 empty] | 0 | [6 empty] | 0 | [6 empty] | 0 | [6 empty] | 0 | [6 empty] | 0 | [6 empty] | 0
[5 empty] | C4 | 0 | 0 | 0 | 0 | 0 | 0 | 0 | 0 | 0 | 0 | 0 | 0 | 0 | 0 | 0 | 0 | 0 | 0 | 0 | 0 | 0 | 0 | 0 | 0 | 0 | 0 | 0 | 0 | 0 | 0 | 0 | 0 | 0 | 0 | 0 | 0 |  |  | C4 | 0 | 0 | 0 | 0 | 0 | C4 | 0 | 0 | 0 | 0 | 0 | C4 | [5 empty] | C4 | [5 empty] | 0 | [6 empty] | 0 | [6 empty] | 0 | [6 empty] | 0 | [6 empty] | 0 | [6 empty] | 0
|  | 0 | 0 | 0 |  | 0 | 0 | 0 | 0 | 0 |  | 0 | 0 | 0 | 0 | 0 |  | 0 | 0 | 0 | 0 | 0 |  | 0 | 0 | 0 | 0 | 0 |  | 0 | 0 | 0 | 0 | 0 |  | 0 | 0 | 0 | 0 | 0 | [22 empty] | 0 | 0 | 0 | 0 | 0 | 0 |  | 0 | 0 | 0 | 0 | 0 | 0 |  | 0 | 0 | 0 | 0 | 0 | 0 |  | 0 | 0 | 0 | 0 | 0 | 0 |  | 0 | 0 | 0 | 0 | 0 | 0 |  | 0 | 0 | 0 | 0 | 0 | 0
| [Please insert new asset category as required] |  |  |  | C1 | 0 | 0 | 0 | 0 | 0 | 0 | 0 | 0 | 0 | 0 | 0 | 0 | 0 | 0 | 0 | 0 | 0 | 0 | 0 | 0 | 0 | 0 | 0 | 0 | 0 | 0 | 0 | 0 | 0 | 0 | 0 | 0 | 0 | 0 | 0 | 0 |  |  | C1 | 0 | 0 | 0 | 0 | 0 | C1 | 0 | 0 | 0 | 0 | 0 | C1 | [5 empty] | C1 | [5 empty] | 0 | [6 empty] | 0 | [6 empty] | 0 | [6 empty] | 0 | [6 empty] | 0 | [6 empty] | 0
[5 empty] | C2 | 0 | 0 | 0 | 0 | 0 | 0 | 0 | 0 | 0 | 0 | 0 | 0 | 0 | 0 | 0 | 0 | 0 | 0 | 0 | 0 | 0 | 0 | 0 | 0 | 0 | 0 | 0 | 0 | 0 | 0 | 0 | 0 | 0 | 0 | 0 | 0 |  |  | C2 | 0 | 0 | 0 | 0 | 0 | C2 | 0 | 0 | 0 | 0 | 0 | C2 | [5 empty] | C2 | [5 empty] | 0 | [6 empty] | 0 | [6 empty] | 0 | [6 empty] | 0 | [6 empty] | 0 | [6 empty] | 0
[5 empty] | C3 | 0 | 0 | 0 | 0 | 0 | 0 | 0 | 0 | 0 | 0 | 0 | 0 | 0 | 0 | 0 | 0 | 0 | 0 | 0 | 0 | 0 | 0 | 0 | 0 | 0 | 0 | 0 | 0 | 0 | 0 | 0 | 0 | 0 | 0 | 0 | 0 |  |  | C3 | 0 | 0 | 0 | 0 | 0 | C3 | 0 | 0 | 0 | 0 | 0 | C3 | [5 empty] | C3 | [5 empty] | 0 | [6 empty] | 0 | [6 empty] | 0 | [6 empty] | 0 | [6 empty] | 0 | [6 empty] | 0
[5 empty] | C4 | 0 | 0 | 0 | 0 | 0 | 0 | 0 | 0 | 0 | 0 | 0 | 0 | 0 | 0 | 0 | 0 | 0 | 0 | 0 | 0 | 0 | 0 | 0 | 0 | 0 | 0 | 0 | 0 | 0 | 0 | 0 | 0 | 0 | 0 | 0 | 0 |  |  | C4 | 0 | 0 | 0 | 0 | 0 | C4 | 0 | 0 | 0 | 0 | 0 | C4 | [5 empty] | C4 | [5 empty] | 0 | [6 empty] | 0 | [6 empty] | 0 | [6 empty] | 0 | [6 empty] | 0 | [6 empty] | 0
|  | 0 | 0 | 0 |  | 0 | 0 | 0 | 0 | 0 |  | 0 | 0 | 0 | 0 | 0 |  | 0 | 0 | 0 | 0 | 0 |  | 0 | 0 | 0 | 0 | 0 |  | 0 | 0 | 0 | 0 | 0 |  | 0 | 0 | 0 | 0 | 0 | [22 empty] | 0 | 0 | 0 | 0 | 0 | 0 |  | 0 | 0 | 0 | 0 | 0 | 0 |  | 0 | 0 | 0 | 0 | 0 | 0 |  | 0 | 0 | 0 | 0 | 0 | 0 |  | 0 | 0 | 0 | 0 | 0 | 0 |  | 0 | 0 | 0 | 0 | 0 | 0
[63 empty] | 0 | 0 | 0 | 0 | 0 | 0 |  | 461595.3274 | 63787.488 | 576843.5064 | 547382.8296 | 812731.6404 | 2462340.7917 |  | 447782.485 | 58818.3337 | 603555.048 | 197039.9928 | 1704533.8189 | 3011729.6784 |  | 500980.5942 | 40498.0514 | 574936.9431 | 98265.3405 | 1635991.0862 | 2850672.0153 |  | 434036.8402 | 46690.04 | 100929.9239 | 928284.373 | 2117582.1823 | 3627523.3593 |  | 540335.9954 | 10082.8253 | 43693.7139 | 730894.2284 | 1980870.0432 | 3305876.8062
| HV Network | [73 empty] | 0 | [6 empty] | 0 | [6 empty] | 0 | [6 empty] | 0 | [6 empty] | 0
| HV Switchgear (GM) - Primary |  |  |  | C1 | 763 | 372 | 52 | 108 | 59 | 1354 | 0 | 0 | 0 | 0 | 0 | 0 | 86 | -29 | -5 | -16 | -27 | 9 | 763 | 306 | 69 | 120 | 96 | 1354 | 172 | 2 | -51 | -38 | -63 | 22 | 760 | 51 | 236 | 136 | 171 | 1354 |  |  | C1 | 0.001482 | 0.0022066 | 0.0039014 | 0.0063184 | 0.01482 | C1 | 62266.26 | 62266.26 | 62266.26 | 62266.26 | 62266.26 | C1 | 92.2801 | 137.3952 | 242.9271 | 393.4235 | 922.8163 | C1 | 0 | 0 | 0 | 0 | 0 | 0 |  | 70409.6832 | 51111.0049 | 12632.2108 | 42489.7341 | 54446.1619 | 231088.7948 |  | 70409.6832 | 42042.9234 | 16761.9721 | 47210.8157 | 88590.3651 | 265015.7593 |  | 78345.7681 | 38058.4633 | 15547.3364 | 40916.0403 | 63674.3249 | 236541.9329 |  | 70132.843 | 7007.1539 | 57330.803 | 53505.5911 | 157801.5878 | 345777.9788 |  | 86005.0128 | 7281.9442 | 44941.5193 | 38555.4995 | 99664.1607 | 276448.1365
[5 empty] | C2 | 550 | 966 | 141 | 327 | 166 | 2150 | 0 | 0 | 0 | 0 | 0 | 0 | 165 | -77 | -30 | -22 | -45 | -9 | 550 | 750 | 251 | 306 | 293 | 2150 | 416 | 9 | -123 | -128 | -185 | -11 | 550 | 216 | 528 | 312 | 544 | 2150 |  |  | C2 | 0.001482 | 0.0022066 | 0.0039014 | 0.0063184 | 0.01482 | C2 | 88951.8 | 88951.8 | 88951.8 | 88951.8 | 88951.8 | C2 | 131.8287 | 196.2788 | 347.0388 | 562.0335 | 1318.309 | C2 | 0 | 0 | 0 | 0 | 0 | 0 |  | 72505.7588 | 189605.3406 | 48932.465 | 183784.961 | 218839.2946 | 713667.82 |  | 72505.7588 | 147209.1154 | 87106.7285 | 171982.2571 | 386264.5381 | 865068.3979 |  | 94257.4864 | 132095.6462 | 76695.5657 | 159617.5197 | 326940.6329 | 789606.8509 |  | 72505.7588 | 42396.2252 | 183236.4648 | 175354.4582 | 717160.0981 | 1190653.005 |  | 127346.4781 | 44162.7346 | 140550.6974 | 103414.1677 | 473272.9324 | 888747.0102
[5 empty] | C3 | 285 | 379 | 79 | 205 | 83 | 1031 | 0 | 0 | 0 | 0 | 0 | 0 | 120 | 6 | -3 | -41 | -82 | 0 | 285 | 296 | 85 | 152 | 213 | 1031 | 159 | 34 | -36 | -13 | -155 | -11 | 285 | 106 | 208 | 110 | 322 | 1031 |  |  | C3 | 0.001482 | 0.0022066 | 0.0039014 | 0.0063184 | 0.01482 | C3 | 133427.7 | 133427.7 | 133427.7 | 133427.7 | 133427.7 | C3 | 197.743 | 294.4182 | 520.5581 | 843.0503 | 1977.4635 | C3 | 0 | 0 | 0 | 0 | 0 | 0 |  | 56356.7489 | 111584.5095 | 41124.0929 | 172825.3074 | 164129.471 | 546020.1296 |  | 56356.7489 | 87147.7963 | 44247.4418 | 128143.6425 | 421199.7267 | 737095.3562 |  | 80085.9063 | 88914.3057 | 42685.7674 | 93578.5811 | 259047.7192 | 564312.2796 |  | 56356.7489 | 31208.3325 | 108276.0928 | 92735.5308 | 636743.2488 | 925319.9537 |  | 87797.8824 | 41218.5523 | 89535.9998 | 81775.8772 | 330236.4054 | 630564.7172
[5 empty] | C4 | 0 | 38 | 4 | 6 | 22 | 70 | 0 | 0 | 0 | 0 | 0 | 0 | 20 | 0 | 0 | 0 | -20 | 0 | 0 | 2 | 36 | 4 | 28 | 70 | 20 | 0 | 0 | 0 | -20 | 0 | 0 | 2 | 0 | 36 | 32 | 70 |  |  | C4 | 0.001482 | 0.0022066 | 0.0039014 | 0.0063184 | 0.01482 | C4 | 222379.5 | 222379.5 | 222379.5 | 222379.5 | 222379.5 | C4 | 329.5716 | 490.6971 | 867.5969 | 1405.0838 | 3295.7725 | C4 | 0 | 0 | 0 | 0 | 0 | 0 |  | 0 | 18646.4879 | 3470.3876 | 8430.5028 | 72506.9952 | 103054.3735 |  | 0 | 981.3941 | 31233.4883 | 5620.3352 | 92281.6303 | 130116.8479 |  | 6591.4326 | 981.3941 | 31233.4883 | 5620.3352 | 26366.1801 | 70792.8303 |  | 0 | 981.3941 | 0 | 50583.0168 | 105464.7203 | 157029.1312 |  | 6591.4326 | 981.3941 | 0 | 50583.0168 | 39549.2701 | 97705.1136
|  | Yes | 4605 | 4625 |  | 1598 | 1755 | 276 | 646 | 330 |  | 0 | 0 | 0 | 0 | 0 |  | 391 | -100 | -38 | -79 | -174 |  | 1598 | 1354 | 441 | 582 | 630 |  | 767 | 45 | -210 | -179 | -423 |  | 1595 | 375 | 972 | 594 | 1069 | [22 empty] | 0 | 0 | 0 | 0 | 0 | 0 |  | 199272.1908 | 370947.3429 | 106159.1564 | 407530.5053 | 509921.9227 | 1593831.118 |  | 199272.1908 | 277381.2291 | 179349.6307 | 352957.0505 | 988336.2601 | 1997296.3613 |  | 259280.5934 | 260049.8093 | 166162.1578 | 299732.4762 | 676028.8571 | 1661253.8938 |  | 198995.3507 | 81593.1057 | 348843.3606 | 372178.5969 | 1617169.6549 | 2618780.0687 |  | 307740.8059 | 93644.6253 | 275028.2165 | 274328.5611 | 942722.7686 | 1893464.9774
| HV Switchgear (GM) - Distribution |  |  |  | C1 | 2462 | 39 | 0 | 10 | 21 | 2532 | 0 | 0 | 0 | 0 | 0 | 0 | 7 | 0 | 0 | 0 | -7 | 0 | 2462 | 39 | 0 | 4 | 27 | 2532 | 8 | 0 | 0 | -1 | -7 | 0 | 2462 | 0 | 19 | 20 | 31 | 2532 |  |  | C1 | 0.0019095 | 0.0028431 | 0.0050268 | 0.008141 | 0.019096 | C1 | 10081.876 | 10081.876 | 10081.876 | 10081.876 | 10081.876 | C1 | 19.2516 | 28.6637 | 50.6799 | 82.0768 | 192.5197 | C1 | 0 | 0 | 0 | 0 | 0 | 0 |  | 47397.5541 | 1117.8824 | 0 | 820.7678 | 4042.9147 | 53379.119 |  | 47397.5541 | 1117.8824 | 0 | 328.3071 | 5198.0332 | 54041.7768 |  | 47532.3156 | 1117.8824 | 0 | 328.3071 | 3850.395 | 52828.9001 |  | 47397.5541 | 0 | 962.9188 | 1641.5355 | 5968.1122 | 55970.1206 |  | 47551.5673 | 0 | 962.9188 | 1559.4587 | 4620.474 | 54694.4188
[5 empty] | C2 | 9446 | 7011 | 464 | 1816 | 675 | 19412 | 0 | 0 | 0 | 0 | 0 | 0 | 723 | -65 | -68 | -180 | -410 | 0 | 9446 | 6299 | 788 | 1411 | 1468 | 19412 | 1441 | 491 | -654 | -331 | -947 | 0 | 9444 | 571 | 3520 | 3231 | 2646 | 19412 |  |  | C2 | 0.0019095 | 0.0028431 | 0.0050268 | 0.008141 | 0.019096 | C2 | 14402.68 | 14402.68 | 14402.68 | 14402.68 | 14402.68 | C2 | 27.5024 | 40.9481 | 72.3999 | 117.2525 | 275.0282 | C2 | 0 | 0 | 0 | 0 | 0 | 0 |  | 259787.2205 | 287086.9402 | 33593.5571 | 212930.6069 | 185644.0443 | 979042.369 |  | 259787.2205 | 257931.9122 | 57051.1271 | 165443.3295 | 403741.4177 | 1143955.0071 |  | 279671.4213 | 255270.2874 | 52127.9334 | 144337.8729 | 290979.8501 | 1022387.3651 |  | 259732.2158 | 23381.3497 | 254847.6746 | 378842.9466 | 727724.6535 | 1644528.8402 |  | 299363.1056 | 43486.8536 | 207498.135 | 340032.3569 | 467272.9351 | 1357653.3862
[5 empty] | C3 | 196 | 916 | 53 | 494 | 125 | 1784 | 0 | 0 | 0 | 0 | 0 | 0 | 245 | -10 | -9 | -111 | -115 | 0 | 194 | 825 | 101 | 338 | 326 | 1784 | 504 | 131 | -219 | -51 | -365 | 0 | 194 | 56 | 448 | 452 | 634 | 1784 |  |  | C3 | 0.0019095 | 0.0028431 | 0.0050268 | 0.008141 | 0.019096 | C3 | 21604.02 | 21604.02 | 21604.02 | 21604.02 | 21604.02 | C3 | 41.2535 | 61.4221 | 108.5999 | 175.8788 | 412.5423 | C3 | 0 | 0 | 0 | 0 | 0 | 0 |  | 8085.6916 | 56262.6524 | 5755.7926 | 86884.1298 | 51567.7901 | 208556.0565 |  | 8003.1845 | 50673.2404 | 10968.586 | 59447.0362 | 134488.7965 | 263580.8436 |  | 18110.299 | 50059.0193 | 9991.1872 | 39924.4888 | 87046.4296 | 205131.424 |  | 8003.1845 | 3439.6381 | 48652.7379 | 79497.22 | 261551.8313 | 401144.6118 |  | 28794.9629 | 11485.9345 | 24869.3682 | 70527.4009 | 110973.8842 | 246651.5508
[5 empty] | C4 | 0 | 0 | 0 | 0 | 0 | 0 | 0 | 0 | 0 | 0 | 0 | 0 | 0 | 0 | 0 | 0 | 0 | 0 | 0 | 0 | 0 | 0 | 0 | 0 | 0 | 0 | 0 | 0 | 0 | 0 | 0 | 0 | 0 | 0 | 0 | 0 |  |  | C4 | 0.0019095 | 0.0028431 | 0.0050268 | 0.008141 | 0.019096 | C4 | 36006.7 | 36006.7 | 36006.7 | 36006.7 | 36006.7 | C4 | 68.7559 | 102.3702 | 180.9998 | 293.1313 | 687.5705 | C4 | 0 | 0 | 0 | 0 | 0 | 0 |  | 0 | 0 | 0 | 0 | 0 | 0 |  | 0 | 0 | 0 | 0 | 0 | 0 |  | 0 | 0 | 0 | 0 | 0 | 0 |  | 0 | 0 | 0 | 0 | 0 | 0 |  | 0 | 0 | 0 | 0 | 0 | 0
|  | Yes | 23728 | 23830 |  | 12104 | 7966 | 517 | 2320 | 821 |  | 0 | 0 | 0 | 0 | 0 |  | 975 | -75 | -77 | -291 | -532 |  | 12102 | 7163 | 889 | 1753 | 1821 |  | 1953 | 622 | -873 | -383 | -1319 |  | 12100 | 627 | 3987 | 3703 | 3311 | [22 empty] | 0 | 0 | 0 | 0 | 0 | 0 |  | 315270.4662 | 344467.475 | 39349.3498 | 300635.5045 | 241254.7491 | 1240977.5445 |  | 315187.9592 | 309723.035 | 68019.7131 | 225218.6728 | 543428.2475 | 1461577.6275 |  | 345314.036 | 306447.1891 | 62119.1207 | 184590.6688 | 381876.6748 | 1280347.6893 |  | 315132.9545 | 26820.9879 | 304463.3312 | 459981.7021 | 995244.597 | 2101643.5726 |  | 375709.6358 | 54972.7881 | 233330.422 | 412119.2165 | 582867.2933 | 1658999.3558
| HV Transformer (GM) |  |  |  | C1 | 539 | 238 | 231 | 62 | 6 | 1076 | 0 | 0 | 0 | 0 | 0 | 0 | 1 | 0 | 0 | 0 | -1 | 0 | 439 | 227 | 157 | 226 | 27 | 1076 | 4 | 0 | 0 | 0 | -4 | 0 | 371 | 200 | 160 | 256 | 89 | 1076 |  |  | C1 | 0.002223 | 0.0033099 | 0.0058521 | 0.0094776 | 0.022231 | C1 | 14053.298 | 14053.298 | 14053.298 | 14053.298 | 14053.298 | C1 | 31.241 | 46.5145 | 82.2418 | 133.1916 | 312.4151 | C1 | 0 | 0 | 0 | 0 | 0 | 0 |  | 16838.8858 | 11070.4473 | 18997.8623 | 8257.8822 | 1874.4905 | 57039.5681 |  | 13714.7882 | 10558.788 | 12911.967 | 30101.3124 | 8435.2072 | 75722.0629 |  | 13746.0292 | 10558.788 | 12911.967 | 30101.3124 | 8122.7921 | 75440.8888 |  | 11590.4019 | 9302.8969 | 13158.6925 | 34097.0618 | 27804.9423 | 95953.9955 |  | 11715.3658 | 9302.8969 | 13158.6925 | 34097.0618 | 26555.282 | 94829.2991
[5 empty] | C2 | 9413 | 2294 | 1489 | 327 | 78 | 13601 | 0 | 0 | 0 | 0 | 0 | 0 | 84 | 0 | -1 | -53 | -30 | 0 | 8353 | 2383 | 1401 | 1273 | 191 | 13601 | 175 | 0 | 0 | -8 | -167 | 0 | 7378 | 2349 | 1455 | 1843 | 576 | 13601 |  |  | C2 | 0.002223 | 0.0033099 | 0.0058521 | 0.0094776 | 0.022231 | C2 | 20076.14 | 20076.14 | 20076.14 | 20076.14 | 20076.14 | C2 | 44.63 | 66.4493 | 117.4883 | 190.2738 | 446.3073 | C2 | 0 | 0 | 0 | 0 | 0 | 0 |  | 420101.8604 | 152434.611 | 174940.1173 | 62219.5269 | 34811.9663 | 844508.0819 |  | 372794.0975 | 158348.5955 | 164601.1446 | 242218.5251 | 85244.6868 | 1023207.0495 |  | 376543.0146 | 158348.5955 | 164483.6563 | 232134.0147 | 71855.469 | 1003364.75 |  | 329279.8817 | 156089.3205 | 170945.5142 | 350674.5812 | 257072.9821 | 1264062.2797 |  | 337090.1255 | 156089.3205 | 170945.5142 | 349152.3909 | 182539.6696 | 1195817.0208
[5 empty] | C3 | 899 | 410 | 200 | 51 | 13 | 1573 | 0 | 0 | 0 | 0 | 0 | 0 | 24 | 0 | -7 | -14 | -3 | 0 | 722 | 424 | 234 | 158 | 35 | 1573 | 41 | 0 | 0 | -23 | -18 | 0 | 611 | 357 | 245 | 273 | 87 | 1573 |  |  | C3 | 0.002223 | 0.0033099 | 0.0058521 | 0.0094776 | 0.022231 | C3 | 30114.21 | 30114.21 | 30114.21 | 30114.21 | 30114.21 | C3 | 66.9449 | 99.6739 | 176.2325 | 285.4107 | 669.4609 | C3 | 0 | 0 | 0 | 0 | 0 | 0 |  | 60183.5078 | 40866.2972 | 35246.4978 | 14555.9444 | 8702.9916 | 159555.2387 |  | 48334.2521 | 42261.7317 | 41238.4024 | 45094.8865 | 23431.1312 | 200360.4038 |  | 49940.9308 | 42261.7317 | 40004.775 | 41099.137 | 21422.7485 | 194729.3231 |  | 40903.3629 | 35583.5807 | 43176.9598 | 77917.1139 | 58243.0975 | 255824.1149 |  | 43648.1058 | 35583.5807 | 43176.9598 | 71352.6684 | 46192.8015 | 239954.1162
[5 empty] | C4 | 16 | 17 | 0 | 1 | 0 | 34 | 0 | 0 | 0 | 0 | 0 | 0 | 0 | 0 | 0 | 0 | 0 | 0 | 9 | 19 | 5 | 0 | 1 | 34 | 0 | 0 | 0 | 0 | 0 | 0 | 6 | 16 | 8 | 3 | 1 | 34 |  |  | C4 | 0.002223 | 0.0033099 | 0.0058521 | 0.0094776 | 0.022231 | C4 | 50190.35 | 50190.35 | 50190.35 | 50190.35 | 50190.35 | C4 | 111.5749 | 166.1232 | 293.7208 | 475.6845 | 1115.7682 | C4 | 0 | 0 | 0 | 0 | 0 | 0 |  | 1785.1986 | 2824.0937 | 0 | 475.6845 | 0 | 5084.9768 |  | 1004.1742 | 3156.34 | 1468.6041 | 0 | 1115.7682 | 6744.8865 |  | 1004.1742 | 3156.34 | 1468.6041 | 0 | 1115.7682 | 6744.8865 |  | 669.4495 | 2657.9705 | 2349.7665 | 1427.0534 | 1115.7682 | 8220.0081 |  | 669.4495 | 2657.9705 | 2349.7665 | 1427.0534 | 1115.7682 | 8220.0081
|  | Yes | 16284 | 16301 |  | 10867 | 2959 | 1920 | 441 | 97 |  | 0 | 0 | 0 | 0 | 0 |  | 109 | 0 | -8 | -67 | -34 |  | 9523 | 3053 | 1797 | 1657 | 254 |  | 220 | 0 | 0 | -31 | -189 |  | 8366 | 2922 | 1868 | 2375 | 753 | [22 empty] | 0 | 0 | 0 | 0 | 0 | 0 |  | 498909.4526 | 207195.4493 | 229184.4773 | 85509.0379 | 45389.4484 | 1066187.8655 |  | 435847.3121 | 214325.4553 | 220220.1181 | 317414.724 | 118226.7933 | 1306034.4027 |  | 441234.1488 | 214325.4553 | 218869.0023 | 303334.4641 | 102516.7778 | 1280279.8483 |  | 382443.096 | 203633.7688 | 229630.933 | 464115.8103 | 344236.7901 | 1624060.3981 |  | 393123.0466 | 203633.7688 | 229630.933 | 456029.1745 | 256403.5212 | 1538820.4441
| HV UG Cable |  |  |  | C1 | 0 | 0 | 0 | 0 | 0 | 0 | 0 | 0 | 0 | 0 | 0 | 0 | 0 | 0 | 0 | 0 | 0 | 0 | 0 | 0 | 0 | 0 | 0 | 0 | 0 | 0 | 0 | 0 | 0 | 0 | 0 | 0 | 0 | 0 | 0 | 0 |  |  | C1 | 0 | 0 | 0 | 0 | 0 | C1 | 0 | 0 | 0 | 0 | 0 | C1 | [5 empty] | C1 | [5 empty] | 0 | [6 empty] | 0 | [6 empty] | 0 | [6 empty] | 0 | [6 empty] | 0 | [6 empty] | 0
[5 empty] | C2 | 0 | 0 | 0 | 0 | 0 | 0 | 0 | 0 | 0 | 0 | 0 | 0 | 0 | 0 | 0 | 0 | 0 | 0 | 0 | 0 | 0 | 0 | 0 | 0 | 0 | 0 | 0 | 0 | 0 | 0 | 0 | 0 | 0 | 0 | 0 | 0 |  |  | C2 | 0 | 0 | 0 | 0 | 0 | C2 | 0 | 0 | 0 | 0 | 0 | C2 | [5 empty] | C2 | [5 empty] | 0 | [6 empty] | 0 | [6 empty] | 0 | [6 empty] | 0 | [6 empty] | 0 | [6 empty] | 0
[5 empty] | C3 | 0 | 0 | 0 | 0 | 0 | 0 | 0 | 0 | 0 | 0 | 0 | 0 | 0 | 0 | 0 | 0 | 0 | 0 | 0 | 0 | 0 | 0 | 0 | 0 | 0 | 0 | 0 | 0 | 0 | 0 | 0 | 0 | 0 | 0 | 0 | 0 |  |  | C3 | 0 | 0 | 0 | 0 | 0 | C3 | 0 | 0 | 0 | 0 | 0 | C3 | [5 empty] | C3 | [5 empty] | 0 | [6 empty] | 0 | [6 empty] | 0 | [6 empty] | 0 | [6 empty] | 0 | [6 empty] | 0
[5 empty] | C4 | 0 | 0 | 0 | 0 | 0 | 0 | 0 | 0 | 0 | 0 | 0 | 0 | 0 | 0 | 0 | 0 | 0 | 0 | 0 | 0 | 0 | 0 | 0 | 0 | 0 | 0 | 0 | 0 | 0 | 0 | 0 | 0 | 0 | 0 | 0 | 0 |  |  | C4 | 0 | 0 | 0 | 0 | 0 | C4 | 0 | 0 | 0 | 0 | 0 | C4 | [5 empty] | C4 | [5 empty] | 0 | [6 empty] | 0 | [6 empty] | 0 | [6 empty] | 0 | [6 empty] | 0 | [6 empty] | 0
|  | No | 0 | 0 |  | 0 | 0 | 0 | 0 | 0 |  | 0 | 0 | 0 | 0 | 0 |  | 0 | 0 | 0 | 0 | 0 |  | 0 | 0 | 0 | 0 | 0 |  | 0 | 0 | 0 | 0 | 0 |  | 0 | 0 | 0 | 0 | 0 | [22 empty] | 0 | 0 | 0 | 0 | 0 | 0 |  | 0 | 0 | 0 | 0 | 0 | 0 |  | 0 | 0 | 0 | 0 | 0 | 0 |  | 0 | 0 | 0 | 0 | 0 | 0 |  | 0 | 0 | 0 | 0 | 0 | 0 |  | 0 | 0 | 0 | 0 | 0 | 0
| HV OHL Support - Poles |  |  |  | C1 | 37377 | 3269 | 8544 | 11904 | 7626 | 68720 | 0 | 0 | 0 | 0 | 0 | 0 | 4833 | -955 | -986 | -1982 | -910 | 0 | 35897 | 3418 | 8981 | 3759 | 16665 | 68720 | 9663 | -1909 | -1972 | -3963 | -1819 | 0 | 33911 | 3660 | 2195 | 9046 | 19908 | 68720 |  |  | C1 | 0.0081226 | 0.012094 | 0.021383 | 0.03463 | 0.081228 | C1 | 2757.139 | 2757.139 | 2757.139 | 2757.139 | 2757.139 | C1 | 22.3952 | 33.3441 | 58.9554 | 95.479 | 223.956 | C1 | 0 | 0 | 0 | 0 | 0 | 0 |  | 837065.9765 | 109001.832 | 503714.7386 | 1136581.4746 | 1707888.2718 | 4294252.2935 |  | 803921.0572 | 113970.1015 | 529478.2382 | 358905.3901 | 3732226.3375 | 5538501.1245 |  | 912157.1346 | 82126.495 | 471348.2368 | 169666.1022 | 3528426.3995 | 5163724.3681 |  | 759444.1589 | 122039.3714 | 129407.0519 | 863702.6226 | 4458515.5672 | 6333108.772 |  | 975849.128 | 58385.5025 | 13147.049 | 485319.5258 | 4051139.6472 | 5583840.8526
[5 empty] | C2 | 47618 | 4666 | 11376 | 11307 | 7869 | 82836 | 0 | 0 | 0 | 0 | 0 | 0 | 6149 | -1249 | -1253 | -2483 | -1164 | 0 | 45418 | 5177 | 12170 | 3940 | 16131 | 82836 | 12296 | -2497 | -2505 | -4966 | -2328 | 0 | 42584 | 5281 | 3507 | 11956 | 19508 | 82836 |  |  | C2 | 0.0081226 | 0.012094 | 0.021383 | 0.03463 | 0.081228 | C2 | 3938.77 | 3938.77 | 3938.77 | 3938.77 | 3938.77 | C2 | 31.9932 | 47.6344 | 84.222 | 136.3985 | 319.9371 | C2 | 0 | 0 | 0 | 0 | 0 | 0 |  | 1523450.5432 | 222262.1807 | 958109.0935 | 1542257.9126 | 2517585.1057 | 6763664.8356 |  | 1453065.5796 | 246603.3668 | 1024981.3351 | 537410.1155 | 5160905.4949 | 8422965.8918 |  | 1649791.5528 | 187107.9824 | 919451.2107 | 198732.6239 | 4788498.7008 | 7743582.0706 |  | 1362396.9493 | 251557.3459 | 295366.4373 | 1630780.5433 | 6241333.1098 | 9781434.3856 |  | 1755784.9093 | 132614.2115 | 84390.4107 | 953425.5602 | 5496519.5216 | 8422734.6132
[5 empty] | C3 | 14573 | 1498 | 3837 | 4010 | 2157 | 26075 | 0 | 0 | 0 | 0 | 0 | 0 | 1832 | -362 | -374 | -752 | -344 | 0 | 13897 | 1641 | 4080 | 1304 | 5153 | 26075 | 3664 | -724 | -748 | -1504 | -688 | 0 | 13119 | 1606 | 1040 | 4022 | 6288 | 26075 |  |  | C3 | 0.0081226 | 0.012094 | 0.021383 | 0.03463 | 0.081228 | C3 | 5908.155 | 5908.155 | 5908.155 | 5908.155 | 5908.155 | C3 | 47.9897 | 71.4516 | 126.333 | 204.5978 | 479.9057 | C3 | 0 | 0 | 0 | 0 | 0 | 0 |  | 699354.5959 | 107034.5306 | 484739.5295 | 820437.0164 | 1035156.5141 | 3146722.1865 |  | 666913.5264 | 117252.1127 | 515438.4364 | 266795.4786 | 2472953.8791 | 4039353.4331 |  | 754830.7445 | 91386.6253 | 468189.913 | 112937.9634 | 2307866.3311 | 3735211.5773 |  | 629577.5025 | 114751.3059 | 131386.2681 | 822892.1895 | 3017646.806 | 4716254.072 |  | 805411.9388 | 63020.3311 | 36889.2214 | 515177.1589 | 2687471.7102 | 4107970.3604
[5 empty] | C4 | 6378 | 568 | 1599 | 1693 | 847 | 11085 | 0 | 0 | 0 | 0 | 0 | 0 | 455 | -56 | -95 | -225 | -79 | 0 | 6131 | 619 | 1667 | 556 | 2112 | 11085 | 910 | -112 | -190 | -450 | -158 | 0 | 5876 | 559 | 377 | 1692 | 2581 | 11085 |  |  | C4 | 0.0081226 | 0.012094 | 0.021383 | 0.03463 | 0.081228 | C4 | 9846.925 | 9846.925 | 9846.925 | 9846.925 | 9846.925 | C4 | 79.9829 | 119.086 | 210.5549 | 340.9963 | 799.8428 | C4 | 0 | 0 | 0 | 0 | 0 | 0 |  | 510131.02 | 67640.8694 | 336677.312 | 577306.6786 | 677466.8269 | 2169222.7069 |  | 490375.2405 | 73714.2573 | 350995.0463 | 189593.924 | 1689267.9321 | 2793946.4002 |  | 526767.4659 | 67045.4392 | 330992.3292 | 112869.7641 | 1626080.3532 | 2663755.3517 |  | 469979.5976 | 66569.095 | 79379.2036 | 576965.6823 | 2064394.1917 | 3257287.7703 |  | 542764.0486 | 53231.4588 | 39373.7694 | 423517.3626 | 1938019.0339 | 2996905.6733
|  | Yes | 188716 | 189099 |  | 105946 | 10001 | 25356 | 28914 | 18499 |  | 0 | 0 | 0 | 0 | 0 |  | 13269 | -2622 | -2708 | -5442 | -2497 |  | 101343 | 10855 | 26898 | 9559 | 40061 |  | 26533 | -5242 | -5415 | -10883 | -4993 |  | 95490 | 11106 | 7119 | 26716 | 48285 | [22 empty] | 0 | 0 | 0 | 0 | 0 | 0 |  | 3570002.1356 | 505939.4127 | 2283240.6736 | 4076583.0822 | 5938096.7185 | 16373862.0225 |  | 3414275.4037 | 551539.8382 | 2420893.056 | 1352704.9081 | 13055353.6436 | 20794766.8497 |  | 3843546.8978 | 427666.5419 | 2189981.6898 | 594206.4536 | 12250871.7847 | 19306273.3677 |  | 3221398.2083 | 554917.1182 | 635538.9609 | 3894341.0377 | 15781889.6748 | 24088085 |  | 4079810.0246 | 307251.504 | 173800.4505 | 2377439.6075 | 14173149.9128 | 21111451.4995
| [Please insert new asset category as required] |  |  |  | C1 | 0 | 0 | 0 | 0 | 0 | 0 | 0 | 0 | 0 | 0 | 0 | 0 | 0 | 0 | 0 | 0 | 0 | 0 | 0 | 0 | 0 | 0 | 0 | 0 | 0 | 0 | 0 | 0 | 0 | 0 | 0 | 0 | 0 | 0 | 0 | 0 |  |  | C1 | 0 | 0 | 0 | 0 | 0 | C1 | 0 | 0 | 0 | 0 | 0 | C1 | [5 empty] | C1 | [5 empty] | 0 | [6 empty] | 0 | [6 empty] | 0 | [6 empty] | 0 | [6 empty] | 0 | [6 empty] | 0
[5 empty] | C2 | 0 | 0 | 0 | 0 | 0 | 0 | 0 | 0 | 0 | 0 | 0 | 0 | 0 | 0 | 0 | 0 | 0 | 0 | 0 | 0 | 0 | 0 | 0 | 0 | 0 | 0 | 0 | 0 | 0 | 0 | 0 | 0 | 0 | 0 | 0 | 0 |  |  | C2 | 0 | 0 | 0 | 0 | 0 | C2 | 0 | 0 | 0 | 0 | 0 | C2 | [5 empty] | C2 | [5 empty] | 0 | [6 empty] | 0 | [6 empty] | 0 | [6 empty] | 0 | [6 empty] | 0 | [6 empty] | 0
[5 empty] | C3 | 0 | 0 | 0 | 0 | 0 | 0 | 0 | 0 | 0 | 0 | 0 | 0 | 0 | 0 | 0 | 0 | 0 | 0 | 0 | 0 | 0 | 0 | 0 | 0 | 0 | 0 | 0 | 0 | 0 | 0 | 0 | 0 | 0 | 0 | 0 | 0 |  |  | C3 | 0 | 0 | 0 | 0 | 0 | C3 | 0 | 0 | 0 | 0 | 0 | C3 | [5 empty] | C3 | [5 empty] | 0 | [6 empty] | 0 | [6 empty] | 0 | [6 empty] | 0 | [6 empty] | 0 | [6 empty] | 0
[5 empty] | C4 | 0 | 0 | 0 | 0 | 0 | 0 | 0 | 0 | 0 | 0 | 0 | 0 | 0 | 0 | 0 | 0 | 0 | 0 | 0 | 0 | 0 | 0 | 0 | 0 | 0 | 0 | 0 | 0 | 0 | 0 | 0 | 0 | 0 | 0 | 0 | 0 |  |  | C4 | 0 | 0 | 0 | 0 | 0 | C4 | 0 | 0 | 0 | 0 | 0 | C4 | [5 empty] | C4 | [5 empty] | 0 | [6 empty] | 0 | [6 empty] | 0 | [6 empty] | 0 | [6 empty] | 0 | [6 empty] | 0
|  | 0 | 0 | 0 |  | 0 | 0 | 0 | 0 | 0 |  | 0 | 0 | 0 | 0 | 0 |  | 0 | 0 | 0 | 0 | 0 |  | 0 | 0 | 0 | 0 | 0 |  | 0 | 0 | 0 | 0 | 0 |  | 0 | 0 | 0 | 0 | 0 | [22 empty] | 0 | 0 | 0 | 0 | 0 | 0 |  | 0 | 0 | 0 | 0 | 0 | 0 |  | 0 | 0 | 0 | 0 | 0 | 0 |  | 0 | 0 | 0 | 0 | 0 | 0 |  | 0 | 0 | 0 | 0 | 0 | 0 |  | 0 | 0 | 0 | 0 | 0 | 0
| [Please insert new asset category as required] |  |  |  | C1 | 0 | 0 | 0 | 0 | 0 | 0 | 0 | 0 | 0 | 0 | 0 | 0 | 0 | 0 | 0 | 0 | 0 | 0 | 0 | 0 | 0 | 0 | 0 | 0 | 0 | 0 | 0 | 0 | 0 | 0 | 0 | 0 | 0 | 0 | 0 | 0 |  |  | C1 | 0 | 0 | 0 | 0 | 0 | C1 | 0 | 0 | 0 | 0 | 0 | C1 | [5 empty] | C1 | [5 empty] | 0 | [6 empty] | 0 | [6 empty] | 0 | [6 empty] | 0 | [6 empty] | 0 | [6 empty] | 0
[5 empty] | C2 | 0 | 0 | 0 | 0 | 0 | 0 | 0 | 0 | 0 | 0 | 0 | 0 | 0 | 0 | 0 | 0 | 0 | 0 | 0 | 0 | 0 | 0 | 0 | 0 | 0 | 0 | 0 | 0 | 0 | 0 | 0 | 0 | 0 | 0 | 0 | 0 |  |  | C2 | 0 | 0 | 0 | 0 | 0 | C2 | 0 | 0 | 0 | 0 | 0 | C2 | [5 empty] | C2 | [5 empty] | 0 | [6 empty] | 0 | [6 empty] | 0 | [6 empty] | 0 | [6 empty] | 0 | [6 empty] | 0
[5 empty] | C3 | 0 | 0 | 0 | 0 | 0 | 0 | 0 | 0 | 0 | 0 | 0 | 0 | 0 | 0 | 0 | 0 | 0 | 0 | 0 | 0 | 0 | 0 | 0 | 0 | 0 | 0 | 0 | 0 | 0 | 0 | 0 | 0 | 0 | 0 | 0 | 0 |  |  | C3 | 0 | 0 | 0 | 0 | 0 | C3 | 0 | 0 | 0 | 0 | 0 | C3 | [5 empty] | C3 | [5 empty] | 0 | [6 empty] | 0 | [6 empty] | 0 | [6 empty] | 0 | [6 empty] | 0 | [6 empty] | 0
[5 empty] | C4 | 0 | 0 | 0 | 0 | 0 | 0 | 0 | 0 | 0 | 0 | 0 | 0 | 0 | 0 | 0 | 0 | 0 | 0 | 0 | 0 | 0 | 0 | 0 | 0 | 0 | 0 | 0 | 0 | 0 | 0 | 0 | 0 | 0 | 0 | 0 | 0 |  |  | C4 | 0 | 0 | 0 | 0 | 0 | C4 | 0 | 0 | 0 | 0 | 0 | C4 | [5 empty] | C4 | [5 empty] | 0 | [6 empty] | 0 | [6 empty] | 0 | [6 empty] | 0 | [6 empty] | 0 | [6 empty] | 0
|  | 0 | 0 | 0 |  | 0 | 0 | 0 | 0 | 0 |  | 0 | 0 | 0 | 0 | 0 |  | 0 | 0 | 0 | 0 | 0 |  | 0 | 0 | 0 | 0 | 0 |  | 0 | 0 | 0 | 0 | 0 |  | 0 | 0 | 0 | 0 | 0 | [22 empty] | 0 | 0 | 0 | 0 | 0 | 0 |  | 0 | 0 | 0 | 0 | 0 | 0 |  | 0 | 0 | 0 | 0 | 0 | 0 |  | 0 | 0 | 0 | 0 | 0 | 0 |  | 0 | 0 | 0 | 0 | 0 | 0 |  | 0 | 0 | 0 | 0 | 0 | 0
| [Please insert new asset category as required] |  |  |  | C1 | 0 | 0 | 0 | 0 | 0 | 0 | 0 | 0 | 0 | 0 | 0 | 0 | 0 | 0 | 0 | 0 | 0 | 0 | 0 | 0 | 0 | 0 | 0 | 0 | 0 | 0 | 0 | 0 | 0 | 0 | 0 | 0 | 0 | 0 | 0 | 0 |  |  | C1 | 0 | 0 | 0 | 0 | 0 | C1 | 0 | 0 | 0 | 0 | 0 | C1 | [5 empty] | C1 | [5 empty] | 0 | [6 empty] | 0 | [6 empty] | 0 | [6 empty] | 0 | [6 empty] | 0 | [6 empty] | 0
[5 empty] | C2 | 0 | 0 | 0 | 0 | 0 | 0 | 0 | 0 | 0 | 0 | 0 | 0 | 0 | 0 | 0 | 0 | 0 | 0 | 0 | 0 | 0 | 0 | 0 | 0 | 0 | 0 | 0 | 0 | 0 | 0 | 0 | 0 | 0 | 0 | 0 | 0 |  |  | C2 | 0 | 0 | 0 | 0 | 0 | C2 | 0 | 0 | 0 | 0 | 0 | C2 | [5 empty] | C2 | [5 empty] | 0 | [6 empty] | 0 | [6 empty] | 0 | [6 empty] | 0 | [6 empty] | 0 | [6 empty] | 0
[5 empty] | C3 | 0 | 0 | 0 | 0 | 0 | 0 | 0 | 0 | 0 | 0 | 0 | 0 | 0 | 0 | 0 | 0 | 0 | 0 | 0 | 0 | 0 | 0 | 0 | 0 | 0 | 0 | 0 | 0 | 0 | 0 | 0 | 0 | 0 | 0 | 0 | 0 |  |  | C3 | 0 | 0 | 0 | 0 | 0 | C3 | 0 | 0 | 0 | 0 | 0 | C3 | [5 empty] | C3 | [5 empty] | 0 | [6 empty] | 0 | [6 empty] | 0 | [6 empty] | 0 | [6 empty] | 0 | [6 empty] | 0
[5 empty] | C4 | 0 | 0 | 0 | 0 | 0 | 0 | 0 | 0 | 0 | 0 | 0 | 0 | 0 | 0 | 0 | 0 | 0 | 0 | 0 | 0 | 0 | 0 | 0 | 0 | 0 | 0 | 0 | 0 | 0 | 0 | 0 | 0 | 0 | 0 | 0 | 0 |  |  | C4 | 0 | 0 | 0 | 0 | 0 | C4 | 0 | 0 | 0 | 0 | 0 | C4 | [5 empty] | C4 | [5 empty] | 0 | [6 empty] | 0 | [6 empty] | 0 | [6 empty] | 0 | [6 empty] | 0 | [6 empty] | 0
|  | 0 | 0 | 0 |  | 0 | 0 | 0 | 0 | 0 |  | 0 | 0 | 0 | 0 | 0 |  | 0 | 0 | 0 | 0 | 0 |  | 0 | 0 | 0 | 0 | 0 |  | 0 | 0 | 0 | 0 | 0 |  | 0 | 0 | 0 | 0 | 0 | [22 empty] | 0 | 0 | 0 | 0 | 0 | 0 |  | 0 | 0 | 0 | 0 | 0 | 0 |  | 0 | 0 | 0 | 0 | 0 | 0 |  | 0 | 0 | 0 | 0 | 0 | 0 |  | 0 | 0 | 0 | 0 | 0 | 0 |  | 0 | 0 | 0 | 0 | 0 | 0
| [Please insert new asset category as required] |  |  |  | C1 | 0 | 0 | 0 | 0 | 0 | 0 | 0 | 0 | 0 | 0 | 0 | 0 | 0 | 0 | 0 | 0 | 0 | 0 | 0 | 0 | 0 | 0 | 0 | 0 | 0 | 0 | 0 | 0 | 0 | 0 | 0 | 0 | 0 | 0 | 0 | 0 |  |  | C1 | 0 | 0 | 0 | 0 | 0 | C1 | 0 | 0 | 0 | 0 | 0 | C1 | [5 empty] | C1 | [5 empty] | 0 | [6 empty] | 0 | [6 empty] | 0 | [6 empty] | 0 | [6 empty] | 0 | [6 empty] | 0
[5 empty] | C2 | 0 | 0 | 0 | 0 | 0 | 0 | 0 | 0 | 0 | 0 | 0 | 0 | 0 | 0 | 0 | 0 | 0 | 0 | 0 | 0 | 0 | 0 | 0 | 0 | 0 | 0 | 0 | 0 | 0 | 0 | 0 | 0 | 0 | 0 | 0 | 0 |  |  | C2 | 0 | 0 | 0 | 0 | 0 | C2 | 0 | 0 | 0 | 0 | 0 | C2 | [5 empty] | C2 | [5 empty] | 0 | [6 empty] | 0 | [6 empty] | 0 | [6 empty] | 0 | [6 empty] | 0 | [6 empty] | 0
[5 empty] | C3 | 0 | 0 | 0 | 0 | 0 | 0 | 0 | 0 | 0 | 0 | 0 | 0 | 0 | 0 | 0 | 0 | 0 | 0 | 0 | 0 | 0 | 0 | 0 | 0 | 0 | 0 | 0 | 0 | 0 | 0 | 0 | 0 | 0 | 0 | 0 | 0 |  |  | C3 | 0 | 0 | 0 | 0 | 0 | C3 | 0 | 0 | 0 | 0 | 0 | C3 | [5 empty] | C3 | [5 empty] | 0 | [6 empty] | 0 | [6 empty] | 0 | [6 empty] | 0 | [6 empty] | 0 | [6 empty] | 0
[5 empty] | C4 | 0 | 0 | 0 | 0 | 0 | 0 | 0 | 0 | 0 | 0 | 0 | 0 | 0 | 0 | 0 | 0 | 0 | 0 | 0 | 0 | 0 | 0 | 0 | 0 | 0 | 0 | 0 | 0 | 0 | 0 | 0 | 0 | 0 | 0 | 0 | 0 |  |  | C4 | 0 | 0 | 0 | 0 | 0 | C4 | 0 | 0 | 0 | 0 | 0 | C4 | [5 empty] | C4 | [5 empty] | 0 | [6 empty] | 0 | [6 empty] | 0 | [6 empty] | 0 | [6 empty] | 0 | [6 empty] | 0
|  | 0 | 0 | 0 |  | 0 | 0 | 0 | 0 | 0 |  | 0 | 0 | 0 | 0 | 0 |  | 0 | 0 | 0 | 0 | 0 |  | 0 | 0 | 0 | 0 | 0 |  | 0 | 0 | 0 | 0 | 0 |  | 0 | 0 | 0 | 0 | 0 | [22 empty] | 0 | 0 | 0 | 0 | 0 | 0 |  | 0 | 0 | 0 | 0 | 0 | 0 |  | 0 | 0 | 0 | 0 | 0 | 0 |  | 0 | 0 | 0 | 0 | 0 | 0 |  | 0 | 0 | 0 | 0 | 0 | 0 |  | 0 | 0 | 0 | 0 | 0 | 0
| [Please insert new asset category as required] |  |  |  | C1 | 0 | 0 | 0 | 0 | 0 | 0 | 0 | 0 | 0 | 0 | 0 | 0 | 0 | 0 | 0 | 0 | 0 | 0 | 0 | 0 | 0 | 0 | 0 | 0 | 0 | 0 | 0 | 0 | 0 | 0 | 0 | 0 | 0 | 0 | 0 | 0 |  |  | C1 | 0 | 0 | 0 | 0 | 0 | C1 | 0 | 0 | 0 | 0 | 0 | C1 | [5 empty] | C1 | [5 empty] | 0 | [6 empty] | 0 | [6 empty] | 0 | [6 empty] | 0 | [6 empty] | 0 | [6 empty] | 0
[5 empty] | C2 | 0 | 0 | 0 | 0 | 0 | 0 | 0 | 0 | 0 | 0 | 0 | 0 | 0 | 0 | 0 | 0 | 0 | 0 | 0 | 0 | 0 | 0 | 0 | 0 | 0 | 0 | 0 | 0 | 0 | 0 | 0 | 0 | 0 | 0 | 0 | 0 |  |  | C2 | 0 | 0 | 0 | 0 | 0 | C2 | 0 | 0 | 0 | 0 | 0 | C2 | [5 empty] | C2 | [5 empty] | 0 | [6 empty] | 0 | [6 empty] | 0 | [6 empty] | 0 | [6 empty] | 0 | [6 empty] | 0
[5 empty] | C3 | 0 | 0 | 0 | 0 | 0 | 0 | 0 | 0 | 0 | 0 | 0 | 0 | 0 | 0 | 0 | 0 | 0 | 0 | 0 | 0 | 0 | 0 | 0 | 0 | 0 | 0 | 0 | 0 | 0 | 0 | 0 | 0 | 0 | 0 | 0 | 0 |  |  | C3 | 0 | 0 | 0 | 0 | 0 | C3 | 0 | 0 | 0 | 0 | 0 | C3 | [5 empty] | C3 | [5 empty] | 0 | [6 empty] | 0 | [6 empty] | 0 | [6 empty] | 0 | [6 empty] | 0 | [6 empty] | 0
[5 empty] | C4 | 0 | 0 | 0 | 0 | 0 | 0 | 0 | 0 | 0 | 0 | 0 | 0 | 0 | 0 | 0 | 0 | 0 | 0 | 0 | 0 | 0 | 0 | 0 | 0 | 0 | 0 | 0 | 0 | 0 | 0 | 0 | 0 | 0 | 0 | 0 | 0 |  |  | C4 | 0 | 0 | 0 | 0 | 0 | C4 | 0 | 0 | 0 | 0 | 0 | C4 | [5 empty] | C4 | [5 empty] | 0 | [6 empty] | 0 | [6 empty] | 0 | [6 empty] | 0 | [6 empty] | 0 | [6 empty] | 0
|  | 0 | 0 | 0 |  | 0 | 0 | 0 | 0 | 0 |  | 0 | 0 | 0 | 0 | 0 |  | 0 | 0 | 0 | 0 | 0 |  | 0 | 0 | 0 | 0 | 0 |  | 0 | 0 | 0 | 0 | 0 |  | 0 | 0 | 0 | 0 | 0 | [22 empty] | 0 | 0 | 0 | 0 | 0 | 0 |  | 0 | 0 | 0 | 0 | 0 | 0 |  | 0 | 0 | 0 | 0 | 0 | 0 |  | 0 | 0 | 0 | 0 | 0 | 0 |  | 0 | 0 | 0 | 0 | 0 | 0 |  | 0 | 0 | 0 | 0 | 0 | 0
[63 empty] | 0 | 0 | 0 | 0 | 0 | 0 |  | 4583454.2452 | 1428549.6798 | 2657933.657 | 4870258.1298 | 6734662.8387 | 20274858.5505 |  | 4364582.8657 | 1352969.5576 | 2888482.5178 | 2248295.3554 | 14705344.9446 | 25559675.2412 |  | 4889375.676 | 1208488.9956 | 2637131.9706 | 1381864.0626 | 13411294.0943 | 23528154.799 |  | 4117969.6094 | 866964.9805 | 1518476.5856 | 5190617.1469 | 18738540.7168 | 30432569.0393 |  | 5156383.5129 | 659502.6861 | 911790.0221 | 3519916.5596 | 15955143.496 | 26202736.2767
| EHV Network | [66 empty] | 0 | [6 empty] | 0 | [6 empty] | 0 | [6 empty] | 0 | [6 empty] | 0 | [6 empty] | 0
| EHV Switchgear (GM) |  |  |  | C1 | 172 | 11 | 0 | 10 | 9 | 202 | 0 | 0 | 0 | 0 | 0 | 0 | 6 | 0 | 0 | -1 | -5 | 0 | 172 | 8 | 3 | 4 | 15 | 202 | 6 | 0 | 0 | 0 | -6 | 0 | 168 | 3 | 5 | 9 | 17 | 202 |  |  | C1 | 0.0063556 | 0.0094628 | 0.016731 | 0.027096 | 0.063557 | C1 | 52371.473 | 52371.473 | 52371.473 | 52371.473 | 52371.473 | C1 | 332.8522 | 495.5814 | 876.2329 | 1419.0699 | 3328.5784 | C1 | 0 | 0 | 0 | 0 | 0 | 0 |  | 57250.5716 | 5451.3955 | 0 | 14190.6989 | 29957.2053 | 106849.8713 |  | 57250.5716 | 3964.6513 | 2628.6987 | 5676.2796 | 49928.6755 | 119448.8765 |  | 59247.6845 | 3964.6513 | 2628.6987 | 4257.2097 | 33285.7836 | 103384.0278 |  | 55919.1629 | 1486.7442 | 4381.1644 | 12771.629 | 56585.8322 | 131144.5328 |  | 57916.2759 | 1486.7442 | 4381.1644 | 12771.629 | 36614.362 | 113170.1756
[5 empty] | C2 | 394 | 72 | 17 | 148 | 65 | 696 | 0 | 0 | 0 | 0 | 0 | 0 | 47 | 0 | 0 | -19 | -28 | 0 | 393 | 72 | 14 | 109 | 108 | 696 | 88 | -1 | 0 | -2 | -85 | 0 | 379 | 40 | 49 | 10 | 218 | 696 |  |  | C2 | 0.0063556 | 0.0094628 | 0.016731 | 0.027096 | 0.063557 | C2 | 74816.39 | 74816.39 | 74816.39 | 74816.39 | 74816.39 | C2 | 475.5031 | 707.9734 | 1251.7613 | 2027.2427 | 4755.1119 | C2 | 0 | 0 | 0 | 0 | 0 | 0 |  | 187348.2159 | 50974.0879 | 21279.9416 | 300031.9198 | 309082.2767 | 868716.4419 |  | 186872.7128 | 50974.0879 | 17524.6577 | 220969.4545 | 513552.0905 | 989893.0034 |  | 209221.3579 | 50974.0879 | 17524.6577 | 182451.8431 | 380408.9559 | 840580.9026 |  | 180215.6696 | 28318.9377 | 61336.3021 | 20272.427 | 1036614.4048 | 1326757.7413 |  | 222059.9412 | 27610.9643 | 61336.3021 | 16217.9416 | 632429.8892 | 959655.0384
[5 empty] | C3 | 138 | 34 | 0 | 59 | 12 | 243 | 0 | 0 | 0 | 0 | 0 | 0 | 0 | 0 | 0 | 0 | 0 | 0 | 138 | 33 | 1 | 48 | 23 | 243 | 0 | 0 | 0 | 0 | 0 | 0 | 138 | 23 | 10 | 0 | 72 | 243 |  |  | C3 | 0.0063556 | 0.0094628 | 0.016731 | 0.027096 | 0.063557 | C3 | 112224.585 | 112224.585 | 112224.585 | 112224.585 | 112224.585 | C3 | 713.2546 | 1061.9602 | 1877.6419 | 3040.8641 | 7132.6679 | C3 | 0 | 0 | 0 | 0 | 0 | 0 |  | 98429.1388 | 36106.6456 | 0 | 179410.9791 | 85592.0151 | 399538.7786 |  | 98429.1388 | 35044.6854 | 1877.6419 | 145961.4745 | 164051.3622 | 445364.3029 |  | 98429.1388 | 35044.6854 | 1877.6419 | 145961.4745 | 164051.3622 | 445364.3029 |  | 98429.1388 | 24425.0838 | 18776.419 | 0 | 513552.0905 | 655182.7321 |  | 98429.1388 | 24425.0838 | 18776.419 | 0 | 513552.0905 | 655182.7321
[5 empty] | C4 | 0 | 0 | 0 | 0 | 0 | 0 | 0 | 0 | 0 | 0 | 0 | 0 | 0 | 0 | 0 | 0 | 0 | 0 | 0 | 0 | 0 | 0 | 0 | 0 | 0 | 0 | 0 | 0 | 0 | 0 | 0 | 0 | 0 | 0 | 0 | 0 |  |  | C4 | 0.0063556 | 0.0094628 | 0.016731 | 0.027096 | 0.063557 | C4 | 187040.975 | 187040.975 | 187040.975 | 187040.975 | 187040.975 | C4 | 1188.7577 | 1769.9336 | 3129.4032 | 5068.1068 | 11887.7799 | C4 | 0 | 0 | 0 | 0 | 0 | 0 |  | 0 | 0 | 0 | 0 | 0 | 0 |  | 0 | 0 | 0 | 0 | 0 | 0 |  | 0 | 0 | 0 | 0 | 0 | 0 |  | 0 | 0 | 0 | 0 | 0 | 0 |  | 0 | 0 | 0 | 0 | 0 | 0
|  | Yes | 1141 | 1169 |  | 704 | 117 | 17 | 217 | 86 |  | 0 | 0 | 0 | 0 | 0 |  | 53 | 0 | 0 | -20 | -33 |  | 703 | 113 | 18 | 161 | 146 |  | 94 | -1 | 0 | -2 | -91 |  | 685 | 66 | 64 | 19 | 307 | [22 empty] | 0 | 0 | 0 | 0 | 0 | 0 |  | 343027.9263 | 92532.129 | 21279.9416 | 493633.5978 | 424631.497 | 1375105.0918 |  | 342552.4232 | 89983.4246 | 22030.9983 | 372607.2085 | 727532.1282 | 1554706.1829 |  | 366898.1813 | 89983.4246 | 22030.9983 | 332670.5273 | 577746.1018 | 1389329.2333 |  | 334563.9714 | 54230.7658 | 84493.8856 | 33044.056 | 1606752.3275 | 2113085.0062 |  | 378405.3559 | 53522.7923 | 84493.8856 | 28989.5706 | 1182596.3417 | 1728007.9461
| EHV Transformer |  |  |  | C1 | 0 | 0 | 0 | 0 | 0 | 0 | 0 | 0 | 0 | 0 | 0 | 0 | 3 | 0 | 0 | 0 | 0 | 3 | 0 | 0 | 0 | 0 | 0 | 0 | 5 | 0 | 0 | 0 | 0 | 5 | 0 | 0 | 0 | 0 | 0 | 0 |  |  | C1 | 0.012939 | 0.019265 | 0.034062 | 0.055165 | 0.12939 | C1 | 90766.13 | 90766.13 | 90766.13 | 90766.13 | 90766.13 | C1 | 1174.4415 | 1748.6183 | 3091.7158 | 5007.0716 | 11744.6156 | C1 | 0 | 0 | 0 | 0 | 0 | 0 |  | 0 | 0 | 0 | 0 | 0 | 0 |  | 0 | 0 | 0 | 0 | 0 | 0 |  | 3523.3246 | 0 | 0 | 0 | 0 | 3523.3246 |  | 0 | 0 | 0 | 0 | 0 | 0 |  | 5872.2076 | 0 | 0 | 0 | 0 | 5872.2076
[5 empty] | C2 | 231 | 163 | 108 | 132 | 115 | 749 | 0 | 0 | 0 | 0 | 0 | 0 | 41 | 18 | -8 | -23 | -30 | -2 | 198 | 126 | 105 | 123 | 197 | 749 | 74 | 26 | 20 | -26 | -97 | -3 | 162 | 70 | 106 | 126 | 285 | 749 |  |  | C2 | 0.012939 | 0.019265 | 0.034062 | 0.055165 | 0.12939 | C2 | 129665.9 | 129665.9 | 129665.9 | 129665.9 | 129665.9 | C2 | 1677.7736 | 2498.0262 | 4416.7369 | 7152.9595 | 16778.0222 | C2 | 0 | 0 | 0 | 0 | 0 | 0 |  | 387565.7044 | 407178.2685 | 477007.5845 | 944190.6519 | 1929472.5565 | 4145414.7657 |  | 332199.1752 | 314751.2995 | 463757.3738 | 879814.0166 | 3305270.3794 | 5295792.2445 |  | 400987.8933 | 359715.7709 | 428423.4786 | 715295.9484 | 2801929.7125 | 4706352.8037 |  | 271799.3251 | 174861.8331 | 468174.1107 | 901272.895 | 4781736.3357 | 6597844.4996 |  | 395954.5724 | 239810.5139 | 556508.8486 | 715295.9484 | 3154268.1793 | 5061838.0627
[5 empty] | C3 | 11 | 1 | 2 | 2 | 1 | 17 | 0 | 0 | 0 | 0 | 0 | 0 | 0 | 0 | 0 | 0 | -1 | -1 | 8 | 4 | 1 | 2 | 2 | 17 | 0 | 0 | 0 | -1 | -1 | -2 | 6 | 3 | 3 | 2 | 3 | 17 |  |  | C3 | 0.012939 | 0.019265 | 0.034062 | 0.055165 | 0.12939 | C3 | 194498.85 | 194498.85 | 194498.85 | 194498.85 | 194498.85 | C3 | 2516.6604 | 3747.0393 | 6625.1053 | 10729.4392 | 25167.0333 | C3 | 0 | 0 | 0 | 0 | 0 | 0 |  | 27683.2646 | 3747.0393 | 13250.2107 | 21458.8785 | 25167.0333 | 91306.4264 |  | 20133.2833 | 14988.1571 | 6625.1053 | 21458.8785 | 50334.0667 | 113539.4909 |  | 20133.2833 | 14988.1571 | 6625.1053 | 21458.8785 | 25167.0333 | 88372.4576 |  | 15099.9625 | 11241.1178 | 19875.316 | 21458.8785 | 75501.1 | 143176.3749 |  | 15099.9625 | 11241.1178 | 19875.316 | 10729.4392 | 50334.0667 | 107279.9023
[5 empty] | C4 | 0 | 0 | 0 | 0 | 0 | 0 | 0 | 0 | 0 | 0 | 0 | 0 | 0 | 0 | 0 | 0 | 0 | 0 | 0 | 0 | 0 | 0 | 0 | 0 | 0 | 0 | 0 | 0 | 0 | 0 | 0 | 0 | 0 | 0 | 0 | 0 |  |  | C4 | 0.012939 | 0.019265 | 0.034062 | 0.055165 | 0.12939 | C4 | 324164.75 | 324164.75 | 324164.75 | 324164.75 | 324164.75 | C4 | 4194.434 | 6245.0655 | 11041.8422 | 17882.3987 | 41945.0556 | C4 | 0 | 0 | 0 | 0 | 0 | 0 |  | 0 | 0 | 0 | 0 | 0 | 0 |  | 0 | 0 | 0 | 0 | 0 | 0 |  | 0 | 0 | 0 | 0 | 0 | 0 |  | 0 | 0 | 0 | 0 | 0 | 0 |  | 0 | 0 | 0 | 0 | 0 | 0
|  | Yes | 766 | 768 |  | 242 | 164 | 110 | 134 | 116 |  | 0 | 0 | 0 | 0 | 0 |  | 44 | 18 | -8 | -23 | -31 |  | 206 | 130 | 106 | 125 | 199 |  | 79 | 26 | 20 | -27 | -98 |  | 168 | 73 | 109 | 128 | 288 | [22 empty] | 0 | 0 | 0 | 0 | 0 | 0 |  | 415248.969 | 410925.3077 | 490257.7952 | 965649.5304 | 1954639.5898 | 4236721.1921 |  | 352332.4585 | 329739.4567 | 470382.4791 | 901272.895 | 3355604.4461 | 5409331.7354 |  | 424644.5012 | 374703.928 | 435048.584 | 736754.8269 | 2827096.7458 | 4798248.5859 |  | 286899.2876 | 186102.9509 | 488049.4267 | 922731.7735 | 4857237.4357 | 6741020.8744 |  | 416926.7426 | 251051.6318 | 576384.1646 | 726025.3877 | 3204602.246 | 5174990.1726
| EHV UG Cable (Gas) |  |  |  | C1 | 0 | 0 | 0 | 0 | 0 | 0 | 0 | 0 | 0 | 0 | 0 | 0 | 0 | 0 | 0 | 0 | 0 | 0 | 0 | 0 | 0 | 0 | 0 | 0 | 0 | 0 | 0 | 0 | 0 | 0 | 0 | 0 | 0 | 0 | 0 | 0 |  |  | C1 | 0 | 0 | 0 | 0 | 0 | C1 | 0 | 0 | 0 | 0 | 0 | C1 | [5 empty] | C1 | [5 empty] | 0 | [6 empty] | 0 | [6 empty] | 0 | [6 empty] | 0 | [6 empty] | 0 | [6 empty] | 0
[5 empty] | C2 | 0 | 0 | 0 | 0 | 0 | 0 | 0 | 0 | 0 | 0 | 0 | 0 | 0 | 0 | 0 | 0 | 0 | 0 | 0 | 0 | 0 | 0 | 0 | 0 | 0 | 0 | 0 | 0 | 0 | 0 | 0 | 0 | 0 | 0 | 0 | 0 |  |  | C2 | 0 | 0 | 0 | 0 | 0 | C2 | 0 | 0 | 0 | 0 | 0 | C2 | [5 empty] | C2 | [5 empty] | 0 | [6 empty] | 0 | [6 empty] | 0 | [6 empty] | 0 | [6 empty] | 0 | [6 empty] | 0
[5 empty] | C3 | 0 | 0 | 0 | 0 | 0 | 0 | 0 | 0 | 0 | 0 | 0 | 0 | 0 | 0 | 0 | 0 | 0 | 0 | 0 | 0 | 0 | 0 | 0 | 0 | 0 | 0 | 0 | 0 | 0 | 0 | 0 | 0 | 0 | 0 | 0 | 0 |  |  | C3 | 0 | 0 | 0 | 0 | 0 | C3 | 0 | 0 | 0 | 0 | 0 | C3 | [5 empty] | C3 | [5 empty] | 0 | [6 empty] | 0 | [6 empty] | 0 | [6 empty] | 0 | [6 empty] | 0 | [6 empty] | 0
[5 empty] | C4 | 0 | 0 | 0 | 0 | 0 | 0 | 0 | 0 | 0 | 0 | 0 | 0 | 0 | 0 | 0 | 0 | 0 | 0 | 0 | 0 | 0 | 0 | 0 | 0 | 0 | 0 | 0 | 0 | 0 | 0 | 0 | 0 | 0 | 0 | 0 | 0 |  |  | C4 | 0 | 0 | 0 | 0 | 0 | C4 | 0 | 0 | 0 | 0 | 0 | C4 | [5 empty] | C4 | [5 empty] | 0 | [6 empty] | 0 | [6 empty] | 0 | [6 empty] | 0 | [6 empty] | 0 | [6 empty] | 0
|  | No | 0 | 0 |  | 0 | 0 | 0 | 0 | 0 |  | 0 | 0 | 0 | 0 | 0 |  | 0 | 0 | 0 | 0 | 0 |  | 0 | 0 | 0 | 0 | 0 |  | 0 | 0 | 0 | 0 | 0 |  | 0 | 0 | 0 | 0 | 0 | [22 empty] | 0 | 0 | 0 | 0 | 0 | 0 |  | 0 | 0 | 0 | 0 | 0 | 0 |  | 0 | 0 | 0 | 0 | 0 | 0 |  | 0 | 0 | 0 | 0 | 0 | 0 |  | 0 | 0 | 0 | 0 | 0 | 0 |  | 0 | 0 | 0 | 0 | 0 | 0
| EHV UG Cable (Oil) |  |  |  | C1 | 0 | 0 | 0 | 0 | 0 | 0 | 0 | 0 | 0 | 0 | 0 | 0 | 0 | 0 | 0 | 0 | 0 | 0 | 0 | 0 | 0 | 0 | 0 | 0 | 0 | 0 | 0 | 0 | 0 | 0 | 0 | 0 | 0 | 0 | 0 | 0 |  |  | C1 | 0 | 0 | 0 | 0 | 0 | C1 | 0 | 0 | 0 | 0 | 0 | C1 | [5 empty] | C1 | [5 empty] | 0 | [6 empty] | 0 | [6 empty] | 0 | [6 empty] | 0 | [6 empty] | 0 | [6 empty] | 0
[5 empty] | C2 | 0 | 0 | 0 | 0 | 0 | 0 | 0 | 0 | 0 | 0 | 0 | 0 | 0 | 0 | 0 | 0 | 0 | 0 | 0 | 0 | 0 | 0 | 0 | 0 | 0 | 0 | 0 | 0 | 0 | 0 | 0 | 0 | 0 | 0 | 0 | 0 |  |  | C2 | 0 | 0 | 0 | 0 | 0 | C2 | 0 | 0 | 0 | 0 | 0 | C2 | [5 empty] | C2 | [5 empty] | 0 | [6 empty] | 0 | [6 empty] | 0 | [6 empty] | 0 | [6 empty] | 0 | [6 empty] | 0
[5 empty] | C3 | 0 | 0 | 0 | 0 | 0 | 0 | 0 | 0 | 0 | 0 | 0 | 0 | 0 | 0 | 0 | 0 | 0 | 0 | 0 | 0 | 0 | 0 | 0 | 0 | 0 | 0 | 0 | 0 | 0 | 0 | 0 | 0 | 0 | 0 | 0 | 0 |  |  | C3 | 0 | 0 | 0 | 0 | 0 | C3 | 0 | 0 | 0 | 0 | 0 | C3 | [5 empty] | C3 | [5 empty] | 0 | [6 empty] | 0 | [6 empty] | 0 | [6 empty] | 0 | [6 empty] | 0 | [6 empty] | 0
[5 empty] | C4 | 0 | 0 | 0 | 0 | 0 | 0 | 0 | 0 | 0 | 0 | 0 | 0 | 0 | 0 | 0 | 0 | 0 | 0 | 0 | 0 | 0 | 0 | 0 | 0 | 0 | 0 | 0 | 0 | 0 | 0 | 0 | 0 | 0 | 0 | 0 | 0 |  |  | C4 | 0 | 0 | 0 | 0 | 0 | C4 | 0 | 0 | 0 | 0 | 0 | C4 | [5 empty] | C4 | [5 empty] | 0 | [6 empty] | 0 | [6 empty] | 0 | [6 empty] | 0 | [6 empty] | 0 | [6 empty] | 0
|  | Yes | 0 | 0 |  | 0 | 0 | 0 | 0 | 0 |  | 0 | 0 | 0 | 0 | 0 |  | 0 | 0 | 0 | 0 | 0 |  | 0 | 0 | 0 | 0 | 0 |  | 0 | 0 | 0 | 0 | 0 |  | 0 | 0 | 0 | 0 | 0 | [22 empty] | 0 | 0 | 0 | 0 | 0 | 0 |  | 0 | 0 | 0 | 0 | 0 | 0 |  | 0 | 0 | 0 | 0 | 0 | 0 |  | 0 | 0 | 0 | 0 | 0 | 0 |  | 0 | 0 | 0 | 0 | 0 | 0 |  | 0 | 0 | 0 | 0 | 0 | 0
| EHV UG Cable (Non Pressurised) |  |  |  | C1 | 0 | 0 | 0 | 0 | 0 | 0 | 0 | 0 | 0 | 0 | 0 | 0 | 0 | 0 | 0 | 0 | 0 | 0 | 0 | 0 | 0 | 0 | 0 | 0 | 0 | 0 | 0 | 0 | 0 | 0 | 0 | 0 | 0 | 0 | 0 | 0 |  |  | C1 | 0 | 0 | 0 | 0 | 0 | C1 | 0 | 0 | 0 | 0 | 0 | C1 | [5 empty] | C1 | [5 empty] | 0 | [6 empty] | 0 | [6 empty] | 0 | [6 empty] | 0 | [6 empty] | 0 | [6 empty] | 0
[5 empty] | C2 | 0 | 0 | 0 | 0 | 0 | 0 | 0 | 0 | 0 | 0 | 0 | 0 | 0 | 0 | 0 | 0 | 0 | 0 | 0 | 0 | 0 | 0 | 0 | 0 | 0 | 0 | 0 | 0 | 0 | 0 | 0 | 0 | 0 | 0 | 0 | 0 |  |  | C2 | 0 | 0 | 0 | 0 | 0 | C2 | 0 | 0 | 0 | 0 | 0 | C2 | [5 empty] | C2 | [5 empty] | 0 | [6 empty] | 0 | [6 empty] | 0 | [6 empty] | 0 | [6 empty] | 0 | [6 empty] | 0
[5 empty] | C3 | 0 | 0 | 0 | 0 | 0 | 0 | 0 | 0 | 0 | 0 | 0 | 0 | 0 | 0 | 0 | 0 | 0 | 0 | 0 | 0 | 0 | 0 | 0 | 0 | 0 | 0 | 0 | 0 | 0 | 0 | 0 | 0 | 0 | 0 | 0 | 0 |  |  | C3 | 0 | 0 | 0 | 0 | 0 | C3 | 0 | 0 | 0 | 0 | 0 | C3 | [5 empty] | C3 | [5 empty] | 0 | [6 empty] | 0 | [6 empty] | 0 | [6 empty] | 0 | [6 empty] | 0 | [6 empty] | 0
[5 empty] | C4 | 0 | 0 | 0 | 0 | 0 | 0 | 0 | 0 | 0 | 0 | 0 | 0 | 0 | 0 | 0 | 0 | 0 | 0 | 0 | 0 | 0 | 0 | 0 | 0 | 0 | 0 | 0 | 0 | 0 | 0 | 0 | 0 | 0 | 0 | 0 | 0 |  |  | C4 | 0 | 0 | 0 | 0 | 0 | C4 | 0 | 0 | 0 | 0 | 0 | C4 | [5 empty] | C4 | [5 empty] | 0 | [6 empty] | 0 | [6 empty] | 0 | [6 empty] | 0 | [6 empty] | 0 | [6 empty] | 0
|  | No | 0 | 0 |  | 0 | 0 | 0 | 0 | 0 |  | 0 | 0 | 0 | 0 | 0 |  | 0 | 0 | 0 | 0 | 0 |  | 0 | 0 | 0 | 0 | 0 |  | 0 | 0 | 0 | 0 | 0 |  | 0 | 0 | 0 | 0 | 0 | [22 empty] | 0 | 0 | 0 | 0 | 0 | 0 |  | 0 | 0 | 0 | 0 | 0 | 0 |  | 0 | 0 | 0 | 0 | 0 | 0 |  | 0 | 0 | 0 | 0 | 0 | 0 |  | 0 | 0 | 0 | 0 | 0 | 0 |  | 0 | 0 | 0 | 0 | 0 | 0
| EHV OHL Support - Towers |  |  |  | C1 | 0 | 0 | 0 | 0 | 0 | 0 | 0 | 0 | 0 | 0 | 0 | 0 | 0 | 0 | 0 | 0 | 0 | 0 | 0 | 0 | 0 | 0 | 0 | 0 | 0 | 0 | 0 | 0 | 0 | 0 | 0 | 0 | 0 | 0 | 0 | 0 |  |  | C1 | 0 | 0 | 0 | 0 | 0 | C1 | 0 | 0 | 0 | 0 | 0 | C1 | [5 empty] | C1 | [5 empty] | 0 | [6 empty] | 0 | [6 empty] | 0 | [6 empty] | 0 | [6 empty] | 0 | [6 empty] | 0
[5 empty] | C2 | 0 | 0 | 0 | 0 | 0 | 0 | 0 | 0 | 0 | 0 | 0 | 0 | 0 | 0 | 0 | 0 | 0 | 0 | 0 | 0 | 0 | 0 | 0 | 0 | 0 | 0 | 0 | 0 | 0 | 0 | 0 | 0 | 0 | 0 | 0 | 0 |  |  | C2 | 0 | 0 | 0 | 0 | 0 | C2 | 0 | 0 | 0 | 0 | 0 | C2 | [5 empty] | C2 | [5 empty] | 0 | [6 empty] | 0 | [6 empty] | 0 | [6 empty] | 0 | [6 empty] | 0 | [6 empty] | 0
[5 empty] | C3 | 0 | 0 | 0 | 0 | 0 | 0 | 0 | 0 | 0 | 0 | 0 | 0 | 0 | 0 | 0 | 0 | 0 | 0 | 0 | 0 | 0 | 0 | 0 | 0 | 0 | 0 | 0 | 0 | 0 | 0 | 0 | 0 | 0 | 0 | 0 | 0 |  |  | C3 | 0 | 0 | 0 | 0 | 0 | C3 | 0 | 0 | 0 | 0 | 0 | C3 | [5 empty] | C3 | [5 empty] | 0 | [6 empty] | 0 | [6 empty] | 0 | [6 empty] | 0 | [6 empty] | 0 | [6 empty] | 0
[5 empty] | C4 | 0 | 0 | 0 | 0 | 0 | 0 | 0 | 0 | 0 | 0 | 0 | 0 | 0 | 0 | 0 | 0 | 0 | 0 | 0 | 0 | 0 | 0 | 0 | 0 | 0 | 0 | 0 | 0 | 0 | 0 | 0 | 0 | 0 | 0 | 0 | 0 |  |  | C4 | 0 | 0 | 0 | 0 | 0 | C4 | 0 | 0 | 0 | 0 | 0 | C4 | [5 empty] | C4 | [5 empty] | 0 | [6 empty] | 0 | [6 empty] | 0 | [6 empty] | 0 | [6 empty] | 0 | [6 empty] | 0
|  | Yes | 0 | 0 |  | 0 | 0 | 0 | 0 | 0 |  | 0 | 0 | 0 | 0 | 0 |  | 0 | 0 | 0 | 0 | 0 |  | 0 | 0 | 0 | 0 | 0 |  | 0 | 0 | 0 | 0 | 0 |  | 0 | 0 | 0 | 0 | 0 | [22 empty] | 0 | 0 | 0 | 0 | 0 | 0 |  | 0 | 0 | 0 | 0 | 0 | 0 |  | 0 | 0 | 0 | 0 | 0 | 0 |  | 0 | 0 | 0 | 0 | 0 | 0 |  | 0 | 0 | 0 | 0 | 0 | 0 |  | 0 | 0 | 0 | 0 | 0 | 0
| EHV OHL Support - Poles |  |  |  | C1 | 0 | 0 | 0 | 0 | 0 | 0 | 0 | 0 | 0 | 0 | 0 | 0 | 0 | 0 | 0 | 0 | 0 | 0 | 0 | 0 | 0 | 0 | 0 | 0 | 0 | 0 | 0 | 0 | 0 | 0 | 0 | 0 | 0 | 0 | 0 | 0 |  |  | C1 | 0.0081226 | 0.012094 | 0.021383 | 0.03463 | 0.081228 | C1 | 2045.036 | 2045.036 | 2045.036 | 2045.036 | 2045.036 | C1 | 16.6111 | 24.7321 | 43.7286 | 70.819 | 166.1135 | C1 | 0 | 0 | 0 | 0 | 0 | 0 |  | 0 | 0 | 0 | 0 | 0 | 0 |  | 0 | 0 | 0 | 0 | 0 | 0 |  | 0 | 0 | 0 | 0 | 0 | 0 |  | 0 | 0 | 0 | 0 | 0 | 0 |  | 0 | 0 | 0 | 0 | 0 | 0
[5 empty] | C2 | 13055 | 3434 | 2448 | 3656 | 1390 | 23983 | 0 | 0 | 0 | 0 | 0 | 0 | 1797 | -431 | -502 | -640 | -224 | 0 | 12051 | 2952 | 3490 | 1914 | 3576 | 23983 | 3591 | -861 | -1003 | -1279 | -448 | 0 | 11253 | 1978 | 2200 | 3365 | 5187 | 23983 |  |  | C2 | 0.0081226 | 0.012094 | 0.021383 | 0.03463 | 0.081228 | C2 | 2921.48 | 2921.48 | 2921.48 | 2921.48 | 2921.48 | C2 | 23.7301 | 35.3316 | 62.4694 | 101.17 | 237.305 | C2 | 0 | 0 | 0 | 0 | 0 | 0 |  | 309796.4106 | 121328.6663 | 152925.211 | 369877.6572 | 329853.9671 | 1283781.9121 |  | 285971.3937 | 104298.8418 | 218018.3768 | 193639.4518 | 848602.724 | 1650530.788 |  | 328614.3772 | 89070.9283 | 186658.7134 | 128890.6278 | 795446.4013 | 1528681.0479 |  | 267034.7766 | 69885.8771 | 137432.7876 | 340437.1762 | 1230901.0988 | 2045691.7164 |  | 352249.5534 | 39465.3815 | 74775.9304 | 211040.6983 | 1124588.4533 | 1802120.0168
[5 empty] | C3 | 5977 | 2159 | 1568 | 1394 | 868 | 11966 | 0 | 0 | 0 | 0 | 0 | 0 | 491 | -138 | -88 | -200 | -65 | 0 | 5142 | 2262 | 2009 | 736 | 1817 | 11966 | 981 | -276 | -175 | -400 | -130 | 0 | 4448 | 1596 | 1623 | 1906 | 2393 | 11966 |  |  | C3 | 0.0081226 | 0.012094 | 0.021383 | 0.03463 | 0.081228 | C3 | 4382.22 | 4382.22 | 4382.22 | 4382.22 | 4382.22 | C3 | 35.5951 | 52.9974 | 93.7042 | 151.7551 | 355.9575 | C3 | 0 | 0 | 0 | 0 | 0 | 0 |  | 212752.1807 | 114421.3412 | 146928.1439 | 211546.5484 | 308971.126 | 994619.3403 |  | 183030.2348 | 119880.0712 | 188251.6843 | 111691.7214 | 646774.811 | 1249628.5228 |  | 200507.4509 | 112566.4329 | 180005.7171 | 81340.7102 | 623637.5723 | 1198057.8834 |  | 158327.2043 | 84583.8168 | 152081.8734 | 289245.1373 | 851806.3417 | 1536044.3734 |  | 193246.0413 | 69956.5402 | 135683.6431 | 228543.1147 | 805531.8643 | 1432961.2037
[5 empty] | C4 | 1150 | 424 | 293 | 320 | 140 | 2327 | 0 | 0 | 0 | 0 | 0 | 0 | 97 | -27 | -17 | -40 | -13 | 0 | 1041 | 383 | 393 | 156 | 354 | 2327 | 192 | -54 | -34 | -79 | -25 | 0 | 955 | 218 | 313 | 360 | 481 | 2327 |  |  | C4 | 0.0081226 | 0.012094 | 0.021383 | 0.03463 | 0.081228 | C4 | 7303.7 | 7303.7 | 7303.7 | 7303.7 | 7303.7 | C4 | 59.3252 | 88.329 | 156.1736 | 252.9251 | 593.2625 | C4 | 0 | 0 | 0 | 0 | 0 | 0 |  | 68224.0276 | 37451.4811 | 45758.8713 | 80936.03 | 83056.7543 | 315427.1644 |  | 61757.5763 | 33829.9936 | 61376.2336 | 39456.3146 | 210014.9359 | 406435.054 |  | 67512.1247 | 31445.1115 | 58721.282 | 29339.3109 | 202302.523 | 389320.3521 |  | 56655.6055 | 19255.7144 | 48882.3438 | 91053.0338 | 285359.2773 | 501205.9747 |  | 68046.0519 | 14485.9503 | 43572.4406 | 71071.9514 | 270527.714 | 467704.1082
|  | Yes | 38276 | 38121 |  | 20182 | 6017 | 4309 | 5370 | 2398 |  | 0 | 0 | 0 | 0 | 0 |  | 2385 | -596 | -607 | -880 | -302 |  | 18234 | 5597 | 5892 | 2806 | 5747 |  | 4764 | -1191 | -1212 | -1758 | -603 |  | 16656 | 3792 | 4136 | 5631 | 8061 | [22 empty] | 0 | 0 | 0 | 0 | 0 | 0 |  | 590772.6189 | 273201.4886 | 345612.2262 | 662360.2356 | 721881.8474 | 2593828.4168 |  | 530759.2047 | 258008.9066 | 467646.2947 | 344787.4878 | 1705392.4709 | 3306594.3648 |  | 596633.9528 | 233082.4727 | 425385.7125 | 239570.6488 | 1621386.4966 | 3116059.2834 |  | 482017.5864 | 173725.4083 | 338397.0048 | 720735.3472 | 2368066.7178 | 4082942.0646 |  | 613541.6466 | 123907.872 | 254032.0141 | 510655.7644 | 2200648.0316 | 3702785.3287
| EHV OHL Fittings |  |  |  | C1 | 0 | 0 | 0 | 0 | 0 | 0 | 0 | 0 | 0 | 0 | 0 | 0 | 0 | 0 | 0 | 0 | 0 | 0 | 0 | 0 | 0 | 0 | 0 | 0 | 0 | 0 | 0 | 0 | 0 | 0 | 0 | 0 | 0 | 0 | 0 | 0 |  |  | C1 | 0 | 0 | 0 | 0 | 0 | C1 | 0 | 0 | 0 | 0 | 0 | C1 | [5 empty] | C1 | [5 empty] | 0 | [6 empty] | 0 | [6 empty] | 0 | [6 empty] | 0 | [6 empty] | 0 | [6 empty] | 0
[5 empty] | C2 | 0 | 0 | 0 | 0 | 0 | 0 | 0 | 0 | 0 | 0 | 0 | 0 | 0 | 0 | 0 | 0 | 0 | 0 | 0 | 0 | 0 | 0 | 0 | 0 | 0 | 0 | 0 | 0 | 0 | 0 | 0 | 0 | 0 | 0 | 0 | 0 |  |  | C2 | 0 | 0 | 0 | 0 | 0 | C2 | 0 | 0 | 0 | 0 | 0 | C2 | [5 empty] | C2 | [5 empty] | 0 | [6 empty] | 0 | [6 empty] | 0 | [6 empty] | 0 | [6 empty] | 0 | [6 empty] | 0
[5 empty] | C3 | 0 | 0 | 0 | 0 | 0 | 0 | 0 | 0 | 0 | 0 | 0 | 0 | 0 | 0 | 0 | 0 | 0 | 0 | 0 | 0 | 0 | 0 | 0 | 0 | 0 | 0 | 0 | 0 | 0 | 0 | 0 | 0 | 0 | 0 | 0 | 0 |  |  | C3 | 0 | 0 | 0 | 0 | 0 | C3 | 0 | 0 | 0 | 0 | 0 | C3 | [5 empty] | C3 | [5 empty] | 0 | [6 empty] | 0 | [6 empty] | 0 | [6 empty] | 0 | [6 empty] | 0 | [6 empty] | 0
[5 empty] | C4 | 0 | 0 | 0 | 0 | 0 | 0 | 0 | 0 | 0 | 0 | 0 | 0 | 0 | 0 | 0 | 0 | 0 | 0 | 0 | 0 | 0 | 0 | 0 | 0 | 0 | 0 | 0 | 0 | 0 | 0 | 0 | 0 | 0 | 0 | 0 | 0 |  |  | C4 | 0 | 0 | 0 | 0 | 0 | C4 | 0 | 0 | 0 | 0 | 0 | C4 | [5 empty] | C4 | [5 empty] | 0 | [6 empty] | 0 | [6 empty] | 0 | [6 empty] | 0 | [6 empty] | 0 | [6 empty] | 0
|  | 0 | 0 | 0 |  | 0 | 0 | 0 | 0 | 0 |  | 0 | 0 | 0 | 0 | 0 |  | 0 | 0 | 0 | 0 | 0 |  | 0 | 0 | 0 | 0 | 0 |  | 0 | 0 | 0 | 0 | 0 |  | 0 | 0 | 0 | 0 | 0 | [22 empty] | 0 | 0 | 0 | 0 | 0 | 0 |  | 0 | 0 | 0 | 0 | 0 | 0 |  | 0 | 0 | 0 | 0 | 0 | 0 |  | 0 | 0 | 0 | 0 | 0 | 0 |  | 0 | 0 | 0 | 0 | 0 | 0 |  | 0 | 0 | 0 | 0 | 0 | 0
| EHV OHL (Tower Line) Conductor |  |  |  | C1 | 0 | 0 | 0 | 0 | 0 | 0 | 0 | 0 | 0 | 0 | 0 | 0 | 0 | 0 | 0 | 0 | 0 | 0 | 0 | 0 | 0 | 0 | 0 | 0 | 0 | 0 | 0 | 0 | 0 | 0 | 0 | 0 | 0 | 0 | 0 | 0 |  |  | C1 | 0 | 0 | 0 | 0 | 0 | C1 | 0 | 0 | 0 | 0 | 0 | C1 | [5 empty] | C1 | [5 empty] | 0 | [6 empty] | 0 | [6 empty] | 0 | [6 empty] | 0 | [6 empty] | 0 | [6 empty] | 0
[5 empty] | C2 | 0 | 0 | 0 | 0 | 0 | 0 | 0 | 0 | 0 | 0 | 0 | 0 | 0 | 0 | 0 | 0 | 0 | 0 | 0 | 0 | 0 | 0 | 0 | 0 | 0 | 0 | 0 | 0 | 0 | 0 | 0 | 0 | 0 | 0 | 0 | 0 |  |  | C2 | 0 | 0 | 0 | 0 | 0 | C2 | 0 | 0 | 0 | 0 | 0 | C2 | [5 empty] | C2 | [5 empty] | 0 | [6 empty] | 0 | [6 empty] | 0 | [6 empty] | 0 | [6 empty] | 0 | [6 empty] | 0
[5 empty] | C3 | 0 | 0 | 0 | 0 | 0 | 0 | 0 | 0 | 0 | 0 | 0 | 0 | 0 | 0 | 0 | 0 | 0 | 0 | 0 | 0 | 0 | 0 | 0 | 0 | 0 | 0 | 0 | 0 | 0 | 0 | 0 | 0 | 0 | 0 | 0 | 0 |  |  | C3 | 0 | 0 | 0 | 0 | 0 | C3 | 0 | 0 | 0 | 0 | 0 | C3 | [5 empty] | C3 | [5 empty] | 0 | [6 empty] | 0 | [6 empty] | 0 | [6 empty] | 0 | [6 empty] | 0 | [6 empty] | 0
[5 empty] | C4 | 0 | 0 | 0 | 0 | 0 | 0 | 0 | 0 | 0 | 0 | 0 | 0 | 0 | 0 | 0 | 0 | 0 | 0 | 0 | 0 | 0 | 0 | 0 | 0 | 0 | 0 | 0 | 0 | 0 | 0 | 0 | 0 | 0 | 0 | 0 | 0 |  |  | C4 | 0 | 0 | 0 | 0 | 0 | C4 | 0 | 0 | 0 | 0 | 0 | C4 | [5 empty] | C4 | [5 empty] | 0 | [6 empty] | 0 | [6 empty] | 0 | [6 empty] | 0 | [6 empty] | 0 | [6 empty] | 0
|  | 0 | 0 | 0 |  | 0 | 0 | 0 | 0 | 0 |  | 0 | 0 | 0 | 0 | 0 |  | 0 | 0 | 0 | 0 | 0 |  | 0 | 0 | 0 | 0 | 0 |  | 0 | 0 | 0 | 0 | 0 |  | 0 | 0 | 0 | 0 | 0 | [22 empty] | 0 | 0 | 0 | 0 | 0 | 0 |  | 0 | 0 | 0 | 0 | 0 | 0 |  | 0 | 0 | 0 | 0 | 0 | 0 |  | 0 | 0 | 0 | 0 | 0 | 0 |  | 0 | 0 | 0 | 0 | 0 | 0 |  | 0 | 0 | 0 | 0 | 0 | 0
| [Please insert new asset category as required] |  |  |  | C1 | 0 | 0 | 0 | 0 | 0 | 0 | 0 | 0 | 0 | 0 | 0 | 0 | 0 | 0 | 0 | 0 | 0 | 0 | 0 | 0 | 0 | 0 | 0 | 0 | 0 | 0 | 0 | 0 | 0 | 0 | 0 | 0 | 0 | 0 | 0 | 0 |  |  | C1 | 0 | 0 | 0 | 0 | 0 | C1 | 0 | 0 | 0 | 0 | 0 | C1 | [5 empty] | C1 | [5 empty] | 0 | [6 empty] | 0 | [6 empty] | 0 | [6 empty] | 0 | [6 empty] | 0 | [6 empty] | 0
[5 empty] | C2 | 0 | 0 | 0 | 0 | 0 | 0 | 0 | 0 | 0 | 0 | 0 | 0 | 0 | 0 | 0 | 0 | 0 | 0 | 0 | 0 | 0 | 0 | 0 | 0 | 0 | 0 | 0 | 0 | 0 | 0 | 0 | 0 | 0 | 0 | 0 | 0 |  |  | C2 | 0 | 0 | 0 | 0 | 0 | C2 | 0 | 0 | 0 | 0 | 0 | C2 | [5 empty] | C2 | [5 empty] | 0 | [6 empty] | 0 | [6 empty] | 0 | [6 empty] | 0 | [6 empty] | 0 | [6 empty] | 0
[5 empty] | C3 | 0 | 0 | 0 | 0 | 0 | 0 | 0 | 0 | 0 | 0 | 0 | 0 | 0 | 0 | 0 | 0 | 0 | 0 | 0 | 0 | 0 | 0 | 0 | 0 | 0 | 0 | 0 | 0 | 0 | 0 | 0 | 0 | 0 | 0 | 0 | 0 |  |  | C3 | 0 | 0 | 0 | 0 | 0 | C3 | 0 | 0 | 0 | 0 | 0 | C3 | [5 empty] | C3 | [5 empty] | 0 | [6 empty] | 0 | [6 empty] | 0 | [6 empty] | 0 | [6 empty] | 0 | [6 empty] | 0
[5 empty] | C4 | 0 | 0 | 0 | 0 | 0 | 0 | 0 | 0 | 0 | 0 | 0 | 0 | 0 | 0 | 0 | 0 | 0 | 0 | 0 | 0 | 0 | 0 | 0 | 0 | 0 | 0 | 0 | 0 | 0 | 0 | 0 | 0 | 0 | 0 | 0 | 0 |  |  | C4 | 0 | 0 | 0 | 0 | 0 | C4 | 0 | 0 | 0 | 0 | 0 | C4 | [5 empty] | C4 | [5 empty] | 0 | [6 empty] | 0 | [6 empty] | 0 | [6 empty] | 0 | [6 empty] | 0 | [6 empty] | 0
|  | 0 | 0 | 0 |  | 0 | 0 | 0 | 0 | 0 |  | 0 | 0 | 0 | 0 | 0 |  | 0 | 0 | 0 | 0 | 0 |  | 0 | 0 | 0 | 0 | 0 |  | 0 | 0 | 0 | 0 | 0 |  | 0 | 0 | 0 | 0 | 0 | [22 empty] | 0 | 0 | 0 | 0 | 0 | 0 |  | 0 | 0 | 0 | 0 | 0 | 0 |  | 0 | 0 | 0 | 0 | 0 | 0 |  | 0 | 0 | 0 | 0 | 0 | 0 |  | 0 | 0 | 0 | 0 | 0 | 0 |  | 0 | 0 | 0 | 0 | 0 | 0
| [Please insert new asset category as required] |  |  |  | C1 | 0 | 0 | 0 | 0 | 0 | 0 | 0 | 0 | 0 | 0 | 0 | 0 | 0 | 0 | 0 | 0 | 0 | 0 | 0 | 0 | 0 | 0 | 0 | 0 | 0 | 0 | 0 | 0 | 0 | 0 | 0 | 0 | 0 | 0 | 0 | 0 |  |  | C1 | 0 | 0 | 0 | 0 | 0 | C1 | 0 | 0 | 0 | 0 | 0 | C1 | [5 empty] | C1 | [5 empty] | 0 | [6 empty] | 0 | [6 empty] | 0 | [6 empty] | 0 | [6 empty] | 0 | [6 empty] | 0
[5 empty] | C2 | 0 | 0 | 0 | 0 | 0 | 0 | 0 | 0 | 0 | 0 | 0 | 0 | 0 | 0 | 0 | 0 | 0 | 0 | 0 | 0 | 0 | 0 | 0 | 0 | 0 | 0 | 0 | 0 | 0 | 0 | 0 | 0 | 0 | 0 | 0 | 0 |  |  | C2 | 0 | 0 | 0 | 0 | 0 | C2 | 0 | 0 | 0 | 0 | 0 | C2 | [5 empty] | C2 | [5 empty] | 0 | [6 empty] | 0 | [6 empty] | 0 | [6 empty] | 0 | [6 empty] | 0 | [6 empty] | 0
[5 empty] | C3 | 0 | 0 | 0 | 0 | 0 | 0 | 0 | 0 | 0 | 0 | 0 | 0 | 0 | 0 | 0 | 0 | 0 | 0 | 0 | 0 | 0 | 0 | 0 | 0 | 0 | 0 | 0 | 0 | 0 | 0 | 0 | 0 | 0 | 0 | 0 | 0 |  |  | C3 | 0 | 0 | 0 | 0 | 0 | C3 | 0 | 0 | 0 | 0 | 0 | C3 | [5 empty] | C3 | [5 empty] | 0 | [6 empty] | 0 | [6 empty] | 0 | [6 empty] | 0 | [6 empty] | 0 | [6 empty] | 0
[5 empty] | C4 | 0 | 0 | 0 | 0 | 0 | 0 | 0 | 0 | 0 | 0 | 0 | 0 | 0 | 0 | 0 | 0 | 0 | 0 | 0 | 0 | 0 | 0 | 0 | 0 | 0 | 0 | 0 | 0 | 0 | 0 | 0 | 0 | 0 | 0 | 0 | 0 |  |  | C4 | 0 | 0 | 0 | 0 | 0 | C4 | 0 | 0 | 0 | 0 | 0 | C4 | [5 empty] | C4 | [5 empty] | 0 | [6 empty] | 0 | [6 empty] | 0 | [6 empty] | 0 | [6 empty] | 0 | [6 empty] | 0
|  | 0 | 0 | 0 |  | 0 | 0 | 0 | 0 | 0 |  | 0 | 0 | 0 | 0 | 0 |  | 0 | 0 | 0 | 0 | 0 |  | 0 | 0 | 0 | 0 | 0 |  | 0 | 0 | 0 | 0 | 0 |  | 0 | 0 | 0 | 0 | 0 | [22 empty] | 0 | 0 | 0 | 0 | 0 | 0 |  | 0 | 0 | 0 | 0 | 0 | 0 |  | 0 | 0 | 0 | 0 | 0 | 0 |  | 0 | 0 | 0 | 0 | 0 | 0 |  | 0 | 0 | 0 | 0 | 0 | 0 |  | 0 | 0 | 0 | 0 | 0 | 0
| [Please insert new asset category as required] |  |  |  | C1 | 0 | 0 | 0 | 0 | 0 | 0 | 0 | 0 | 0 | 0 | 0 | 0 | 0 | 0 | 0 | 0 | 0 | 0 | 0 | 0 | 0 | 0 | 0 | 0 | 0 | 0 | 0 | 0 | 0 | 0 | 0 | 0 | 0 | 0 | 0 | 0 |  |  | C1 | 0 | 0 | 0 | 0 | 0 | C1 | 0 | 0 | 0 | 0 | 0 | C1 | [5 empty] | C1 | [5 empty] | 0 | [6 empty] | 0 | [6 empty] | 0 | [6 empty] | 0 | [6 empty] | 0 | [6 empty] | 0
[5 empty] | C2 | 0 | 0 | 0 | 0 | 0 | 0 | 0 | 0 | 0 | 0 | 0 | 0 | 0 | 0 | 0 | 0 | 0 | 0 | 0 | 0 | 0 | 0 | 0 | 0 | 0 | 0 | 0 | 0 | 0 | 0 | 0 | 0 | 0 | 0 | 0 | 0 |  |  | C2 | 0 | 0 | 0 | 0 | 0 | C2 | 0 | 0 | 0 | 0 | 0 | C2 | [5 empty] | C2 | [5 empty] | 0 | [6 empty] | 0 | [6 empty] | 0 | [6 empty] | 0 | [6 empty] | 0 | [6 empty] | 0
[5 empty] | C3 | 0 | 0 | 0 | 0 | 0 | 0 | 0 | 0 | 0 | 0 | 0 | 0 | 0 | 0 | 0 | 0 | 0 | 0 | 0 | 0 | 0 | 0 | 0 | 0 | 0 | 0 | 0 | 0 | 0 | 0 | 0 | 0 | 0 | 0 | 0 | 0 |  |  | C3 | 0 | 0 | 0 | 0 | 0 | C3 | 0 | 0 | 0 | 0 | 0 | C3 | [5 empty] | C3 | [5 empty] | 0 | [6 empty] | 0 | [6 empty] | 0 | [6 empty] | 0 | [6 empty] | 0 | [6 empty] | 0
[5 empty] | C4 | 0 | 0 | 0 | 0 | 0 | 0 | 0 | 0 | 0 | 0 | 0 | 0 | 0 | 0 | 0 | 0 | 0 | 0 | 0 | 0 | 0 | 0 | 0 | 0 | 0 | 0 | 0 | 0 | 0 | 0 | 0 | 0 | 0 | 0 | 0 | 0 |  |  | C4 | 0 | 0 | 0 | 0 | 0 | C4 | 0 | 0 | 0 | 0 | 0 | C4 | [5 empty] | C4 | [5 empty] | 0 | [6 empty] | 0 | [6 empty] | 0 | [6 empty] | 0 | [6 empty] | 0 | [6 empty] | 0
|  | 0 | 0 | 0 |  | 0 | 0 | 0 | 0 | 0 |  | 0 | 0 | 0 | 0 | 0 |  | 0 | 0 | 0 | 0 | 0 |  | 0 | 0 | 0 | 0 | 0 |  | 0 | 0 | 0 | 0 | 0 |  | 0 | 0 | 0 | 0 | 0 | [22 empty] | 0 | 0 | 0 | 0 | 0 | 0 |  | 0 | 0 | 0 | 0 | 0 | 0 |  | 0 | 0 | 0 | 0 | 0 | 0 |  | 0 | 0 | 0 | 0 | 0 | 0 |  | 0 | 0 | 0 | 0 | 0 | 0 |  | 0 | 0 | 0 | 0 | 0 | 0
| [Please insert new asset category as required] |  |  |  | C1 | 0 | 0 | 0 | 0 | 0 | 0 | 0 | 0 | 0 | 0 | 0 | 0 | 0 | 0 | 0 | 0 | 0 | 0 | 0 | 0 | 0 | 0 | 0 | 0 | 0 | 0 | 0 | 0 | 0 | 0 | 0 | 0 | 0 | 0 | 0 | 0 |  |  | C1 | 0 | 0 | 0 | 0 | 0 | C1 | 0 | 0 | 0 | 0 | 0 | C1 | [5 empty] | C1 | [5 empty] | 0 | [6 empty] | 0 | [6 empty] | 0 | [6 empty] | 0 | [6 empty] | 0 | [6 empty] | 0
[5 empty] | C2 | 0 | 0 | 0 | 0 | 0 | 0 | 0 | 0 | 0 | 0 | 0 | 0 | 0 | 0 | 0 | 0 | 0 | 0 | 0 | 0 | 0 | 0 | 0 | 0 | 0 | 0 | 0 | 0 | 0 | 0 | 0 | 0 | 0 | 0 | 0 | 0 |  |  | C2 | 0 | 0 | 0 | 0 | 0 | C2 | 0 | 0 | 0 | 0 | 0 | C2 | [5 empty] | C2 | [5 empty] | 0 | [6 empty] | 0 | [6 empty] | 0 | [6 empty] | 0 | [6 empty] | 0 | [6 empty] | 0
[5 empty] | C3 | 0 | 0 | 0 | 0 | 0 | 0 | 0 | 0 | 0 | 0 | 0 | 0 | 0 | 0 | 0 | 0 | 0 | 0 | 0 | 0 | 0 | 0 | 0 | 0 | 0 | 0 | 0 | 0 | 0 | 0 | 0 | 0 | 0 | 0 | 0 | 0 |  |  | C3 | 0 | 0 | 0 | 0 | 0 | C3 | 0 | 0 | 0 | 0 | 0 | C3 | [5 empty] | C3 | [5 empty] | 0 | [6 empty] | 0 | [6 empty] | 0 | [6 empty] | 0 | [6 empty] | 0 | [6 empty] | 0
[5 empty] | C4 | 0 | 0 | 0 | 0 | 0 | 0 | 0 | 0 | 0 | 0 | 0 | 0 | 0 | 0 | 0 | 0 | 0 | 0 | 0 | 0 | 0 | 0 | 0 | 0 | 0 | 0 | 0 | 0 | 0 | 0 | 0 | 0 | 0 | 0 | 0 | 0 |  |  | C4 | 0 | 0 | 0 | 0 | 0 | C4 | 0 | 0 | 0 | 0 | 0 | C4 | [5 empty] | C4 | [5 empty] | 0 | [6 empty] | 0 | [6 empty] | 0 | [6 empty] | 0 | [6 empty] | 0 | [6 empty] | 0
|  | 0 | 0 | 0 |  | 0 | 0 | 0 | 0 | 0 |  | 0 | 0 | 0 | 0 | 0 |  | 0 | 0 | 0 | 0 | 0 |  | 0 | 0 | 0 | 0 | 0 |  | 0 | 0 | 0 | 0 | 0 |  | 0 | 0 | 0 | 0 | 0 | [22 empty] | 0 | 0 | 0 | 0 | 0 | 0 |  | 0 | 0 | 0 | 0 | 0 | 0 |  | 0 | 0 | 0 | 0 | 0 | 0 |  | 0 | 0 | 0 | 0 | 0 | 0 |  | 0 | 0 | 0 | 0 | 0 | 0 |  | 0 | 0 | 0 | 0 | 0 | 0
[63 empty] | 0 | 0 | 0 | 0 | 0 | 0 |  | 1349049.5142 | 776658.9254 | 857149.9629 | 2121643.3638 | 3101152.9343 | 8205654.7006 |  | 1225644.0865 | 677731.7879 | 960059.7721 | 1618667.5914 | 5788529.0452 | 10270632.2831 |  | 1388176.6352 | 697769.8254 | 882465.2948 | 1308996.003 | 5026229.3442 | 9303637.1026 |  | 1103480.8455 | 414059.1249 | 910940.3171 | 1676511.1768 | 8832056.481 | 12937047.9453 |  | 1408873.7451 | 428482.2961 | 914910.0642 | 1265670.7226 | 6587846.6193 | 10605783.4474
| 132kV Network | [66 empty] | 0 | [6 empty] | 0 | [6 empty] | 0 | [6 empty] | 0 | [6 empty] | 0 | [6 empty] | 0
| 132kV CBs |  |  |  | C1 | 0 | 0 | 0 | 0 | 0 | 0 | 0 | 0 | 0 | 0 | 0 | 0 | 0 | 0 | 0 | 0 | 0 | 0 | 0 | 0 | 0 | 0 | 0 | 0 | 0 | 0 | 0 | 0 | 0 | 0 | 0 | 0 | 0 | 0 | 0 | 0 |  |  | C1 | 0 | 0 | 0 | 0 | 0 | C1 | 0 | 0 | 0 | 0 | 0 | C1 | [5 empty] | C1 | [5 empty] | 0 | [6 empty] | 0 | [6 empty] | 0 | [6 empty] | 0 | [6 empty] | 0 | [6 empty] | 0
[5 empty] | C2 | 0 | 0 | 0 | 0 | 0 | 0 | 0 | 0 | 0 | 0 | 0 | 0 | 0 | 0 | 0 | 0 | 0 | 0 | 0 | 0 | 0 | 0 | 0 | 0 | 0 | 0 | 0 | 0 | 0 | 0 | 0 | 0 | 0 | 0 | 0 | 0 |  |  | C2 | 0 | 0 | 0 | 0 | 0 | C2 | 0 | 0 | 0 | 0 | 0 | C2 | [5 empty] | C2 | [5 empty] | 0 | [6 empty] | 0 | [6 empty] | 0 | [6 empty] | 0 | [6 empty] | 0 | [6 empty] | 0
[5 empty] | C3 | 0 | 0 | 0 | 0 | 0 | 0 | 0 | 0 | 0 | 0 | 0 | 0 | 0 | 0 | 0 | 0 | 0 | 0 | 0 | 0 | 0 | 0 | 0 | 0 | 0 | 0 | 0 | 0 | 0 | 0 | 0 | 0 | 0 | 0 | 0 | 0 |  |  | C3 | 0 | 0 | 0 | 0 | 0 | C3 | 0 | 0 | 0 | 0 | 0 | C3 | [5 empty] | C3 | [5 empty] | 0 | [6 empty] | 0 | [6 empty] | 0 | [6 empty] | 0 | [6 empty] | 0 | [6 empty] | 0
[5 empty] | C4 | 0 | 0 | 0 | 0 | 0 | 0 | 0 | 0 | 0 | 0 | 0 | 0 | 0 | 0 | 0 | 0 | 0 | 0 | 0 | 0 | 0 | 0 | 0 | 0 | 0 | 0 | 0 | 0 | 0 | 0 | 0 | 0 | 0 | 0 | 0 | 0 |  |  | C4 | 0 | 0 | 0 | 0 | 0 | C4 | 0 | 0 | 0 | 0 | 0 | C4 | [5 empty] | C4 | [5 empty] | 0 | [6 empty] | 0 | [6 empty] | 0 | [6 empty] | 0 | [6 empty] | 0 | [6 empty] | 0
|  | 0 | 0 | 0 |  | 0 | 0 | 0 | 0 | 0 |  | 0 | 0 | 0 | 0 | 0 |  | 0 | 0 | 0 | 0 | 0 |  | 0 | 0 | 0 | 0 | 0 |  | 0 | 0 | 0 | 0 | 0 |  | 0 | 0 | 0 | 0 | 0 | [22 empty] | 0 | 0 | 0 | 0 | 0 | 0 |  | 0 | 0 | 0 | 0 | 0 | 0 |  | 0 | 0 | 0 | 0 | 0 | 0 |  | 0 | 0 | 0 | 0 | 0 | 0 |  | 0 | 0 | 0 | 0 | 0 | 0 |  | 0 | 0 | 0 | 0 | 0 | 0
| 132kV Transformer |  |  |  | C1 | 0 | 0 | 0 | 0 | 0 | 0 | 0 | 0 | 0 | 0 | 0 | 0 | 0 | 0 | 0 | 0 | 0 | 0 | 0 | 0 | 0 | 0 | 0 | 0 | 0 | 0 | 0 | 0 | 0 | 0 | 0 | 0 | 0 | 0 | 0 | 0 |  |  | C1 | 0 | 0 | 0 | 0 | 0 | C1 | 0 | 0 | 0 | 0 | 0 | C1 | [5 empty] | C1 | [5 empty] | 0 | [6 empty] | 0 | [6 empty] | 0 | [6 empty] | 0 | [6 empty] | 0 | [6 empty] | 0
[5 empty] | C2 | 0 | 0 | 0 | 0 | 0 | 0 | 0 | 0 | 0 | 0 | 0 | 0 | 0 | 0 | 0 | 0 | 0 | 0 | 0 | 0 | 0 | 0 | 0 | 0 | 0 | 0 | 0 | 0 | 0 | 0 | 0 | 0 | 0 | 0 | 0 | 0 |  |  | C2 | 0 | 0 | 0 | 0 | 0 | C2 | 0 | 0 | 0 | 0 | 0 | C2 | [5 empty] | C2 | [5 empty] | 0 | [6 empty] | 0 | [6 empty] | 0 | [6 empty] | 0 | [6 empty] | 0 | [6 empty] | 0
[5 empty] | C3 | 0 | 0 | 0 | 0 | 0 | 0 | 0 | 0 | 0 | 0 | 0 | 0 | 0 | 0 | 0 | 0 | 0 | 0 | 0 | 0 | 0 | 0 | 0 | 0 | 0 | 0 | 0 | 0 | 0 | 0 | 0 | 0 | 0 | 0 | 0 | 0 |  |  | C3 | 0 | 0 | 0 | 0 | 0 | C3 | 0 | 0 | 0 | 0 | 0 | C3 | [5 empty] | C3 | [5 empty] | 0 | [6 empty] | 0 | [6 empty] | 0 | [6 empty] | 0 | [6 empty] | 0 | [6 empty] | 0
[5 empty] | C4 | 0 | 0 | 0 | 0 | 0 | 0 | 0 | 0 | 0 | 0 | 0 | 0 | 0 | 0 | 0 | 0 | 0 | 0 | 0 | 0 | 0 | 0 | 0 | 0 | 0 | 0 | 0 | 0 | 0 | 0 | 0 | 0 | 0 | 0 | 0 | 0 |  |  | C4 | 0 | 0 | 0 | 0 | 0 | C4 | 0 | 0 | 0 | 0 | 0 | C4 | [5 empty] | C4 | [5 empty] | 0 | [6 empty] | 0 | [6 empty] | 0 | [6 empty] | 0 | [6 empty] | 0 | [6 empty] | 0
|  | 0 | 0 | 0 |  | 0 | 0 | 0 | 0 | 0 |  | 0 | 0 | 0 | 0 | 0 |  | 0 | 0 | 0 | 0 | 0 |  | 0 | 0 | 0 | 0 | 0 |  | 0 | 0 | 0 | 0 | 0 |  | 0 | 0 | 0 | 0 | 0 | [22 empty] | 0 | 0 | 0 | 0 | 0 | 0 |  | 0 | 0 | 0 | 0 | 0 | 0 |  | 0 | 0 | 0 | 0 | 0 | 0 |  | 0 | 0 | 0 | 0 | 0 | 0 |  | 0 | 0 | 0 | 0 | 0 | 0 |  | 0 | 0 | 0 | 0 | 0 | 0
| 132kV UG Cable (Gas) |  |  |  | C1 | 0 | 0 | 0 | 0 | 0 | 0 | 0 | 0 | 0 | 0 | 0 | 0 | 0 | 0 | 0 | 0 | 0 | 0 | 0 | 0 | 0 | 0 | 0 | 0 | 0 | 0 | 0 | 0 | 0 | 0 | 0 | 0 | 0 | 0 | 0 | 0 |  |  | C1 | 0 | 0 | 0 | 0 | 0 | C1 | 0 | 0 | 0 | 0 | 0 | C1 | [5 empty] | C1 | [5 empty] | 0 | [6 empty] | 0 | [6 empty] | 0 | [6 empty] | 0 | [6 empty] | 0 | [6 empty] | 0
[5 empty] | C2 | 0 | 0 | 0 | 0 | 0 | 0 | 0 | 0 | 0 | 0 | 0 | 0 | 0 | 0 | 0 | 0 | 0 | 0 | 0 | 0 | 0 | 0 | 0 | 0 | 0 | 0 | 0 | 0 | 0 | 0 | 0 | 0 | 0 | 0 | 0 | 0 |  |  | C2 | 0 | 0 | 0 | 0 | 0 | C2 | 0 | 0 | 0 | 0 | 0 | C2 | [5 empty] | C2 | [5 empty] | 0 | [6 empty] | 0 | [6 empty] | 0 | [6 empty] | 0 | [6 empty] | 0 | [6 empty] | 0
[5 empty] | C3 | 0 | 0 | 0 | 0 | 0 | 0 | 0 | 0 | 0 | 0 | 0 | 0 | 0 | 0 | 0 | 0 | 0 | 0 | 0 | 0 | 0 | 0 | 0 | 0 | 0 | 0 | 0 | 0 | 0 | 0 | 0 | 0 | 0 | 0 | 0 | 0 |  |  | C3 | 0 | 0 | 0 | 0 | 0 | C3 | 0 | 0 | 0 | 0 | 0 | C3 | [5 empty] | C3 | [5 empty] | 0 | [6 empty] | 0 | [6 empty] | 0 | [6 empty] | 0 | [6 empty] | 0 | [6 empty] | 0
[5 empty] | C4 | 0 | 0 | 0 | 0 | 0 | 0 | 0 | 0 | 0 | 0 | 0 | 0 | 0 | 0 | 0 | 0 | 0 | 0 | 0 | 0 | 0 | 0 | 0 | 0 | 0 | 0 | 0 | 0 | 0 | 0 | 0 | 0 | 0 | 0 | 0 | 0 |  |  | C4 | 0 | 0 | 0 | 0 | 0 | C4 | 0 | 0 | 0 | 0 | 0 | C4 | [5 empty] | C4 | [5 empty] | 0 | [6 empty] | 0 | [6 empty] | 0 | [6 empty] | 0 | [6 empty] | 0 | [6 empty] | 0
|  | 0 | 0 | 0 |  | 0 | 0 | 0 | 0 | 0 |  | 0 | 0 | 0 | 0 | 0 |  | 0 | 0 | 0 | 0 | 0 |  | 0 | 0 | 0 | 0 | 0 |  | 0 | 0 | 0 | 0 | 0 |  | 0 | 0 | 0 | 0 | 0 | [22 empty] | 0 | 0 | 0 | 0 | 0 | 0 |  | 0 | 0 | 0 | 0 | 0 | 0 |  | 0 | 0 | 0 | 0 | 0 | 0 |  | 0 | 0 | 0 | 0 | 0 | 0 |  | 0 | 0 | 0 | 0 | 0 | 0 |  | 0 | 0 | 0 | 0 | 0 | 0
| 132kV UG Cable (Oil) |  |  |  | C1 | 0 | 0 | 0 | 0 | 0 | 0 | 0 | 0 | 0 | 0 | 0 | 0 | 0 | 0 | 0 | 0 | 0 | 0 | 0 | 0 | 0 | 0 | 0 | 0 | 0 | 0 | 0 | 0 | 0 | 0 | 0 | 0 | 0 | 0 | 0 | 0 |  |  | C1 | 0 | 0 | 0 | 0 | 0 | C1 | 0 | 0 | 0 | 0 | 0 | C1 | [5 empty] | C1 | [5 empty] | 0 | [6 empty] | 0 | [6 empty] | 0 | [6 empty] | 0 | [6 empty] | 0 | [6 empty] | 0
[5 empty] | C2 | 0 | 0 | 0 | 0 | 0 | 0 | 0 | 0 | 0 | 0 | 0 | 0 | 0 | 0 | 0 | 0 | 0 | 0 | 0 | 0 | 0 | 0 | 0 | 0 | 0 | 0 | 0 | 0 | 0 | 0 | 0 | 0 | 0 | 0 | 0 | 0 |  |  | C2 | 0 | 0 | 0 | 0 | 0 | C2 | 0 | 0 | 0 | 0 | 0 | C2 | [5 empty] | C2 | [5 empty] | 0 | [6 empty] | 0 | [6 empty] | 0 | [6 empty] | 0 | [6 empty] | 0 | [6 empty] | 0
[5 empty] | C3 | 0 | 0 | 0 | 0 | 0 | 0 | 0 | 0 | 0 | 0 | 0 | 0 | 0 | 0 | 0 | 0 | 0 | 0 | 0 | 0 | 0 | 0 | 0 | 0 | 0 | 0 | 0 | 0 | 0 | 0 | 0 | 0 | 0 | 0 | 0 | 0 |  |  | C3 | 0 | 0 | 0 | 0 | 0 | C3 | 0 | 0 | 0 | 0 | 0 | C3 | [5 empty] | C3 | [5 empty] | 0 | [6 empty] | 0 | [6 empty] | 0 | [6 empty] | 0 | [6 empty] | 0 | [6 empty] | 0
[5 empty] | C4 | 0 | 0 | 0 | 0 | 0 | 0 | 0 | 0 | 0 | 0 | 0 | 0 | 0 | 0 | 0 | 0 | 0 | 0 | 0 | 0 | 0 | 0 | 0 | 0 | 0 | 0 | 0 | 0 | 0 | 0 | 0 | 0 | 0 | 0 | 0 | 0 |  |  | C4 | 0 | 0 | 0 | 0 | 0 | C4 | 0 | 0 | 0 | 0 | 0 | C4 | [5 empty] | C4 | [5 empty] | 0 | [6 empty] | 0 | [6 empty] | 0 | [6 empty] | 0 | [6 empty] | 0 | [6 empty] | 0
|  | 0 | 0 | 0 |  | 0 | 0 | 0 | 0 | 0 |  | 0 | 0 | 0 | 0 | 0 |  | 0 | 0 | 0 | 0 | 0 |  | 0 | 0 | 0 | 0 | 0 |  | 0 | 0 | 0 | 0 | 0 |  | 0 | 0 | 0 | 0 | 0 | [22 empty] | 0 | 0 | 0 | 0 | 0 | 0 |  | 0 | 0 | 0 | 0 | 0 | 0 |  | 0 | 0 | 0 | 0 | 0 | 0 |  | 0 | 0 | 0 | 0 | 0 | 0 |  | 0 | 0 | 0 | 0 | 0 | 0 |  | 0 | 0 | 0 | 0 | 0 | 0
| 132kV UG Cable (Non Pressurised) |  |  |  | C1 | 0 | 0 | 0 | 0 | 0 | 0 | 0 | 0 | 0 | 0 | 0 | 0 | 0 | 0 | 0 | 0 | 0 | 0 | 0 | 0 | 0 | 0 | 0 | 0 | 0 | 0 | 0 | 0 | 0 | 0 | 0 | 0 | 0 | 0 | 0 | 0 |  |  | C1 | 0 | 0 | 0 | 0 | 0 | C1 | 0 | 0 | 0 | 0 | 0 | C1 | [5 empty] | C1 | [5 empty] | 0 | [6 empty] | 0 | [6 empty] | 0 | [6 empty] | 0 | [6 empty] | 0 | [6 empty] | 0
[5 empty] | C2 | 0 | 0 | 0 | 0 | 0 | 0 | 0 | 0 | 0 | 0 | 0 | 0 | 0 | 0 | 0 | 0 | 0 | 0 | 0 | 0 | 0 | 0 | 0 | 0 | 0 | 0 | 0 | 0 | 0 | 0 | 0 | 0 | 0 | 0 | 0 | 0 |  |  | C2 | 0 | 0 | 0 | 0 | 0 | C2 | 0 | 0 | 0 | 0 | 0 | C2 | [5 empty] | C2 | [5 empty] | 0 | [6 empty] | 0 | [6 empty] | 0 | [6 empty] | 0 | [6 empty] | 0 | [6 empty] | 0
[5 empty] | C3 | 0 | 0 | 0 | 0 | 0 | 0 | 0 | 0 | 0 | 0 | 0 | 0 | 0 | 0 | 0 | 0 | 0 | 0 | 0 | 0 | 0 | 0 | 0 | 0 | 0 | 0 | 0 | 0 | 0 | 0 | 0 | 0 | 0 | 0 | 0 | 0 |  |  | C3 | 0 | 0 | 0 | 0 | 0 | C3 | 0 | 0 | 0 | 0 | 0 | C3 | [5 empty] | C3 | [5 empty] | 0 | [6 empty] | 0 | [6 empty] | 0 | [6 empty] | 0 | [6 empty] | 0 | [6 empty] | 0
[5 empty] | C4 | 0 | 0 | 0 | 0 | 0 | 0 | 0 | 0 | 0 | 0 | 0 | 0 | 0 | 0 | 0 | 0 | 0 | 0 | 0 | 0 | 0 | 0 | 0 | 0 | 0 | 0 | 0 | 0 | 0 | 0 | 0 | 0 | 0 | 0 | 0 | 0 |  |  | C4 | 0 | 0 | 0 | 0 | 0 | C4 | 0 | 0 | 0 | 0 | 0 | C4 | [5 empty] | C4 | [5 empty] | 0 | [6 empty] | 0 | [6 empty] | 0 | [6 empty] | 0 | [6 empty] | 0 | [6 empty] | 0
|  | 0 | 0 | 0 |  | 0 | 0 | 0 | 0 | 0 |  | 0 | 0 | 0 | 0 | 0 |  | 0 | 0 | 0 | 0 | 0 |  | 0 | 0 | 0 | 0 | 0 |  | 0 | 0 | 0 | 0 | 0 |  | 0 | 0 | 0 | 0 | 0 | [22 empty] | 0 | 0 | 0 | 0 | 0 | 0 |  | 0 | 0 | 0 | 0 | 0 | 0 |  | 0 | 0 | 0 | 0 | 0 | 0 |  | 0 | 0 | 0 | 0 | 0 | 0 |  | 0 | 0 | 0 | 0 | 0 | 0 |  | 0 | 0 | 0 | 0 | 0 | 0
| 132kV OHL Support - Tower |  |  |  | C1 | 0 | 0 | 0 | 0 | 0 | 0 | 0 | 0 | 0 | 0 | 0 | 0 | 0 | 0 | 0 | 0 | 0 | 0 | 0 | 0 | 0 | 0 | 0 | 0 | 0 | 0 | 0 | 0 | 0 | 0 | 0 | 0 | 0 | 0 | 0 | 0 |  |  | C1 | 0 | 0 | 0 | 0 | 0 | C1 | 0 | 0 | 0 | 0 | 0 | C1 | [5 empty] | C1 | [5 empty] | 0 | [6 empty] | 0 | [6 empty] | 0 | [6 empty] | 0 | [6 empty] | 0 | [6 empty] | 0
[5 empty] | C2 | 0 | 0 | 0 | 0 | 0 | 0 | 0 | 0 | 0 | 0 | 0 | 0 | 0 | 0 | 0 | 0 | 0 | 0 | 0 | 0 | 0 | 0 | 0 | 0 | 0 | 0 | 0 | 0 | 0 | 0 | 0 | 0 | 0 | 0 | 0 | 0 |  |  | C2 | 0 | 0 | 0 | 0 | 0 | C2 | 0 | 0 | 0 | 0 | 0 | C2 | [5 empty] | C2 | [5 empty] | 0 | [6 empty] | 0 | [6 empty] | 0 | [6 empty] | 0 | [6 empty] | 0 | [6 empty] | 0
[5 empty] | C3 | 0 | 0 | 0 | 0 | 0 | 0 | 0 | 0 | 0 | 0 | 0 | 0 | 0 | 0 | 0 | 0 | 0 | 0 | 0 | 0 | 0 | 0 | 0 | 0 | 0 | 0 | 0 | 0 | 0 | 0 | 0 | 0 | 0 | 0 | 0 | 0 |  |  | C3 | 0 | 0 | 0 | 0 | 0 | C3 | 0 | 0 | 0 | 0 | 0 | C3 | [5 empty] | C3 | [5 empty] | 0 | [6 empty] | 0 | [6 empty] | 0 | [6 empty] | 0 | [6 empty] | 0 | [6 empty] | 0
[5 empty] | C4 | 0 | 0 | 0 | 0 | 0 | 0 | 0 | 0 | 0 | 0 | 0 | 0 | 0 | 0 | 0 | 0 | 0 | 0 | 0 | 0 | 0 | 0 | 0 | 0 | 0 | 0 | 0 | 0 | 0 | 0 | 0 | 0 | 0 | 0 | 0 | 0 |  |  | C4 | 0 | 0 | 0 | 0 | 0 | C4 | 0 | 0 | 0 | 0 | 0 | C4 | [5 empty] | C4 | [5 empty] | 0 | [6 empty] | 0 | [6 empty] | 0 | [6 empty] | 0 | [6 empty] | 0 | [6 empty] | 0
|  | 0 | 0 | 0 |  | 0 | 0 | 0 | 0 | 0 |  | 0 | 0 | 0 | 0 | 0 |  | 0 | 0 | 0 | 0 | 0 |  | 0 | 0 | 0 | 0 | 0 |  | 0 | 0 | 0 | 0 | 0 |  | 0 | 0 | 0 | 0 | 0 | [22 empty] | 0 | 0 | 0 | 0 | 0 | 0 |  | 0 | 0 | 0 | 0 | 0 | 0 |  | 0 | 0 | 0 | 0 | 0 | 0 |  | 0 | 0 | 0 | 0 | 0 | 0 |  | 0 | 0 | 0 | 0 | 0 | 0 |  | 0 | 0 | 0 | 0 | 0 | 0
| 132kV OHL Fittings |  |  |  | C1 | 0 | 0 | 0 | 0 | 0 | 0 | 0 | 0 | 0 | 0 | 0 | 0 | 0 | 0 | 0 | 0 | 0 | 0 | 0 | 0 | 0 | 0 | 0 | 0 | 0 | 0 | 0 | 0 | 0 | 0 | 0 | 0 | 0 | 0 | 0 | 0 |  | 0 | C1 | 0 | 0 | 0 | 0 | 0 | C1 | 0 | 0 | 0 | 0 | 0 | C1 | [5 empty] | C1 | [5 empty] | 0 | [6 empty] | 0 | [6 empty] | 0 | [6 empty] | 0 | [6 empty] | 0 | [6 empty] | 0
[5 empty] | C2 | 0 | 0 | 0 | 0 | 0 | 0 | 0 | 0 | 0 | 0 | 0 | 0 | 0 | 0 | 0 | 0 | 0 | 0 | 0 | 0 | 0 | 0 | 0 | 0 | 0 | 0 | 0 | 0 | 0 | 0 | 0 | 0 | 0 | 0 | 0 | 0 |  |  | C2 | 0 | 0 | 0 | 0 | 0 | C2 | 0 | 0 | 0 | 0 | 0 | C2 | [5 empty] | C2 | [5 empty] | 0 | [6 empty] | 0 | [6 empty] | 0 | [6 empty] | 0 | [6 empty] | 0 | [6 empty] | 0
[5 empty] | C3 | 0 | 0 | 0 | 0 | 0 | 0 | 0 | 0 | 0 | 0 | 0 | 0 | 0 | 0 | 0 | 0 | 0 | 0 | 0 | 0 | 0 | 0 | 0 | 0 | 0 | 0 | 0 | 0 | 0 | 0 | 0 | 0 | 0 | 0 | 0 | 0 |  |  | C3 | 0 | 0 | 0 | 0 | 0 | C3 | 0 | 0 | 0 | 0 | 0 | C3 | [5 empty] | C3 | [5 empty] | 0 | [6 empty] | 0 | [6 empty] | 0 | [6 empty] | 0 | [6 empty] | 0 | [6 empty] | 0
[5 empty] | C4 | 0 | 0 | 0 | 0 | 0 | 0 | 0 | 0 | 0 | 0 | 0 | 0 | 0 | 0 | 0 | 0 | 0 | 0 | 0 | 0 | 0 | 0 | 0 | 0 | 0 | 0 | 0 | 0 | 0 | 0 | 0 | 0 | 0 | 0 | 0 | 0 |  |  | C4 | 0 | 0 | 0 | 0 | 0 | C4 | 0 | 0 | 0 | 0 | 0 | C4 | [5 empty] | C4 | [5 empty] | 0 | [6 empty] | 0 | [6 empty] | 0 | [6 empty] | 0 | [6 empty] | 0 | [6 empty] | 0
|  | 0 | 0 | 0 |  | 0 | 0 | 0 | 0 | 0 |  | 0 | 0 | 0 | 0 | 0 |  | 0 | 0 | 0 | 0 | 0 |  | 0 | 0 | 0 | 0 | 0 |  | 0 | 0 | 0 | 0 | 0 |  | 0 | 0 | 0 | 0 | 0 | [22 empty] | 0 | 0 | 0 | 0 | 0 | 0 |  | 0 | 0 | 0 | 0 | 0 | 0 |  | 0 | 0 | 0 | 0 | 0 | 0 |  | 0 | 0 | 0 | 0 | 0 | 0 |  | 0 | 0 | 0 | 0 | 0 | 0 |  | 0 | 0 | 0 | 0 | 0 | 0
| 132kV OHL (Tower Line) Conductor |  |  |  | C1 | 0 | 0 | 0 | 0 | 0 | 0 | 0 | 0 | 0 | 0 | 0 | 0 | 0 | 0 | 0 | 0 | 0 | 0 | 0 | 0 | 0 | 0 | 0 | 0 | 0 | 0 | 0 | 0 | 0 | 0 | 0 | 0 | 0 | 0 | 0 | 0 |  |  | C1 | 0 | 0 | 0 | 0 | 0 | C1 | 0 | 0 | 0 | 0 | 0 | C1 | [5 empty] | C1 | [5 empty] | 0 | [6 empty] | 0 | [6 empty] | 0 | [6 empty] | 0 | [6 empty] | 0 | [6 empty] | 0
[5 empty] | C2 | 0 | 0 | 0 | 0 | 0 | 0 | 0 | 0 | 0 | 0 | 0 | 0 | 0 | 0 | 0 | 0 | 0 | 0 | 0 | 0 | 0 | 0 | 0 | 0 | 0 | 0 | 0 | 0 | 0 | 0 | 0 | 0 | 0 | 0 | 0 | 0 |  |  | C2 | 0 | 0 | 0 | 0 | 0 | C2 | 0 | 0 | 0 | 0 | 0 | C2 | [5 empty] | C2 | [5 empty] | 0 | [6 empty] | 0 | [6 empty] | 0 | [6 empty] | 0 | [6 empty] | 0 | [6 empty] | 0
[5 empty] | C3 | 0 | 0 | 0 | 0 | 0 | 0 | 0 | 0 | 0 | 0 | 0 | 0 | 0 | 0 | 0 | 0 | 0 | 0 | 0 | 0 | 0 | 0 | 0 | 0 | 0 | 0 | 0 | 0 | 0 | 0 | 0 | 0 | 0 | 0 | 0 | 0 |  |  | C3 | 0 | 0 | 0 | 0 | 0 | C3 | 0 | 0 | 0 | 0 | 0 | C3 | [5 empty] | C3 | [5 empty] | 0 | [6 empty] | 0 | [6 empty] | 0 | [6 empty] | 0 | [6 empty] | 0 | [6 empty] | 0
[5 empty] | C4 | 0 | 0 | 0 | 0 | 0 | 0 | 0 | 0 | 0 | 0 | 0 | 0 | 0 | 0 | 0 | 0 | 0 | 0 | 0 | 0 | 0 | 0 | 0 | 0 | 0 | 0 | 0 | 0 | 0 | 0 | 0 | 0 | 0 | 0 | 0 | 0 |  |  | C4 | 0 | 0 | 0 | 0 | 0 | C4 | 0 | 0 | 0 | 0 | 0 | C4 | [5 empty] | C4 | [5 empty] | 0 | [6 empty] | 0 | [6 empty] | 0 | [6 empty] | 0 | [6 empty] | 0 | [6 empty] | 0
|  | 0 | 0 | 0 |  | 0 | 0 | 0 | 0 | 0 |  | 0 | 0 | 0 | 0 | 0 |  | 0 | 0 | 0 | 0 | 0 |  | 0 | 0 | 0 | 0 | 0 |  | 0 | 0 | 0 | 0 | 0 |  | 0 | 0 | 0 | 0 | 0 | [22 empty] | 0 | 0 | 0 | 0 | 0 | 0 |  | 0 | 0 | 0 | 0 | 0 | 0 |  | 0 | 0 | 0 | 0 | 0 | 0 |  | 0 | 0 | 0 | 0 | 0 | 0 |  | 0 | 0 | 0 | 0 | 0 | 0 |  | 0 | 0 | 0 | 0 | 0 | 0
| [Please insert new asset category as required] |  |  |  | C1 | 0 | 0 | 0 | 0 | 0 | 0 | 0 | 0 | 0 | 0 | 0 | 0 | 0 | 0 | 0 | 0 | 0 | 0 | 0 | 0 | 0 | 0 | 0 | 0 | 0 | 0 | 0 | 0 | 0 | 0 | 0 | 0 | 0 | 0 | 0 | 0 |  |  | C1 | 0 | 0 | 0 | 0 | 0 | C1 | 0 | 0 | 0 | 0 | 0 | C1 | [5 empty] | C1 | [5 empty] | 0 | [6 empty] | 0 | [6 empty] | 0 | [6 empty] | 0 | [6 empty] | 0 | [6 empty] | 0
[5 empty] | C2 | 0 | 0 | 0 | 0 | 0 | 0 | 0 | 0 | 0 | 0 | 0 | 0 | 0 | 0 | 0 | 0 | 0 | 0 | 0 | 0 | 0 | 0 | 0 | 0 | 0 | 0 | 0 | 0 | 0 | 0 | 0 | 0 | 0 | 0 | 0 | 0 |  |  | C2 | 0 | 0 | 0 | 0 | 0 | C2 | 0 | 0 | 0 | 0 | 0 | C2 | [5 empty] | C2 | [5 empty] | 0 | [6 empty] | 0 | [6 empty] | 0 | [6 empty] | 0 | [6 empty] | 0 | [6 empty] | 0
[5 empty] | C3 | 0 | 0 | 0 | 0 | 0 | 0 | 0 | 0 | 0 | 0 | 0 | 0 | 0 | 0 | 0 | 0 | 0 | 0 | 0 | 0 | 0 | 0 | 0 | 0 | 0 | 0 | 0 | 0 | 0 | 0 | 0 | 0 | 0 | 0 | 0 | 0 |  |  | C3 | 0 | 0 | 0 | 0 | 0 | C3 | 0 | 0 | 0 | 0 | 0 | C3 | [5 empty] | C3 | [5 empty] | 0 | [6 empty] | 0 | [6 empty] | 0 | [6 empty] | 0 | [6 empty] | 0 | [6 empty] | 0
[5 empty] | C4 | 0 | 0 | 0 | 0 | 0 | 0 | 0 | 0 | 0 | 0 | 0 | 0 | 0 | 0 | 0 | 0 | 0 | 0 | 0 | 0 | 0 | 0 | 0 | 0 | 0 | 0 | 0 | 0 | 0 | 0 | 0 | 0 | 0 | 0 | 0 | 0 |  |  | C4 | 0 | 0 | 0 | 0 | 0 | C4 | 0 | 0 | 0 | 0 | 0 | C4 | [5 empty] | C4 | [5 empty] | 0 | [6 empty] | 0 | [6 empty] | 0 | [6 empty] | 0 | [6 empty] | 0 | [6 empty] | 0
|  | 0 | 0 | 0 |  | 0 | 0 | 0 | 0 | 0 |  | 0 | 0 | 0 | 0 | 0 |  | 0 | 0 | 0 | 0 | 0 |  | 0 | 0 | 0 | 0 | 0 |  | 0 | 0 | 0 | 0 | 0 |  | 0 | 0 | 0 | 0 | 0 | [22 empty] | 0 | 0 | 0 | 0 | 0 | 0 |  | 0 | 0 | 0 | 0 | 0 | 0 |  | 0 | 0 | 0 | 0 | 0 | 0 |  | 0 | 0 | 0 | 0 | 0 | 0 |  | 0 | 0 | 0 | 0 | 0 | 0 |  | 0 | 0 | 0 | 0 | 0 | 0
| [Please insert new asset category as required] |  |  |  | C1 | 0 | 0 | 0 | 0 | 0 | 0 | 0 | 0 | 0 | 0 | 0 | 0 | 0 | 0 | 0 | 0 | 0 | 0 | 0 | 0 | 0 | 0 | 0 | 0 | 0 | 0 | 0 | 0 | 0 | 0 | 0 | 0 | 0 | 0 | 0 | 0 |  |  | C1 | 0 | 0 | 0 | 0 | 0 | C1 | 0 | 0 | 0 | 0 | 0 | C1 | [5 empty] | C1 | [5 empty] | 0 | [6 empty] | 0 | [6 empty] | 0 | [6 empty] | 0 | [6 empty] | 0 | [6 empty] | 0
[5 empty] | C2 | 0 | 0 | 0 | 0 | 0 | 0 | 0 | 0 | 0 | 0 | 0 | 0 | 0 | 0 | 0 | 0 | 0 | 0 | 0 | 0 | 0 | 0 | 0 | 0 | 0 | 0 | 0 | 0 | 0 | 0 | 0 | 0 | 0 | 0 | 0 | 0 |  |  | C2 | 0 | 0 | 0 | 0 | 0 | C2 | 0 | 0 | 0 | 0 | 0 | C2 | [5 empty] | C2 | [5 empty] | 0 | [6 empty] | 0 | [6 empty] | 0 | [6 empty] | 0 | [6 empty] | 0 | [6 empty] | 0
[5 empty] | C3 | 0 | 0 | 0 | 0 | 0 | 0 | 0 | 0 | 0 | 0 | 0 | 0 | 0 | 0 | 0 | 0 | 0 | 0 | 0 | 0 | 0 | 0 | 0 | 0 | 0 | 0 | 0 | 0 | 0 | 0 | 0 | 0 | 0 | 0 | 0 | 0 |  |  | C3 | 0 | 0 | 0 | 0 | 0 | C3 | 0 | 0 | 0 | 0 | 0 | C3 | [5 empty] | C3 | [5 empty] | 0 | [6 empty] | 0 | [6 empty] | 0 | [6 empty] | 0 | [6 empty] | 0 | [6 empty] | 0
[5 empty] | C4 | 0 | 0 | 0 | 0 | 0 | 0 | 0 | 0 | 0 | 0 | 0 | 0 | 0 | 0 | 0 | 0 | 0 | 0 | 0 | 0 | 0 | 0 | 0 | 0 | 0 | 0 | 0 | 0 | 0 | 0 | 0 | 0 | 0 | 0 | 0 | 0 |  |  | C4 | 0 | 0 | 0 | 0 | 0 | C4 | 0 | 0 | 0 | 0 | 0 | C4 | [5 empty] | C4 | [5 empty] | 0 | [6 empty] | 0 | [6 empty] | 0 | [6 empty] | 0 | [6 empty] | 0 | [6 empty] | 0
|  | 0 | 0 | 0 |  | 0 | 0 | 0 | 0 | 0 |  | 0 | 0 | 0 | 0 | 0 |  | 0 | 0 | 0 | 0 | 0 |  | 0 | 0 | 0 | 0 | 0 |  | 0 | 0 | 0 | 0 | 0 |  | 0 | 0 | 0 | 0 | 0 | [22 empty] | 0 | 0 | 0 | 0 | 0 | 0 |  | 0 | 0 | 0 | 0 | 0 | 0 |  | 0 | 0 | 0 | 0 | 0 | 0 |  | 0 | 0 | 0 | 0 | 0 | 0 |  | 0 | 0 | 0 | 0 | 0 | 0 |  | 0 | 0 | 0 | 0 | 0 | 0
| [Please insert new asset category as required] |  |  |  | C1 | 0 | 0 | 0 | 0 | 0 | 0 | 0 | 0 | 0 | 0 | 0 | 0 | 0 | 0 | 0 | 0 | 0 | 0 | 0 | 0 | 0 | 0 | 0 | 0 | 0 | 0 | 0 | 0 | 0 | 0 | 0 | 0 | 0 | 0 | 0 | 0 |  |  | C1 | 0 | 0 | 0 | 0 | 0 | C1 | 0 | 0 | 0 | 0 | 0 | C1 | [5 empty] | C1 | [5 empty] | 0 | [6 empty] | 0 | [6 empty] | 0 | [6 empty] | 0 | [6 empty] | 0 | [6 empty] | 0
[5 empty] | C2 | 0 | 0 | 0 | 0 | 0 | 0 | 0 | 0 | 0 | 0 | 0 | 0 | 0 | 0 | 0 | 0 | 0 | 0 | 0 | 0 | 0 | 0 | 0 | 0 | 0 | 0 | 0 | 0 | 0 | 0 | 0 | 0 | 0 | 0 | 0 | 0 |  |  | C2 | 0 | 0 | 0 | 0 | 0 | C2 | 0 | 0 | 0 | 0 | 0 | C2 | [5 empty] | C2 | [5 empty] | 0 | [6 empty] | 0 | [6 empty] | 0 | [6 empty] | 0 | [6 empty] | 0 | [6 empty] | 0
[5 empty] | C3 | 0 | 0 | 0 | 0 | 0 | 0 | 0 | 0 | 0 | 0 | 0 | 0 | 0 | 0 | 0 | 0 | 0 | 0 | 0 | 0 | 0 | 0 | 0 | 0 | 0 | 0 | 0 | 0 | 0 | 0 | 0 | 0 | 0 | 0 | 0 | 0 |  |  | C3 | 0 | 0 | 0 | 0 | 0 | C3 | 0 | 0 | 0 | 0 | 0 | C3 | [5 empty] | C3 | [5 empty] | 0 | [6 empty] | 0 | [6 empty] | 0 | [6 empty] | 0 | [6 empty] | 0 | [6 empty] | 0
[5 empty] | C4 | 0 | 0 | 0 | 0 | 0 | 0 | 0 | 0 | 0 | 0 | 0 | 0 | 0 | 0 | 0 | 0 | 0 | 0 | 0 | 0 | 0 | 0 | 0 | 0 | 0 | 0 | 0 | 0 | 0 | 0 | 0 | 0 | 0 | 0 | 0 | 0 |  |  | C4 | 0 | 0 | 0 | 0 | 0 | C4 | 0 | 0 | 0 | 0 | 0 | C4 | [5 empty] | C4 | [5 empty] | 0 | [6 empty] | 0 | [6 empty] | 0 | [6 empty] | 0 | [6 empty] | 0 | [6 empty] | 0
|  | 0 | 0 | 0 |  | 0 | 0 | 0 | 0 | 0 |  | 0 | 0 | 0 | 0 | 0 |  | 0 | 0 | 0 | 0 | 0 |  | 0 | 0 | 0 | 0 | 0 |  | 0 | 0 | 0 | 0 | 0 |  | 0 | 0 | 0 | 0 | 0 | [22 empty] | 0 | 0 | 0 | 0 | 0 | 0 |  | 0 | 0 | 0 | 0 | 0 | 0 |  | 0 | 0 | 0 | 0 | 0 | 0 |  | 0 | 0 | 0 | 0 | 0 | 0 |  | 0 | 0 | 0 | 0 | 0 | 0 |  | 0 | 0 | 0 | 0 | 0 | 0
| [Please insert new asset category as required] |  |  |  | C1 | 0 | 0 | 0 | 0 | 0 | 0 | 0 | 0 | 0 | 0 | 0 | 0 | 0 | 0 | 0 | 0 | 0 | 0 | 0 | 0 | 0 | 0 | 0 | 0 | 0 | 0 | 0 | 0 | 0 | 0 | 0 | 0 | 0 | 0 | 0 | 0 |  |  | C1 | 0 | 0 | 0 | 0 | 0 | C1 | 0 | 0 | 0 | 0 | 0 | C1 | [5 empty] | C1 | [5 empty] | 0 | [6 empty] | 0 | [6 empty] | 0 | [6 empty] | 0 | [6 empty] | 0 | [6 empty] | 0
[5 empty] | C2 | 0 | 0 | 0 | 0 | 0 | 0 | 0 | 0 | 0 | 0 | 0 | 0 | 0 | 0 | 0 | 0 | 0 | 0 | 0 | 0 | 0 | 0 | 0 | 0 | 0 | 0 | 0 | 0 | 0 | 0 | 0 | 0 | 0 | 0 | 0 | 0 |  |  | C2 | 0 | 0 | 0 | 0 | 0 | C2 | 0 | 0 | 0 | 0 | 0 | C2 | [5 empty] | C2 | [5 empty] | 0 | [6 empty] | 0 | [6 empty] | 0 | [6 empty] | 0 | [6 empty] | 0 | [6 empty] | 0
[5 empty] | C3 | 0 | 0 | 0 | 0 | 0 | 0 | 0 | 0 | 0 | 0 | 0 | 0 | 0 | 0 | 0 | 0 | 0 | 0 | 0 | 0 | 0 | 0 | 0 | 0 | 0 | 0 | 0 | 0 | 0 | 0 | 0 | 0 | 0 | 0 | 0 | 0 |  |  | C3 | 0 | 0 | 0 | 0 | 0 | C3 | 0 | 0 | 0 | 0 | 0 | C3 | [5 empty] | C3 | [5 empty] | 0 | [6 empty] | 0 | [6 empty] | 0 | [6 empty] | 0 | [6 empty] | 0 | [6 empty] | 0
[5 empty] | C4 | 0 | 0 | 0 | 0 | 0 | 0 | 0 | 0 | 0 | 0 | 0 | 0 | 0 | 0 | 0 | 0 | 0 | 0 | 0 | 0 | 0 | 0 | 0 | 0 | 0 | 0 | 0 | 0 | 0 | 0 | 0 | 0 | 0 | 0 | 0 | 0 |  |  | C4 | 0 | 0 | 0 | 0 | 0 | C4 | 0 | 0 | 0 | 0 | 0 | C4 | [5 empty] | C4 | [5 empty] | 0 | [6 empty] | 0 | [6 empty] | 0 | [6 empty] | 0 | [6 empty] | 0 | [6 empty] | 0
|  | 0 | 0 | 0 |  | 0 | 0 | 0 | 0 | 0 |  | 0 | 0 | 0 | 0 | 0 |  | 0 | 0 | 0 | 0 | 0 |  | 0 | 0 | 0 | 0 | 0 |  | 0 | 0 | 0 | 0 | 0 |  | 0 | 0 | 0 | 0 | 0 | [22 empty] | 0 | 0 | 0 | 0 | 0 | 0 |  | 0 | 0 | 0 | 0 | 0 | 0 |  | 0 | 0 | 0 | 0 | 0 | 0 |  | 0 | 0 | 0 | 0 | 0 | 0 |  | 0 | 0 | 0 | 0 | 0 | 0 |  | 0 | 0 | 0 | 0 | 0 | 0
[63 empty] | 0 | 0 | 0 | 0 | 0 | 0 |  | 0 | 0 | 0 | 0 | 0 | 0 |  | 0 | 0 | 0 | 0 | 0 | 0 |  | 0 | 0 | 0 | 0 | 0 | 0 |  | 0 | 0 | 0 | 0 | 0 | 0 |  | 0 | 0 | 0 | 0 | 0 | 0
| Other | [66 empty] | 0 | [6 empty] | 0 | [6 empty] | 0 | [6 empty] | 0 | [6 empty] | 0 | [6 empty] | 0
| Submarine Cables |  |  |  | C1 | 0 | 0 | 0 | 0 | 0 | 0 | 0 | 0 | 0 | 0 | 0 | 0 | 0 | 0 | 0 | 0 | 0 | 0 | 0 | 0 | 0 | 0 | 0 | 0 | 0 | 0 | 0 | 0 | 0 | 0 | 0 | 0 | 0 | 0 | 0 | 0 |  |  | C1 | 0 | 0 | 0 | 0 | 0 | C1 | 0 | 0 | 0 | 0 | 0 | C1 | [5 empty] | C1 | [5 empty] | 0 | [6 empty] | 0 | [6 empty] | 0 | [6 empty] | 0 | [6 empty] | 0 | [6 empty] | 0
[5 empty] | C2 | 0 | 0 | 0 | 0 | 0 | 0 | 0 | 0 | 0 | 0 | 0 | 0 | 0 | 0 | 0 | 0 | 0 | 0 | 0 | 0 | 0 | 0 | 0 | 0 | 0 | 0 | 0 | 0 | 0 | 0 | 0 | 0 | 0 | 0 | 0 | 0 |  |  | C2 | 0 | 0 | 0 | 0 | 0 | C2 | 0 | 0 | 0 | 0 | 0 | C2 | [5 empty] | C2 | [5 empty] | 0 | [6 empty] | 0 | [6 empty] | 0 | [6 empty] | 0 | [6 empty] | 0 | [6 empty] | 0
[5 empty] | C3 | 0 | 0 | 0 | 0 | 0 | 0 | 0 | 0 | 0 | 0 | 0 | 0 | 0 | 0 | 0 | 0 | 0 | 0 | 0 | 0 | 0 | 0 | 0 | 0 | 0 | 0 | 0 | 0 | 0 | 0 | 0 | 0 | 0 | 0 | 0 | 0 |  |  | C3 | 0 | 0 | 0 | 0 | 0 | C3 | 0 | 0 | 0 | 0 | 0 | C3 | [5 empty] | C3 | [5 empty] | 0 | [6 empty] | 0 | [6 empty] | 0 | [6 empty] | 0 | [6 empty] | 0 | [6 empty] | 0
[5 empty] | C4 | 0 | 0 | 0 | 0 | 0 | 0 | 0 | 0 | 0 | 0 | 0 | 0 | 0 | 0 | 0 | 0 | 0 | 0 | 0 | 0 | 0 | 0 | 0 | 0 | 0 | 0 | 0 | 0 | 0 | 0 | 0 | 0 | 0 | 0 | 0 | 0 |  |  | C4 | 0 | 0 | 0 | 0 | 0 | C4 | 0 | 0 | 0 | 0 | 0 | C4 | [5 empty] | C4 | [5 empty] | 0 | [6 empty] | 0 | [6 empty] | 0 | [6 empty] | 0 | [6 empty] | 0 | [6 empty] | 0
|  | 0 | 0 | 0 |  | 0 | 0 | 0 | 0 | 0 |  | 0 | 0 | 0 | 0 | 0 |  | 0 | 0 | 0 | 0 | 0 |  | 0 | 0 | 0 | 0 | 0 |  | 0 | 0 | 0 | 0 | 0 |  | 0 | 0 | 0 | 0 | 0 | [22 empty] | 0 | 0 | 0 | 0 | 0 | 0 |  | 0 | 0 | 0 | 0 | 0 | 0 |  | 0 | 0 | 0 | 0 | 0 | 0 |  | 0 | 0 | 0 | 0 | 0 | 0 |  | 0 | 0 | 0 | 0 | 0 | 0 |  | 0 | 0 | 0 | 0 | 0 | 0
| [Please insert new asset category as required] |  |  |  | C1 | 0 | 0 | 0 | 0 | 0 | 0 | 0 | 0 | 0 | 0 | 0 | 0 | 0 | 0 | 0 | 0 | 0 | 0 | 0 | 0 | 0 | 0 | 0 | 0 | 0 | 0 | 0 | 0 | 0 | 0 | 0 | 0 | 0 | 0 | 0 | 0 |  |  | C1 | 0 | 0 | 0 | 0 | 0 | C1 | 0 | 0 | 0 | 0 | 0 | C1 | [5 empty] | C1 | [5 empty] | 0 | [6 empty] | 0 | [6 empty] | 0 | [6 empty] | 0 | [6 empty] | 0 | [6 empty] | 0
[5 empty] | C2 | 0 | 0 | 0 | 0 | 0 | 0 | 0 | 0 | 0 | 0 | 0 | 0 | 0 | 0 | 0 | 0 | 0 | 0 | 0 | 0 | 0 | 0 | 0 | 0 | 0 | 0 | 0 | 0 | 0 | 0 | 0 | 0 | 0 | 0 | 0 | 0 |  |  | C2 | 0 | 0 | 0 | 0 | 0 | C2 | 0 | 0 | 0 | 0 | 0 | C2 | [5 empty] | C2 | [5 empty] | 0 | [6 empty] | 0 | [6 empty] | 0 | [6 empty] | 0 | [6 empty] | 0 | [6 empty] | 0
[5 empty] | C3 | 0 | 0 | 0 | 0 | 0 | 0 | 0 | 0 | 0 | 0 | 0 | 0 | 0 | 0 | 0 | 0 | 0 | 0 | 0 | 0 | 0 | 0 | 0 | 0 | 0 | 0 | 0 | 0 | 0 | 0 | 0 | 0 | 0 | 0 | 0 | 0 |  |  | C3 | 0 | 0 | 0 | 0 | 0 | C3 | 0 | 0 | 0 | 0 | 0 | C3 | [5 empty] | C3 | [5 empty] | 0 | [6 empty] | 0 | [6 empty] | 0 | [6 empty] | 0 | [6 empty] | 0 | [6 empty] | 0
[5 empty] | C4 | 0 | 0 | 0 | 0 | 0 | 0 | 0 | 0 | 0 | 0 | 0 | 0 | 0 | 0 | 0 | 0 | 0 | 0 | 0 | 0 | 0 | 0 | 0 | 0 | 0 | 0 | 0 | 0 | 0 | 0 | 0 | 0 | 0 | 0 | 0 | 0 |  |  | C4 | 0 | 0 | 0 | 0 | 0 | C4 | 0 | 0 | 0 | 0 | 0 | C4 | [5 empty] | C4 | [5 empty] | 0 | [6 empty] | 0 | [6 empty] | 0 | [6 empty] | 0 | [6 empty] | 0 | [6 empty] | 0
|  | 0 | 0 | 0 |  | 0 | 0 | 0 | 0 | 0 |  | 0 | 0 | 0 | 0 | 0 |  | 0 | 0 | 0 | 0 | 0 |  | 0 | 0 | 0 | 0 | 0 |  | 0 | 0 | 0 | 0 | 0 |  | 0 | 0 | 0 | 0 | 0 | [22 empty] | 0 | 0 | 0 | 0 | 0 | 0 |  | 0 | 0 | 0 | 0 | 0 | 0 |  | 0 | 0 | 0 | 0 | 0 | 0 |  | 0 | 0 | 0 | 0 | 0 | 0 |  | 0 | 0 | 0 | 0 | 0 | 0 |  | 0 | 0 | 0 | 0 | 0 | 0
| [Please insert new asset category as required] |  |  |  | C1 | 0 | 0 | 0 | 0 | 0 | 0 | 0 | 0 | 0 | 0 | 0 | 0 | 0 | 0 | 0 | 0 | 0 | 0 | 0 | 0 | 0 | 0 | 0 | 0 | 0 | 0 | 0 | 0 | 0 | 0 | 0 | 0 | 0 | 0 | 0 | 0 |  |  | C1 | 0 | 0 | 0 | 0 | 0 | C1 | 0 | 0 | 0 | 0 | 0 | C1 | [5 empty] | C1 | [5 empty] | 0 | [6 empty] | 0 | [6 empty] | 0 | [6 empty] | 0 | [6 empty] | 0 | [6 empty] | 0
[5 empty] | C2 | 0 | 0 | 0 | 0 | 0 | 0 | 0 | 0 | 0 | 0 | 0 | 0 | 0 | 0 | 0 | 0 | 0 | 0 | 0 | 0 | 0 | 0 | 0 | 0 | 0 | 0 | 0 | 0 | 0 | 0 | 0 | 0 | 0 | 0 | 0 | 0 |  |  | C2 | 0 | 0 | 0 | 0 | 0 | C2 | 0 | 0 | 0 | 0 | 0 | C2 | [5 empty] | C2 | [5 empty] | 0 | [6 empty] | 0 | [6 empty] | 0 | [6 empty] | 0 | [6 empty] | 0 | [6 empty] | 0
[5 empty] | C3 | 0 | 0 | 0 | 0 | 0 | 0 | 0 | 0 | 0 | 0 | 0 | 0 | 0 | 0 | 0 | 0 | 0 | 0 | 0 | 0 | 0 | 0 | 0 | 0 | 0 | 0 | 0 | 0 | 0 | 0 | 0 | 0 | 0 | 0 | 0 | 0 |  |  | C3 | 0 | 0 | 0 | 0 | 0 | C3 | 0 | 0 | 0 | 0 | 0 | C3 | [5 empty] | C3 | [5 empty] | 0 | [6 empty] | 0 | [6 empty] | 0 | [6 empty] | 0 | [6 empty] | 0 | [6 empty] | 0
[5 empty] | C4 | 0 | 0 | 0 | 0 | 0 | 0 | 0 | 0 | 0 | 0 | 0 | 0 | 0 | 0 | 0 | 0 | 0 | 0 | 0 | 0 | 0 | 0 | 0 | 0 | 0 | 0 | 0 | 0 | 0 | 0 | 0 | 0 | 0 | 0 | 0 | 0 |  |  | C4 | 0 | 0 | 0 | 0 | 0 | C4 | 0 | 0 | 0 | 0 | 0 | C4 | [5 empty] | C4 | [5 empty] | 0 | [6 empty] | 0 | [6 empty] | 0 | [6 empty] | 0 | [6 empty] | 0 | [6 empty] | 0
|  | 0 | 0 | 0 |  | 0 | 0 | 0 | 0 | 0 |  | 0 | 0 | 0 | 0 | 0 |  | 0 | 0 | 0 | 0 | 0 |  | 0 | 0 | 0 | 0 | 0 |  | 0 | 0 | 0 | 0 | 0 |  | 0 | 0 | 0 | 0 | 0 | [22 empty] | 0 | 0 | 0 | 0 | 0 | 0 |  | 0 | 0 | 0 | 0 | 0 | 0 |  | 0 | 0 | 0 | 0 | 0 | 0 |  | 0 | 0 | 0 | 0 | 0 | 0 |  | 0 | 0 | 0 | 0 | 0 | 0 |  | 0 | 0 | 0 | 0 | 0 | 0
| [Please insert new asset category as required] |  |  |  | C1 | 0 | 0 | 0 | 0 | 0 | 0 | 0 | 0 | 0 | 0 | 0 | 0 | 0 | 0 | 0 | 0 | 0 | 0 | 0 | 0 | 0 | 0 | 0 | 0 | 0 | 0 | 0 | 0 | 0 | 0 | 0 | 0 | 0 | 0 | 0 | 0 |  |  | C1 | 0 | 0 | 0 | 0 | 0 | C1 | 0 | 0 | 0 | 0 | 0 | C1 | [5 empty] | C1 | [5 empty] | 0 | [6 empty] | 0 | [6 empty] | 0 | [6 empty] | 0 | [6 empty] | 0 | [6 empty] | 0
[5 empty] | C2 | 0 | 0 | 0 | 0 | 0 | 0 | 0 | 0 | 0 | 0 | 0 | 0 | 0 | 0 | 0 | 0 | 0 | 0 | 0 | 0 | 0 | 0 | 0 | 0 | 0 | 0 | 0 | 0 | 0 | 0 | 0 | 0 | 0 | 0 | 0 | 0 |  |  | C2 | 0 | 0 | 0 | 0 | 0 | C2 | 0 | 0 | 0 | 0 | 0 | C2 | [5 empty] | C2 | [5 empty] | 0 | [6 empty] | 0 | [6 empty] | 0 | [6 empty] | 0 | [6 empty] | 0 | [6 empty] | 0
[5 empty] | C3 | 0 | 0 | 0 | 0 | 0 | 0 | 0 | 0 | 0 | 0 | 0 | 0 | 0 | 0 | 0 | 0 | 0 | 0 | 0 | 0 | 0 | 0 | 0 | 0 | 0 | 0 | 0 | 0 | 0 | 0 | 0 | 0 | 0 | 0 | 0 | 0 |  |  | C3 | 0 | 0 | 0 | 0 | 0 | C3 | 0 | 0 | 0 | 0 | 0 | C3 | [5 empty] | C3 | [5 empty] | 0 | [6 empty] | 0 | [6 empty] | 0 | [6 empty] | 0 | [6 empty] | 0 | [6 empty] | 0
[5 empty] | C4 | 0 | 0 | 0 | 0 | 0 | 0 | 0 | 0 | 0 | 0 | 0 | 0 | 0 | 0 | 0 | 0 | 0 | 0 | 0 | 0 | 0 | 0 | 0 | 0 | 0 | 0 | 0 | 0 | 0 | 0 | 0 | 0 | 0 | 0 | 0 | 0 |  |  | C4 | 0 | 0 | 0 | 0 | 0 | C4 | 0 | 0 | 0 | 0 | 0 | C4 | [5 empty] | C4 | [5 empty] | 0 | [6 empty] | 0 | [6 empty] | 0 | [6 empty] | 0 | [6 empty] | 0 | [6 empty] | 0
|  | 0 | 0 | 0 |  | 0 | 0 | 0 | 0 | 0 |  | 0 | 0 | 0 | 0 | 0 |  | 0 | 0 | 0 | 0 | 0 |  | 0 | 0 | 0 | 0 | 0 |  | 0 | 0 | 0 | 0 | 0 |  | 0 | 0 | 0 | 0 | 0 | [22 empty] | 0 | 0 | 0 | 0 | 0 | 0 |  | 0 | 0 | 0 | 0 | 0 | 0 |  | 0 | 0 | 0 | 0 | 0 | 0 |  | 0 | 0 | 0 | 0 | 0 | 0 |  | 0 | 0 | 0 | 0 | 0 | 0 |  | 0 | 0 | 0 | 0 | 0 | 0
| [Please insert new asset category as required] |  |  |  | C1 | 0 | 0 | 0 | 0 | 0 | 0 | 0 | 0 | 0 | 0 | 0 | 0 | 0 | 0 | 0 | 0 | 0 | 0 | 0 | 0 | 0 | 0 | 0 | 0 | 0 | 0 | 0 | 0 | 0 | 0 | 0 | 0 | 0 | 0 | 0 | 0 |  |  | C1 | 0 | 0 | 0 | 0 | 0 | C1 | 0 | 0 | 0 | 0 | 0 | C1 | [5 empty] | C1 | [5 empty] | 0 | [6 empty] | 0 | [6 empty] | 0 | [6 empty] | 0 | [6 empty] | 0 | [6 empty] | 0
[5 empty] | C2 | 0 | 0 | 0 | 0 | 0 | 0 | 0 | 0 | 0 | 0 | 0 | 0 | 0 | 0 | 0 | 0 | 0 | 0 | 0 | 0 | 0 | 0 | 0 | 0 | 0 | 0 | 0 | 0 | 0 | 0 | 0 | 0 | 0 | 0 | 0 | 0 |  |  | C2 | 0 | 0 | 0 | 0 | 0 | C2 | 0 | 0 | 0 | 0 | 0 | C2 | [5 empty] | C2 | [5 empty] | 0 | [6 empty] | 0 | [6 empty] | 0 | [6 empty] | 0 | [6 empty] | 0 | [6 empty] | 0
[5 empty] | C3 | 0 | 0 | 0 | 0 | 0 | 0 | 0 | 0 | 0 | 0 | 0 | 0 | 0 | 0 | 0 | 0 | 0 | 0 | 0 | 0 | 0 | 0 | 0 | 0 | 0 | 0 | 0 | 0 | 0 | 0 | 0 | 0 | 0 | 0 | 0 | 0 |  |  | C3 | 0 | 0 | 0 | 0 | 0 | C3 | 0 | 0 | 0 | 0 | 0 | C3 | [5 empty] | C3 | [5 empty] | 0 | [6 empty] | 0 | [6 empty] | 0 | [6 empty] | 0 | [6 empty] | 0 | [6 empty] | 0
[5 empty] | C4 | 0 | 0 | 0 | 0 | 0 | 0 | 0 | 0 | 0 | 0 | 0 | 0 | 0 | 0 | 0 | 0 | 0 | 0 | 0 | 0 | 0 | 0 | 0 | 0 | 0 | 0 | 0 | 0 | 0 | 0 | 0 | 0 | 0 | 0 | 0 | 0 |  |  | C4 | 0 | 0 | 0 | 0 | 0 | C4 | 0 | 0 | 0 | 0 | 0 | C4 | [5 empty] | C4 | [5 empty] | 0 | [6 empty] | 0 | [6 empty] | 0 | [6 empty] | 0 | [6 empty] | 0 | [6 empty] | 0
|  | 0 | 0 | 0 |  | 0 | 0 | 0 | 0 | 0 |  | 0 | 0 | 0 | 0 | 0 |  | 0 | 0 | 0 | 0 | 0 |  | 0 | 0 | 0 | 0 | 0 |  | 0 | 0 | 0 | 0 | 0 |  | 0 | 0 | 0 | 0 | 0 | [22 empty] | 0 | 0 | 0 | 0 | 0 | 0 |  | 0 | 0 | 0 | 0 | 0 | 0 |  | 0 | 0 | 0 | 0 | 0 | 0 |  | 0 | 0 | 0 | 0 | 0 | 0 |  | 0 | 0 | 0 | 0 | 0 | 0 |  | 0 | 0 | 0 | 0 | 0 | 0
| [Please insert new asset category as required] |  |  |  | C1 | 0 | 0 | 0 | 0 | 0 | 0 | 0 | 0 | 0 | 0 | 0 | 0 | 0 | 0 | 0 | 0 | 0 | 0 | 0 | 0 | 0 | 0 | 0 | 0 | 0 | 0 | 0 | 0 | 0 | 0 | 0 | 0 | 0 | 0 | 0 | 0 |  |  | C1 | 0 | 0 | 0 | 0 | 0 | C1 | 0 | 0 | 0 | 0 | 0 | C1 | [5 empty] | C1 | [5 empty] | 0 | [6 empty] | 0 | [6 empty] | 0 | [6 empty] | 0 | [6 empty] | 0 | [6 empty] | 0
[5 empty] | C2 | 0 | 0 | 0 | 0 | 0 | 0 | 0 | 0 | 0 | 0 | 0 | 0 | 0 | 0 | 0 | 0 | 0 | 0 | 0 | 0 | 0 | 0 | 0 | 0 | 0 | 0 | 0 | 0 | 0 | 0 | 0 | 0 | 0 | 0 | 0 | 0 |  |  | C2 | 0 | 0 | 0 | 0 | 0 | C2 | 0 | 0 | 0 | 0 | 0 | C2 | [5 empty] | C2 | [5 empty] | 0 | [6 empty] | 0 | [6 empty] | 0 | [6 empty] | 0 | [6 empty] | 0 | [6 empty] | 0
[5 empty] | C3 | 0 | 0 | 0 | 0 | 0 | 0 | 0 | 0 | 0 | 0 | 0 | 0 | 0 | 0 | 0 | 0 | 0 | 0 | 0 | 0 | 0 | 0 | 0 | 0 | 0 | 0 | 0 | 0 | 0 | 0 | 0 | 0 | 0 | 0 | 0 | 0 |  |  | C3 | 0 | 0 | 0 | 0 | 0 | C3 | 0 | 0 | 0 | 0 | 0 | C3 | [5 empty] | C3 | [5 empty] | 0 | [6 empty] | 0 | [6 empty] | 0 | [6 empty] | 0 | [6 empty] | 0 | [6 empty] | 0
[5 empty] | C4 | 0 | 0 | 0 | 0 | 0 | 0 | 0 | 0 | 0 | 0 | 0 | 0 | 0 | 0 | 0 | 0 | 0 | 0 | 0 | 0 | 0 | 0 | 0 | 0 | 0 | 0 | 0 | 0 | 0 | 0 | 0 | 0 | 0 | 0 | 0 | 0 |  |  | C4 | 0 | 0 | 0 | 0 | 0 | C4 | 0 | 0 | 0 | 0 | 0 | C4 | [5 empty] | C4 | [5 empty] | 0 | [6 empty] | 0 | [6 empty] | 0 | [6 empty] | 0 | [6 empty] | 0 | [6 empty] | 0
|  | 0 | 0 | 0 |  | 0 | 0 | 0 | 0 | 0 |  | 0 | 0 | 0 | 0 | 0 |  | 0 | 0 | 0 | 0 | 0 |  | 0 | 0 | 0 | 0 | 0 |  | 0 | 0 | 0 | 0 | 0 |  | 0 | 0 | 0 | 0 | 0 | [22 empty] | 0 | 0 | 0 | 0 | 0 | 0 |  | 0 | 0 | 0 | 0 | 0 | 0 |  | 0 | 0 | 0 | 0 | 0 | 0 |  | 0 | 0 | 0 | 0 | 0 | 0 |  | 0 | 0 | 0 | 0 | 0 | 0 |  | 0 | 0 | 0 | 0 | 0 | 0
[63 empty] | 0 | 0 | 0 | 0 | 0 | 0 |  | 0 | 0 | 0 | 0 | 0 | 0 |  | 0 | 0 | 0 | 0 | 0 | 0 |  | 0 | 0 | 0 | 0 | 0 | 0 |  | 0 | 0 | 0 | 0 | 0 | 0 |  | 0 | 0 | 0 | 0 | 0 | 0
| TOTAL |  | 334374 | 334465 |  | 181785 | 31764 | 46691 | 46534 | 27600 |  | 0 | 0 | 0 | 0 | 0 |  | 20694 | -4189 | -4139 | -8320 | -4046 |  | 172959 | 30835 | 50869 | 19696 | 60015 |  | 41341 | -7368 | -9076 | -16297 | -8600 |  | 163423 | 20988 | 20730 | 53274 | 75959 |  |  |  |  | 0 | 0 | 0 | 0 | 0 |  | 0 | 0 | 0 | 0 | 0 | [7 empty] | 0 | 0 | 0 | 0 | 0 | 0 |  | 6394099.0868 | 2268996.0931 | 4091927.1263 | 7539284.3233 | 10648547.4134 | 30942854.0429 |  | 6038009.4372 | 2089519.6793 | 4452097.338 | 4064002.9396 | 22198407.8087 | 38842037.2028 |  | 6778532.9054 | 1946756.8723 | 4094534.2084 | 2789125.4061 | 20073514.5247 | 35682463.9169 |  | 5655487.295 | 1327714.1455 | 2530346.8266 | 7795412.6967 | 29688179.3801 | 46997140.3438 |  | 7105593.2535 | 1098067.8075 | 1870393.8001 | 5516481.5106 | 24523860.1585 | 40114396.5303
Health Index Definitions
|  |  | HI1 | New or as new | [57 empty] | LV Network | 0 | 0 | 0 | 0 | 0 | 0 | LV Network | 461595.3274 | 63787.488 | 576843.5064 | 547382.8296 | 812731.6404 | 2462340.7917 | LV Network | 447782.485 | 58818.3337 | 603555.048 | 197039.9928 | 1704533.8189 | 3011729.6784 | LV Network | 500980.5942 | 40498.0514 | 574936.9431 | 98265.3405 | 1635991.0862 | 2850672.0153 | LV Network | 434036.8402 | 46690.04 | 100929.9239 | 928284.373 | 2117582.1823 | 3627523.3593 | LV Network | 540335.9954 | 10082.8253 | 43693.7139 | 730894.2284 | 1980870.0432 | 3305876.8062
|  |  | HI2 | Good or seviceable condition | [57 empty] | HV Network | 0 | 0 | 0 | 0 | 0 | 0 | HV Network | 4583454.2452 | 1428549.6798 | 2657933.657 | 4870258.1298 | 6734662.8387 | 20274858.5505 | HV Network | 4364582.8657 | 1352969.5576 | 2888482.5178 | 2248295.3554 | 14705344.9446 | 25559675.2412 | HV Network | 4889375.676 | 1208488.9956 | 2637131.9706 | 1381864.0626 | 13411294.0943 | 23528154.799 | HV Network | 4117969.6094 | 866964.9805 | 1518476.5856 | 5190617.1469 | 18738540.7168 | 30432569.0393 | HV Network | 5156383.5129 | 659502.6861 | 911790.0221 | 3519916.5596 | 15955143.496 | 26202736.2767
|  |  | HI3 | Deterioration requires assessment and monitoring | [57 empty] | EHV Network | 0 | 0 | 0 | 0 | 0 | 0 | EHV Network | 1349049.5142 | 776658.9254 | 857149.9629 | 2121643.3638 | 3101152.9343 | 8205654.7006 | EHV Network | 1225644.0865 | 677731.7879 | 960059.7721 | 1618667.5914 | 5788529.0452 | 10270632.2831 | EHV Network | 1388176.6352 | 697769.8254 | 882465.2948 | 1308996.003 | 5026229.3442 | 9303637.1026 | EHV Network | 1103480.8455 | 414059.1249 | 910940.3171 | 1676511.1768 | 8832056.481 | 12937047.9453 | EHV Network | 1408873.7451 | 428482.2961 | 914910.0642 | 1265670.7226 | 6587846.6193 | 10605783.4474
|  |  | HI4 | Material deterioration, intervention requires consideration | [57 empty] | 132kV Network | 0 | 0 | 0 | 0 | 0 | 0 | 132kV Network | 0 | 0 | 0 | 0 | 0 | 0 | 132kV Network | 0 | 0 | 0 | 0 | 0 | 0 | 132kV Network | 0 | 0 | 0 | 0 | 0 | 0 | 132kV Network | 0 | 0 | 0 | 0 | 0 | 0 | 132kV Network | 0 | 0 | 0 | 0 | 0 | 0
|  |  | HI5 | End of serviceable life, intervention required | [57 empty] | Other | 0 | 0 | 0 | 0 | 0 | 0 | Other | 0 | 0 | 0 | 0 | 0 | 0 | Other | 0 | 0 | 0 | 0 | 0 | 0 | Other | 0 | 0 | 0 | 0 | 0 | 0 | Other | 0 | 0 | 0 | 0 | 0 | 0 | Other | 0 | 0 | 0 | 0 | 0 | 0
[62 empty] | Total | 0 | 0 | 0 | 0 | 0 | 0 | Total | 6394099.0868 | 2268996.0931 | 4091927.1263 | 7539284.3233 | 10648547.4134 | 30942854.0429 | Total | 6038009.4372 | 2089519.6793 | 4452097.338 | 4064002.9396 | 22198407.8087 | 38842037.2028 | Total | 6778532.9054 | 1946756.8723 | 4094534.2084 | 2789125.4061 | 20073514.5247 | 35682463.9169 | Total | 5655487.295 | 1327714.1455 | 2530346.8266 | 7795412.6967 | 29688179.3801 | 46997140.3438 | Total | 7105593.2535 | 1098067.8075 | 1870393.8001 | 5516481.5106 | 24523860.1585 | 40114396.5303
Criticality Index Definitions
|  |  | C1 | Low criticality
|  |  | C2 | Average criticality
|  |  | C3 | High criticality
|  |  | C4 | Very high criticality

## SPD - Asset Rep
Secondary deliverables RIIO-ED1 - Asset Replacement | [50 empty] | Criticality weightings C1 to C4 | Criticality Rating Boundaries
SPD | [49 empty] | C1 | 0.7 | Below 75% of average
[50 empty] | C2 | 1 | 75%-125%
[50 empty] | C3 | 1.5 | 125%-200%
[50 empty] | C4 | 2.5 | Over 200% of average
Price base (2012/13)
| ASSET CATEGORIES |  | ASSET REGISTER |  |  | End of DPCR5 (31 March 2015) with investment | [5 empty] | End of DPCR5 (31 March 2015) without investment | [5 empty] | Mid-Period Review (31 March 2019) planned investment | [5 empty] | Mid-Period Review (31 March 2019) without investment | [5 empty] | End of RIIO-ED1 (31 March 2023) planned investment | [5 empty] | End of RIIO-ED1 (31 March 2023) without investment | [8 empty] | Probability of Asset Failure | [5 empty] | Consequence of Asset Failure | [5 empty] | Probability of Asset Failure x Consequence of Asset Failure
Is it your current intention to have a health index for this asset category in the RIIO-ED1 control period.
|  |  | as at 31st March 2015 | as at 31st March 2023 |  | HI 1 | HI 2 | HI 3 | HI 4 | HI 5 |  | HI 1 | HI 2 | HI 3 | HI 4 | HI 5 |  | HI 1 | HI 2 | HI 3 | HI 4 | HI 5 |  | HI 1 | HI 2 | HI 3 | HI 4 | HI 5 |  | HI 1 | HI 2 | HI 3 | HI 4 | HI 5 |  | HI 1 | HI 2 | HI 3 | HI 4 | HI 5 |  |  |  |  | HI 1 | HI 2 | HI 3 | HI 4 | HI 5 |  | HI 1 | HI 2 | HI 3 | HI 4 | HI 5 |  | HI 1 | HI 2 | HI 3 | HI 4 | HI 5 |  | End of DPCR5 (without investment) | [6 empty] | Position at Beginning of RIIO-ED1 | [6 empty] | Mid Period (Without Investment) | [6 empty] | Mid Period (With Investment) | [6 empty] | End of RIIO-ED1 (Without Investment) | [6 empty] | End of RIIO-ED1 (With Investment)
| LV Network | [61 empty] | 1 | 2 | 3 | 4 | 5 | Total |  | 1 | 2 | 3 | 4 | 5 | Total |  | 1 | 2 | 3 | 4 | 5 | Total |  | 1 | 2 | 3 | 4 | 5 | Total |  | 1 | 2 | 3 | 4 | 5 | Total |  | 1 | 2 | 3 | 4 | 5 | Total
| LV Switchgear and Other |  |  |  | C1 | 0 | 0 | 0 | 0 | 0 | 0 | 0 | 0 | 0 | 0 | 0 | 0 | 0 | 0 | 0 | 0 | 0 | 0 | 0 | 0 | 0 | 0 | 0 | 0 | 0 | 0 | 0 | 0 | 0 | 0 | 0 | 0 | 0 | 0 | 0 | 0 | Yes |  | C1 | 0 | 0 | 0 | 0 | 0 | C1 | 0 | 0 | 0 | 0 | 0 | C1 | [5 empty] | C1 | [5 empty] | 0 | [6 empty] | 0 | [6 empty] | 0 | [6 empty] | 0 | [6 empty] | 0 | [6 empty] | 0
[5 empty] | C2 | 0 | 0 | 0 | 0 | 0 | 0 | 0 | 0 | 0 | 0 | 0 | 0 | 0 | 0 | 0 | 0 | 0 | 0 | 0 | 0 | 0 | 0 | 0 | 0 | 0 | 0 | 0 | 0 | 0 | 0 | 0 | 0 | 0 | 0 | 0 | 0 | No |  | C2 | 0 | 0 | 0 | 0 | 0 | C2 | 0 | 0 | 0 | 0 | 0 | C2 | [5 empty] | C2 | [5 empty] | 0 | [6 empty] | 0 | [6 empty] | 0 | [6 empty] | 0 | [6 empty] | 0 | [6 empty] | 0
[5 empty] | C3 | 0 | 0 | 0 | 0 | 0 | 0 | 0 | 0 | 0 | 0 | 0 | 0 | 0 | 0 | 0 | 0 | 0 | 0 | 0 | 0 | 0 | 0 | 0 | 0 | 0 | 0 | 0 | 0 | 0 | 0 | 0 | 0 | 0 | 0 | 0 | 0 |  |  | C3 | 0 | 0 | 0 | 0 | 0 | C3 | 0 | 0 | 0 | 0 | 0 | C3 | [5 empty] | C3 | [5 empty] | 0 | [6 empty] | 0 | [6 empty] | 0 | [6 empty] | 0 | [6 empty] | 0 | [6 empty] | 0
[5 empty] | C4 | 0 | 0 | 0 | 0 | 0 | 0 | 0 | 0 | 0 | 0 | 0 | 0 | 0 | 0 | 0 | 0 | 0 | 0 | 0 | 0 | 0 | 0 | 0 | 0 | 0 | 0 | 0 | 0 | 0 | 0 | 0 | 0 | 0 | 0 | 0 | 0 |  |  | C4 | 0 | 0 | 0 | 0 | 0 | C4 | 0 | 0 | 0 | 0 | 0 | C4 | [5 empty] | C4 | [5 empty] | 0 | [6 empty] | 0 | [6 empty] | 0 | [6 empty] | 0 | [6 empty] | 0 | [6 empty] | 0
|  | Yes | 0 | 0 |  | 0 | 0 | 0 | 0 | 0 |  | 0 | 0 | 0 | 0 | 0 |  | 0 | 0 | 0 | 0 | 0 |  | 0 | 0 | 0 | 0 | 0 |  | 0 | 0 | 0 | 0 | 0 |  | 0 | 0 | 0 | 0 | 0 | [22 empty] | 0 | 0 | 0 | 0 | 0 | 0 |  | 0 | 0 | 0 | 0 | 0 | 0 |  | 0 | 0 | 0 | 0 | 0 | 0 |  | 0 | 0 | 0 | 0 | 0 | 0 |  | 0 | 0 | 0 | 0 | 0 | 0 |  | 0 | 0 | 0 | 0 | 0 | 0
| LV UGB |  |  |  | C1 | 0 | 0 | 0 | 0 | 0 | 0 | 0 | 0 | 0 | 0 | 0 | 0 | 0 | 0 | 0 | 0 | 0 | 0 | 0 | 0 | 0 | 0 | 0 | 0 | 0 | 0 | 0 | 0 | 0 | 0 | 0 | 0 | 0 | 0 | 0 | 0 |  |  | C1 | 0 | 0 | 0 | 0 | 0 | C1 | 0 | 0 | 0 | 0 | 0 | C1 | [5 empty] | C1 | [5 empty] | 0 | [6 empty] | 0 | [6 empty] | 0 | [6 empty] | 0 | [6 empty] | 0 | [6 empty] | 0
[5 empty] | C2 | 0 | 0 | 0 | 0 | 0 | 0 | 0 | 0 | 0 | 0 | 0 | 0 | 0 | 0 | 0 | 0 | 0 | 0 | 0 | 0 | 0 | 0 | 0 | 0 | 0 | 0 | 0 | 0 | 0 | 0 | 0 | 0 | 0 | 0 | 0 | 0 |  |  | C2 | 0 | 0 | 0 | 0 | 0 | C2 | 0 | 0 | 0 | 0 | 0 | C2 | [5 empty] | C2 | [5 empty] | 0 | [6 empty] | 0 | [6 empty] | 0 | [6 empty] | 0 | [6 empty] | 0 | [6 empty] | 0
[5 empty] | C3 | 0 | 0 | 0 | 0 | 0 | 0 | 0 | 0 | 0 | 0 | 0 | 0 | 0 | 0 | 0 | 0 | 0 | 0 | 0 | 0 | 0 | 0 | 0 | 0 | 0 | 0 | 0 | 0 | 0 | 0 | 0 | 0 | 0 | 0 | 0 | 0 |  |  | C3 | 0 | 0 | 0 | 0 | 0 | C3 | 0 | 0 | 0 | 0 | 0 | C3 | [5 empty] | C3 | [5 empty] | 0 | [6 empty] | 0 | [6 empty] | 0 | [6 empty] | 0 | [6 empty] | 0 | [6 empty] | 0
[5 empty] | C4 | 0 | 0 | 0 | 0 | 0 | 0 | 0 | 0 | 0 | 0 | 0 | 0 | 0 | 0 | 0 | 0 | 0 | 0 | 0 | 0 | 0 | 0 | 0 | 0 | 0 | 0 | 0 | 0 | 0 | 0 | 0 | 0 | 0 | 0 | 0 | 0 |  |  | C4 | 0 | 0 | 0 | 0 | 0 | C4 | 0 | 0 | 0 | 0 | 0 | C4 | [5 empty] | C4 | [5 empty] | 0 | [6 empty] | 0 | [6 empty] | 0 | [6 empty] | 0 | [6 empty] | 0 | [6 empty] | 0
|  | Yes | 0 | 0 |  | 0 | 0 | 0 | 0 | 0 |  | 0 | 0 | 0 | 0 | 0 |  | 0 | 0 | 0 | 0 | 0 |  | 0 | 0 | 0 | 0 | 0 |  | 0 | 0 | 0 | 0 | 0 |  | 0 | 0 | 0 | 0 | 0 | [22 empty] | 0 | 0 | 0 | 0 | 0 | 0 |  | 0 | 0 | 0 | 0 | 0 | 0 |  | 0 | 0 | 0 | 0 | 0 | 0 |  | 0 | 0 | 0 | 0 | 0 | 0 |  | 0 | 0 | 0 | 0 | 0 | 0 |  | 0 | 0 | 0 | 0 | 0 | 0
| LV OHL Support |  |  |  | C1 | 0 | 0 | 0 | 0 | 0 | 0 | 0 | 0 | 0 | 0 | 0 | 0 | 0 | 0 | 0 | 0 | 0 | 0 | 0 | 0 | 0 | 0 | 0 | 0 | 0 | 0 | 0 | 0 | 0 | 0 | 0 | 0 | 0 | 0 | 0 | 0 |  |  | C1 | 0.0081226 | 0.012094 | 0.021383 | 0.03463 | 0.081228 | C1 | 1286.894 | 1286.894 | 1286.894 | 1286.894 | 1286.894 | C1 | 10.453 | 15.5633 | 27.5174 | 44.5648 | 104.5314 | C1 | 0 | 0 | 0 | 0 | 0 | 0 |  | 0 | 0 | 0 | 0 | 0 | 0 |  | 0 | 0 | 0 | 0 | 0 | 0 |  | 0 | 0 | 0 | 0 | 0 | 0 |  | 0 | 0 | 0 | 0 | 0 | 0 |  | 0 | 0 | 0 | 0 | 0 | 0
[5 empty] | C2 | 28651 | 2617 | 13238 | 8280 | 4882 | 57668 | 0 | 0 | 0 | 0 | 0 | 0 | 3279 | -794 | -623 | -1451 | -411 | 0 | 27821 | 2423 | 13805 | 2969 | 10650 | 57668 | 6556 | -1588 | -1246 | -2901 | -821 | 0 | 26991 | 1895 | 2294 | 13186 | 13302 | 57668 |  |  | C2 | 0.0081226 | 0.012094 | 0.021383 | 0.03463 | 0.081228 | C2 | 1838.42 | 1838.42 | 1838.42 | 1838.42 | 1838.42 | C2 | 14.9328 | 22.2334 | 39.3106 | 63.664 | 149.3306 | C2 | 0 | 0 | 0 | 0 | 0 | 0 |  | 427839.7271 | 58184.6832 | 520393.5081 | 527137.6866 | 729031.8546 | 2262587.4595 |  | 415445.501 | 53871.4128 | 542682.6091 | 189018.3323 | 1590370.5963 | 2791388.4514 |  | 464410.1607 | 36218.131 | 518192.1154 | 96641.9092 | 1528995.7311 | 2644458.0473 |  | 403051.2748 | 42132.2028 | 90178.4792 | 839473.1323 | 1986395.2744 | 3361230.3634 |  | 500950.7286 | 6825.6392 | 41197.4918 | 654783.9501 | 1863794.8744 | 3067552.6841
[5 empty] | C3 | 1467 | 168 | 934 | 212 | 367 | 3148 | 0 | 0 | 0 | 0 | 0 | 0 | 189 | -20 | -70 | -67 | -32 | 0 | 1407 | 145 | 1009 | 84 | 503 | 3148 | 375 | -39 | -140 | -133 | -63 | 0 | 1355 | 125 | 179 | 910 | 579 | 3148 |  |  | C3 | 0.0081226 | 0.012094 | 0.021383 | 0.03463 | 0.081228 | C3 | 2757.63 | 2757.63 | 2757.63 | 2757.63 | 2757.63 | C3 | 22.3992 | 33.35 | 58.9659 | 95.496 | 223.9959 | C3 | 0 | 0 | 0 | 0 | 0 | 0 |  | 32859.6321 | 5602.8048 | 55074.1279 | 20245.143 | 82206.4801 | 195988.1879 |  | 31515.6799 | 4835.7541 | 59496.5685 | 8021.6604 | 112669.9169 | 216539.5799 |  | 35749.1294 | 4168.7536 | 55368.9573 | 1623.4313 | 105502.0494 | 202412.3209 |  | 30350.9213 | 4168.7536 | 10554.8917 | 86901.3215 | 129693.6022 | 261669.4903 |  | 38750.6227 | 2868.1025 | 2299.6692 | 74200.3591 | 115581.8631 | 233700.6165
[5 empty] | C4 | 24 | 0 | 14 | 0 | 4 | 42 | 0 | 0 | 0 | 0 | 0 | 0 | 0 | 0 | 0 | 0 | 0 | 0 | 22 | 2 | 14 | 0 | 4 | 42 | 0 | 0 | 0 | 0 | 0 | 0 | 17 | 7 | 2 | 12 | 4 | 42 |  |  | C4 | 0.0081226 | 0.012094 | 0.021383 | 0.03463 | 0.081228 | C4 | 4596.05 | 4596.05 | 4596.05 | 4596.05 | 4596.05 | C4 | 37.332 | 55.5834 | 98.2765 | 159.1599 | 373.3264 | C4 | 0 | 0 | 0 | 0 | 0 | 0 |  | 895.9682 | 0 | 1375.8704 | 0 | 1493.3057 | 3765.1443 |  | 821.3041 | 111.1668 | 1375.8704 | 0 | 1493.3057 | 3801.6471 |  | 821.3041 | 111.1668 | 1375.8704 | 0 | 1493.3057 | 3801.6471 |  | 634.6441 | 389.0837 | 196.5529 | 1909.9192 | 1493.3057 | 4623.5056 |  | 634.6441 | 389.0837 | 196.5529 | 1909.9192 | 1493.3057 | 4623.5056
|  | Yes | 60858 | 60552 |  | 30142 | 2785 | 14186 | 8492 | 5253 |  | 0 | 0 | 0 | 0 | 0 |  | 3468 | -814 | -693 | -1518 | -443 |  | 29250 | 2570 | 14828 | 3053 | 11157 |  | 6931 | -1627 | -1386 | -3034 | -884 |  | 28363 | 2027 | 2475 | 14108 | 13885 | [22 empty] | 0 | 0 | 0 | 0 | 0 | 0 |  | 461595.3274 | 63787.488 | 576843.5064 | 547382.8296 | 812731.6404 | 2462340.7917 |  | 447782.485 | 58818.3337 | 603555.048 | 197039.9928 | 1704533.8189 | 3011729.6784 |  | 500980.5942 | 40498.0514 | 574936.9431 | 98265.3405 | 1635991.0862 | 2850672.0153 |  | 434036.8402 | 46690.04 | 100929.9239 | 928284.373 | 2117582.1823 | 3627523.3593 |  | 540335.9954 | 10082.8253 | 43693.7139 | 730894.2284 | 1980870.0432 | 3305876.8062
| [Please insert new asset category as required] |  |  |  | C1 | 0 | 0 | 0 | 0 | 0 | 0 | 0 | 0 | 0 | 0 | 0 | 0 | 0 | 0 | 0 | 0 | 0 | 0 | 0 | 0 | 0 | 0 | 0 | 0 | 0 | 0 | 0 | 0 | 0 | 0 | 0 | 0 | 0 | 0 | 0 | 0 |  |  | C1 | 0 | 0 | 0 | 0 | 0 | C1 | 0 | 0 | 0 | 0 | 0 | C1 | [5 empty] | C1 | [5 empty] | 0 | [6 empty] | 0 | [6 empty] | 0 | [6 empty] | 0 | [6 empty] | 0 | [6 empty] | 0
[5 empty] | C2 | 0 | 0 | 0 | 0 | 0 | 0 | 0 | 0 | 0 | 0 | 0 | 0 | 0 | 0 | 0 | 0 | 0 | 0 | 0 | 0 | 0 | 0 | 0 | 0 | 0 | 0 | 0 | 0 | 0 | 0 | 0 | 0 | 0 | 0 | 0 | 0 |  |  | C2 | 0 | 0 | 0 | 0 | 0 | C2 | 0 | 0 | 0 | 0 | 0 | C2 | [5 empty] | C2 | [5 empty] | 0 | [6 empty] | 0 | [6 empty] | 0 | [6 empty] | 0 | [6 empty] | 0 | [6 empty] | 0
[5 empty] | C3 | 0 | 0 | 0 | 0 | 0 | 0 | 0 | 0 | 0 | 0 | 0 | 0 | 0 | 0 | 0 | 0 | 0 | 0 | 0 | 0 | 0 | 0 | 0 | 0 | 0 | 0 | 0 | 0 | 0 | 0 | 0 | 0 | 0 | 0 | 0 | 0 |  |  | C3 | 0 | 0 | 0 | 0 | 0 | C3 | 0 | 0 | 0 | 0 | 0 | C3 | [5 empty] | C3 | [5 empty] | 0 | [6 empty] | 0 | [6 empty] | 0 | [6 empty] | 0 | [6 empty] | 0 | [6 empty] | 0
[5 empty] | C4 | 0 | 0 | 0 | 0 | 0 | 0 | 0 | 0 | 0 | 0 | 0 | 0 | 0 | 0 | 0 | 0 | 0 | 0 | 0 | 0 | 0 | 0 | 0 | 0 | 0 | 0 | 0 | 0 | 0 | 0 | 0 | 0 | 0 | 0 | 0 | 0 |  |  | C4 | 0 | 0 | 0 | 0 | 0 | C4 | 0 | 0 | 0 | 0 | 0 | C4 | [5 empty] | C4 | [5 empty] | 0 | [6 empty] | 0 | [6 empty] | 0 | [6 empty] | 0 | [6 empty] | 0 | [6 empty] | 0
|  | 0 | 0 | 0 |  | 0 | 0 | 0 | 0 | 0 |  | 0 | 0 | 0 | 0 | 0 |  | 0 | 0 | 0 | 0 | 0 |  | 0 | 0 | 0 | 0 | 0 |  | 0 | 0 | 0 | 0 | 0 |  | 0 | 0 | 0 | 0 | 0 | [22 empty] | 0 | 0 | 0 | 0 | 0 | 0 |  | 0 | 0 | 0 | 0 | 0 | 0 |  | 0 | 0 | 0 | 0 | 0 | 0 |  | 0 | 0 | 0 | 0 | 0 | 0 |  | 0 | 0 | 0 | 0 | 0 | 0 |  | 0 | 0 | 0 | 0 | 0 | 0
| [Please insert new asset category as required] |  |  |  | C1 | 0 | 0 | 0 | 0 | 0 | 0 | 0 | 0 | 0 | 0 | 0 | 0 | 0 | 0 | 0 | 0 | 0 | 0 | 0 | 0 | 0 | 0 | 0 | 0 | 0 | 0 | 0 | 0 | 0 | 0 | 0 | 0 | 0 | 0 | 0 | 0 |  |  | C1 | 0 | 0 | 0 | 0 | 0 | C1 | 0 | 0 | 0 | 0 | 0 | C1 | [5 empty] | C1 | [5 empty] | 0 | [6 empty] | 0 | [6 empty] | 0 | [6 empty] | 0 | [6 empty] | 0 | [6 empty] | 0
[5 empty] | C2 | 0 | 0 | 0 | 0 | 0 | 0 | 0 | 0 | 0 | 0 | 0 | 0 | 0 | 0 | 0 | 0 | 0 | 0 | 0 | 0 | 0 | 0 | 0 | 0 | 0 | 0 | 0 | 0 | 0 | 0 | 0 | 0 | 0 | 0 | 0 | 0 |  |  | C2 | 0 | 0 | 0 | 0 | 0 | C2 | 0 | 0 | 0 | 0 | 0 | C2 | [5 empty] | C2 | [5 empty] | 0 | [6 empty] | 0 | [6 empty] | 0 | [6 empty] | 0 | [6 empty] | 0 | [6 empty] | 0
[5 empty] | C3 | 0 | 0 | 0 | 0 | 0 | 0 | 0 | 0 | 0 | 0 | 0 | 0 | 0 | 0 | 0 | 0 | 0 | 0 | 0 | 0 | 0 | 0 | 0 | 0 | 0 | 0 | 0 | 0 | 0 | 0 | 0 | 0 | 0 | 0 | 0 | 0 |  |  | C3 | 0 | 0 | 0 | 0 | 0 | C3 | 0 | 0 | 0 | 0 | 0 | C3 | [5 empty] | C3 | [5 empty] | 0 | [6 empty] | 0 | [6 empty] | 0 | [6 empty] | 0 | [6 empty] | 0 | [6 empty] | 0
[5 empty] | C4 | 0 | 0 | 0 | 0 | 0 | 0 | 0 | 0 | 0 | 0 | 0 | 0 | 0 | 0 | 0 | 0 | 0 | 0 | 0 | 0 | 0 | 0 | 0 | 0 | 0 | 0 | 0 | 0 | 0 | 0 | 0 | 0 | 0 | 0 | 0 | 0 |  |  | C4 | 0 | 0 | 0 | 0 | 0 | C4 | 0 | 0 | 0 | 0 | 0 | C4 | [5 empty] | C4 | [5 empty] | 0 | [6 empty] | 0 | [6 empty] | 0 | [6 empty] | 0 | [6 empty] | 0 | [6 empty] | 0
|  | 0 | 0 | 0 |  | 0 | 0 | 0 | 0 | 0 |  | 0 | 0 | 0 | 0 | 0 |  | 0 | 0 | 0 | 0 | 0 |  | 0 | 0 | 0 | 0 | 0 |  | 0 | 0 | 0 | 0 | 0 |  | 0 | 0 | 0 | 0 | 0 | [22 empty] | 0 | 0 | 0 | 0 | 0 | 0 |  | 0 | 0 | 0 | 0 | 0 | 0 |  | 0 | 0 | 0 | 0 | 0 | 0 |  | 0 | 0 | 0 | 0 | 0 | 0 |  | 0 | 0 | 0 | 0 | 0 | 0 |  | 0 | 0 | 0 | 0 | 0 | 0
| [Please insert new asset category as required] |  |  |  | C1 | 0 | 0 | 0 | 0 | 0 | 0 | 0 | 0 | 0 | 0 | 0 | 0 | 0 | 0 | 0 | 0 | 0 | 0 | 0 | 0 | 0 | 0 | 0 | 0 | 0 | 0 | 0 | 0 | 0 | 0 | 0 | 0 | 0 | 0 | 0 | 0 |  |  | C1 | 0 | 0 | 0 | 0 | 0 | C1 | 0 | 0 | 0 | 0 | 0 | C1 | [5 empty] | C1 | [5 empty] | 0 | [6 empty] | 0 | [6 empty] | 0 | [6 empty] | 0 | [6 empty] | 0 | [6 empty] | 0
[5 empty] | C2 | 0 | 0 | 0 | 0 | 0 | 0 | 0 | 0 | 0 | 0 | 0 | 0 | 0 | 0 | 0 | 0 | 0 | 0 | 0 | 0 | 0 | 0 | 0 | 0 | 0 | 0 | 0 | 0 | 0 | 0 | 0 | 0 | 0 | 0 | 0 | 0 |  |  | C2 | 0 | 0 | 0 | 0 | 0 | C2 | 0 | 0 | 0 | 0 | 0 | C2 | [5 empty] | C2 | [5 empty] | 0 | [6 empty] | 0 | [6 empty] | 0 | [6 empty] | 0 | [6 empty] | 0 | [6 empty] | 0
[5 empty] | C3 | 0 | 0 | 0 | 0 | 0 | 0 | 0 | 0 | 0 | 0 | 0 | 0 | 0 | 0 | 0 | 0 | 0 | 0 | 0 | 0 | 0 | 0 | 0 | 0 | 0 | 0 | 0 | 0 | 0 | 0 | 0 | 0 | 0 | 0 | 0 | 0 |  |  | C3 | 0 | 0 | 0 | 0 | 0 | C3 | 0 | 0 | 0 | 0 | 0 | C3 | [5 empty] | C3 | [5 empty] | 0 | [6 empty] | 0 | [6 empty] | 0 | [6 empty] | 0 | [6 empty] | 0 | [6 empty] | 0
[5 empty] | C4 | 0 | 0 | 0 | 0 | 0 | 0 | 0 | 0 | 0 | 0 | 0 | 0 | 0 | 0 | 0 | 0 | 0 | 0 | 0 | 0 | 0 | 0 | 0 | 0 | 0 | 0 | 0 | 0 | 0 | 0 | 0 | 0 | 0 | 0 | 0 | 0 |  |  | C4 | 0 | 0 | 0 | 0 | 0 | C4 | 0 | 0 | 0 | 0 | 0 | C4 | [5 empty] | C4 | [5 empty] | 0 | [6 empty] | 0 | [6 empty] | 0 | [6 empty] | 0 | [6 empty] | 0 | [6 empty] | 0
|  | 0 | 0 | 0 |  | 0 | 0 | 0 | 0 | 0 |  | 0 | 0 | 0 | 0 | 0 |  | 0 | 0 | 0 | 0 | 0 |  | 0 | 0 | 0 | 0 | 0 |  | 0 | 0 | 0 | 0 | 0 |  | 0 | 0 | 0 | 0 | 0 | [22 empty] | 0 | 0 | 0 | 0 | 0 | 0 |  | 0 | 0 | 0 | 0 | 0 | 0 |  | 0 | 0 | 0 | 0 | 0 | 0 |  | 0 | 0 | 0 | 0 | 0 | 0 |  | 0 | 0 | 0 | 0 | 0 | 0 |  | 0 | 0 | 0 | 0 | 0 | 0
| [Please insert new asset category as required] |  |  |  | C1 | 0 | 0 | 0 | 0 | 0 | 0 | 0 | 0 | 0 | 0 | 0 | 0 | 0 | 0 | 0 | 0 | 0 | 0 | 0 | 0 | 0 | 0 | 0 | 0 | 0 | 0 | 0 | 0 | 0 | 0 | 0 | 0 | 0 | 0 | 0 | 0 |  |  | C1 | 0 | 0 | 0 | 0 | 0 | C1 | 0 | 0 | 0 | 0 | 0 | C1 | [5 empty] | C1 | [5 empty] | 0 | [6 empty] | 0 | [6 empty] | 0 | [6 empty] | 0 | [6 empty] | 0 | [6 empty] | 0
[5 empty] | C2 | 0 | 0 | 0 | 0 | 0 | 0 | 0 | 0 | 0 | 0 | 0 | 0 | 0 | 0 | 0 | 0 | 0 | 0 | 0 | 0 | 0 | 0 | 0 | 0 | 0 | 0 | 0 | 0 | 0 | 0 | 0 | 0 | 0 | 0 | 0 | 0 |  |  | C2 | 0 | 0 | 0 | 0 | 0 | C2 | 0 | 0 | 0 | 0 | 0 | C2 | [5 empty] | C2 | [5 empty] | 0 | [6 empty] | 0 | [6 empty] | 0 | [6 empty] | 0 | [6 empty] | 0 | [6 empty] | 0
[5 empty] | C3 | 0 | 0 | 0 | 0 | 0 | 0 | 0 | 0 | 0 | 0 | 0 | 0 | 0 | 0 | 0 | 0 | 0 | 0 | 0 | 0 | 0 | 0 | 0 | 0 | 0 | 0 | 0 | 0 | 0 | 0 | 0 | 0 | 0 | 0 | 0 | 0 |  |  | C3 | 0 | 0 | 0 | 0 | 0 | C3 | 0 | 0 | 0 | 0 | 0 | C3 | [5 empty] | C3 | [5 empty] | 0 | [6 empty] | 0 | [6 empty] | 0 | [6 empty] | 0 | [6 empty] | 0 | [6 empty] | 0
[5 empty] | C4 | 0 | 0 | 0 | 0 | 0 | 0 | 0 | 0 | 0 | 0 | 0 | 0 | 0 | 0 | 0 | 0 | 0 | 0 | 0 | 0 | 0 | 0 | 0 | 0 | 0 | 0 | 0 | 0 | 0 | 0 | 0 | 0 | 0 | 0 | 0 | 0 |  |  | C4 | 0 | 0 | 0 | 0 | 0 | C4 | 0 | 0 | 0 | 0 | 0 | C4 | [5 empty] | C4 | [5 empty] | 0 | [6 empty] | 0 | [6 empty] | 0 | [6 empty] | 0 | [6 empty] | 0 | [6 empty] | 0
|  | 0 | 0 | 0 |  | 0 | 0 | 0 | 0 | 0 |  | 0 | 0 | 0 | 0 | 0 |  | 0 | 0 | 0 | 0 | 0 |  | 0 | 0 | 0 | 0 | 0 |  | 0 | 0 | 0 | 0 | 0 |  | 0 | 0 | 0 | 0 | 0 | [22 empty] | 0 | 0 | 0 | 0 | 0 | 0 |  | 0 | 0 | 0 | 0 | 0 | 0 |  | 0 | 0 | 0 | 0 | 0 | 0 |  | 0 | 0 | 0 | 0 | 0 | 0 |  | 0 | 0 | 0 | 0 | 0 | 0 |  | 0 | 0 | 0 | 0 | 0 | 0
| [Please insert new asset category as required] |  |  |  | C1 | 0 | 0 | 0 | 0 | 0 | 0 | 0 | 0 | 0 | 0 | 0 | 0 | 0 | 0 | 0 | 0 | 0 | 0 | 0 | 0 | 0 | 0 | 0 | 0 | 0 | 0 | 0 | 0 | 0 | 0 | 0 | 0 | 0 | 0 | 0 | 0 |  |  | C1 | 0 | 0 | 0 | 0 | 0 | C1 | 0 | 0 | 0 | 0 | 0 | C1 | [5 empty] | C1 | [5 empty] | 0 | [6 empty] | 0 | [6 empty] | 0 | [6 empty] | 0 | [6 empty] | 0 | [6 empty] | 0
[5 empty] | C2 | 0 | 0 | 0 | 0 | 0 | 0 | 0 | 0 | 0 | 0 | 0 | 0 | 0 | 0 | 0 | 0 | 0 | 0 | 0 | 0 | 0 | 0 | 0 | 0 | 0 | 0 | 0 | 0 | 0 | 0 | 0 | 0 | 0 | 0 | 0 | 0 |  |  | C2 | 0 | 0 | 0 | 0 | 0 | C2 | 0 | 0 | 0 | 0 | 0 | C2 | [5 empty] | C2 | [5 empty] | 0 | [6 empty] | 0 | [6 empty] | 0 | [6 empty] | 0 | [6 empty] | 0 | [6 empty] | 0
[5 empty] | C3 | 0 | 0 | 0 | 0 | 0 | 0 | 0 | 0 | 0 | 0 | 0 | 0 | 0 | 0 | 0 | 0 | 0 | 0 | 0 | 0 | 0 | 0 | 0 | 0 | 0 | 0 | 0 | 0 | 0 | 0 | 0 | 0 | 0 | 0 | 0 | 0 |  |  | C3 | 0 | 0 | 0 | 0 | 0 | C3 | 0 | 0 | 0 | 0 | 0 | C3 | [5 empty] | C3 | [5 empty] | 0 | [6 empty] | 0 | [6 empty] | 0 | [6 empty] | 0 | [6 empty] | 0 | [6 empty] | 0
[5 empty] | C4 | 0 | 0 | 0 | 0 | 0 | 0 | 0 | 0 | 0 | 0 | 0 | 0 | 0 | 0 | 0 | 0 | 0 | 0 | 0 | 0 | 0 | 0 | 0 | 0 | 0 | 0 | 0 | 0 | 0 | 0 | 0 | 0 | 0 | 0 | 0 | 0 |  |  | C4 | 0 | 0 | 0 | 0 | 0 | C4 | 0 | 0 | 0 | 0 | 0 | C4 | [5 empty] | C4 | [5 empty] | 0 | [6 empty] | 0 | [6 empty] | 0 | [6 empty] | 0 | [6 empty] | 0 | [6 empty] | 0
|  | 0 | 0 | 0 |  | 0 | 0 | 0 | 0 | 0 |  | 0 | 0 | 0 | 0 | 0 |  | 0 | 0 | 0 | 0 | 0 |  | 0 | 0 | 0 | 0 | 0 |  | 0 | 0 | 0 | 0 | 0 |  | 0 | 0 | 0 | 0 | 0 | [22 empty] | 0 | 0 | 0 | 0 | 0 | 0 |  | 0 | 0 | 0 | 0 | 0 | 0 |  | 0 | 0 | 0 | 0 | 0 | 0 |  | 0 | 0 | 0 | 0 | 0 | 0 |  | 0 | 0 | 0 | 0 | 0 | 0 |  | 0 | 0 | 0 | 0 | 0 | 0
[63 empty] | 0 | 0 | 0 | 0 | 0 | 0 |  | 461595.3274 | 63787.488 | 576843.5064 | 547382.8296 | 812731.6404 | 2462340.7917 |  | 447782.485 | 58818.3337 | 603555.048 | 197039.9928 | 1704533.8189 | 3011729.6784 |  | 500980.5942 | 40498.0514 | 574936.9431 | 98265.3405 | 1635991.0862 | 2850672.0153 |  | 434036.8402 | 46690.04 | 100929.9239 | 928284.373 | 2117582.1823 | 3627523.3593 |  | 540335.9954 | 10082.8253 | 43693.7139 | 730894.2284 | 1980870.0432 | 3305876.8062
| HV Network | [73 empty] | 0 | [6 empty] | 0 | [6 empty] | 0 | [6 empty] | 0 | [6 empty] | 0
| HV Switchgear (GM) - Primary |  |  |  | C1 | 763 | 372 | 52 | 108 | 59 | 1354 | 0 | 0 | 0 | 0 | 0 | 0 | 53 | -8 | -5 | -12 | -19 | 9 | 763 | 306 | 69 | 120 | 96 | 1354 | 94 | 0 | -10 | -31 | -31 | 22 | 760 | 51 | 236 | 136 | 171 | 1354 |  |  | C1 | 0.001482 | 0.0022066 | 0.0039014 | 0.0063184 | 0.01482 | C1 | 62266.26 | 62266.26 | 62266.26 | 62266.26 | 62266.26 | C1 | 92.2801 | 137.3952 | 242.9271 | 393.4235 | 922.8163 | C1 | 0 | 0 | 0 | 0 | 0 | 0 |  | 70409.6832 | 51111.0049 | 12632.2108 | 42489.7341 | 54446.1619 | 231088.7948 |  | 70409.6832 | 42042.9234 | 16761.9721 | 47210.8157 | 88590.3651 | 265015.7593 |  | 75300.5262 | 40943.762 | 15547.3364 | 42489.7341 | 71056.8553 | 245338.214 |  | 70132.843 | 7007.1539 | 57330.803 | 53505.5911 | 157801.5878 | 345777.9788 |  | 78807.1683 | 7007.1539 | 54901.5317 | 41309.4637 | 129194.2824 | 311219.6
[5 empty] | C2 | 550 | 966 | 141 | 327 | 166 | 2150 | 0 | 0 | 0 | 0 | 0 | 0 | 56 | 0 | -14 | -11 | -40 | -9 | 550 | 750 | 251 | 306 | 293 | 2150 | 159 | 0 | 0 | -23 | -147 | -11 | 550 | 216 | 528 | 312 | 544 | 2150 |  |  | C2 | 0.001482 | 0.0022066 | 0.0039014 | 0.0063184 | 0.01482 | C2 | 88951.8 | 88951.8 | 88951.8 | 88951.8 | 88951.8 | C2 | 131.8287 | 196.2788 | 347.0388 | 562.0335 | 1318.309 | C2 | 0 | 0 | 0 | 0 | 0 | 0 |  | 72505.7588 | 189605.3406 | 48932.465 | 183784.961 | 218839.2946 | 713667.82 |  | 72505.7588 | 147209.1154 | 87106.7285 | 171982.2571 | 386264.5381 | 865068.3979 |  | 79888.1633 | 147209.1154 | 82248.1859 | 165799.8884 | 333532.178 | 808677.5309 |  | 72505.7588 | 42396.2252 | 183236.4648 | 175354.4582 | 717160.0981 | 1190653.005 |  | 93466.5145 | 42396.2252 | 183236.4648 | 162427.6873 | 523368.6745 | 1004895.5662
[5 empty] | C3 | 285 | 379 | 79 | 205 | 83 | 1031 | 0 | 0 | 0 | 0 | 0 | 0 | 56 | 0 | 0 | -8 | -48 | 0 | 285 | 296 | 85 | 152 | 213 | 1031 | 69 | 0 | 0 | 0 | -80 | -11 | 285 | 106 | 208 | 110 | 322 | 1031 |  |  | C3 | 0.001482 | 0.0022066 | 0.0039014 | 0.0063184 | 0.01482 | C3 | 133427.7 | 133427.7 | 133427.7 | 133427.7 | 133427.7 | C3 | 197.743 | 294.4182 | 520.5581 | 843.0503 | 1977.4635 | C3 | 0 | 0 | 0 | 0 | 0 | 0 |  | 56356.7489 | 111584.5095 | 41124.0929 | 172825.3074 | 164129.471 | 546020.1296 |  | 56356.7489 | 87147.7963 | 44247.4418 | 128143.6425 | 421199.7267 | 737095.3562 |  | 67430.3557 | 87147.7963 | 44247.4418 | 121399.2403 | 326281.4784 | 646506.3125 |  | 56356.7489 | 31208.3325 | 108276.0928 | 92735.5308 | 636743.2488 | 925319.9537 |  | 70001.0144 | 31208.3325 | 108276.0928 | 92735.5308 | 478546.1684 | 780767.1388
[5 empty] | C4 | 0 | 38 | 4 | 6 | 22 | 70 | 0 | 0 | 0 | 0 | 0 | 0 | 20 | 0 | 0 | 0 | -20 | 0 | 0 | 2 | 36 | 4 | 28 | 70 | 20 | 0 | 0 | 0 | -20 | 0 | 0 | 2 | 0 | 36 | 32 | 70 |  |  | C4 | 0.001482 | 0.0022066 | 0.0039014 | 0.0063184 | 0.01482 | C4 | 222379.5 | 222379.5 | 222379.5 | 222379.5 | 222379.5 | C4 | 329.5716 | 490.6971 | 867.5969 | 1405.0838 | 3295.7725 | C4 | 0 | 0 | 0 | 0 | 0 | 0 |  | 0 | 18646.4879 | 3470.3876 | 8430.5028 | 72506.9952 | 103054.3735 |  | 0 | 981.3941 | 31233.4883 | 5620.3352 | 92281.6303 | 130116.8479 |  | 6591.4326 | 981.3941 | 31233.4883 | 5620.3352 | 26366.1801 | 70792.8303 |  | 0 | 981.3941 | 0 | 50583.0168 | 105464.7203 | 157029.1312 |  | 6591.4326 | 981.3941 | 0 | 50583.0168 | 39549.2701 | 97705.1136
|  | Yes | 4605 | 4625 |  | 1598 | 1755 | 276 | 646 | 330 |  | 0 | 0 | 0 | 0 | 0 |  | 185 | -8 | -19 | -31 | -127 |  | 1598 | 1354 | 441 | 582 | 630 |  | 342 | 0 | -10 | -54 | -278 |  | 1595 | 375 | 972 | 594 | 1069 | [22 empty] | 0 | 0 | 0 | 0 | 0 | 0 |  | 199272.1908 | 370947.3429 | 106159.1564 | 407530.5053 | 509921.9227 | 1593831.118 |  | 199272.1908 | 277381.2291 | 179349.6307 | 352957.0505 | 988336.2601 | 1997296.3613 |  | 229210.4778 | 276282.0677 | 173276.4524 | 335309.198 | 757236.6918 | 1771314.8876 |  | 198995.3507 | 81593.1057 | 348843.3606 | 372178.5969 | 1617169.6549 | 2618780.0687 |  | 248866.1298 | 81593.1057 | 346414.0893 | 347055.6986 | 1170658.3953 | 2194587.4187
| HV Switchgear (GM) - Distribution |  |  |  | C1 | 2462 | 39 | 0 | 10 | 21 | 2532 | 0 | 0 | 0 | 0 | 0 | 0 | 7 | 0 | 0 | 0 | -7 | 0 | 2462 | 39 | 0 | 4 | 27 | 2532 | 8 | 0 | 0 | -1 | -7 | 0 | 2462 | 0 | 19 | 20 | 31 | 2532 |  |  | C1 | 0.0019095 | 0.0028431 | 0.0050268 | 0.008141 | 0.019096 | C1 | 10081.876 | 10081.876 | 10081.876 | 10081.876 | 10081.876 | C1 | 19.2516 | 28.6637 | 50.6799 | 82.0768 | 192.5197 | C1 | 0 | 0 | 0 | 0 | 0 | 0 |  | 47397.5541 | 1117.8824 | 0 | 820.7678 | 4042.9147 | 53379.119 |  | 47397.5541 | 1117.8824 | 0 | 328.3071 | 5198.0332 | 54041.7768 |  | 47532.3156 | 1117.8824 | 0 | 328.3071 | 3850.395 | 52828.9001 |  | 47397.5541 | 0 | 962.9188 | 1641.5355 | 5968.1122 | 55970.1206 |  | 47551.5673 | 0 | 962.9188 | 1559.4587 | 4620.474 | 54694.4188
[5 empty] | C2 | 9446 | 7011 | 464 | 1816 | 675 | 19412 | 0 | 0 | 0 | 0 | 0 | 0 | 723 | -121 | -41 | -156 | -405 | 0 | 9446 | 6299 | 788 | 1411 | 1468 | 19412 | 1441 | -9 | -305 | -221 | -906 | 0 | 9444 | 571 | 3520 | 3231 | 2646 | 19412 |  |  | C2 | 0.0019095 | 0.0028431 | 0.0050268 | 0.008141 | 0.019096 | C2 | 14402.68 | 14402.68 | 14402.68 | 14402.68 | 14402.68 | C2 | 27.5024 | 40.9481 | 72.3999 | 117.2525 | 275.0282 | C2 | 0 | 0 | 0 | 0 | 0 | 0 |  | 259787.2205 | 287086.9402 | 33593.5571 | 212930.6069 | 185644.0443 | 979042.369 |  | 259787.2205 | 257931.9122 | 57051.1271 | 165443.3295 | 403741.4177 | 1143955.0071 |  | 279671.4213 | 252977.1953 | 54082.7309 | 147151.9337 | 292354.9912 | 1026238.2725 |  | 259732.2158 | 23381.3497 | 254847.6746 | 378842.9466 | 727724.6535 | 1644528.8402 |  | 299363.1056 | 23012.8171 | 232765.7028 | 352930.1359 | 478549.0919 | 1386620.8532
[5 empty] | C3 | 196 | 916 | 53 | 494 | 125 | 1784 | 0 | 0 | 0 | 0 | 0 | 0 | 245 | -22 | 0 | -108 | -115 | 0 | 194 | 825 | 101 | 338 | 326 | 1784 | 504 | 0 | -108 | -31 | -365 | 0 | 194 | 56 | 448 | 452 | 634 | 1784 |  |  | C3 | 0.0019095 | 0.0028431 | 0.0050268 | 0.008141 | 0.019096 | C3 | 21604.02 | 21604.02 | 21604.02 | 21604.02 | 21604.02 | C3 | 41.2535 | 61.4221 | 108.5999 | 175.8788 | 412.5423 | C3 | 0 | 0 | 0 | 0 | 0 | 0 |  | 8085.6916 | 56262.6524 | 5755.7926 | 86884.1298 | 51567.7901 | 208556.0565 |  | 8003.1845 | 50673.2404 | 10968.586 | 59447.0362 | 134488.7965 | 263580.8436 |  | 18110.299 | 49321.954 | 10968.586 | 40452.1252 | 87046.4296 | 205899.3939 |  | 8003.1845 | 3439.6381 | 48652.7379 | 79497.22 | 261551.8313 | 401144.6118 |  | 28794.9629 | 3439.6381 | 36923.9528 | 74044.977 | 110973.8842 | 254177.4152
[5 empty] | C4 | 0 | 0 | 0 | 0 | 0 | 0 | 0 | 0 | 0 | 0 | 0 | 0 | 0 | 0 | 0 | 0 | 0 | 0 | 0 | 0 | 0 | 0 | 0 | 0 | 0 | 0 | 0 | 0 | 0 | 0 | 0 | 0 | 0 | 0 | 0 | 0 |  |  | C4 | 0.0019095 | 0.0028431 | 0.0050268 | 0.008141 | 0.019096 | C4 | 36006.7 | 36006.7 | 36006.7 | 36006.7 | 36006.7 | C4 | 68.7559 | 102.3702 | 180.9998 | 293.1313 | 687.5705 | C4 | 0 | 0 | 0 | 0 | 0 | 0 |  | 0 | 0 | 0 | 0 | 0 | 0 |  | 0 | 0 | 0 | 0 | 0 | 0 |  | 0 | 0 | 0 | 0 | 0 | 0 |  | 0 | 0 | 0 | 0 | 0 | 0 |  | 0 | 0 | 0 | 0 | 0 | 0
|  | Yes | 23728 | 23830 |  | 12104 | 7966 | 517 | 2320 | 821 |  | 0 | 0 | 0 | 0 | 0 |  | 975 | -143 | -41 | -264 | -527 |  | 12102 | 7163 | 889 | 1753 | 1821 |  | 1953 | -9 | -413 | -253 | -1278 |  | 12100 | 627 | 3987 | 3703 | 3311 | [22 empty] | 0 | 0 | 0 | 0 | 0 | 0 |  | 315270.4662 | 344467.475 | 39349.3498 | 300635.5045 | 241254.7491 | 1240977.5445 |  | 315187.9592 | 309723.035 | 68019.7131 | 225218.6728 | 543428.2475 | 1461577.6275 |  | 345314.036 | 303417.0317 | 65051.3169 | 187932.3661 | 383251.8158 | 1284966.5665 |  | 315132.9545 | 26820.9879 | 304463.3312 | 459981.7021 | 995244.597 | 2101643.5726 |  | 375709.6358 | 26452.4552 | 270652.5744 | 428534.5717 | 594143.4501 | 1695492.6871
| HV Transformer (GM) |  |  |  | C1 | 539 | 238 | 231 | 62 | 6 | 1076 | 0 | 0 | 0 | 0 | 0 | 0 | 1 | 0 | 0 | 0 | -1 | 0 | 439 | 227 | 157 | 226 | 27 | 1076 | 4 | 0 | 0 | 0 | -4 | 0 | 371 | 200 | 160 | 256 | 89 | 1076 |  |  | C1 | 0.002223 | 0.0033099 | 0.0058521 | 0.0094776 | 0.022231 | C1 | 14053.298 | 14053.298 | 14053.298 | 14053.298 | 14053.298 | C1 | 31.241 | 46.5145 | 82.2418 | 133.1916 | 312.4151 | C1 | 0 | 0 | 0 | 0 | 0 | 0 |  | 16838.8858 | 11070.4473 | 18997.8623 | 8257.8822 | 1874.4905 | 57039.5681 |  | 13714.7882 | 10558.788 | 12911.967 | 30101.3124 | 8435.2072 | 75722.0629 |  | 13746.0292 | 10558.788 | 12911.967 | 30101.3124 | 8122.7921 | 75440.8888 |  | 11590.4019 | 9302.8969 | 13158.6925 | 34097.0618 | 27804.9423 | 95953.9955 |  | 11715.3658 | 9302.8969 | 13158.6925 | 34097.0618 | 26555.282 | 94829.2991
[5 empty] | C2 | 9413 | 2294 | 1489 | 327 | 78 | 13601 | 0 | 0 | 0 | 0 | 0 | 0 | 84 | 0 | -1 | -53 | -30 | 0 | 8353 | 2383 | 1401 | 1273 | 191 | 13601 | 175 | 0 | 0 | -8 | -167 | 0 | 7378 | 2349 | 1455 | 1843 | 576 | 13601 |  |  | C2 | 0.002223 | 0.0033099 | 0.0058521 | 0.0094776 | 0.022231 | C2 | 20076.14 | 20076.14 | 20076.14 | 20076.14 | 20076.14 | C2 | 44.63 | 66.4493 | 117.4883 | 190.2738 | 446.3073 | C2 | 0 | 0 | 0 | 0 | 0 | 0 |  | 420101.8604 | 152434.611 | 174940.1173 | 62219.5269 | 34811.9663 | 844508.0819 |  | 372794.0975 | 158348.5955 | 164601.1446 | 242218.5251 | 85244.6868 | 1023207.0495 |  | 376543.0146 | 158348.5955 | 164483.6563 | 232134.0147 | 71855.469 | 1003364.75 |  | 329279.8817 | 156089.3205 | 170945.5142 | 350674.5812 | 257072.9821 | 1264062.2797 |  | 337090.1255 | 156089.3205 | 170945.5142 | 349152.3909 | 182539.6696 | 1195817.0208
[5 empty] | C3 | 899 | 410 | 200 | 51 | 13 | 1573 | 0 | 0 | 0 | 0 | 0 | 0 | 24 | 0 | -7 | -14 | -3 | 0 | 722 | 424 | 234 | 158 | 35 | 1573 | 41 | 0 | 0 | -23 | -18 | 0 | 611 | 357 | 245 | 273 | 87 | 1573 |  |  | C3 | 0.002223 | 0.0033099 | 0.0058521 | 0.0094776 | 0.022231 | C3 | 30114.21 | 30114.21 | 30114.21 | 30114.21 | 30114.21 | C3 | 66.9449 | 99.6739 | 176.2325 | 285.4107 | 669.4609 | C3 | 0 | 0 | 0 | 0 | 0 | 0 |  | 60183.5078 | 40866.2972 | 35246.4978 | 14555.9444 | 8702.9916 | 159555.2387 |  | 48334.2521 | 42261.7317 | 41238.4024 | 45094.8865 | 23431.1312 | 200360.4038 |  | 49940.9308 | 42261.7317 | 40004.775 | 41099.137 | 21422.7485 | 194729.3231 |  | 40903.3629 | 35583.5807 | 43176.9598 | 77917.1139 | 58243.0975 | 255824.1149 |  | 43648.1058 | 35583.5807 | 43176.9598 | 71352.6684 | 46192.8015 | 239954.1162
[5 empty] | C4 | 16 | 17 | 0 | 1 | 0 | 34 | 0 | 0 | 0 | 0 | 0 | 0 | 0 | 0 | 0 | 0 | 0 | 0 | 9 | 19 | 5 | 0 | 1 | 34 | 0 | 0 | 0 | 0 | 0 | 0 | 6 | 16 | 8 | 3 | 1 | 34 |  |  | C4 | 0.002223 | 0.0033099 | 0.0058521 | 0.0094776 | 0.022231 | C4 | 50190.35 | 50190.35 | 50190.35 | 50190.35 | 50190.35 | C4 | 111.5749 | 166.1232 | 293.7208 | 475.6845 | 1115.7682 | C4 | 0 | 0 | 0 | 0 | 0 | 0 |  | 1785.1986 | 2824.0937 | 0 | 475.6845 | 0 | 5084.9768 |  | 1004.1742 | 3156.34 | 1468.6041 | 0 | 1115.7682 | 6744.8865 |  | 1004.1742 | 3156.34 | 1468.6041 | 0 | 1115.7682 | 6744.8865 |  | 669.4495 | 2657.9705 | 2349.7665 | 1427.0534 | 1115.7682 | 8220.0081 |  | 669.4495 | 2657.9705 | 2349.7665 | 1427.0534 | 1115.7682 | 8220.0081
|  | Yes | 16284 | 16301 |  | 10867 | 2959 | 1920 | 441 | 97 |  | 0 | 0 | 0 | 0 | 0 |  | 109 | 0 | -8 | -67 | -34 |  | 9523 | 3053 | 1797 | 1657 | 254 |  | 220 | 0 | 0 | -31 | -189 |  | 8366 | 2922 | 1868 | 2375 | 753 | [22 empty] | 0 | 0 | 0 | 0 | 0 | 0 |  | 498909.4526 | 207195.4493 | 229184.4773 | 85509.0379 | 45389.4484 | 1066187.8655 |  | 435847.3121 | 214325.4553 | 220220.1181 | 317414.724 | 118226.7933 | 1306034.4027 |  | 441234.1488 | 214325.4553 | 218869.0023 | 303334.4641 | 102516.7778 | 1280279.8483 |  | 382443.096 | 203633.7688 | 229630.933 | 464115.8103 | 344236.7901 | 1624060.3981 |  | 393123.0466 | 203633.7688 | 229630.933 | 456029.1745 | 256403.5212 | 1538820.4441
| HV UG Cable |  |  |  | C1 | 0 | 0 | 0 | 0 | 0 | 0 | 0 | 0 | 0 | 0 | 0 | 0 | 0 | 0 | 0 | 0 | 0 | 0 | 0 | 0 | 0 | 0 | 0 | 0 | 0 | 0 | 0 | 0 | 0 | 0 | 0 | 0 | 0 | 0 | 0 | 0 |  |  | C1 | 0 | 0 | 0 | 0 | 0 | C1 | 0 | 0 | 0 | 0 | 0 | C1 | [5 empty] | C1 | [5 empty] | 0 | [6 empty] | 0 | [6 empty] | 0 | [6 empty] | 0 | [6 empty] | 0 | [6 empty] | 0
[5 empty] | C2 | 0 | 0 | 0 | 0 | 0 | 0 | 0 | 0 | 0 | 0 | 0 | 0 | 0 | 0 | 0 | 0 | 0 | 0 | 0 | 0 | 0 | 0 | 0 | 0 | 0 | 0 | 0 | 0 | 0 | 0 | 0 | 0 | 0 | 0 | 0 | 0 |  |  | C2 | 0 | 0 | 0 | 0 | 0 | C2 | 0 | 0 | 0 | 0 | 0 | C2 | [5 empty] | C2 | [5 empty] | 0 | [6 empty] | 0 | [6 empty] | 0 | [6 empty] | 0 | [6 empty] | 0 | [6 empty] | 0
[5 empty] | C3 | 0 | 0 | 0 | 0 | 0 | 0 | 0 | 0 | 0 | 0 | 0 | 0 | 0 | 0 | 0 | 0 | 0 | 0 | 0 | 0 | 0 | 0 | 0 | 0 | 0 | 0 | 0 | 0 | 0 | 0 | 0 | 0 | 0 | 0 | 0 | 0 |  |  | C3 | 0 | 0 | 0 | 0 | 0 | C3 | 0 | 0 | 0 | 0 | 0 | C3 | [5 empty] | C3 | [5 empty] | 0 | [6 empty] | 0 | [6 empty] | 0 | [6 empty] | 0 | [6 empty] | 0 | [6 empty] | 0
[5 empty] | C4 | 0 | 0 | 0 | 0 | 0 | 0 | 0 | 0 | 0 | 0 | 0 | 0 | 0 | 0 | 0 | 0 | 0 | 0 | 0 | 0 | 0 | 0 | 0 | 0 | 0 | 0 | 0 | 0 | 0 | 0 | 0 | 0 | 0 | 0 | 0 | 0 |  |  | C4 | 0 | 0 | 0 | 0 | 0 | C4 | 0 | 0 | 0 | 0 | 0 | C4 | [5 empty] | C4 | [5 empty] | 0 | [6 empty] | 0 | [6 empty] | 0 | [6 empty] | 0 | [6 empty] | 0 | [6 empty] | 0
|  | No | 0 | 0 |  | 0 | 0 | 0 | 0 | 0 |  | 0 | 0 | 0 | 0 | 0 |  | 0 | 0 | 0 | 0 | 0 |  | 0 | 0 | 0 | 0 | 0 |  | 0 | 0 | 0 | 0 | 0 |  | 0 | 0 | 0 | 0 | 0 | [22 empty] | 0 | 0 | 0 | 0 | 0 | 0 |  | 0 | 0 | 0 | 0 | 0 | 0 |  | 0 | 0 | 0 | 0 | 0 | 0 |  | 0 | 0 | 0 | 0 | 0 | 0 |  | 0 | 0 | 0 | 0 | 0 | 0 |  | 0 | 0 | 0 | 0 | 0 | 0
| HV OHL Support - Poles |  |  |  | C1 | 37377 | 3269 | 8544 | 11904 | 7626 | 68720 | 0 | 0 | 0 | 0 | 0 | 0 | 4833 | -955 | -986 | -1982 | -910 | 0 | 35897 | 3418 | 8981 | 3759 | 16665 | 68720 | 9663 | -1909 | -1972 | -3963 | -1819 | 0 | 33911 | 3660 | 2195 | 9046 | 19908 | 68720 |  |  | C1 | 0.0081226 | 0.012094 | 0.021383 | 0.03463 | 0.081228 | C1 | 2757.139 | 2757.139 | 2757.139 | 2757.139 | 2757.139 | C1 | 22.3952 | 33.3441 | 58.9554 | 95.479 | 223.956 | C1 | 0 | 0 | 0 | 0 | 0 | 0 |  | 837065.9765 | 109001.832 | 503714.7386 | 1136581.4746 | 1707888.2718 | 4294252.2935 |  | 803921.0572 | 113970.1015 | 529478.2382 | 358905.3901 | 3732226.3375 | 5538501.1245 |  | 912157.1346 | 82126.495 | 471348.2368 | 169666.1022 | 3528426.3995 | 5163724.3681 |  | 759444.1589 | 122039.3714 | 129407.0519 | 863702.6226 | 4458515.5672 | 6333108.772 |  | 975849.128 | 58385.5025 | 13147.049 | 485319.5258 | 4051139.6472 | 5583840.8526
[5 empty] | C2 | 47618 | 4666 | 11376 | 11307 | 7869 | 82836 | 0 | 0 | 0 | 0 | 0 | 0 | 6149 | -1249 | -1253 | -2483 | -1164 | 0 | 45418 | 5177 | 12170 | 3940 | 16131 | 82836 | 12296 | -2497 | -2505 | -4966 | -2328 | 0 | 42584 | 5281 | 3507 | 11956 | 19508 | 82836 |  |  | C2 | 0.0081226 | 0.012094 | 0.021383 | 0.03463 | 0.081228 | C2 | 3938.77 | 3938.77 | 3938.77 | 3938.77 | 3938.77 | C2 | 31.9932 | 47.6344 | 84.222 | 136.3985 | 319.9371 | C2 | 0 | 0 | 0 | 0 | 0 | 0 |  | 1523450.5432 | 222262.1807 | 958109.0935 | 1542257.9126 | 2517585.1057 | 6763664.8356 |  | 1453065.5796 | 246603.3668 | 1024981.3351 | 537410.1155 | 5160905.4949 | 8422965.8918 |  | 1649791.5528 | 187107.9824 | 919451.2107 | 198732.6239 | 4788498.7008 | 7743582.0706 |  | 1362396.9493 | 251557.3459 | 295366.4373 | 1630780.5433 | 6241333.1098 | 9781434.3856 |  | 1755784.9093 | 132614.2115 | 84390.4107 | 953425.5602 | 5496519.5216 | 8422734.6132
[5 empty] | C3 | 14573 | 1498 | 3837 | 4010 | 2157 | 26075 | 0 | 0 | 0 | 0 | 0 | 0 | 1832 | -362 | -374 | -752 | -344 | 0 | 13897 | 1641 | 4080 | 1304 | 5153 | 26075 | 3664 | -724 | -748 | -1504 | -688 | 0 | 13119 | 1606 | 1040 | 4022 | 6288 | 26075 |  |  | C3 | 0.0081226 | 0.012094 | 0.021383 | 0.03463 | 0.081228 | C3 | 5908.155 | 5908.155 | 5908.155 | 5908.155 | 5908.155 | C3 | 47.9897 | 71.4516 | 126.333 | 204.5978 | 479.9057 | C3 | 0 | 0 | 0 | 0 | 0 | 0 |  | 699354.5959 | 107034.5306 | 484739.5295 | 820437.0164 | 1035156.5141 | 3146722.1865 |  | 666913.5264 | 117252.1127 | 515438.4364 | 266795.4786 | 2472953.8791 | 4039353.4331 |  | 754830.7445 | 91386.6253 | 468189.913 | 112937.9634 | 2307866.3311 | 3735211.5773 |  | 629577.5025 | 114751.3059 | 131386.2681 | 822892.1895 | 3017646.806 | 4716254.072 |  | 805411.9388 | 63020.3311 | 36889.2214 | 515177.1589 | 2687471.7102 | 4107970.3604
[5 empty] | C4 | 6378 | 568 | 1599 | 1693 | 847 | 11085 | 0 | 0 | 0 | 0 | 0 | 0 | 455 | -56 | -95 | -225 | -79 | 0 | 6131 | 619 | 1667 | 556 | 2112 | 11085 | 910 | -112 | -190 | -450 | -158 | 0 | 5876 | 559 | 377 | 1692 | 2581 | 11085 |  |  | C4 | 0.0081226 | 0.012094 | 0.021383 | 0.03463 | 0.081228 | C4 | 9846.925 | 9846.925 | 9846.925 | 9846.925 | 9846.925 | C4 | 79.9829 | 119.086 | 210.5549 | 340.9963 | 799.8428 | C4 | 0 | 0 | 0 | 0 | 0 | 0 |  | 510131.02 | 67640.8694 | 336677.312 | 577306.6786 | 677466.8269 | 2169222.7069 |  | 490375.2405 | 73714.2573 | 350995.0463 | 189593.924 | 1689267.9321 | 2793946.4002 |  | 526767.4659 | 67045.4392 | 330992.3292 | 112869.7641 | 1626080.3532 | 2663755.3517 |  | 469979.5976 | 66569.095 | 79379.2036 | 576965.6823 | 2064394.1917 | 3257287.7703 |  | 542764.0486 | 53231.4588 | 39373.7694 | 423517.3626 | 1938019.0339 | 2996905.6733
|  | Yes | 188716 | 189099 |  | 105946 | 10001 | 25356 | 28914 | 18499 |  | 0 | 0 | 0 | 0 | 0 |  | 13269 | -2622 | -2708 | -5442 | -2497 |  | 101343 | 10855 | 26898 | 9559 | 40061 |  | 26533 | -5242 | -5415 | -10883 | -4993 |  | 95490 | 11106 | 7119 | 26716 | 48285 | [22 empty] | 0 | 0 | 0 | 0 | 0 | 0 |  | 3570002.1356 | 505939.4127 | 2283240.6736 | 4076583.0822 | 5938096.7185 | 16373862.0225 |  | 3414275.4037 | 551539.8382 | 2420893.056 | 1352704.9081 | 13055353.6436 | 20794766.8497 |  | 3843546.8978 | 427666.5419 | 2189981.6898 | 594206.4536 | 12250871.7847 | 19306273.3677 |  | 3221398.2083 | 554917.1182 | 635538.9609 | 3894341.0377 | 15781889.6748 | 24088085 |  | 4079810.0246 | 307251.504 | 173800.4505 | 2377439.6075 | 14173149.9128 | 21111451.4995
| [Please insert new asset category as required] |  |  |  | C1 | 0 | 0 | 0 | 0 | 0 | 0 | 0 | 0 | 0 | 0 | 0 | 0 | 0 | 0 | 0 | 0 | 0 | 0 | 0 | 0 | 0 | 0 | 0 | 0 | 0 | 0 | 0 | 0 | 0 | 0 | 0 | 0 | 0 | 0 | 0 | 0 |  |  | C1 | 0 | 0 | 0 | 0 | 0 | C1 | 0 | 0 | 0 | 0 | 0 | C1 | [5 empty] | C1 | [5 empty] | 0 | [6 empty] | 0 | [6 empty] | 0 | [6 empty] | 0 | [6 empty] | 0 | [6 empty] | 0
[5 empty] | C2 | 0 | 0 | 0 | 0 | 0 | 0 | 0 | 0 | 0 | 0 | 0 | 0 | 0 | 0 | 0 | 0 | 0 | 0 | 0 | 0 | 0 | 0 | 0 | 0 | 0 | 0 | 0 | 0 | 0 | 0 | 0 | 0 | 0 | 0 | 0 | 0 |  |  | C2 | 0 | 0 | 0 | 0 | 0 | C2 | 0 | 0 | 0 | 0 | 0 | C2 | [5 empty] | C2 | [5 empty] | 0 | [6 empty] | 0 | [6 empty] | 0 | [6 empty] | 0 | [6 empty] | 0 | [6 empty] | 0
[5 empty] | C3 | 0 | 0 | 0 | 0 | 0 | 0 | 0 | 0 | 0 | 0 | 0 | 0 | 0 | 0 | 0 | 0 | 0 | 0 | 0 | 0 | 0 | 0 | 0 | 0 | 0 | 0 | 0 | 0 | 0 | 0 | 0 | 0 | 0 | 0 | 0 | 0 |  |  | C3 | 0 | 0 | 0 | 0 | 0 | C3 | 0 | 0 | 0 | 0 | 0 | C3 | [5 empty] | C3 | [5 empty] | 0 | [6 empty] | 0 | [6 empty] | 0 | [6 empty] | 0 | [6 empty] | 0 | [6 empty] | 0
[5 empty] | C4 | 0 | 0 | 0 | 0 | 0 | 0 | 0 | 0 | 0 | 0 | 0 | 0 | 0 | 0 | 0 | 0 | 0 | 0 | 0 | 0 | 0 | 0 | 0 | 0 | 0 | 0 | 0 | 0 | 0 | 0 | 0 | 0 | 0 | 0 | 0 | 0 |  |  | C4 | 0 | 0 | 0 | 0 | 0 | C4 | 0 | 0 | 0 | 0 | 0 | C4 | [5 empty] | C4 | [5 empty] | 0 | [6 empty] | 0 | [6 empty] | 0 | [6 empty] | 0 | [6 empty] | 0 | [6 empty] | 0
|  | 0 | 0 | 0 |  | 0 | 0 | 0 | 0 | 0 |  | 0 | 0 | 0 | 0 | 0 |  | 0 | 0 | 0 | 0 | 0 |  | 0 | 0 | 0 | 0 | 0 |  | 0 | 0 | 0 | 0 | 0 |  | 0 | 0 | 0 | 0 | 0 | [22 empty] | 0 | 0 | 0 | 0 | 0 | 0 |  | 0 | 0 | 0 | 0 | 0 | 0 |  | 0 | 0 | 0 | 0 | 0 | 0 |  | 0 | 0 | 0 | 0 | 0 | 0 |  | 0 | 0 | 0 | 0 | 0 | 0 |  | 0 | 0 | 0 | 0 | 0 | 0
| [Please insert new asset category as required] |  |  |  | C1 | 0 | 0 | 0 | 0 | 0 | 0 | 0 | 0 | 0 | 0 | 0 | 0 | 0 | 0 | 0 | 0 | 0 | 0 | 0 | 0 | 0 | 0 | 0 | 0 | 0 | 0 | 0 | 0 | 0 | 0 | 0 | 0 | 0 | 0 | 0 | 0 |  |  | C1 | 0 | 0 | 0 | 0 | 0 | C1 | 0 | 0 | 0 | 0 | 0 | C1 | [5 empty] | C1 | [5 empty] | 0 | [6 empty] | 0 | [6 empty] | 0 | [6 empty] | 0 | [6 empty] | 0 | [6 empty] | 0
[5 empty] | C2 | 0 | 0 | 0 | 0 | 0 | 0 | 0 | 0 | 0 | 0 | 0 | 0 | 0 | 0 | 0 | 0 | 0 | 0 | 0 | 0 | 0 | 0 | 0 | 0 | 0 | 0 | 0 | 0 | 0 | 0 | 0 | 0 | 0 | 0 | 0 | 0 |  |  | C2 | 0 | 0 | 0 | 0 | 0 | C2 | 0 | 0 | 0 | 0 | 0 | C2 | [5 empty] | C2 | [5 empty] | 0 | [6 empty] | 0 | [6 empty] | 0 | [6 empty] | 0 | [6 empty] | 0 | [6 empty] | 0
[5 empty] | C3 | 0 | 0 | 0 | 0 | 0 | 0 | 0 | 0 | 0 | 0 | 0 | 0 | 0 | 0 | 0 | 0 | 0 | 0 | 0 | 0 | 0 | 0 | 0 | 0 | 0 | 0 | 0 | 0 | 0 | 0 | 0 | 0 | 0 | 0 | 0 | 0 |  |  | C3 | 0 | 0 | 0 | 0 | 0 | C3 | 0 | 0 | 0 | 0 | 0 | C3 | [5 empty] | C3 | [5 empty] | 0 | [6 empty] | 0 | [6 empty] | 0 | [6 empty] | 0 | [6 empty] | 0 | [6 empty] | 0
[5 empty] | C4 | 0 | 0 | 0 | 0 | 0 | 0 | 0 | 0 | 0 | 0 | 0 | 0 | 0 | 0 | 0 | 0 | 0 | 0 | 0 | 0 | 0 | 0 | 0 | 0 | 0 | 0 | 0 | 0 | 0 | 0 | 0 | 0 | 0 | 0 | 0 | 0 |  |  | C4 | 0 | 0 | 0 | 0 | 0 | C4 | 0 | 0 | 0 | 0 | 0 | C4 | [5 empty] | C4 | [5 empty] | 0 | [6 empty] | 0 | [6 empty] | 0 | [6 empty] | 0 | [6 empty] | 0 | [6 empty] | 0
|  | 0 | 0 | 0 |  | 0 | 0 | 0 | 0 | 0 |  | 0 | 0 | 0 | 0 | 0 |  | 0 | 0 | 0 | 0 | 0 |  | 0 | 0 | 0 | 0 | 0 |  | 0 | 0 | 0 | 0 | 0 |  | 0 | 0 | 0 | 0 | 0 | [22 empty] | 0 | 0 | 0 | 0 | 0 | 0 |  | 0 | 0 | 0 | 0 | 0 | 0 |  | 0 | 0 | 0 | 0 | 0 | 0 |  | 0 | 0 | 0 | 0 | 0 | 0 |  | 0 | 0 | 0 | 0 | 0 | 0 |  | 0 | 0 | 0 | 0 | 0 | 0
| [Please insert new asset category as required] |  |  |  | C1 | 0 | 0 | 0 | 0 | 0 | 0 | 0 | 0 | 0 | 0 | 0 | 0 | 0 | 0 | 0 | 0 | 0 | 0 | 0 | 0 | 0 | 0 | 0 | 0 | 0 | 0 | 0 | 0 | 0 | 0 | 0 | 0 | 0 | 0 | 0 | 0 |  |  | C1 | 0 | 0 | 0 | 0 | 0 | C1 | 0 | 0 | 0 | 0 | 0 | C1 | [5 empty] | C1 | [5 empty] | 0 | [6 empty] | 0 | [6 empty] | 0 | [6 empty] | 0 | [6 empty] | 0 | [6 empty] | 0
[5 empty] | C2 | 0 | 0 | 0 | 0 | 0 | 0 | 0 | 0 | 0 | 0 | 0 | 0 | 0 | 0 | 0 | 0 | 0 | 0 | 0 | 0 | 0 | 0 | 0 | 0 | 0 | 0 | 0 | 0 | 0 | 0 | 0 | 0 | 0 | 0 | 0 | 0 |  |  | C2 | 0 | 0 | 0 | 0 | 0 | C2 | 0 | 0 | 0 | 0 | 0 | C2 | [5 empty] | C2 | [5 empty] | 0 | [6 empty] | 0 | [6 empty] | 0 | [6 empty] | 0 | [6 empty] | 0 | [6 empty] | 0
[5 empty] | C3 | 0 | 0 | 0 | 0 | 0 | 0 | 0 | 0 | 0 | 0 | 0 | 0 | 0 | 0 | 0 | 0 | 0 | 0 | 0 | 0 | 0 | 0 | 0 | 0 | 0 | 0 | 0 | 0 | 0 | 0 | 0 | 0 | 0 | 0 | 0 | 0 |  |  | C3 | 0 | 0 | 0 | 0 | 0 | C3 | 0 | 0 | 0 | 0 | 0 | C3 | [5 empty] | C3 | [5 empty] | 0 | [6 empty] | 0 | [6 empty] | 0 | [6 empty] | 0 | [6 empty] | 0 | [6 empty] | 0
[5 empty] | C4 | 0 | 0 | 0 | 0 | 0 | 0 | 0 | 0 | 0 | 0 | 0 | 0 | 0 | 0 | 0 | 0 | 0 | 0 | 0 | 0 | 0 | 0 | 0 | 0 | 0 | 0 | 0 | 0 | 0 | 0 | 0 | 0 | 0 | 0 | 0 | 0 |  |  | C4 | 0 | 0 | 0 | 0 | 0 | C4 | 0 | 0 | 0 | 0 | 0 | C4 | [5 empty] | C4 | [5 empty] | 0 | [6 empty] | 0 | [6 empty] | 0 | [6 empty] | 0 | [6 empty] | 0 | [6 empty] | 0
|  | 0 | 0 | 0 |  | 0 | 0 | 0 | 0 | 0 |  | 0 | 0 | 0 | 0 | 0 |  | 0 | 0 | 0 | 0 | 0 |  | 0 | 0 | 0 | 0 | 0 |  | 0 | 0 | 0 | 0 | 0 |  | 0 | 0 | 0 | 0 | 0 | [22 empty] | 0 | 0 | 0 | 0 | 0 | 0 |  | 0 | 0 | 0 | 0 | 0 | 0 |  | 0 | 0 | 0 | 0 | 0 | 0 |  | 0 | 0 | 0 | 0 | 0 | 0 |  | 0 | 0 | 0 | 0 | 0 | 0 |  | 0 | 0 | 0 | 0 | 0 | 0
| [Please insert new asset category as required] |  |  |  | C1 | 0 | 0 | 0 | 0 | 0 | 0 | 0 | 0 | 0 | 0 | 0 | 0 | 0 | 0 | 0 | 0 | 0 | 0 | 0 | 0 | 0 | 0 | 0 | 0 | 0 | 0 | 0 | 0 | 0 | 0 | 0 | 0 | 0 | 0 | 0 | 0 |  |  | C1 | 0 | 0 | 0 | 0 | 0 | C1 | 0 | 0 | 0 | 0 | 0 | C1 | [5 empty] | C1 | [5 empty] | 0 | [6 empty] | 0 | [6 empty] | 0 | [6 empty] | 0 | [6 empty] | 0 | [6 empty] | 0
[5 empty] | C2 | 0 | 0 | 0 | 0 | 0 | 0 | 0 | 0 | 0 | 0 | 0 | 0 | 0 | 0 | 0 | 0 | 0 | 0 | 0 | 0 | 0 | 0 | 0 | 0 | 0 | 0 | 0 | 0 | 0 | 0 | 0 | 0 | 0 | 0 | 0 | 0 |  |  | C2 | 0 | 0 | 0 | 0 | 0 | C2 | 0 | 0 | 0 | 0 | 0 | C2 | [5 empty] | C2 | [5 empty] | 0 | [6 empty] | 0 | [6 empty] | 0 | [6 empty] | 0 | [6 empty] | 0 | [6 empty] | 0
[5 empty] | C3 | 0 | 0 | 0 | 0 | 0 | 0 | 0 | 0 | 0 | 0 | 0 | 0 | 0 | 0 | 0 | 0 | 0 | 0 | 0 | 0 | 0 | 0 | 0 | 0 | 0 | 0 | 0 | 0 | 0 | 0 | 0 | 0 | 0 | 0 | 0 | 0 |  |  | C3 | 0 | 0 | 0 | 0 | 0 | C3 | 0 | 0 | 0 | 0 | 0 | C3 | [5 empty] | C3 | [5 empty] | 0 | [6 empty] | 0 | [6 empty] | 0 | [6 empty] | 0 | [6 empty] | 0 | [6 empty] | 0
[5 empty] | C4 | 0 | 0 | 0 | 0 | 0 | 0 | 0 | 0 | 0 | 0 | 0 | 0 | 0 | 0 | 0 | 0 | 0 | 0 | 0 | 0 | 0 | 0 | 0 | 0 | 0 | 0 | 0 | 0 | 0 | 0 | 0 | 0 | 0 | 0 | 0 | 0 |  |  | C4 | 0 | 0 | 0 | 0 | 0 | C4 | 0 | 0 | 0 | 0 | 0 | C4 | [5 empty] | C4 | [5 empty] | 0 | [6 empty] | 0 | [6 empty] | 0 | [6 empty] | 0 | [6 empty] | 0 | [6 empty] | 0
|  | 0 | 0 | 0 |  | 0 | 0 | 0 | 0 | 0 |  | 0 | 0 | 0 | 0 | 0 |  | 0 | 0 | 0 | 0 | 0 |  | 0 | 0 | 0 | 0 | 0 |  | 0 | 0 | 0 | 0 | 0 |  | 0 | 0 | 0 | 0 | 0 | [22 empty] | 0 | 0 | 0 | 0 | 0 | 0 |  | 0 | 0 | 0 | 0 | 0 | 0 |  | 0 | 0 | 0 | 0 | 0 | 0 |  | 0 | 0 | 0 | 0 | 0 | 0 |  | 0 | 0 | 0 | 0 | 0 | 0 |  | 0 | 0 | 0 | 0 | 0 | 0
| [Please insert new asset category as required] |  |  |  | C1 | 0 | 0 | 0 | 0 | 0 | 0 | 0 | 0 | 0 | 0 | 0 | 0 | 0 | 0 | 0 | 0 | 0 | 0 | 0 | 0 | 0 | 0 | 0 | 0 | 0 | 0 | 0 | 0 | 0 | 0 | 0 | 0 | 0 | 0 | 0 | 0 |  |  | C1 | 0 | 0 | 0 | 0 | 0 | C1 | 0 | 0 | 0 | 0 | 0 | C1 | [5 empty] | C1 | [5 empty] | 0 | [6 empty] | 0 | [6 empty] | 0 | [6 empty] | 0 | [6 empty] | 0 | [6 empty] | 0
[5 empty] | C2 | 0 | 0 | 0 | 0 | 0 | 0 | 0 | 0 | 0 | 0 | 0 | 0 | 0 | 0 | 0 | 0 | 0 | 0 | 0 | 0 | 0 | 0 | 0 | 0 | 0 | 0 | 0 | 0 | 0 | 0 | 0 | 0 | 0 | 0 | 0 | 0 |  |  | C2 | 0 | 0 | 0 | 0 | 0 | C2 | 0 | 0 | 0 | 0 | 0 | C2 | [5 empty] | C2 | [5 empty] | 0 | [6 empty] | 0 | [6 empty] | 0 | [6 empty] | 0 | [6 empty] | 0 | [6 empty] | 0
[5 empty] | C3 | 0 | 0 | 0 | 0 | 0 | 0 | 0 | 0 | 0 | 0 | 0 | 0 | 0 | 0 | 0 | 0 | 0 | 0 | 0 | 0 | 0 | 0 | 0 | 0 | 0 | 0 | 0 | 0 | 0 | 0 | 0 | 0 | 0 | 0 | 0 | 0 |  |  | C3 | 0 | 0 | 0 | 0 | 0 | C3 | 0 | 0 | 0 | 0 | 0 | C3 | [5 empty] | C3 | [5 empty] | 0 | [6 empty] | 0 | [6 empty] | 0 | [6 empty] | 0 | [6 empty] | 0 | [6 empty] | 0
[5 empty] | C4 | 0 | 0 | 0 | 0 | 0 | 0 | 0 | 0 | 0 | 0 | 0 | 0 | 0 | 0 | 0 | 0 | 0 | 0 | 0 | 0 | 0 | 0 | 0 | 0 | 0 | 0 | 0 | 0 | 0 | 0 | 0 | 0 | 0 | 0 | 0 | 0 |  |  | C4 | 0 | 0 | 0 | 0 | 0 | C4 | 0 | 0 | 0 | 0 | 0 | C4 | [5 empty] | C4 | [5 empty] | 0 | [6 empty] | 0 | [6 empty] | 0 | [6 empty] | 0 | [6 empty] | 0 | [6 empty] | 0
|  | 0 | 0 | 0 |  | 0 | 0 | 0 | 0 | 0 |  | 0 | 0 | 0 | 0 | 0 |  | 0 | 0 | 0 | 0 | 0 |  | 0 | 0 | 0 | 0 | 0 |  | 0 | 0 | 0 | 0 | 0 |  | 0 | 0 | 0 | 0 | 0 | [22 empty] | 0 | 0 | 0 | 0 | 0 | 0 |  | 0 | 0 | 0 | 0 | 0 | 0 |  | 0 | 0 | 0 | 0 | 0 | 0 |  | 0 | 0 | 0 | 0 | 0 | 0 |  | 0 | 0 | 0 | 0 | 0 | 0 |  | 0 | 0 | 0 | 0 | 0 | 0
[63 empty] | 0 | 0 | 0 | 0 | 0 | 0 |  | 4583454.2452 | 1428549.6798 | 2657933.657 | 4870258.1298 | 6734662.8387 | 20274858.5505 |  | 4364582.8657 | 1352969.5576 | 2888482.5178 | 2248295.3554 | 14705344.9446 | 25559675.2412 |  | 4859305.5604 | 1221691.0966 | 2647178.4614 | 1420782.4817 | 13493877.07 | 23642834.6701 |  | 4117969.6094 | 866964.9805 | 1518476.5856 | 5190617.1469 | 18738540.7168 | 30432569.0393 |  | 5097508.8368 | 618930.8337 | 1020498.0471 | 3609059.0522 | 16194355.2795 | 26540352.0494
| EHV Network | [66 empty] | 0 | [6 empty] | 0 | [6 empty] | 0 | [6 empty] | 0 | [6 empty] | 0 | [6 empty] | 0
| EHV Switchgear (GM) |  |  |  | C1 | 172 | 11 | 0 | 10 | 9 | 202 | 0 | 0 | 0 | 0 | 0 | 0 | 6 | 0 | 0 | -1 | -5 | 0 | 172 | 8 | 3 | 4 | 15 | 202 | 6 | 0 | 0 | 0 | -6 | 0 | 168 | 3 | 5 | 9 | 17 | 202 |  |  | C1 | 0.0063556 | 0.0094628 | 0.016731 | 0.027096 | 0.063557 | C1 | 52371.473 | 52371.473 | 52371.473 | 52371.473 | 52371.473 | C1 | 332.8522 | 495.5814 | 876.2329 | 1419.0699 | 3328.5784 | C1 | 0 | 0 | 0 | 0 | 0 | 0 |  | 57250.5716 | 5451.3955 | 0 | 14190.6989 | 29957.2053 | 106849.8713 |  | 57250.5716 | 3964.6513 | 2628.6987 | 5676.2796 | 49928.6755 | 119448.8765 |  | 59247.6845 | 3964.6513 | 2628.6987 | 4257.2097 | 33285.7836 | 103384.0278 |  | 55919.1629 | 1486.7442 | 4381.1644 | 12771.629 | 56585.8322 | 131144.5328 |  | 57916.2759 | 1486.7442 | 4381.1644 | 12771.629 | 36614.362 | 113170.1756
[5 empty] | C2 | 394 | 72 | 17 | 148 | 65 | 696 | 0 | 0 | 0 | 0 | 0 | 0 | 47 | 0 | 0 | -19 | -28 | 0 | 393 | 72 | 14 | 109 | 108 | 696 | 88 | -1 | 0 | -2 | -85 | 0 | 379 | 40 | 49 | 10 | 218 | 696 |  |  | C2 | 0.0063556 | 0.0094628 | 0.016731 | 0.027096 | 0.063557 | C2 | 74816.39 | 74816.39 | 74816.39 | 74816.39 | 74816.39 | C2 | 475.5031 | 707.9734 | 1251.7613 | 2027.2427 | 4755.1119 | C2 | 0 | 0 | 0 | 0 | 0 | 0 |  | 187348.2159 | 50974.0879 | 21279.9416 | 300031.9198 | 309082.2767 | 868716.4419 |  | 186872.7128 | 50974.0879 | 17524.6577 | 220969.4545 | 513552.0905 | 989893.0034 |  | 209221.3579 | 50974.0879 | 17524.6577 | 182451.8431 | 380408.9559 | 840580.9026 |  | 180215.6696 | 28318.9377 | 61336.3021 | 20272.427 | 1036614.4048 | 1326757.7413 |  | 222059.9412 | 27610.9643 | 61336.3021 | 16217.9416 | 632429.8892 | 959655.0384
[5 empty] | C3 | 138 | 34 | 0 | 59 | 12 | 243 | 0 | 0 | 0 | 0 | 0 | 0 | 0 | 0 | 0 | 0 | 0 | 0 | 138 | 33 | 1 | 48 | 23 | 243 | 0 | 0 | 0 | 0 | 0 | 0 | 138 | 23 | 10 | 0 | 72 | 243 |  |  | C3 | 0.0063556 | 0.0094628 | 0.016731 | 0.027096 | 0.063557 | C3 | 112224.585 | 112224.585 | 112224.585 | 112224.585 | 112224.585 | C3 | 713.2546 | 1061.9602 | 1877.6419 | 3040.8641 | 7132.6679 | C3 | 0 | 0 | 0 | 0 | 0 | 0 |  | 98429.1388 | 36106.6456 | 0 | 179410.9791 | 85592.0151 | 399538.7786 |  | 98429.1388 | 35044.6854 | 1877.6419 | 145961.4745 | 164051.3622 | 445364.3029 |  | 98429.1388 | 35044.6854 | 1877.6419 | 145961.4745 | 164051.3622 | 445364.3029 |  | 98429.1388 | 24425.0838 | 18776.419 | 0 | 513552.0905 | 655182.7321 |  | 98429.1388 | 24425.0838 | 18776.419 | 0 | 513552.0905 | 655182.7321
[5 empty] | C4 | 0 | 0 | 0 | 0 | 0 | 0 | 0 | 0 | 0 | 0 | 0 | 0 | 0 | 0 | 0 | 0 | 0 | 0 | 0 | 0 | 0 | 0 | 0 | 0 | 0 | 0 | 0 | 0 | 0 | 0 | 0 | 0 | 0 | 0 | 0 | 0 |  |  | C4 | 0.0063556 | 0.0094628 | 0.016731 | 0.027096 | 0.063557 | C4 | 187040.975 | 187040.975 | 187040.975 | 187040.975 | 187040.975 | C4 | 1188.7577 | 1769.9336 | 3129.4032 | 5068.1068 | 11887.7799 | C4 | 0 | 0 | 0 | 0 | 0 | 0 |  | 0 | 0 | 0 | 0 | 0 | 0 |  | 0 | 0 | 0 | 0 | 0 | 0 |  | 0 | 0 | 0 | 0 | 0 | 0 |  | 0 | 0 | 0 | 0 | 0 | 0 |  | 0 | 0 | 0 | 0 | 0 | 0
|  | Yes | 1141 | 1169 |  | 704 | 117 | 17 | 217 | 86 |  | 0 | 0 | 0 | 0 | 0 |  | 53 | 0 | 0 | -20 | -33 |  | 703 | 113 | 18 | 161 | 146 |  | 94 | -1 | 0 | -2 | -91 |  | 685 | 66 | 64 | 19 | 307 | [22 empty] | 0 | 0 | 0 | 0 | 0 | 0 |  | 343027.9263 | 92532.129 | 21279.9416 | 493633.5978 | 424631.497 | 1375105.0918 |  | 342552.4232 | 89983.4246 | 22030.9983 | 372607.2085 | 727532.1282 | 1554706.1829 |  | 366898.1813 | 89983.4246 | 22030.9983 | 332670.5273 | 577746.1018 | 1389329.2333 |  | 334563.9714 | 54230.7658 | 84493.8856 | 33044.056 | 1606752.3275 | 2113085.0062 |  | 378405.3559 | 53522.7923 | 84493.8856 | 28989.5706 | 1182596.3417 | 1728007.9461
| EHV Transformer |  |  |  | C1 | 0 | 0 | 0 | 0 | 0 | 0 | 0 | 0 | 0 | 0 | 0 | 0 | 3 | 0 | 0 | 0 | 0 | 3 | 0 | 0 | 0 | 0 | 0 | 0 | 5 | 0 | 0 | 0 | 0 | 5 | 0 | 0 | 0 | 0 | 0 | 0 |  |  | C1 | 0.012939 | 0.019265 | 0.034062 | 0.055165 | 0.12939 | C1 | 90766.13 | 90766.13 | 90766.13 | 90766.13 | 90766.13 | C1 | 1174.4415 | 1748.6183 | 3091.7158 | 5007.0716 | 11744.6156 | C1 | 0 | 0 | 0 | 0 | 0 | 0 |  | 0 | 0 | 0 | 0 | 0 | 0 |  | 0 | 0 | 0 | 0 | 0 | 0 |  | 3523.3246 | 0 | 0 | 0 | 0 | 3523.3246 |  | 0 | 0 | 0 | 0 | 0 | 0 |  | 5872.2076 | 0 | 0 | 0 | 0 | 5872.2076
[5 empty] | C2 | 231 | 163 | 108 | 132 | 115 | 749 | 0 | 0 | 0 | 0 | 0 | 0 | 28 | 0 | -4 | -12 | -14 | -2 | 198 | 126 | 105 | 123 | 197 | 749 | 54 | 0 | -3 | -8 | -47 | -4 | 162 | 70 | 106 | 126 | 285 | 749 |  |  | C2 | 0.012939 | 0.019265 | 0.034062 | 0.055165 | 0.12939 | C2 | 129665.9 | 129665.9 | 129665.9 | 129665.9 | 129665.9 | C2 | 1677.7736 | 2498.0262 | 4416.7369 | 7152.9595 | 16778.0222 | C2 | 0 | 0 | 0 | 0 | 0 | 0 |  | 387565.7044 | 407178.2685 | 477007.5845 | 944190.6519 | 1929472.5565 | 4145414.7657 |  | 332199.1752 | 314751.2995 | 463757.3738 | 879814.0166 | 3305270.3794 | 5295792.2445 |  | 379176.8363 | 314751.2995 | 446090.4262 | 793978.5028 | 3070378.0682 | 5004375.133 |  | 271799.3251 | 174861.8331 | 468174.1107 | 901272.895 | 4781736.3357 | 6597844.4996 |  | 362399.1002 | 174861.8331 | 454923.9 | 844049.2191 | 3993169.2908 | 5829403.3432
[5 empty] | C3 | 11 | 1 | 2 | 2 | 1 | 17 | 0 | 0 | 0 | 0 | 0 | 0 | 0 | 0 | 0 | 0 | -1 | -1 | 8 | 4 | 1 | 2 | 2 | 17 | 0 | 0 | 0 | 0 | -1 | -1 | 6 | 3 | 3 | 2 | 3 | 17 |  |  | C3 | 0.012939 | 0.019265 | 0.034062 | 0.055165 | 0.12939 | C3 | 194498.85 | 194498.85 | 194498.85 | 194498.85 | 194498.85 | C3 | 2516.6604 | 3747.0393 | 6625.1053 | 10729.4392 | 25167.0333 | C3 | 0 | 0 | 0 | 0 | 0 | 0 |  | 27683.2646 | 3747.0393 | 13250.2107 | 21458.8785 | 25167.0333 | 91306.4264 |  | 20133.2833 | 14988.1571 | 6625.1053 | 21458.8785 | 50334.0667 | 113539.4909 |  | 20133.2833 | 14988.1571 | 6625.1053 | 21458.8785 | 25167.0333 | 88372.4576 |  | 15099.9625 | 11241.1178 | 19875.316 | 21458.8785 | 75501.1 | 143176.3749 |  | 15099.9625 | 11241.1178 | 19875.316 | 21458.8785 | 50334.0667 | 118009.3415
[5 empty] | C4 | 0 | 0 | 0 | 0 | 0 | 0 | 0 | 0 | 0 | 0 | 0 | 0 | 0 | 0 | 0 | 0 | 0 | 0 | 0 | 0 | 0 | 0 | 0 | 0 | 0 | 0 | 0 | 0 | 0 | 0 | 0 | 0 | 0 | 0 | 0 | 0 |  |  | C4 | 0.012939 | 0.019265 | 0.034062 | 0.055165 | 0.12939 | C4 | 324164.75 | 324164.75 | 324164.75 | 324164.75 | 324164.75 | C4 | 4194.434 | 6245.0655 | 11041.8422 | 17882.3987 | 41945.0556 | C4 | 0 | 0 | 0 | 0 | 0 | 0 |  | 0 | 0 | 0 | 0 | 0 | 0 |  | 0 | 0 | 0 | 0 | 0 | 0 |  | 0 | 0 | 0 | 0 | 0 | 0 |  | 0 | 0 | 0 | 0 | 0 | 0 |  | 0 | 0 | 0 | 0 | 0 | 0
|  | Yes | 766 | 768 |  | 242 | 164 | 110 | 134 | 116 |  | 0 | 0 | 0 | 0 | 0 |  | 31 | 0 | -4 | -12 | -15 |  | 206 | 130 | 106 | 125 | 199 |  | 59 | 0 | -3 | -8 | -48 |  | 168 | 73 | 109 | 128 | 288 | [22 empty] | 0 | 0 | 0 | 0 | 0 | 0 |  | 415248.969 | 410925.3077 | 490257.7952 | 965649.5304 | 1954639.5898 | 4236721.1921 |  | 352332.4585 | 329739.4567 | 470382.4791 | 901272.895 | 3355604.4461 | 5409331.7354 |  | 402833.4442 | 329739.4567 | 452715.5316 | 815437.3812 | 3095545.1015 | 5096270.9152 |  | 286899.2876 | 186102.9509 | 488049.4267 | 922731.7735 | 4857237.4357 | 6741020.8744 |  | 383371.2703 | 186102.9509 | 474799.216 | 865508.0976 | 4043503.3575 | 5953284.8924
| EHV UG Cable (Gas) |  |  |  | C1 | 0 | 0 | 0 | 0 | 0 | 0 | 0 | 0 | 0 | 0 | 0 | 0 | 0 | 0 | 0 | 0 | 0 | 0 | 0 | 0 | 0 | 0 | 0 | 0 | 0 | 0 | 0 | 0 | 0 | 0 | 0 | 0 | 0 | 0 | 0 | 0 |  |  | C1 | 0 | 0 | 0 | 0 | 0 | C1 | 0 | 0 | 0 | 0 | 0 | C1 | [5 empty] | C1 | [5 empty] | 0 | [6 empty] | 0 | [6 empty] | 0 | [6 empty] | 0 | [6 empty] | 0 | [6 empty] | 0
[5 empty] | C2 | 0 | 0 | 0 | 0 | 0 | 0 | 0 | 0 | 0 | 0 | 0 | 0 | 0 | 0 | 0 | 0 | 0 | 0 | 0 | 0 | 0 | 0 | 0 | 0 | 0 | 0 | 0 | 0 | 0 | 0 | 0 | 0 | 0 | 0 | 0 | 0 |  |  | C2 | 0 | 0 | 0 | 0 | 0 | C2 | 0 | 0 | 0 | 0 | 0 | C2 | [5 empty] | C2 | [5 empty] | 0 | [6 empty] | 0 | [6 empty] | 0 | [6 empty] | 0 | [6 empty] | 0 | [6 empty] | 0
[5 empty] | C3 | 0 | 0 | 0 | 0 | 0 | 0 | 0 | 0 | 0 | 0 | 0 | 0 | 0 | 0 | 0 | 0 | 0 | 0 | 0 | 0 | 0 | 0 | 0 | 0 | 0 | 0 | 0 | 0 | 0 | 0 | 0 | 0 | 0 | 0 | 0 | 0 |  |  | C3 | 0 | 0 | 0 | 0 | 0 | C3 | 0 | 0 | 0 | 0 | 0 | C3 | [5 empty] | C3 | [5 empty] | 0 | [6 empty] | 0 | [6 empty] | 0 | [6 empty] | 0 | [6 empty] | 0 | [6 empty] | 0
[5 empty] | C4 | 0 | 0 | 0 | 0 | 0 | 0 | 0 | 0 | 0 | 0 | 0 | 0 | 0 | 0 | 0 | 0 | 0 | 0 | 0 | 0 | 0 | 0 | 0 | 0 | 0 | 0 | 0 | 0 | 0 | 0 | 0 | 0 | 0 | 0 | 0 | 0 |  |  | C4 | 0 | 0 | 0 | 0 | 0 | C4 | 0 | 0 | 0 | 0 | 0 | C4 | [5 empty] | C4 | [5 empty] | 0 | [6 empty] | 0 | [6 empty] | 0 | [6 empty] | 0 | [6 empty] | 0 | [6 empty] | 0
|  | No | 0 | 0 |  | 0 | 0 | 0 | 0 | 0 |  | 0 | 0 | 0 | 0 | 0 |  | 0 | 0 | 0 | 0 | 0 |  | 0 | 0 | 0 | 0 | 0 |  | 0 | 0 | 0 | 0 | 0 |  | 0 | 0 | 0 | 0 | 0 | [22 empty] | 0 | 0 | 0 | 0 | 0 | 0 |  | 0 | 0 | 0 | 0 | 0 | 0 |  | 0 | 0 | 0 | 0 | 0 | 0 |  | 0 | 0 | 0 | 0 | 0 | 0 |  | 0 | 0 | 0 | 0 | 0 | 0 |  | 0 | 0 | 0 | 0 | 0 | 0
| EHV UG Cable (Oil) |  |  |  | C1 | 0 | 0 | 0 | 0 | 0 | 0 | 0 | 0 | 0 | 0 | 0 | 0 | 0 | 0 | 0 | 0 | 0 | 0 | 0 | 0 | 0 | 0 | 0 | 0 | 0 | 0 | 0 | 0 | 0 | 0 | 0 | 0 | 0 | 0 | 0 | 0 |  |  | C1 | 0 | 0 | 0 | 0 | 0 | C1 | 0 | 0 | 0 | 0 | 0 | C1 | [5 empty] | C1 | [5 empty] | 0 | [6 empty] | 0 | [6 empty] | 0 | [6 empty] | 0 | [6 empty] | 0 | [6 empty] | 0
[5 empty] | C2 | 0 | 0 | 0 | 0 | 0 | 0 | 0 | 0 | 0 | 0 | 0 | 0 | 0 | 0 | 0 | 0 | 0 | 0 | 0 | 0 | 0 | 0 | 0 | 0 | 0 | 0 | 0 | 0 | 0 | 0 | 0 | 0 | 0 | 0 | 0 | 0 |  |  | C2 | 0 | 0 | 0 | 0 | 0 | C2 | 0 | 0 | 0 | 0 | 0 | C2 | [5 empty] | C2 | [5 empty] | 0 | [6 empty] | 0 | [6 empty] | 0 | [6 empty] | 0 | [6 empty] | 0 | [6 empty] | 0
[5 empty] | C3 | 0 | 0 | 0 | 0 | 0 | 0 | 0 | 0 | 0 | 0 | 0 | 0 | 0 | 0 | 0 | 0 | 0 | 0 | 0 | 0 | 0 | 0 | 0 | 0 | 0 | 0 | 0 | 0 | 0 | 0 | 0 | 0 | 0 | 0 | 0 | 0 |  |  | C3 | 0 | 0 | 0 | 0 | 0 | C3 | 0 | 0 | 0 | 0 | 0 | C3 | [5 empty] | C3 | [5 empty] | 0 | [6 empty] | 0 | [6 empty] | 0 | [6 empty] | 0 | [6 empty] | 0 | [6 empty] | 0
[5 empty] | C4 | 0 | 0 | 0 | 0 | 0 | 0 | 0 | 0 | 0 | 0 | 0 | 0 | 0 | 0 | 0 | 0 | 0 | 0 | 0 | 0 | 0 | 0 | 0 | 0 | 0 | 0 | 0 | 0 | 0 | 0 | 0 | 0 | 0 | 0 | 0 | 0 |  |  | C4 | 0 | 0 | 0 | 0 | 0 | C4 | 0 | 0 | 0 | 0 | 0 | C4 | [5 empty] | C4 | [5 empty] | 0 | [6 empty] | 0 | [6 empty] | 0 | [6 empty] | 0 | [6 empty] | 0 | [6 empty] | 0
|  | Yes | 0 | 0 |  | 0 | 0 | 0 | 0 | 0 |  | 0 | 0 | 0 | 0 | 0 |  | 0 | 0 | 0 | 0 | 0 |  | 0 | 0 | 0 | 0 | 0 |  | 0 | 0 | 0 | 0 | 0 |  | 0 | 0 | 0 | 0 | 0 | [22 empty] | 0 | 0 | 0 | 0 | 0 | 0 |  | 0 | 0 | 0 | 0 | 0 | 0 |  | 0 | 0 | 0 | 0 | 0 | 0 |  | 0 | 0 | 0 | 0 | 0 | 0 |  | 0 | 0 | 0 | 0 | 0 | 0 |  | 0 | 0 | 0 | 0 | 0 | 0
| EHV UG Cable (Non Pressurised) |  |  |  | C1 | 0 | 0 | 0 | 0 | 0 | 0 | 0 | 0 | 0 | 0 | 0 | 0 | 0 | 0 | 0 | 0 | 0 | 0 | 0 | 0 | 0 | 0 | 0 | 0 | 0 | 0 | 0 | 0 | 0 | 0 | 0 | 0 | 0 | 0 | 0 | 0 |  |  | C1 | 0 | 0 | 0 | 0 | 0 | C1 | 0 | 0 | 0 | 0 | 0 | C1 | [5 empty] | C1 | [5 empty] | 0 | [6 empty] | 0 | [6 empty] | 0 | [6 empty] | 0 | [6 empty] | 0 | [6 empty] | 0
[5 empty] | C2 | 0 | 0 | 0 | 0 | 0 | 0 | 0 | 0 | 0 | 0 | 0 | 0 | 0 | 0 | 0 | 0 | 0 | 0 | 0 | 0 | 0 | 0 | 0 | 0 | 0 | 0 | 0 | 0 | 0 | 0 | 0 | 0 | 0 | 0 | 0 | 0 |  |  | C2 | 0 | 0 | 0 | 0 | 0 | C2 | 0 | 0 | 0 | 0 | 0 | C2 | [5 empty] | C2 | [5 empty] | 0 | [6 empty] | 0 | [6 empty] | 0 | [6 empty] | 0 | [6 empty] | 0 | [6 empty] | 0
[5 empty] | C3 | 0 | 0 | 0 | 0 | 0 | 0 | 0 | 0 | 0 | 0 | 0 | 0 | 0 | 0 | 0 | 0 | 0 | 0 | 0 | 0 | 0 | 0 | 0 | 0 | 0 | 0 | 0 | 0 | 0 | 0 | 0 | 0 | 0 | 0 | 0 | 0 |  |  | C3 | 0 | 0 | 0 | 0 | 0 | C3 | 0 | 0 | 0 | 0 | 0 | C3 | [5 empty] | C3 | [5 empty] | 0 | [6 empty] | 0 | [6 empty] | 0 | [6 empty] | 0 | [6 empty] | 0 | [6 empty] | 0
[5 empty] | C4 | 0 | 0 | 0 | 0 | 0 | 0 | 0 | 0 | 0 | 0 | 0 | 0 | 0 | 0 | 0 | 0 | 0 | 0 | 0 | 0 | 0 | 0 | 0 | 0 | 0 | 0 | 0 | 0 | 0 | 0 | 0 | 0 | 0 | 0 | 0 | 0 |  |  | C4 | 0 | 0 | 0 | 0 | 0 | C4 | 0 | 0 | 0 | 0 | 0 | C4 | [5 empty] | C4 | [5 empty] | 0 | [6 empty] | 0 | [6 empty] | 0 | [6 empty] | 0 | [6 empty] | 0 | [6 empty] | 0
|  | No | 0 | 0 |  | 0 | 0 | 0 | 0 | 0 |  | 0 | 0 | 0 | 0 | 0 |  | 0 | 0 | 0 | 0 | 0 |  | 0 | 0 | 0 | 0 | 0 |  | 0 | 0 | 0 | 0 | 0 |  | 0 | 0 | 0 | 0 | 0 | [22 empty] | 0 | 0 | 0 | 0 | 0 | 0 |  | 0 | 0 | 0 | 0 | 0 | 0 |  | 0 | 0 | 0 | 0 | 0 | 0 |  | 0 | 0 | 0 | 0 | 0 | 0 |  | 0 | 0 | 0 | 0 | 0 | 0 |  | 0 | 0 | 0 | 0 | 0 | 0
| EHV OHL Support - Towers |  |  |  | C1 | 0 | 0 | 0 | 0 | 0 | 0 | 0 | 0 | 0 | 0 | 0 | 0 | 0 | 0 | 0 | 0 | 0 | 0 | 0 | 0 | 0 | 0 | 0 | 0 | 0 | 0 | 0 | 0 | 0 | 0 | 0 | 0 | 0 | 0 | 0 | 0 |  |  | C1 | 0 | 0 | 0 | 0 | 0 | C1 | 0 | 0 | 0 | 0 | 0 | C1 | [5 empty] | C1 | [5 empty] | 0 | [6 empty] | 0 | [6 empty] | 0 | [6 empty] | 0 | [6 empty] | 0 | [6 empty] | 0
[5 empty] | C2 | 0 | 0 | 0 | 0 | 0 | 0 | 0 | 0 | 0 | 0 | 0 | 0 | 0 | 0 | 0 | 0 | 0 | 0 | 0 | 0 | 0 | 0 | 0 | 0 | 0 | 0 | 0 | 0 | 0 | 0 | 0 | 0 | 0 | 0 | 0 | 0 |  |  | C2 | 0 | 0 | 0 | 0 | 0 | C2 | 0 | 0 | 0 | 0 | 0 | C2 | [5 empty] | C2 | [5 empty] | 0 | [6 empty] | 0 | [6 empty] | 0 | [6 empty] | 0 | [6 empty] | 0 | [6 empty] | 0
[5 empty] | C3 | 0 | 0 | 0 | 0 | 0 | 0 | 0 | 0 | 0 | 0 | 0 | 0 | 0 | 0 | 0 | 0 | 0 | 0 | 0 | 0 | 0 | 0 | 0 | 0 | 0 | 0 | 0 | 0 | 0 | 0 | 0 | 0 | 0 | 0 | 0 | 0 |  |  | C3 | 0 | 0 | 0 | 0 | 0 | C3 | 0 | 0 | 0 | 0 | 0 | C3 | [5 empty] | C3 | [5 empty] | 0 | [6 empty] | 0 | [6 empty] | 0 | [6 empty] | 0 | [6 empty] | 0 | [6 empty] | 0
[5 empty] | C4 | 0 | 0 | 0 | 0 | 0 | 0 | 0 | 0 | 0 | 0 | 0 | 0 | 0 | 0 | 0 | 0 | 0 | 0 | 0 | 0 | 0 | 0 | 0 | 0 | 0 | 0 | 0 | 0 | 0 | 0 | 0 | 0 | 0 | 0 | 0 | 0 |  |  | C4 | 0 | 0 | 0 | 0 | 0 | C4 | 0 | 0 | 0 | 0 | 0 | C4 | [5 empty] | C4 | [5 empty] | 0 | [6 empty] | 0 | [6 empty] | 0 | [6 empty] | 0 | [6 empty] | 0 | [6 empty] | 0
|  | Yes | 0 | 0 |  | 0 | 0 | 0 | 0 | 0 |  | 0 | 0 | 0 | 0 | 0 |  | 0 | 0 | 0 | 0 | 0 |  | 0 | 0 | 0 | 0 | 0 |  | 0 | 0 | 0 | 0 | 0 |  | 0 | 0 | 0 | 0 | 0 | [22 empty] | 0 | 0 | 0 | 0 | 0 | 0 |  | 0 | 0 | 0 | 0 | 0 | 0 |  | 0 | 0 | 0 | 0 | 0 | 0 |  | 0 | 0 | 0 | 0 | 0 | 0 |  | 0 | 0 | 0 | 0 | 0 | 0 |  | 0 | 0 | 0 | 0 | 0 | 0
| EHV OHL Support - Poles |  |  |  | C1 | 0 | 0 | 0 | 0 | 0 | 0 | 0 | 0 | 0 | 0 | 0 | 0 | 0 | 0 | 0 | 0 | 0 | 0 | 0 | 0 | 0 | 0 | 0 | 0 | 0 | 0 | 0 | 0 | 0 | 0 | 0 | 0 | 0 | 0 | 0 | 0 |  |  | C1 | 0.0081226 | 0.012094 | 0.021383 | 0.03463 | 0.081228 | C1 | 2045.036 | 2045.036 | 2045.036 | 2045.036 | 2045.036 | C1 | 16.6111 | 24.7321 | 43.7286 | 70.819 | 166.1135 | C1 | 0 | 0 | 0 | 0 | 0 | 0 |  | 0 | 0 | 0 | 0 | 0 | 0 |  | 0 | 0 | 0 | 0 | 0 | 0 |  | 0 | 0 | 0 | 0 | 0 | 0 |  | 0 | 0 | 0 | 0 | 0 | 0 |  | 0 | 0 | 0 | 0 | 0 | 0
[5 empty] | C2 | 13055 | 3434 | 2448 | 3656 | 1390 | 23983 | 0 | 0 | 0 | 0 | 0 | 0 | 1797 | -431 | -502 | -640 | -224 | 0 | 12051 | 2952 | 3490 | 1914 | 3576 | 23983 | 3591 | -861 | -1003 | -1279 | -448 | 0 | 11253 | 1978 | 2200 | 3365 | 5187 | 23983 |  |  | C2 | 0.0081226 | 0.012094 | 0.021383 | 0.03463 | 0.081228 | C2 | 2921.48 | 2921.48 | 2921.48 | 2921.48 | 2921.48 | C2 | 23.7301 | 35.3316 | 62.4694 | 101.17 | 237.305 | C2 | 0 | 0 | 0 | 0 | 0 | 0 |  | 309796.4106 | 121328.6663 | 152925.211 | 369877.6572 | 329853.9671 | 1283781.9121 |  | 285971.3937 | 104298.8418 | 218018.3768 | 193639.4518 | 848602.724 | 1650530.788 |  | 328614.3772 | 89070.9283 | 186658.7134 | 128890.6278 | 795446.4013 | 1528681.0479 |  | 267034.7766 | 69885.8771 | 137432.7876 | 340437.1762 | 1230901.0988 | 2045691.7164 |  | 352249.5534 | 39465.3815 | 74775.9304 | 211040.6983 | 1124588.4533 | 1802120.0168
[5 empty] | C3 | 5977 | 2159 | 1568 | 1394 | 868 | 11966 | 0 | 0 | 0 | 0 | 0 | 0 | 491 | -138 | -88 | -200 | -65 | 0 | 5142 | 2262 | 2009 | 736 | 1817 | 11966 | 981 | -276 | -175 | -400 | -130 | 0 | 4448 | 1596 | 1623 | 1906 | 2393 | 11966 |  |  | C3 | 0.0081226 | 0.012094 | 0.021383 | 0.03463 | 0.081228 | C3 | 4382.22 | 4382.22 | 4382.22 | 4382.22 | 4382.22 | C3 | 35.5951 | 52.9974 | 93.7042 | 151.7551 | 355.9575 | C3 | 0 | 0 | 0 | 0 | 0 | 0 |  | 212752.1807 | 114421.3412 | 146928.1439 | 211546.5484 | 308971.126 | 994619.3403 |  | 183030.2348 | 119880.0712 | 188251.6843 | 111691.7214 | 646774.811 | 1249628.5228 |  | 200507.4509 | 112566.4329 | 180005.7171 | 81340.7102 | 623637.5723 | 1198057.8834 |  | 158327.2043 | 84583.8168 | 152081.8734 | 289245.1373 | 851806.3417 | 1536044.3734 |  | 193246.0413 | 69956.5402 | 135683.6431 | 228543.1147 | 805531.8643 | 1432961.2037
[5 empty] | C4 | 1150 | 424 | 293 | 320 | 140 | 2327 | 0 | 0 | 0 | 0 | 0 | 0 | 97 | -27 | -17 | -40 | -13 | 0 | 1041 | 383 | 393 | 156 | 354 | 2327 | 192 | -54 | -34 | -79 | -25 | 0 | 955 | 218 | 313 | 360 | 481 | 2327 |  |  | C4 | 0.0081226 | 0.012094 | 0.021383 | 0.03463 | 0.081228 | C4 | 7303.7 | 7303.7 | 7303.7 | 7303.7 | 7303.7 | C4 | 59.3252 | 88.329 | 156.1736 | 252.9251 | 593.2625 | C4 | 0 | 0 | 0 | 0 | 0 | 0 |  | 68224.0276 | 37451.4811 | 45758.8713 | 80936.03 | 83056.7543 | 315427.1644 |  | 61757.5763 | 33829.9936 | 61376.2336 | 39456.3146 | 210014.9359 | 406435.054 |  | 67512.1247 | 31445.1115 | 58721.282 | 29339.3109 | 202302.523 | 389320.3521 |  | 56655.6055 | 19255.7144 | 48882.3438 | 91053.0338 | 285359.2773 | 501205.9747 |  | 68046.0519 | 14485.9503 | 43572.4406 | 71071.9514 | 270527.714 | 467704.1082
|  | Yes | 38276 | 38121 |  | 20182 | 6017 | 4309 | 5370 | 2398 |  | 0 | 0 | 0 | 0 | 0 |  | 2385 | -596 | -607 | -880 | -302 |  | 18234 | 5597 | 5892 | 2806 | 5747 |  | 4764 | -1191 | -1212 | -1758 | -603 |  | 16656 | 3792 | 4136 | 5631 | 8061 | [22 empty] | 0 | 0 | 0 | 0 | 0 | 0 |  | 590772.6189 | 273201.4886 | 345612.2262 | 662360.2356 | 721881.8474 | 2593828.4168 |  | 530759.2047 | 258008.9066 | 467646.2947 | 344787.4878 | 1705392.4709 | 3306594.3648 |  | 596633.9528 | 233082.4727 | 425385.7125 | 239570.6488 | 1621386.4966 | 3116059.2834 |  | 482017.5864 | 173725.4083 | 338397.0048 | 720735.3472 | 2368066.7178 | 4082942.0646 |  | 613541.6466 | 123907.872 | 254032.0141 | 510655.7644 | 2200648.0316 | 3702785.3287
| EHV OHL Fittings |  |  |  | C1 | 0 | 0 | 0 | 0 | 0 | 0 | 0 | 0 | 0 | 0 | 0 | 0 | 0 | 0 | 0 | 0 | 0 | 0 | 0 | 0 | 0 | 0 | 0 | 0 | 0 | 0 | 0 | 0 | 0 | 0 | 0 | 0 | 0 | 0 | 0 | 0 |  |  | C1 | 0 | 0 | 0 | 0 | 0 | C1 | 0 | 0 | 0 | 0 | 0 | C1 | [5 empty] | C1 | [5 empty] | 0 | [6 empty] | 0 | [6 empty] | 0 | [6 empty] | 0 | [6 empty] | 0 | [6 empty] | 0
[5 empty] | C2 | 0 | 0 | 0 | 0 | 0 | 0 | 0 | 0 | 0 | 0 | 0 | 0 | 0 | 0 | 0 | 0 | 0 | 0 | 0 | 0 | 0 | 0 | 0 | 0 | 0 | 0 | 0 | 0 | 0 | 0 | 0 | 0 | 0 | 0 | 0 | 0 |  |  | C2 | 0 | 0 | 0 | 0 | 0 | C2 | 0 | 0 | 0 | 0 | 0 | C2 | [5 empty] | C2 | [5 empty] | 0 | [6 empty] | 0 | [6 empty] | 0 | [6 empty] | 0 | [6 empty] | 0 | [6 empty] | 0
[5 empty] | C3 | 0 | 0 | 0 | 0 | 0 | 0 | 0 | 0 | 0 | 0 | 0 | 0 | 0 | 0 | 0 | 0 | 0 | 0 | 0 | 0 | 0 | 0 | 0 | 0 | 0 | 0 | 0 | 0 | 0 | 0 | 0 | 0 | 0 | 0 | 0 | 0 |  |  | C3 | 0 | 0 | 0 | 0 | 0 | C3 | 0 | 0 | 0 | 0 | 0 | C3 | [5 empty] | C3 | [5 empty] | 0 | [6 empty] | 0 | [6 empty] | 0 | [6 empty] | 0 | [6 empty] | 0 | [6 empty] | 0
[5 empty] | C4 | 0 | 0 | 0 | 0 | 0 | 0 | 0 | 0 | 0 | 0 | 0 | 0 | 0 | 0 | 0 | 0 | 0 | 0 | 0 | 0 | 0 | 0 | 0 | 0 | 0 | 0 | 0 | 0 | 0 | 0 | 0 | 0 | 0 | 0 | 0 | 0 |  |  | C4 | 0 | 0 | 0 | 0 | 0 | C4 | 0 | 0 | 0 | 0 | 0 | C4 | [5 empty] | C4 | [5 empty] | 0 | [6 empty] | 0 | [6 empty] | 0 | [6 empty] | 0 | [6 empty] | 0 | [6 empty] | 0
|  | 0 | 0 | 0 |  | 0 | 0 | 0 | 0 | 0 |  | 0 | 0 | 0 | 0 | 0 |  | 0 | 0 | 0 | 0 | 0 |  | 0 | 0 | 0 | 0 | 0 |  | 0 | 0 | 0 | 0 | 0 |  | 0 | 0 | 0 | 0 | 0 | [22 empty] | 0 | 0 | 0 | 0 | 0 | 0 |  | 0 | 0 | 0 | 0 | 0 | 0 |  | 0 | 0 | 0 | 0 | 0 | 0 |  | 0 | 0 | 0 | 0 | 0 | 0 |  | 0 | 0 | 0 | 0 | 0 | 0 |  | 0 | 0 | 0 | 0 | 0 | 0
| EHV OHL (Tower Line) Conductor |  |  |  | C1 | 0 | 0 | 0 | 0 | 0 | 0 | 0 | 0 | 0 | 0 | 0 | 0 | 0 | 0 | 0 | 0 | 0 | 0 | 0 | 0 | 0 | 0 | 0 | 0 | 0 | 0 | 0 | 0 | 0 | 0 | 0 | 0 | 0 | 0 | 0 | 0 |  |  | C1 | 0 | 0 | 0 | 0 | 0 | C1 | 0 | 0 | 0 | 0 | 0 | C1 | [5 empty] | C1 | [5 empty] | 0 | [6 empty] | 0 | [6 empty] | 0 | [6 empty] | 0 | [6 empty] | 0 | [6 empty] | 0
[5 empty] | C2 | 0 | 0 | 0 | 0 | 0 | 0 | 0 | 0 | 0 | 0 | 0 | 0 | 0 | 0 | 0 | 0 | 0 | 0 | 0 | 0 | 0 | 0 | 0 | 0 | 0 | 0 | 0 | 0 | 0 | 0 | 0 | 0 | 0 | 0 | 0 | 0 |  |  | C2 | 0 | 0 | 0 | 0 | 0 | C2 | 0 | 0 | 0 | 0 | 0 | C2 | [5 empty] | C2 | [5 empty] | 0 | [6 empty] | 0 | [6 empty] | 0 | [6 empty] | 0 | [6 empty] | 0 | [6 empty] | 0
[5 empty] | C3 | 0 | 0 | 0 | 0 | 0 | 0 | 0 | 0 | 0 | 0 | 0 | 0 | 0 | 0 | 0 | 0 | 0 | 0 | 0 | 0 | 0 | 0 | 0 | 0 | 0 | 0 | 0 | 0 | 0 | 0 | 0 | 0 | 0 | 0 | 0 | 0 |  |  | C3 | 0 | 0 | 0 | 0 | 0 | C3 | 0 | 0 | 0 | 0 | 0 | C3 | [5 empty] | C3 | [5 empty] | 0 | [6 empty] | 0 | [6 empty] | 0 | [6 empty] | 0 | [6 empty] | 0 | [6 empty] | 0
[5 empty] | C4 | 0 | 0 | 0 | 0 | 0 | 0 | 0 | 0 | 0 | 0 | 0 | 0 | 0 | 0 | 0 | 0 | 0 | 0 | 0 | 0 | 0 | 0 | 0 | 0 | 0 | 0 | 0 | 0 | 0 | 0 | 0 | 0 | 0 | 0 | 0 | 0 |  |  | C4 | 0 | 0 | 0 | 0 | 0 | C4 | 0 | 0 | 0 | 0 | 0 | C4 | [5 empty] | C4 | [5 empty] | 0 | [6 empty] | 0 | [6 empty] | 0 | [6 empty] | 0 | [6 empty] | 0 | [6 empty] | 0
|  | 0 | 0 | 0 |  | 0 | 0 | 0 | 0 | 0 |  | 0 | 0 | 0 | 0 | 0 |  | 0 | 0 | 0 | 0 | 0 |  | 0 | 0 | 0 | 0 | 0 |  | 0 | 0 | 0 | 0 | 0 |  | 0 | 0 | 0 | 0 | 0 | [22 empty] | 0 | 0 | 0 | 0 | 0 | 0 |  | 0 | 0 | 0 | 0 | 0 | 0 |  | 0 | 0 | 0 | 0 | 0 | 0 |  | 0 | 0 | 0 | 0 | 0 | 0 |  | 0 | 0 | 0 | 0 | 0 | 0 |  | 0 | 0 | 0 | 0 | 0 | 0
| [Please insert new asset category as required] |  |  |  | C1 | 0 | 0 | 0 | 0 | 0 | 0 | 0 | 0 | 0 | 0 | 0 | 0 | 0 | 0 | 0 | 0 | 0 | 0 | 0 | 0 | 0 | 0 | 0 | 0 | 0 | 0 | 0 | 0 | 0 | 0 | 0 | 0 | 0 | 0 | 0 | 0 |  |  | C1 | 0 | 0 | 0 | 0 | 0 | C1 | 0 | 0 | 0 | 0 | 0 | C1 | [5 empty] | C1 | [5 empty] | 0 | [6 empty] | 0 | [6 empty] | 0 | [6 empty] | 0 | [6 empty] | 0 | [6 empty] | 0
[5 empty] | C2 | 0 | 0 | 0 | 0 | 0 | 0 | 0 | 0 | 0 | 0 | 0 | 0 | 0 | 0 | 0 | 0 | 0 | 0 | 0 | 0 | 0 | 0 | 0 | 0 | 0 | 0 | 0 | 0 | 0 | 0 | 0 | 0 | 0 | 0 | 0 | 0 |  |  | C2 | 0 | 0 | 0 | 0 | 0 | C2 | 0 | 0 | 0 | 0 | 0 | C2 | [5 empty] | C2 | [5 empty] | 0 | [6 empty] | 0 | [6 empty] | 0 | [6 empty] | 0 | [6 empty] | 0 | [6 empty] | 0
[5 empty] | C3 | 0 | 0 | 0 | 0 | 0 | 0 | 0 | 0 | 0 | 0 | 0 | 0 | 0 | 0 | 0 | 0 | 0 | 0 | 0 | 0 | 0 | 0 | 0 | 0 | 0 | 0 | 0 | 0 | 0 | 0 | 0 | 0 | 0 | 0 | 0 | 0 |  |  | C3 | 0 | 0 | 0 | 0 | 0 | C3 | 0 | 0 | 0 | 0 | 0 | C3 | [5 empty] | C3 | [5 empty] | 0 | [6 empty] | 0 | [6 empty] | 0 | [6 empty] | 0 | [6 empty] | 0 | [6 empty] | 0
[5 empty] | C4 | 0 | 0 | 0 | 0 | 0 | 0 | 0 | 0 | 0 | 0 | 0 | 0 | 0 | 0 | 0 | 0 | 0 | 0 | 0 | 0 | 0 | 0 | 0 | 0 | 0 | 0 | 0 | 0 | 0 | 0 | 0 | 0 | 0 | 0 | 0 | 0 |  |  | C4 | 0 | 0 | 0 | 0 | 0 | C4 | 0 | 0 | 0 | 0 | 0 | C4 | [5 empty] | C4 | [5 empty] | 0 | [6 empty] | 0 | [6 empty] | 0 | [6 empty] | 0 | [6 empty] | 0 | [6 empty] | 0
|  | 0 | 0 | 0 |  | 0 | 0 | 0 | 0 | 0 |  | 0 | 0 | 0 | 0 | 0 |  | 0 | 0 | 0 | 0 | 0 |  | 0 | 0 | 0 | 0 | 0 |  | 0 | 0 | 0 | 0 | 0 |  | 0 | 0 | 0 | 0 | 0 | [22 empty] | 0 | 0 | 0 | 0 | 0 | 0 |  | 0 | 0 | 0 | 0 | 0 | 0 |  | 0 | 0 | 0 | 0 | 0 | 0 |  | 0 | 0 | 0 | 0 | 0 | 0 |  | 0 | 0 | 0 | 0 | 0 | 0 |  | 0 | 0 | 0 | 0 | 0 | 0
| [Please insert new asset category as required] |  |  |  | C1 | 0 | 0 | 0 | 0 | 0 | 0 | 0 | 0 | 0 | 0 | 0 | 0 | 0 | 0 | 0 | 0 | 0 | 0 | 0 | 0 | 0 | 0 | 0 | 0 | 0 | 0 | 0 | 0 | 0 | 0 | 0 | 0 | 0 | 0 | 0 | 0 |  |  | C1 | 0 | 0 | 0 | 0 | 0 | C1 | 0 | 0 | 0 | 0 | 0 | C1 | [5 empty] | C1 | [5 empty] | 0 | [6 empty] | 0 | [6 empty] | 0 | [6 empty] | 0 | [6 empty] | 0 | [6 empty] | 0
[5 empty] | C2 | 0 | 0 | 0 | 0 | 0 | 0 | 0 | 0 | 0 | 0 | 0 | 0 | 0 | 0 | 0 | 0 | 0 | 0 | 0 | 0 | 0 | 0 | 0 | 0 | 0 | 0 | 0 | 0 | 0 | 0 | 0 | 0 | 0 | 0 | 0 | 0 |  |  | C2 | 0 | 0 | 0 | 0 | 0 | C2 | 0 | 0 | 0 | 0 | 0 | C2 | [5 empty] | C2 | [5 empty] | 0 | [6 empty] | 0 | [6 empty] | 0 | [6 empty] | 0 | [6 empty] | 0 | [6 empty] | 0
[5 empty] | C3 | 0 | 0 | 0 | 0 | 0 | 0 | 0 | 0 | 0 | 0 | 0 | 0 | 0 | 0 | 0 | 0 | 0 | 0 | 0 | 0 | 0 | 0 | 0 | 0 | 0 | 0 | 0 | 0 | 0 | 0 | 0 | 0 | 0 | 0 | 0 | 0 |  |  | C3 | 0 | 0 | 0 | 0 | 0 | C3 | 0 | 0 | 0 | 0 | 0 | C3 | [5 empty] | C3 | [5 empty] | 0 | [6 empty] | 0 | [6 empty] | 0 | [6 empty] | 0 | [6 empty] | 0 | [6 empty] | 0
[5 empty] | C4 | 0 | 0 | 0 | 0 | 0 | 0 | 0 | 0 | 0 | 0 | 0 | 0 | 0 | 0 | 0 | 0 | 0 | 0 | 0 | 0 | 0 | 0 | 0 | 0 | 0 | 0 | 0 | 0 | 0 | 0 | 0 | 0 | 0 | 0 | 0 | 0 |  |  | C4 | 0 | 0 | 0 | 0 | 0 | C4 | 0 | 0 | 0 | 0 | 0 | C4 | [5 empty] | C4 | [5 empty] | 0 | [6 empty] | 0 | [6 empty] | 0 | [6 empty] | 0 | [6 empty] | 0 | [6 empty] | 0
|  | 0 | 0 | 0 |  | 0 | 0 | 0 | 0 | 0 |  | 0 | 0 | 0 | 0 | 0 |  | 0 | 0 | 0 | 0 | 0 |  | 0 | 0 | 0 | 0 | 0 |  | 0 | 0 | 0 | 0 | 0 |  | 0 | 0 | 0 | 0 | 0 | [22 empty] | 0 | 0 | 0 | 0 | 0 | 0 |  | 0 | 0 | 0 | 0 | 0 | 0 |  | 0 | 0 | 0 | 0 | 0 | 0 |  | 0 | 0 | 0 | 0 | 0 | 0 |  | 0 | 0 | 0 | 0 | 0 | 0 |  | 0 | 0 | 0 | 0 | 0 | 0
| [Please insert new asset category as required] |  |  |  | C1 | 0 | 0 | 0 | 0 | 0 | 0 | 0 | 0 | 0 | 0 | 0 | 0 | 0 | 0 | 0 | 0 | 0 | 0 | 0 | 0 | 0 | 0 | 0 | 0 | 0 | 0 | 0 | 0 | 0 | 0 | 0 | 0 | 0 | 0 | 0 | 0 |  |  | C1 | 0 | 0 | 0 | 0 | 0 | C1 | 0 | 0 | 0 | 0 | 0 | C1 | [5 empty] | C1 | [5 empty] | 0 | [6 empty] | 0 | [6 empty] | 0 | [6 empty] | 0 | [6 empty] | 0 | [6 empty] | 0
[5 empty] | C2 | 0 | 0 | 0 | 0 | 0 | 0 | 0 | 0 | 0 | 0 | 0 | 0 | 0 | 0 | 0 | 0 | 0 | 0 | 0 | 0 | 0 | 0 | 0 | 0 | 0 | 0 | 0 | 0 | 0 | 0 | 0 | 0 | 0 | 0 | 0 | 0 |  |  | C2 | 0 | 0 | 0 | 0 | 0 | C2 | 0 | 0 | 0 | 0 | 0 | C2 | [5 empty] | C2 | [5 empty] | 0 | [6 empty] | 0 | [6 empty] | 0 | [6 empty] | 0 | [6 empty] | 0 | [6 empty] | 0
[5 empty] | C3 | 0 | 0 | 0 | 0 | 0 | 0 | 0 | 0 | 0 | 0 | 0 | 0 | 0 | 0 | 0 | 0 | 0 | 0 | 0 | 0 | 0 | 0 | 0 | 0 | 0 | 0 | 0 | 0 | 0 | 0 | 0 | 0 | 0 | 0 | 0 | 0 |  |  | C3 | 0 | 0 | 0 | 0 | 0 | C3 | 0 | 0 | 0 | 0 | 0 | C3 | [5 empty] | C3 | [5 empty] | 0 | [6 empty] | 0 | [6 empty] | 0 | [6 empty] | 0 | [6 empty] | 0 | [6 empty] | 0
[5 empty] | C4 | 0 | 0 | 0 | 0 | 0 | 0 | 0 | 0 | 0 | 0 | 0 | 0 | 0 | 0 | 0 | 0 | 0 | 0 | 0 | 0 | 0 | 0 | 0 | 0 | 0 | 0 | 0 | 0 | 0 | 0 | 0 | 0 | 0 | 0 | 0 | 0 |  |  | C4 | 0 | 0 | 0 | 0 | 0 | C4 | 0 | 0 | 0 | 0 | 0 | C4 | [5 empty] | C4 | [5 empty] | 0 | [6 empty] | 0 | [6 empty] | 0 | [6 empty] | 0 | [6 empty] | 0 | [6 empty] | 0
|  | 0 | 0 | 0 |  | 0 | 0 | 0 | 0 | 0 |  | 0 | 0 | 0 | 0 | 0 |  | 0 | 0 | 0 | 0 | 0 |  | 0 | 0 | 0 | 0 | 0 |  | 0 | 0 | 0 | 0 | 0 |  | 0 | 0 | 0 | 0 | 0 | [22 empty] | 0 | 0 | 0 | 0 | 0 | 0 |  | 0 | 0 | 0 | 0 | 0 | 0 |  | 0 | 0 | 0 | 0 | 0 | 0 |  | 0 | 0 | 0 | 0 | 0 | 0 |  | 0 | 0 | 0 | 0 | 0 | 0 |  | 0 | 0 | 0 | 0 | 0 | 0
| [Please insert new asset category as required] |  |  |  | C1 | 0 | 0 | 0 | 0 | 0 | 0 | 0 | 0 | 0 | 0 | 0 | 0 | 0 | 0 | 0 | 0 | 0 | 0 | 0 | 0 | 0 | 0 | 0 | 0 | 0 | 0 | 0 | 0 | 0 | 0 | 0 | 0 | 0 | 0 | 0 | 0 |  |  | C1 | 0 | 0 | 0 | 0 | 0 | C1 | 0 | 0 | 0 | 0 | 0 | C1 | [5 empty] | C1 | [5 empty] | 0 | [6 empty] | 0 | [6 empty] | 0 | [6 empty] | 0 | [6 empty] | 0 | [6 empty] | 0
[5 empty] | C2 | 0 | 0 | 0 | 0 | 0 | 0 | 0 | 0 | 0 | 0 | 0 | 0 | 0 | 0 | 0 | 0 | 0 | 0 | 0 | 0 | 0 | 0 | 0 | 0 | 0 | 0 | 0 | 0 | 0 | 0 | 0 | 0 | 0 | 0 | 0 | 0 |  |  | C2 | 0 | 0 | 0 | 0 | 0 | C2 | 0 | 0 | 0 | 0 | 0 | C2 | [5 empty] | C2 | [5 empty] | 0 | [6 empty] | 0 | [6 empty] | 0 | [6 empty] | 0 | [6 empty] | 0 | [6 empty] | 0
[5 empty] | C3 | 0 | 0 | 0 | 0 | 0 | 0 | 0 | 0 | 0 | 0 | 0 | 0 | 0 | 0 | 0 | 0 | 0 | 0 | 0 | 0 | 0 | 0 | 0 | 0 | 0 | 0 | 0 | 0 | 0 | 0 | 0 | 0 | 0 | 0 | 0 | 0 |  |  | C3 | 0 | 0 | 0 | 0 | 0 | C3 | 0 | 0 | 0 | 0 | 0 | C3 | [5 empty] | C3 | [5 empty] | 0 | [6 empty] | 0 | [6 empty] | 0 | [6 empty] | 0 | [6 empty] | 0 | [6 empty] | 0
[5 empty] | C4 | 0 | 0 | 0 | 0 | 0 | 0 | 0 | 0 | 0 | 0 | 0 | 0 | 0 | 0 | 0 | 0 | 0 | 0 | 0 | 0 | 0 | 0 | 0 | 0 | 0 | 0 | 0 | 0 | 0 | 0 | 0 | 0 | 0 | 0 | 0 | 0 |  |  | C4 | 0 | 0 | 0 | 0 | 0 | C4 | 0 | 0 | 0 | 0 | 0 | C4 | [5 empty] | C4 | [5 empty] | 0 | [6 empty] | 0 | [6 empty] | 0 | [6 empty] | 0 | [6 empty] | 0 | [6 empty] | 0
|  | 0 | 0 | 0 |  | 0 | 0 | 0 | 0 | 0 |  | 0 | 0 | 0 | 0 | 0 |  | 0 | 0 | 0 | 0 | 0 |  | 0 | 0 | 0 | 0 | 0 |  | 0 | 0 | 0 | 0 | 0 |  | 0 | 0 | 0 | 0 | 0 | [22 empty] | 0 | 0 | 0 | 0 | 0 | 0 |  | 0 | 0 | 0 | 0 | 0 | 0 |  | 0 | 0 | 0 | 0 | 0 | 0 |  | 0 | 0 | 0 | 0 | 0 | 0 |  | 0 | 0 | 0 | 0 | 0 | 0 |  | 0 | 0 | 0 | 0 | 0 | 0
[63 empty] | 0 | 0 | 0 | 0 | 0 | 0 |  | 1349049.5142 | 776658.9254 | 857149.9629 | 2121643.3638 | 3101152.9343 | 8205654.7006 |  | 1225644.0865 | 677731.7879 | 960059.7721 | 1618667.5914 | 5788529.0452 | 10270632.2831 |  | 1366365.5783 | 652805.354 | 900132.2423 | 1387678.5574 | 5294677.6999 | 9601659.4319 |  | 1103480.8455 | 414059.1249 | 910940.3171 | 1676511.1768 | 8832056.481 | 12937047.9453 |  | 1375318.2729 | 363533.6153 | 813325.1157 | 1405153.4326 | 7426747.7308 | 11384078.1672
| 132kV Network | [66 empty] | 0 | [6 empty] | 0 | [6 empty] | 0 | [6 empty] | 0 | [6 empty] | 0 | [6 empty] | 0
| 132kV CBs |  |  |  | C1 | 0 | 0 | 0 | 0 | 0 | 0 | 0 | 0 | 0 | 0 | 0 | 0 | 0 | 0 | 0 | 0 | 0 | 0 | 0 | 0 | 0 | 0 | 0 | 0 | 0 | 0 | 0 | 0 | 0 | 0 | 0 | 0 | 0 | 0 | 0 | 0 |  |  | C1 | 0 | 0 | 0 | 0 | 0 | C1 | 0 | 0 | 0 | 0 | 0 | C1 | [5 empty] | C1 | [5 empty] | 0 | [6 empty] | 0 | [6 empty] | 0 | [6 empty] | 0 | [6 empty] | 0 | [6 empty] | 0
[5 empty] | C2 | 0 | 0 | 0 | 0 | 0 | 0 | 0 | 0 | 0 | 0 | 0 | 0 | 0 | 0 | 0 | 0 | 0 | 0 | 0 | 0 | 0 | 0 | 0 | 0 | 0 | 0 | 0 | 0 | 0 | 0 | 0 | 0 | 0 | 0 | 0 | 0 |  |  | C2 | 0 | 0 | 0 | 0 | 0 | C2 | 0 | 0 | 0 | 0 | 0 | C2 | [5 empty] | C2 | [5 empty] | 0 | [6 empty] | 0 | [6 empty] | 0 | [6 empty] | 0 | [6 empty] | 0 | [6 empty] | 0
[5 empty] | C3 | 0 | 0 | 0 | 0 | 0 | 0 | 0 | 0 | 0 | 0 | 0 | 0 | 0 | 0 | 0 | 0 | 0 | 0 | 0 | 0 | 0 | 0 | 0 | 0 | 0 | 0 | 0 | 0 | 0 | 0 | 0 | 0 | 0 | 0 | 0 | 0 |  |  | C3 | 0 | 0 | 0 | 0 | 0 | C3 | 0 | 0 | 0 | 0 | 0 | C3 | [5 empty] | C3 | [5 empty] | 0 | [6 empty] | 0 | [6 empty] | 0 | [6 empty] | 0 | [6 empty] | 0 | [6 empty] | 0
[5 empty] | C4 | 0 | 0 | 0 | 0 | 0 | 0 | 0 | 0 | 0 | 0 | 0 | 0 | 0 | 0 | 0 | 0 | 0 | 0 | 0 | 0 | 0 | 0 | 0 | 0 | 0 | 0 | 0 | 0 | 0 | 0 | 0 | 0 | 0 | 0 | 0 | 0 |  |  | C4 | 0 | 0 | 0 | 0 | 0 | C4 | 0 | 0 | 0 | 0 | 0 | C4 | [5 empty] | C4 | [5 empty] | 0 | [6 empty] | 0 | [6 empty] | 0 | [6 empty] | 0 | [6 empty] | 0 | [6 empty] | 0
|  | 0 | 0 | 0 |  | 0 | 0 | 0 | 0 | 0 |  | 0 | 0 | 0 | 0 | 0 |  | 0 | 0 | 0 | 0 | 0 |  | 0 | 0 | 0 | 0 | 0 |  | 0 | 0 | 0 | 0 | 0 |  | 0 | 0 | 0 | 0 | 0 | [22 empty] | 0 | 0 | 0 | 0 | 0 | 0 |  | 0 | 0 | 0 | 0 | 0 | 0 |  | 0 | 0 | 0 | 0 | 0 | 0 |  | 0 | 0 | 0 | 0 | 0 | 0 |  | 0 | 0 | 0 | 0 | 0 | 0 |  | 0 | 0 | 0 | 0 | 0 | 0
| 132kV Transformer |  |  |  | C1 | 0 | 0 | 0 | 0 | 0 | 0 | 0 | 0 | 0 | 0 | 0 | 0 | 0 | 0 | 0 | 0 | 0 | 0 | 0 | 0 | 0 | 0 | 0 | 0 | 0 | 0 | 0 | 0 | 0 | 0 | 0 | 0 | 0 | 0 | 0 | 0 |  |  | C1 | 0 | 0 | 0 | 0 | 0 | C1 | 0 | 0 | 0 | 0 | 0 | C1 | [5 empty] | C1 | [5 empty] | 0 | [6 empty] | 0 | [6 empty] | 0 | [6 empty] | 0 | [6 empty] | 0 | [6 empty] | 0
[5 empty] | C2 | 0 | 0 | 0 | 0 | 0 | 0 | 0 | 0 | 0 | 0 | 0 | 0 | 0 | 0 | 0 | 0 | 0 | 0 | 0 | 0 | 0 | 0 | 0 | 0 | 0 | 0 | 0 | 0 | 0 | 0 | 0 | 0 | 0 | 0 | 0 | 0 |  |  | C2 | 0 | 0 | 0 | 0 | 0 | C2 | 0 | 0 | 0 | 0 | 0 | C2 | [5 empty] | C2 | [5 empty] | 0 | [6 empty] | 0 | [6 empty] | 0 | [6 empty] | 0 | [6 empty] | 0 | [6 empty] | 0
[5 empty] | C3 | 0 | 0 | 0 | 0 | 0 | 0 | 0 | 0 | 0 | 0 | 0 | 0 | 0 | 0 | 0 | 0 | 0 | 0 | 0 | 0 | 0 | 0 | 0 | 0 | 0 | 0 | 0 | 0 | 0 | 0 | 0 | 0 | 0 | 0 | 0 | 0 |  |  | C3 | 0 | 0 | 0 | 0 | 0 | C3 | 0 | 0 | 0 | 0 | 0 | C3 | [5 empty] | C3 | [5 empty] | 0 | [6 empty] | 0 | [6 empty] | 0 | [6 empty] | 0 | [6 empty] | 0 | [6 empty] | 0
[5 empty] | C4 | 0 | 0 | 0 | 0 | 0 | 0 | 0 | 0 | 0 | 0 | 0 | 0 | 0 | 0 | 0 | 0 | 0 | 0 | 0 | 0 | 0 | 0 | 0 | 0 | 0 | 0 | 0 | 0 | 0 | 0 | 0 | 0 | 0 | 0 | 0 | 0 |  |  | C4 | 0 | 0 | 0 | 0 | 0 | C4 | 0 | 0 | 0 | 0 | 0 | C4 | [5 empty] | C4 | [5 empty] | 0 | [6 empty] | 0 | [6 empty] | 0 | [6 empty] | 0 | [6 empty] | 0 | [6 empty] | 0
|  | 0 | 0 | 0 |  | 0 | 0 | 0 | 0 | 0 |  | 0 | 0 | 0 | 0 | 0 |  | 0 | 0 | 0 | 0 | 0 |  | 0 | 0 | 0 | 0 | 0 |  | 0 | 0 | 0 | 0 | 0 |  | 0 | 0 | 0 | 0 | 0 | [22 empty] | 0 | 0 | 0 | 0 | 0 | 0 |  | 0 | 0 | 0 | 0 | 0 | 0 |  | 0 | 0 | 0 | 0 | 0 | 0 |  | 0 | 0 | 0 | 0 | 0 | 0 |  | 0 | 0 | 0 | 0 | 0 | 0 |  | 0 | 0 | 0 | 0 | 0 | 0
| 132kV UG Cable (Gas) |  |  |  | C1 | 0 | 0 | 0 | 0 | 0 | 0 | 0 | 0 | 0 | 0 | 0 | 0 | 0 | 0 | 0 | 0 | 0 | 0 | 0 | 0 | 0 | 0 | 0 | 0 | 0 | 0 | 0 | 0 | 0 | 0 | 0 | 0 | 0 | 0 | 0 | 0 |  |  | C1 | 0 | 0 | 0 | 0 | 0 | C1 | 0 | 0 | 0 | 0 | 0 | C1 | [5 empty] | C1 | [5 empty] | 0 | [6 empty] | 0 | [6 empty] | 0 | [6 empty] | 0 | [6 empty] | 0 | [6 empty] | 0
[5 empty] | C2 | 0 | 0 | 0 | 0 | 0 | 0 | 0 | 0 | 0 | 0 | 0 | 0 | 0 | 0 | 0 | 0 | 0 | 0 | 0 | 0 | 0 | 0 | 0 | 0 | 0 | 0 | 0 | 0 | 0 | 0 | 0 | 0 | 0 | 0 | 0 | 0 |  |  | C2 | 0 | 0 | 0 | 0 | 0 | C2 | 0 | 0 | 0 | 0 | 0 | C2 | [5 empty] | C2 | [5 empty] | 0 | [6 empty] | 0 | [6 empty] | 0 | [6 empty] | 0 | [6 empty] | 0 | [6 empty] | 0
[5 empty] | C3 | 0 | 0 | 0 | 0 | 0 | 0 | 0 | 0 | 0 | 0 | 0 | 0 | 0 | 0 | 0 | 0 | 0 | 0 | 0 | 0 | 0 | 0 | 0 | 0 | 0 | 0 | 0 | 0 | 0 | 0 | 0 | 0 | 0 | 0 | 0 | 0 |  |  | C3 | 0 | 0 | 0 | 0 | 0 | C3 | 0 | 0 | 0 | 0 | 0 | C3 | [5 empty] | C3 | [5 empty] | 0 | [6 empty] | 0 | [6 empty] | 0 | [6 empty] | 0 | [6 empty] | 0 | [6 empty] | 0
[5 empty] | C4 | 0 | 0 | 0 | 0 | 0 | 0 | 0 | 0 | 0 | 0 | 0 | 0 | 0 | 0 | 0 | 0 | 0 | 0 | 0 | 0 | 0 | 0 | 0 | 0 | 0 | 0 | 0 | 0 | 0 | 0 | 0 | 0 | 0 | 0 | 0 | 0 |  |  | C4 | 0 | 0 | 0 | 0 | 0 | C4 | 0 | 0 | 0 | 0 | 0 | C4 | [5 empty] | C4 | [5 empty] | 0 | [6 empty] | 0 | [6 empty] | 0 | [6 empty] | 0 | [6 empty] | 0 | [6 empty] | 0
|  | 0 | 0 | 0 |  | 0 | 0 | 0 | 0 | 0 |  | 0 | 0 | 0 | 0 | 0 |  | 0 | 0 | 0 | 0 | 0 |  | 0 | 0 | 0 | 0 | 0 |  | 0 | 0 | 0 | 0 | 0 |  | 0 | 0 | 0 | 0 | 0 | [22 empty] | 0 | 0 | 0 | 0 | 0 | 0 |  | 0 | 0 | 0 | 0 | 0 | 0 |  | 0 | 0 | 0 | 0 | 0 | 0 |  | 0 | 0 | 0 | 0 | 0 | 0 |  | 0 | 0 | 0 | 0 | 0 | 0 |  | 0 | 0 | 0 | 0 | 0 | 0
| 132kV UG Cable (Oil) |  |  |  | C1 | 0 | 0 | 0 | 0 | 0 | 0 | 0 | 0 | 0 | 0 | 0 | 0 | 0 | 0 | 0 | 0 | 0 | 0 | 0 | 0 | 0 | 0 | 0 | 0 | 0 | 0 | 0 | 0 | 0 | 0 | 0 | 0 | 0 | 0 | 0 | 0 |  |  | C1 | 0 | 0 | 0 | 0 | 0 | C1 | 0 | 0 | 0 | 0 | 0 | C1 | [5 empty] | C1 | [5 empty] | 0 | [6 empty] | 0 | [6 empty] | 0 | [6 empty] | 0 | [6 empty] | 0 | [6 empty] | 0
[5 empty] | C2 | 0 | 0 | 0 | 0 | 0 | 0 | 0 | 0 | 0 | 0 | 0 | 0 | 0 | 0 | 0 | 0 | 0 | 0 | 0 | 0 | 0 | 0 | 0 | 0 | 0 | 0 | 0 | 0 | 0 | 0 | 0 | 0 | 0 | 0 | 0 | 0 |  |  | C2 | 0 | 0 | 0 | 0 | 0 | C2 | 0 | 0 | 0 | 0 | 0 | C2 | [5 empty] | C2 | [5 empty] | 0 | [6 empty] | 0 | [6 empty] | 0 | [6 empty] | 0 | [6 empty] | 0 | [6 empty] | 0
[5 empty] | C3 | 0 | 0 | 0 | 0 | 0 | 0 | 0 | 0 | 0 | 0 | 0 | 0 | 0 | 0 | 0 | 0 | 0 | 0 | 0 | 0 | 0 | 0 | 0 | 0 | 0 | 0 | 0 | 0 | 0 | 0 | 0 | 0 | 0 | 0 | 0 | 0 |  |  | C3 | 0 | 0 | 0 | 0 | 0 | C3 | 0 | 0 | 0 | 0 | 0 | C3 | [5 empty] | C3 | [5 empty] | 0 | [6 empty] | 0 | [6 empty] | 0 | [6 empty] | 0 | [6 empty] | 0 | [6 empty] | 0
[5 empty] | C4 | 0 | 0 | 0 | 0 | 0 | 0 | 0 | 0 | 0 | 0 | 0 | 0 | 0 | 0 | 0 | 0 | 0 | 0 | 0 | 0 | 0 | 0 | 0 | 0 | 0 | 0 | 0 | 0 | 0 | 0 | 0 | 0 | 0 | 0 | 0 | 0 |  |  | C4 | 0 | 0 | 0 | 0 | 0 | C4 | 0 | 0 | 0 | 0 | 0 | C4 | [5 empty] | C4 | [5 empty] | 0 | [6 empty] | 0 | [6 empty] | 0 | [6 empty] | 0 | [6 empty] | 0 | [6 empty] | 0
|  | 0 | 0 | 0 |  | 0 | 0 | 0 | 0 | 0 |  | 0 | 0 | 0 | 0 | 0 |  | 0 | 0 | 0 | 0 | 0 |  | 0 | 0 | 0 | 0 | 0 |  | 0 | 0 | 0 | 0 | 0 |  | 0 | 0 | 0 | 0 | 0 | [22 empty] | 0 | 0 | 0 | 0 | 0 | 0 |  | 0 | 0 | 0 | 0 | 0 | 0 |  | 0 | 0 | 0 | 0 | 0 | 0 |  | 0 | 0 | 0 | 0 | 0 | 0 |  | 0 | 0 | 0 | 0 | 0 | 0 |  | 0 | 0 | 0 | 0 | 0 | 0
| 132kV UG Cable (Non Pressurised) |  |  |  | C1 | 0 | 0 | 0 | 0 | 0 | 0 | 0 | 0 | 0 | 0 | 0 | 0 | 0 | 0 | 0 | 0 | 0 | 0 | 0 | 0 | 0 | 0 | 0 | 0 | 0 | 0 | 0 | 0 | 0 | 0 | 0 | 0 | 0 | 0 | 0 | 0 |  |  | C1 | 0 | 0 | 0 | 0 | 0 | C1 | 0 | 0 | 0 | 0 | 0 | C1 | [5 empty] | C1 | [5 empty] | 0 | [6 empty] | 0 | [6 empty] | 0 | [6 empty] | 0 | [6 empty] | 0 | [6 empty] | 0
[5 empty] | C2 | 0 | 0 | 0 | 0 | 0 | 0 | 0 | 0 | 0 | 0 | 0 | 0 | 0 | 0 | 0 | 0 | 0 | 0 | 0 | 0 | 0 | 0 | 0 | 0 | 0 | 0 | 0 | 0 | 0 | 0 | 0 | 0 | 0 | 0 | 0 | 0 |  |  | C2 | 0 | 0 | 0 | 0 | 0 | C2 | 0 | 0 | 0 | 0 | 0 | C2 | [5 empty] | C2 | [5 empty] | 0 | [6 empty] | 0 | [6 empty] | 0 | [6 empty] | 0 | [6 empty] | 0 | [6 empty] | 0
[5 empty] | C3 | 0 | 0 | 0 | 0 | 0 | 0 | 0 | 0 | 0 | 0 | 0 | 0 | 0 | 0 | 0 | 0 | 0 | 0 | 0 | 0 | 0 | 0 | 0 | 0 | 0 | 0 | 0 | 0 | 0 | 0 | 0 | 0 | 0 | 0 | 0 | 0 |  |  | C3 | 0 | 0 | 0 | 0 | 0 | C3 | 0 | 0 | 0 | 0 | 0 | C3 | [5 empty] | C3 | [5 empty] | 0 | [6 empty] | 0 | [6 empty] | 0 | [6 empty] | 0 | [6 empty] | 0 | [6 empty] | 0
[5 empty] | C4 | 0 | 0 | 0 | 0 | 0 | 0 | 0 | 0 | 0 | 0 | 0 | 0 | 0 | 0 | 0 | 0 | 0 | 0 | 0 | 0 | 0 | 0 | 0 | 0 | 0 | 0 | 0 | 0 | 0 | 0 | 0 | 0 | 0 | 0 | 0 | 0 |  |  | C4 | 0 | 0 | 0 | 0 | 0 | C4 | 0 | 0 | 0 | 0 | 0 | C4 | [5 empty] | C4 | [5 empty] | 0 | [6 empty] | 0 | [6 empty] | 0 | [6 empty] | 0 | [6 empty] | 0 | [6 empty] | 0
|  | 0 | 0 | 0 |  | 0 | 0 | 0 | 0 | 0 |  | 0 | 0 | 0 | 0 | 0 |  | 0 | 0 | 0 | 0 | 0 |  | 0 | 0 | 0 | 0 | 0 |  | 0 | 0 | 0 | 0 | 0 |  | 0 | 0 | 0 | 0 | 0 | [22 empty] | 0 | 0 | 0 | 0 | 0 | 0 |  | 0 | 0 | 0 | 0 | 0 | 0 |  | 0 | 0 | 0 | 0 | 0 | 0 |  | 0 | 0 | 0 | 0 | 0 | 0 |  | 0 | 0 | 0 | 0 | 0 | 0 |  | 0 | 0 | 0 | 0 | 0 | 0
| 132kV OHL Support - Tower |  |  |  | C1 | 0 | 0 | 0 | 0 | 0 | 0 | 0 | 0 | 0 | 0 | 0 | 0 | 0 | 0 | 0 | 0 | 0 | 0 | 0 | 0 | 0 | 0 | 0 | 0 | 0 | 0 | 0 | 0 | 0 | 0 | 0 | 0 | 0 | 0 | 0 | 0 |  |  | C1 | 0 | 0 | 0 | 0 | 0 | C1 | 0 | 0 | 0 | 0 | 0 | C1 | [5 empty] | C1 | [5 empty] | 0 | [6 empty] | 0 | [6 empty] | 0 | [6 empty] | 0 | [6 empty] | 0 | [6 empty] | 0
[5 empty] | C2 | 0 | 0 | 0 | 0 | 0 | 0 | 0 | 0 | 0 | 0 | 0 | 0 | 0 | 0 | 0 | 0 | 0 | 0 | 0 | 0 | 0 | 0 | 0 | 0 | 0 | 0 | 0 | 0 | 0 | 0 | 0 | 0 | 0 | 0 | 0 | 0 |  |  | C2 | 0 | 0 | 0 | 0 | 0 | C2 | 0 | 0 | 0 | 0 | 0 | C2 | [5 empty] | C2 | [5 empty] | 0 | [6 empty] | 0 | [6 empty] | 0 | [6 empty] | 0 | [6 empty] | 0 | [6 empty] | 0
[5 empty] | C3 | 0 | 0 | 0 | 0 | 0 | 0 | 0 | 0 | 0 | 0 | 0 | 0 | 0 | 0 | 0 | 0 | 0 | 0 | 0 | 0 | 0 | 0 | 0 | 0 | 0 | 0 | 0 | 0 | 0 | 0 | 0 | 0 | 0 | 0 | 0 | 0 |  |  | C3 | 0 | 0 | 0 | 0 | 0 | C3 | 0 | 0 | 0 | 0 | 0 | C3 | [5 empty] | C3 | [5 empty] | 0 | [6 empty] | 0 | [6 empty] | 0 | [6 empty] | 0 | [6 empty] | 0 | [6 empty] | 0
[5 empty] | C4 | 0 | 0 | 0 | 0 | 0 | 0 | 0 | 0 | 0 | 0 | 0 | 0 | 0 | 0 | 0 | 0 | 0 | 0 | 0 | 0 | 0 | 0 | 0 | 0 | 0 | 0 | 0 | 0 | 0 | 0 | 0 | 0 | 0 | 0 | 0 | 0 |  |  | C4 | 0 | 0 | 0 | 0 | 0 | C4 | 0 | 0 | 0 | 0 | 0 | C4 | [5 empty] | C4 | [5 empty] | 0 | [6 empty] | 0 | [6 empty] | 0 | [6 empty] | 0 | [6 empty] | 0 | [6 empty] | 0
|  | 0 | 0 | 0 |  | 0 | 0 | 0 | 0 | 0 |  | 0 | 0 | 0 | 0 | 0 |  | 0 | 0 | 0 | 0 | 0 |  | 0 | 0 | 0 | 0 | 0 |  | 0 | 0 | 0 | 0 | 0 |  | 0 | 0 | 0 | 0 | 0 | [22 empty] | 0 | 0 | 0 | 0 | 0 | 0 |  | 0 | 0 | 0 | 0 | 0 | 0 |  | 0 | 0 | 0 | 0 | 0 | 0 |  | 0 | 0 | 0 | 0 | 0 | 0 |  | 0 | 0 | 0 | 0 | 0 | 0 |  | 0 | 0 | 0 | 0 | 0 | 0
| 132kV OHL Fittings |  |  |  | C1 | 0 | 0 | 0 | 0 | 0 | 0 | 0 | 0 | 0 | 0 | 0 | 0 | 0 | 0 | 0 | 0 | 0 | 0 | 0 | 0 | 0 | 0 | 0 | 0 | 0 | 0 | 0 | 0 | 0 | 0 | 0 | 0 | 0 | 0 | 0 | 0 |  | 0 | C1 | 0 | 0 | 0 | 0 | 0 | C1 | 0 | 0 | 0 | 0 | 0 | C1 | [5 empty] | C1 | [5 empty] | 0 | [6 empty] | 0 | [6 empty] | 0 | [6 empty] | 0 | [6 empty] | 0 | [6 empty] | 0
[5 empty] | C2 | 0 | 0 | 0 | 0 | 0 | 0 | 0 | 0 | 0 | 0 | 0 | 0 | 0 | 0 | 0 | 0 | 0 | 0 | 0 | 0 | 0 | 0 | 0 | 0 | 0 | 0 | 0 | 0 | 0 | 0 | 0 | 0 | 0 | 0 | 0 | 0 |  |  | C2 | 0 | 0 | 0 | 0 | 0 | C2 | 0 | 0 | 0 | 0 | 0 | C2 | [5 empty] | C2 | [5 empty] | 0 | [6 empty] | 0 | [6 empty] | 0 | [6 empty] | 0 | [6 empty] | 0 | [6 empty] | 0
[5 empty] | C3 | 0 | 0 | 0 | 0 | 0 | 0 | 0 | 0 | 0 | 0 | 0 | 0 | 0 | 0 | 0 | 0 | 0 | 0 | 0 | 0 | 0 | 0 | 0 | 0 | 0 | 0 | 0 | 0 | 0 | 0 | 0 | 0 | 0 | 0 | 0 | 0 |  |  | C3 | 0 | 0 | 0 | 0 | 0 | C3 | 0 | 0 | 0 | 0 | 0 | C3 | [5 empty] | C3 | [5 empty] | 0 | [6 empty] | 0 | [6 empty] | 0 | [6 empty] | 0 | [6 empty] | 0 | [6 empty] | 0
[5 empty] | C4 | 0 | 0 | 0 | 0 | 0 | 0 | 0 | 0 | 0 | 0 | 0 | 0 | 0 | 0 | 0 | 0 | 0 | 0 | 0 | 0 | 0 | 0 | 0 | 0 | 0 | 0 | 0 | 0 | 0 | 0 | 0 | 0 | 0 | 0 | 0 | 0 |  |  | C4 | 0 | 0 | 0 | 0 | 0 | C4 | 0 | 0 | 0 | 0 | 0 | C4 | [5 empty] | C4 | [5 empty] | 0 | [6 empty] | 0 | [6 empty] | 0 | [6 empty] | 0 | [6 empty] | 0 | [6 empty] | 0
|  | 0 | 0 | 0 |  | 0 | 0 | 0 | 0 | 0 |  | 0 | 0 | 0 | 0 | 0 |  | 0 | 0 | 0 | 0 | 0 |  | 0 | 0 | 0 | 0 | 0 |  | 0 | 0 | 0 | 0 | 0 |  | 0 | 0 | 0 | 0 | 0 | [22 empty] | 0 | 0 | 0 | 0 | 0 | 0 |  | 0 | 0 | 0 | 0 | 0 | 0 |  | 0 | 0 | 0 | 0 | 0 | 0 |  | 0 | 0 | 0 | 0 | 0 | 0 |  | 0 | 0 | 0 | 0 | 0 | 0 |  | 0 | 0 | 0 | 0 | 0 | 0
| 132kV OHL (Tower Line) Conductor |  |  |  | C1 | 0 | 0 | 0 | 0 | 0 | 0 | 0 | 0 | 0 | 0 | 0 | 0 | 0 | 0 | 0 | 0 | 0 | 0 | 0 | 0 | 0 | 0 | 0 | 0 | 0 | 0 | 0 | 0 | 0 | 0 | 0 | 0 | 0 | 0 | 0 | 0 |  |  | C1 | 0 | 0 | 0 | 0 | 0 | C1 | 0 | 0 | 0 | 0 | 0 | C1 | [5 empty] | C1 | [5 empty] | 0 | [6 empty] | 0 | [6 empty] | 0 | [6 empty] | 0 | [6 empty] | 0 | [6 empty] | 0
[5 empty] | C2 | 0 | 0 | 0 | 0 | 0 | 0 | 0 | 0 | 0 | 0 | 0 | 0 | 0 | 0 | 0 | 0 | 0 | 0 | 0 | 0 | 0 | 0 | 0 | 0 | 0 | 0 | 0 | 0 | 0 | 0 | 0 | 0 | 0 | 0 | 0 | 0 |  |  | C2 | 0 | 0 | 0 | 0 | 0 | C2 | 0 | 0 | 0 | 0 | 0 | C2 | [5 empty] | C2 | [5 empty] | 0 | [6 empty] | 0 | [6 empty] | 0 | [6 empty] | 0 | [6 empty] | 0 | [6 empty] | 0
[5 empty] | C3 | 0 | 0 | 0 | 0 | 0 | 0 | 0 | 0 | 0 | 0 | 0 | 0 | 0 | 0 | 0 | 0 | 0 | 0 | 0 | 0 | 0 | 0 | 0 | 0 | 0 | 0 | 0 | 0 | 0 | 0 | 0 | 0 | 0 | 0 | 0 | 0 |  |  | C3 | 0 | 0 | 0 | 0 | 0 | C3 | 0 | 0 | 0 | 0 | 0 | C3 | [5 empty] | C3 | [5 empty] | 0 | [6 empty] | 0 | [6 empty] | 0 | [6 empty] | 0 | [6 empty] | 0 | [6 empty] | 0
[5 empty] | C4 | 0 | 0 | 0 | 0 | 0 | 0 | 0 | 0 | 0 | 0 | 0 | 0 | 0 | 0 | 0 | 0 | 0 | 0 | 0 | 0 | 0 | 0 | 0 | 0 | 0 | 0 | 0 | 0 | 0 | 0 | 0 | 0 | 0 | 0 | 0 | 0 |  |  | C4 | 0 | 0 | 0 | 0 | 0 | C4 | 0 | 0 | 0 | 0 | 0 | C4 | [5 empty] | C4 | [5 empty] | 0 | [6 empty] | 0 | [6 empty] | 0 | [6 empty] | 0 | [6 empty] | 0 | [6 empty] | 0
|  | 0 | 0 | 0 |  | 0 | 0 | 0 | 0 | 0 |  | 0 | 0 | 0 | 0 | 0 |  | 0 | 0 | 0 | 0 | 0 |  | 0 | 0 | 0 | 0 | 0 |  | 0 | 0 | 0 | 0 | 0 |  | 0 | 0 | 0 | 0 | 0 | [22 empty] | 0 | 0 | 0 | 0 | 0 | 0 |  | 0 | 0 | 0 | 0 | 0 | 0 |  | 0 | 0 | 0 | 0 | 0 | 0 |  | 0 | 0 | 0 | 0 | 0 | 0 |  | 0 | 0 | 0 | 0 | 0 | 0 |  | 0 | 0 | 0 | 0 | 0 | 0
| [Please insert new asset category as required] |  |  |  | C1 | 0 | 0 | 0 | 0 | 0 | 0 | 0 | 0 | 0 | 0 | 0 | 0 | 0 | 0 | 0 | 0 | 0 | 0 | 0 | 0 | 0 | 0 | 0 | 0 | 0 | 0 | 0 | 0 | 0 | 0 | 0 | 0 | 0 | 0 | 0 | 0 |  |  | C1 | 0 | 0 | 0 | 0 | 0 | C1 | 0 | 0 | 0 | 0 | 0 | C1 | [5 empty] | C1 | [5 empty] | 0 | [6 empty] | 0 | [6 empty] | 0 | [6 empty] | 0 | [6 empty] | 0 | [6 empty] | 0
[5 empty] | C2 | 0 | 0 | 0 | 0 | 0 | 0 | 0 | 0 | 0 | 0 | 0 | 0 | 0 | 0 | 0 | 0 | 0 | 0 | 0 | 0 | 0 | 0 | 0 | 0 | 0 | 0 | 0 | 0 | 0 | 0 | 0 | 0 | 0 | 0 | 0 | 0 |  |  | C2 | 0 | 0 | 0 | 0 | 0 | C2 | 0 | 0 | 0 | 0 | 0 | C2 | [5 empty] | C2 | [5 empty] | 0 | [6 empty] | 0 | [6 empty] | 0 | [6 empty] | 0 | [6 empty] | 0 | [6 empty] | 0
[5 empty] | C3 | 0 | 0 | 0 | 0 | 0 | 0 | 0 | 0 | 0 | 0 | 0 | 0 | 0 | 0 | 0 | 0 | 0 | 0 | 0 | 0 | 0 | 0 | 0 | 0 | 0 | 0 | 0 | 0 | 0 | 0 | 0 | 0 | 0 | 0 | 0 | 0 |  |  | C3 | 0 | 0 | 0 | 0 | 0 | C3 | 0 | 0 | 0 | 0 | 0 | C3 | [5 empty] | C3 | [5 empty] | 0 | [6 empty] | 0 | [6 empty] | 0 | [6 empty] | 0 | [6 empty] | 0 | [6 empty] | 0
[5 empty] | C4 | 0 | 0 | 0 | 0 | 0 | 0 | 0 | 0 | 0 | 0 | 0 | 0 | 0 | 0 | 0 | 0 | 0 | 0 | 0 | 0 | 0 | 0 | 0 | 0 | 0 | 0 | 0 | 0 | 0 | 0 | 0 | 0 | 0 | 0 | 0 | 0 |  |  | C4 | 0 | 0 | 0 | 0 | 0 | C4 | 0 | 0 | 0 | 0 | 0 | C4 | [5 empty] | C4 | [5 empty] | 0 | [6 empty] | 0 | [6 empty] | 0 | [6 empty] | 0 | [6 empty] | 0 | [6 empty] | 0
|  | 0 | 0 | 0 |  | 0 | 0 | 0 | 0 | 0 |  | 0 | 0 | 0 | 0 | 0 |  | 0 | 0 | 0 | 0 | 0 |  | 0 | 0 | 0 | 0 | 0 |  | 0 | 0 | 0 | 0 | 0 |  | 0 | 0 | 0 | 0 | 0 | [22 empty] | 0 | 0 | 0 | 0 | 0 | 0 |  | 0 | 0 | 0 | 0 | 0 | 0 |  | 0 | 0 | 0 | 0 | 0 | 0 |  | 0 | 0 | 0 | 0 | 0 | 0 |  | 0 | 0 | 0 | 0 | 0 | 0 |  | 0 | 0 | 0 | 0 | 0 | 0
| [Please insert new asset category as required] |  |  |  | C1 | 0 | 0 | 0 | 0 | 0 | 0 | 0 | 0 | 0 | 0 | 0 | 0 | 0 | 0 | 0 | 0 | 0 | 0 | 0 | 0 | 0 | 0 | 0 | 0 | 0 | 0 | 0 | 0 | 0 | 0 | 0 | 0 | 0 | 0 | 0 | 0 |  |  | C1 | 0 | 0 | 0 | 0 | 0 | C1 | 0 | 0 | 0 | 0 | 0 | C1 | [5 empty] | C1 | [5 empty] | 0 | [6 empty] | 0 | [6 empty] | 0 | [6 empty] | 0 | [6 empty] | 0 | [6 empty] | 0
[5 empty] | C2 | 0 | 0 | 0 | 0 | 0 | 0 | 0 | 0 | 0 | 0 | 0 | 0 | 0 | 0 | 0 | 0 | 0 | 0 | 0 | 0 | 0 | 0 | 0 | 0 | 0 | 0 | 0 | 0 | 0 | 0 | 0 | 0 | 0 | 0 | 0 | 0 |  |  | C2 | 0 | 0 | 0 | 0 | 0 | C2 | 0 | 0 | 0 | 0 | 0 | C2 | [5 empty] | C2 | [5 empty] | 0 | [6 empty] | 0 | [6 empty] | 0 | [6 empty] | 0 | [6 empty] | 0 | [6 empty] | 0
[5 empty] | C3 | 0 | 0 | 0 | 0 | 0 | 0 | 0 | 0 | 0 | 0 | 0 | 0 | 0 | 0 | 0 | 0 | 0 | 0 | 0 | 0 | 0 | 0 | 0 | 0 | 0 | 0 | 0 | 0 | 0 | 0 | 0 | 0 | 0 | 0 | 0 | 0 |  |  | C3 | 0 | 0 | 0 | 0 | 0 | C3 | 0 | 0 | 0 | 0 | 0 | C3 | [5 empty] | C3 | [5 empty] | 0 | [6 empty] | 0 | [6 empty] | 0 | [6 empty] | 0 | [6 empty] | 0 | [6 empty] | 0
[5 empty] | C4 | 0 | 0 | 0 | 0 | 0 | 0 | 0 | 0 | 0 | 0 | 0 | 0 | 0 | 0 | 0 | 0 | 0 | 0 | 0 | 0 | 0 | 0 | 0 | 0 | 0 | 0 | 0 | 0 | 0 | 0 | 0 | 0 | 0 | 0 | 0 | 0 |  |  | C4 | 0 | 0 | 0 | 0 | 0 | C4 | 0 | 0 | 0 | 0 | 0 | C4 | [5 empty] | C4 | [5 empty] | 0 | [6 empty] | 0 | [6 empty] | 0 | [6 empty] | 0 | [6 empty] | 0 | [6 empty] | 0
|  | 0 | 0 | 0 |  | 0 | 0 | 0 | 0 | 0 |  | 0 | 0 | 0 | 0 | 0 |  | 0 | 0 | 0 | 0 | 0 |  | 0 | 0 | 0 | 0 | 0 |  | 0 | 0 | 0 | 0 | 0 |  | 0 | 0 | 0 | 0 | 0 | [22 empty] | 0 | 0 | 0 | 0 | 0 | 0 |  | 0 | 0 | 0 | 0 | 0 | 0 |  | 0 | 0 | 0 | 0 | 0 | 0 |  | 0 | 0 | 0 | 0 | 0 | 0 |  | 0 | 0 | 0 | 0 | 0 | 0 |  | 0 | 0 | 0 | 0 | 0 | 0
| [Please insert new asset category as required] |  |  |  | C1 | 0 | 0 | 0 | 0 | 0 | 0 | 0 | 0 | 0 | 0 | 0 | 0 | 0 | 0 | 0 | 0 | 0 | 0 | 0 | 0 | 0 | 0 | 0 | 0 | 0 | 0 | 0 | 0 | 0 | 0 | 0 | 0 | 0 | 0 | 0 | 0 |  |  | C1 | 0 | 0 | 0 | 0 | 0 | C1 | 0 | 0 | 0 | 0 | 0 | C1 | [5 empty] | C1 | [5 empty] | 0 | [6 empty] | 0 | [6 empty] | 0 | [6 empty] | 0 | [6 empty] | 0 | [6 empty] | 0
[5 empty] | C2 | 0 | 0 | 0 | 0 | 0 | 0 | 0 | 0 | 0 | 0 | 0 | 0 | 0 | 0 | 0 | 0 | 0 | 0 | 0 | 0 | 0 | 0 | 0 | 0 | 0 | 0 | 0 | 0 | 0 | 0 | 0 | 0 | 0 | 0 | 0 | 0 |  |  | C2 | 0 | 0 | 0 | 0 | 0 | C2 | 0 | 0 | 0 | 0 | 0 | C2 | [5 empty] | C2 | [5 empty] | 0 | [6 empty] | 0 | [6 empty] | 0 | [6 empty] | 0 | [6 empty] | 0 | [6 empty] | 0
[5 empty] | C3 | 0 | 0 | 0 | 0 | 0 | 0 | 0 | 0 | 0 | 0 | 0 | 0 | 0 | 0 | 0 | 0 | 0 | 0 | 0 | 0 | 0 | 0 | 0 | 0 | 0 | 0 | 0 | 0 | 0 | 0 | 0 | 0 | 0 | 0 | 0 | 0 |  |  | C3 | 0 | 0 | 0 | 0 | 0 | C3 | 0 | 0 | 0 | 0 | 0 | C3 | [5 empty] | C3 | [5 empty] | 0 | [6 empty] | 0 | [6 empty] | 0 | [6 empty] | 0 | [6 empty] | 0 | [6 empty] | 0
[5 empty] | C4 | 0 | 0 | 0 | 0 | 0 | 0 | 0 | 0 | 0 | 0 | 0 | 0 | 0 | 0 | 0 | 0 | 0 | 0 | 0 | 0 | 0 | 0 | 0 | 0 | 0 | 0 | 0 | 0 | 0 | 0 | 0 | 0 | 0 | 0 | 0 | 0 |  |  | C4 | 0 | 0 | 0 | 0 | 0 | C4 | 0 | 0 | 0 | 0 | 0 | C4 | [5 empty] | C4 | [5 empty] | 0 | [6 empty] | 0 | [6 empty] | 0 | [6 empty] | 0 | [6 empty] | 0 | [6 empty] | 0
|  | 0 | 0 | 0 |  | 0 | 0 | 0 | 0 | 0 |  | 0 | 0 | 0 | 0 | 0 |  | 0 | 0 | 0 | 0 | 0 |  | 0 | 0 | 0 | 0 | 0 |  | 0 | 0 | 0 | 0 | 0 |  | 0 | 0 | 0 | 0 | 0 | [22 empty] | 0 | 0 | 0 | 0 | 0 | 0 |  | 0 | 0 | 0 | 0 | 0 | 0 |  | 0 | 0 | 0 | 0 | 0 | 0 |  | 0 | 0 | 0 | 0 | 0 | 0 |  | 0 | 0 | 0 | 0 | 0 | 0 |  | 0 | 0 | 0 | 0 | 0 | 0
| [Please insert new asset category as required] |  |  |  | C1 | 0 | 0 | 0 | 0 | 0 | 0 | 0 | 0 | 0 | 0 | 0 | 0 | 0 | 0 | 0 | 0 | 0 | 0 | 0 | 0 | 0 | 0 | 0 | 0 | 0 | 0 | 0 | 0 | 0 | 0 | 0 | 0 | 0 | 0 | 0 | 0 |  |  | C1 | 0 | 0 | 0 | 0 | 0 | C1 | 0 | 0 | 0 | 0 | 0 | C1 | [5 empty] | C1 | [5 empty] | 0 | [6 empty] | 0 | [6 empty] | 0 | [6 empty] | 0 | [6 empty] | 0 | [6 empty] | 0
[5 empty] | C2 | 0 | 0 | 0 | 0 | 0 | 0 | 0 | 0 | 0 | 0 | 0 | 0 | 0 | 0 | 0 | 0 | 0 | 0 | 0 | 0 | 0 | 0 | 0 | 0 | 0 | 0 | 0 | 0 | 0 | 0 | 0 | 0 | 0 | 0 | 0 | 0 |  |  | C2 | 0 | 0 | 0 | 0 | 0 | C2 | 0 | 0 | 0 | 0 | 0 | C2 | [5 empty] | C2 | [5 empty] | 0 | [6 empty] | 0 | [6 empty] | 0 | [6 empty] | 0 | [6 empty] | 0 | [6 empty] | 0
[5 empty] | C3 | 0 | 0 | 0 | 0 | 0 | 0 | 0 | 0 | 0 | 0 | 0 | 0 | 0 | 0 | 0 | 0 | 0 | 0 | 0 | 0 | 0 | 0 | 0 | 0 | 0 | 0 | 0 | 0 | 0 | 0 | 0 | 0 | 0 | 0 | 0 | 0 |  |  | C3 | 0 | 0 | 0 | 0 | 0 | C3 | 0 | 0 | 0 | 0 | 0 | C3 | [5 empty] | C3 | [5 empty] | 0 | [6 empty] | 0 | [6 empty] | 0 | [6 empty] | 0 | [6 empty] | 0 | [6 empty] | 0
[5 empty] | C4 | 0 | 0 | 0 | 0 | 0 | 0 | 0 | 0 | 0 | 0 | 0 | 0 | 0 | 0 | 0 | 0 | 0 | 0 | 0 | 0 | 0 | 0 | 0 | 0 | 0 | 0 | 0 | 0 | 0 | 0 | 0 | 0 | 0 | 0 | 0 | 0 |  |  | C4 | 0 | 0 | 0 | 0 | 0 | C4 | 0 | 0 | 0 | 0 | 0 | C4 | [5 empty] | C4 | [5 empty] | 0 | [6 empty] | 0 | [6 empty] | 0 | [6 empty] | 0 | [6 empty] | 0 | [6 empty] | 0
|  | 0 | 0 | 0 |  | 0 | 0 | 0 | 0 | 0 |  | 0 | 0 | 0 | 0 | 0 |  | 0 | 0 | 0 | 0 | 0 |  | 0 | 0 | 0 | 0 | 0 |  | 0 | 0 | 0 | 0 | 0 |  | 0 | 0 | 0 | 0 | 0 | [22 empty] | 0 | 0 | 0 | 0 | 0 | 0 |  | 0 | 0 | 0 | 0 | 0 | 0 |  | 0 | 0 | 0 | 0 | 0 | 0 |  | 0 | 0 | 0 | 0 | 0 | 0 |  | 0 | 0 | 0 | 0 | 0 | 0 |  | 0 | 0 | 0 | 0 | 0 | 0
[63 empty] | 0 | 0 | 0 | 0 | 0 | 0 |  | 0 | 0 | 0 | 0 | 0 | 0 |  | 0 | 0 | 0 | 0 | 0 | 0 |  | 0 | 0 | 0 | 0 | 0 | 0 |  | 0 | 0 | 0 | 0 | 0 | 0 |  | 0 | 0 | 0 | 0 | 0 | 0
| Other | [66 empty] | 0 | [6 empty] | 0 | [6 empty] | 0 | [6 empty] | 0 | [6 empty] | 0 | [6 empty] | 0
| Submarine Cables |  |  |  | C1 | 0 | 0 | 0 | 0 | 0 | 0 | 0 | 0 | 0 | 0 | 0 | 0 | 0 | 0 | 0 | 0 | 0 | 0 | 0 | 0 | 0 | 0 | 0 | 0 | 0 | 0 | 0 | 0 | 0 | 0 | 0 | 0 | 0 | 0 | 0 | 0 |  |  | C1 | 0 | 0 | 0 | 0 | 0 | C1 | 0 | 0 | 0 | 0 | 0 | C1 | [5 empty] | C1 | [5 empty] | 0 | [6 empty] | 0 | [6 empty] | 0 | [6 empty] | 0 | [6 empty] | 0 | [6 empty] | 0
[5 empty] | C2 | 0 | 0 | 0 | 0 | 0 | 0 | 0 | 0 | 0 | 0 | 0 | 0 | 0 | 0 | 0 | 0 | 0 | 0 | 0 | 0 | 0 | 0 | 0 | 0 | 0 | 0 | 0 | 0 | 0 | 0 | 0 | 0 | 0 | 0 | 0 | 0 |  |  | C2 | 0 | 0 | 0 | 0 | 0 | C2 | 0 | 0 | 0 | 0 | 0 | C2 | [5 empty] | C2 | [5 empty] | 0 | [6 empty] | 0 | [6 empty] | 0 | [6 empty] | 0 | [6 empty] | 0 | [6 empty] | 0
[5 empty] | C3 | 0 | 0 | 0 | 0 | 0 | 0 | 0 | 0 | 0 | 0 | 0 | 0 | 0 | 0 | 0 | 0 | 0 | 0 | 0 | 0 | 0 | 0 | 0 | 0 | 0 | 0 | 0 | 0 | 0 | 0 | 0 | 0 | 0 | 0 | 0 | 0 |  |  | C3 | 0 | 0 | 0 | 0 | 0 | C3 | 0 | 0 | 0 | 0 | 0 | C3 | [5 empty] | C3 | [5 empty] | 0 | [6 empty] | 0 | [6 empty] | 0 | [6 empty] | 0 | [6 empty] | 0 | [6 empty] | 0
[5 empty] | C4 | 0 | 0 | 0 | 0 | 0 | 0 | 0 | 0 | 0 | 0 | 0 | 0 | 0 | 0 | 0 | 0 | 0 | 0 | 0 | 0 | 0 | 0 | 0 | 0 | 0 | 0 | 0 | 0 | 0 | 0 | 0 | 0 | 0 | 0 | 0 | 0 |  |  | C4 | 0 | 0 | 0 | 0 | 0 | C4 | 0 | 0 | 0 | 0 | 0 | C4 | [5 empty] | C4 | [5 empty] | 0 | [6 empty] | 0 | [6 empty] | 0 | [6 empty] | 0 | [6 empty] | 0 | [6 empty] | 0
|  | 0 | 0 | 0 |  | 0 | 0 | 0 | 0 | 0 |  | 0 | 0 | 0 | 0 | 0 |  | 0 | 0 | 0 | 0 | 0 |  | 0 | 0 | 0 | 0 | 0 |  | 0 | 0 | 0 | 0 | 0 |  | 0 | 0 | 0 | 0 | 0 | [22 empty] | 0 | 0 | 0 | 0 | 0 | 0 |  | 0 | 0 | 0 | 0 | 0 | 0 |  | 0 | 0 | 0 | 0 | 0 | 0 |  | 0 | 0 | 0 | 0 | 0 | 0 |  | 0 | 0 | 0 | 0 | 0 | 0 |  | 0 | 0 | 0 | 0 | 0 | 0
| [Please insert new asset category as required] |  |  |  | C1 | 0 | 0 | 0 | 0 | 0 | 0 | 0 | 0 | 0 | 0 | 0 | 0 | 0 | 0 | 0 | 0 | 0 | 0 | 0 | 0 | 0 | 0 | 0 | 0 | 0 | 0 | 0 | 0 | 0 | 0 | 0 | 0 | 0 | 0 | 0 | 0 |  |  | C1 | 0 | 0 | 0 | 0 | 0 | C1 | 0 | 0 | 0 | 0 | 0 | C1 | [5 empty] | C1 | [5 empty] | 0 | [6 empty] | 0 | [6 empty] | 0 | [6 empty] | 0 | [6 empty] | 0 | [6 empty] | 0
[5 empty] | C2 | 0 | 0 | 0 | 0 | 0 | 0 | 0 | 0 | 0 | 0 | 0 | 0 | 0 | 0 | 0 | 0 | 0 | 0 | 0 | 0 | 0 | 0 | 0 | 0 | 0 | 0 | 0 | 0 | 0 | 0 | 0 | 0 | 0 | 0 | 0 | 0 |  |  | C2 | 0 | 0 | 0 | 0 | 0 | C2 | 0 | 0 | 0 | 0 | 0 | C2 | [5 empty] | C2 | [5 empty] | 0 | [6 empty] | 0 | [6 empty] | 0 | [6 empty] | 0 | [6 empty] | 0 | [6 empty] | 0
[5 empty] | C3 | 0 | 0 | 0 | 0 | 0 | 0 | 0 | 0 | 0 | 0 | 0 | 0 | 0 | 0 | 0 | 0 | 0 | 0 | 0 | 0 | 0 | 0 | 0 | 0 | 0 | 0 | 0 | 0 | 0 | 0 | 0 | 0 | 0 | 0 | 0 | 0 |  |  | C3 | 0 | 0 | 0 | 0 | 0 | C3 | 0 | 0 | 0 | 0 | 0 | C3 | [5 empty] | C3 | [5 empty] | 0 | [6 empty] | 0 | [6 empty] | 0 | [6 empty] | 0 | [6 empty] | 0 | [6 empty] | 0
[5 empty] | C4 | 0 | 0 | 0 | 0 | 0 | 0 | 0 | 0 | 0 | 0 | 0 | 0 | 0 | 0 | 0 | 0 | 0 | 0 | 0 | 0 | 0 | 0 | 0 | 0 | 0 | 0 | 0 | 0 | 0 | 0 | 0 | 0 | 0 | 0 | 0 | 0 |  |  | C4 | 0 | 0 | 0 | 0 | 0 | C4 | 0 | 0 | 0 | 0 | 0 | C4 | [5 empty] | C4 | [5 empty] | 0 | [6 empty] | 0 | [6 empty] | 0 | [6 empty] | 0 | [6 empty] | 0 | [6 empty] | 0
|  | 0 | 0 | 0 |  | 0 | 0 | 0 | 0 | 0 |  | 0 | 0 | 0 | 0 | 0 |  | 0 | 0 | 0 | 0 | 0 |  | 0 | 0 | 0 | 0 | 0 |  | 0 | 0 | 0 | 0 | 0 |  | 0 | 0 | 0 | 0 | 0 | [22 empty] | 0 | 0 | 0 | 0 | 0 | 0 |  | 0 | 0 | 0 | 0 | 0 | 0 |  | 0 | 0 | 0 | 0 | 0 | 0 |  | 0 | 0 | 0 | 0 | 0 | 0 |  | 0 | 0 | 0 | 0 | 0 | 0 |  | 0 | 0 | 0 | 0 | 0 | 0
| [Please insert new asset category as required] |  |  |  | C1 | 0 | 0 | 0 | 0 | 0 | 0 | 0 | 0 | 0 | 0 | 0 | 0 | 0 | 0 | 0 | 0 | 0 | 0 | 0 | 0 | 0 | 0 | 0 | 0 | 0 | 0 | 0 | 0 | 0 | 0 | 0 | 0 | 0 | 0 | 0 | 0 |  |  | C1 | 0 | 0 | 0 | 0 | 0 | C1 | 0 | 0 | 0 | 0 | 0 | C1 | [5 empty] | C1 | [5 empty] | 0 | [6 empty] | 0 | [6 empty] | 0 | [6 empty] | 0 | [6 empty] | 0 | [6 empty] | 0
[5 empty] | C2 | 0 | 0 | 0 | 0 | 0 | 0 | 0 | 0 | 0 | 0 | 0 | 0 | 0 | 0 | 0 | 0 | 0 | 0 | 0 | 0 | 0 | 0 | 0 | 0 | 0 | 0 | 0 | 0 | 0 | 0 | 0 | 0 | 0 | 0 | 0 | 0 |  |  | C2 | 0 | 0 | 0 | 0 | 0 | C2 | 0 | 0 | 0 | 0 | 0 | C2 | [5 empty] | C2 | [5 empty] | 0 | [6 empty] | 0 | [6 empty] | 0 | [6 empty] | 0 | [6 empty] | 0 | [6 empty] | 0
[5 empty] | C3 | 0 | 0 | 0 | 0 | 0 | 0 | 0 | 0 | 0 | 0 | 0 | 0 | 0 | 0 | 0 | 0 | 0 | 0 | 0 | 0 | 0 | 0 | 0 | 0 | 0 | 0 | 0 | 0 | 0 | 0 | 0 | 0 | 0 | 0 | 0 | 0 |  |  | C3 | 0 | 0 | 0 | 0 | 0 | C3 | 0 | 0 | 0 | 0 | 0 | C3 | [5 empty] | C3 | [5 empty] | 0 | [6 empty] | 0 | [6 empty] | 0 | [6 empty] | 0 | [6 empty] | 0 | [6 empty] | 0
[5 empty] | C4 | 0 | 0 | 0 | 0 | 0 | 0 | 0 | 0 | 0 | 0 | 0 | 0 | 0 | 0 | 0 | 0 | 0 | 0 | 0 | 0 | 0 | 0 | 0 | 0 | 0 | 0 | 0 | 0 | 0 | 0 | 0 | 0 | 0 | 0 | 0 | 0 |  |  | C4 | 0 | 0 | 0 | 0 | 0 | C4 | 0 | 0 | 0 | 0 | 0 | C4 | [5 empty] | C4 | [5 empty] | 0 | [6 empty] | 0 | [6 empty] | 0 | [6 empty] | 0 | [6 empty] | 0 | [6 empty] | 0
|  | 0 | 0 | 0 |  | 0 | 0 | 0 | 0 | 0 |  | 0 | 0 | 0 | 0 | 0 |  | 0 | 0 | 0 | 0 | 0 |  | 0 | 0 | 0 | 0 | 0 |  | 0 | 0 | 0 | 0 | 0 |  | 0 | 0 | 0 | 0 | 0 | [22 empty] | 0 | 0 | 0 | 0 | 0 | 0 |  | 0 | 0 | 0 | 0 | 0 | 0 |  | 0 | 0 | 0 | 0 | 0 | 0 |  | 0 | 0 | 0 | 0 | 0 | 0 |  | 0 | 0 | 0 | 0 | 0 | 0 |  | 0 | 0 | 0 | 0 | 0 | 0
| [Please insert new asset category as required] |  |  |  | C1 | 0 | 0 | 0 | 0 | 0 | 0 | 0 | 0 | 0 | 0 | 0 | 0 | 0 | 0 | 0 | 0 | 0 | 0 | 0 | 0 | 0 | 0 | 0 | 0 | 0 | 0 | 0 | 0 | 0 | 0 | 0 | 0 | 0 | 0 | 0 | 0 |  |  | C1 | 0 | 0 | 0 | 0 | 0 | C1 | 0 | 0 | 0 | 0 | 0 | C1 | [5 empty] | C1 | [5 empty] | 0 | [6 empty] | 0 | [6 empty] | 0 | [6 empty] | 0 | [6 empty] | 0 | [6 empty] | 0
[5 empty] | C2 | 0 | 0 | 0 | 0 | 0 | 0 | 0 | 0 | 0 | 0 | 0 | 0 | 0 | 0 | 0 | 0 | 0 | 0 | 0 | 0 | 0 | 0 | 0 | 0 | 0 | 0 | 0 | 0 | 0 | 0 | 0 | 0 | 0 | 0 | 0 | 0 |  |  | C2 | 0 | 0 | 0 | 0 | 0 | C2 | 0 | 0 | 0 | 0 | 0 | C2 | [5 empty] | C2 | [5 empty] | 0 | [6 empty] | 0 | [6 empty] | 0 | [6 empty] | 0 | [6 empty] | 0 | [6 empty] | 0
[5 empty] | C3 | 0 | 0 | 0 | 0 | 0 | 0 | 0 | 0 | 0 | 0 | 0 | 0 | 0 | 0 | 0 | 0 | 0 | 0 | 0 | 0 | 0 | 0 | 0 | 0 | 0 | 0 | 0 | 0 | 0 | 0 | 0 | 0 | 0 | 0 | 0 | 0 |  |  | C3 | 0 | 0 | 0 | 0 | 0 | C3 | 0 | 0 | 0 | 0 | 0 | C3 | [5 empty] | C3 | [5 empty] | 0 | [6 empty] | 0 | [6 empty] | 0 | [6 empty] | 0 | [6 empty] | 0 | [6 empty] | 0
[5 empty] | C4 | 0 | 0 | 0 | 0 | 0 | 0 | 0 | 0 | 0 | 0 | 0 | 0 | 0 | 0 | 0 | 0 | 0 | 0 | 0 | 0 | 0 | 0 | 0 | 0 | 0 | 0 | 0 | 0 | 0 | 0 | 0 | 0 | 0 | 0 | 0 | 0 |  |  | C4 | 0 | 0 | 0 | 0 | 0 | C4 | 0 | 0 | 0 | 0 | 0 | C4 | [5 empty] | C4 | [5 empty] | 0 | [6 empty] | 0 | [6 empty] | 0 | [6 empty] | 0 | [6 empty] | 0 | [6 empty] | 0
|  | 0 | 0 | 0 |  | 0 | 0 | 0 | 0 | 0 |  | 0 | 0 | 0 | 0 | 0 |  | 0 | 0 | 0 | 0 | 0 |  | 0 | 0 | 0 | 0 | 0 |  | 0 | 0 | 0 | 0 | 0 |  | 0 | 0 | 0 | 0 | 0 | [22 empty] | 0 | 0 | 0 | 0 | 0 | 0 |  | 0 | 0 | 0 | 0 | 0 | 0 |  | 0 | 0 | 0 | 0 | 0 | 0 |  | 0 | 0 | 0 | 0 | 0 | 0 |  | 0 | 0 | 0 | 0 | 0 | 0 |  | 0 | 0 | 0 | 0 | 0 | 0
| [Please insert new asset category as required] |  |  |  | C1 | 0 | 0 | 0 | 0 | 0 | 0 | 0 | 0 | 0 | 0 | 0 | 0 | 0 | 0 | 0 | 0 | 0 | 0 | 0 | 0 | 0 | 0 | 0 | 0 | 0 | 0 | 0 | 0 | 0 | 0 | 0 | 0 | 0 | 0 | 0 | 0 |  |  | C1 | 0 | 0 | 0 | 0 | 0 | C1 | 0 | 0 | 0 | 0 | 0 | C1 | [5 empty] | C1 | [5 empty] | 0 | [6 empty] | 0 | [6 empty] | 0 | [6 empty] | 0 | [6 empty] | 0 | [6 empty] | 0
[5 empty] | C2 | 0 | 0 | 0 | 0 | 0 | 0 | 0 | 0 | 0 | 0 | 0 | 0 | 0 | 0 | 0 | 0 | 0 | 0 | 0 | 0 | 0 | 0 | 0 | 0 | 0 | 0 | 0 | 0 | 0 | 0 | 0 | 0 | 0 | 0 | 0 | 0 |  |  | C2 | 0 | 0 | 0 | 0 | 0 | C2 | 0 | 0 | 0 | 0 | 0 | C2 | [5 empty] | C2 | [5 empty] | 0 | [6 empty] | 0 | [6 empty] | 0 | [6 empty] | 0 | [6 empty] | 0 | [6 empty] | 0
[5 empty] | C3 | 0 | 0 | 0 | 0 | 0 | 0 | 0 | 0 | 0 | 0 | 0 | 0 | 0 | 0 | 0 | 0 | 0 | 0 | 0 | 0 | 0 | 0 | 0 | 0 | 0 | 0 | 0 | 0 | 0 | 0 | 0 | 0 | 0 | 0 | 0 | 0 |  |  | C3 | 0 | 0 | 0 | 0 | 0 | C3 | 0 | 0 | 0 | 0 | 0 | C3 | [5 empty] | C3 | [5 empty] | 0 | [6 empty] | 0 | [6 empty] | 0 | [6 empty] | 0 | [6 empty] | 0 | [6 empty] | 0
[5 empty] | C4 | 0 | 0 | 0 | 0 | 0 | 0 | 0 | 0 | 0 | 0 | 0 | 0 | 0 | 0 | 0 | 0 | 0 | 0 | 0 | 0 | 0 | 0 | 0 | 0 | 0 | 0 | 0 | 0 | 0 | 0 | 0 | 0 | 0 | 0 | 0 | 0 |  |  | C4 | 0 | 0 | 0 | 0 | 0 | C4 | 0 | 0 | 0 | 0 | 0 | C4 | [5 empty] | C4 | [5 empty] | 0 | [6 empty] | 0 | [6 empty] | 0 | [6 empty] | 0 | [6 empty] | 0 | [6 empty] | 0
|  | 0 | 0 | 0 |  | 0 | 0 | 0 | 0 | 0 |  | 0 | 0 | 0 | 0 | 0 |  | 0 | 0 | 0 | 0 | 0 |  | 0 | 0 | 0 | 0 | 0 |  | 0 | 0 | 0 | 0 | 0 |  | 0 | 0 | 0 | 0 | 0 | [22 empty] | 0 | 0 | 0 | 0 | 0 | 0 |  | 0 | 0 | 0 | 0 | 0 | 0 |  | 0 | 0 | 0 | 0 | 0 | 0 |  | 0 | 0 | 0 | 0 | 0 | 0 |  | 0 | 0 | 0 | 0 | 0 | 0 |  | 0 | 0 | 0 | 0 | 0 | 0
| [Please insert new asset category as required] |  |  |  | C1 | 0 | 0 | 0 | 0 | 0 | 0 | 0 | 0 | 0 | 0 | 0 | 0 | 0 | 0 | 0 | 0 | 0 | 0 | 0 | 0 | 0 | 0 | 0 | 0 | 0 | 0 | 0 | 0 | 0 | 0 | 0 | 0 | 0 | 0 | 0 | 0 |  |  | C1 | 0 | 0 | 0 | 0 | 0 | C1 | 0 | 0 | 0 | 0 | 0 | C1 | [5 empty] | C1 | [5 empty] | 0 | [6 empty] | 0 | [6 empty] | 0 | [6 empty] | 0 | [6 empty] | 0 | [6 empty] | 0
[5 empty] | C2 | 0 | 0 | 0 | 0 | 0 | 0 | 0 | 0 | 0 | 0 | 0 | 0 | 0 | 0 | 0 | 0 | 0 | 0 | 0 | 0 | 0 | 0 | 0 | 0 | 0 | 0 | 0 | 0 | 0 | 0 | 0 | 0 | 0 | 0 | 0 | 0 |  |  | C2 | 0 | 0 | 0 | 0 | 0 | C2 | 0 | 0 | 0 | 0 | 0 | C2 | [5 empty] | C2 | [5 empty] | 0 | [6 empty] | 0 | [6 empty] | 0 | [6 empty] | 0 | [6 empty] | 0 | [6 empty] | 0
[5 empty] | C3 | 0 | 0 | 0 | 0 | 0 | 0 | 0 | 0 | 0 | 0 | 0 | 0 | 0 | 0 | 0 | 0 | 0 | 0 | 0 | 0 | 0 | 0 | 0 | 0 | 0 | 0 | 0 | 0 | 0 | 0 | 0 | 0 | 0 | 0 | 0 | 0 |  |  | C3 | 0 | 0 | 0 | 0 | 0 | C3 | 0 | 0 | 0 | 0 | 0 | C3 | [5 empty] | C3 | [5 empty] | 0 | [6 empty] | 0 | [6 empty] | 0 | [6 empty] | 0 | [6 empty] | 0 | [6 empty] | 0
[5 empty] | C4 | 0 | 0 | 0 | 0 | 0 | 0 | 0 | 0 | 0 | 0 | 0 | 0 | 0 | 0 | 0 | 0 | 0 | 0 | 0 | 0 | 0 | 0 | 0 | 0 | 0 | 0 | 0 | 0 | 0 | 0 | 0 | 0 | 0 | 0 | 0 | 0 |  |  | C4 | 0 | 0 | 0 | 0 | 0 | C4 | 0 | 0 | 0 | 0 | 0 | C4 | [5 empty] | C4 | [5 empty] | 0 | [6 empty] | 0 | [6 empty] | 0 | [6 empty] | 0 | [6 empty] | 0 | [6 empty] | 0
|  | 0 | 0 | 0 |  | 0 | 0 | 0 | 0 | 0 |  | 0 | 0 | 0 | 0 | 0 |  | 0 | 0 | 0 | 0 | 0 |  | 0 | 0 | 0 | 0 | 0 |  | 0 | 0 | 0 | 0 | 0 |  | 0 | 0 | 0 | 0 | 0 | [22 empty] | 0 | 0 | 0 | 0 | 0 | 0 |  | 0 | 0 | 0 | 0 | 0 | 0 |  | 0 | 0 | 0 | 0 | 0 | 0 |  | 0 | 0 | 0 | 0 | 0 | 0 |  | 0 | 0 | 0 | 0 | 0 | 0 |  | 0 | 0 | 0 | 0 | 0 | 0
[63 empty] | 0 | 0 | 0 | 0 | 0 | 0 |  | 0 | 0 | 0 | 0 | 0 | 0 |  | 0 | 0 | 0 | 0 | 0 | 0 |  | 0 | 0 | 0 | 0 | 0 | 0 |  | 0 | 0 | 0 | 0 | 0 | 0 |  | 0 | 0 | 0 | 0 | 0 | 0
| TOTAL |  | 334374 | 334465 |  | 181785 | 31764 | 46691 | 46534 | 27600 |  | 0 | 0 | 0 | 0 | 0 |  | 20475 | -4183 | -4080 | -8234 | -3978 |  | 172959 | 30835 | 50869 | 19696 | 60015 |  | 40896 | -8070 | -8439 | -16023 | -8364 |  | 163423 | 20988 | 20730 | 53274 | 75959 |  |  |  |  | 0 | 0 | 0 | 0 | 0 |  | 0 | 0 | 0 | 0 | 0 | [7 empty] | 0 | 0 | 0 | 0 | 0 | 0 |  | 6394099.0868 | 2268996.0931 | 4091927.1263 | 7539284.3233 | 10648547.4134 | 30942854.0429 |  | 6038009.4372 | 2089519.6793 | 4452097.338 | 4064002.9396 | 22198407.8087 | 38842037.2028 |  | 6726651.7329 | 1914994.502 | 4122247.6468 | 2906726.3795 | 20424545.8561 | 36095166.1173 |  | 5655487.295 | 1327714.1455 | 2530346.8266 | 7795412.6967 | 29688179.3801 | 46997140.3438 |  | 7013163.1051 | 992547.2742 | 1877516.8767 | 5745106.7132 | 25601973.0535 | 41230307.0227
Health Index Definitions
|  |  | HI1 | New or as new | [57 empty] | LV Network | 0 | 0 | 0 | 0 | 0 | 0 | LV Network | 461595.3274 | 63787.488 | 576843.5064 | 547382.8296 | 812731.6404 | 2462340.7917 | LV Network | 447782.485 | 58818.3337 | 603555.048 | 197039.9928 | 1704533.8189 | 3011729.6784 | LV Network | 500980.5942 | 40498.0514 | 574936.9431 | 98265.3405 | 1635991.0862 | 2850672.0153 | LV Network | 434036.8402 | 46690.04 | 100929.9239 | 928284.373 | 2117582.1823 | 3627523.3593 | LV Network | 540335.9954 | 10082.8253 | 43693.7139 | 730894.2284 | 1980870.0432 | 3305876.8062
|  |  | HI2 | Good or seviceable condition | [57 empty] | HV Network | 0 | 0 | 0 | 0 | 0 | 0 | HV Network | 4583454.2452 | 1428549.6798 | 2657933.657 | 4870258.1298 | 6734662.8387 | 20274858.5505 | HV Network | 4364582.8657 | 1352969.5576 | 2888482.5178 | 2248295.3554 | 14705344.9446 | 25559675.2412 | HV Network | 4859305.5604 | 1221691.0966 | 2647178.4614 | 1420782.4817 | 13493877.07 | 23642834.6701 | HV Network | 4117969.6094 | 866964.9805 | 1518476.5856 | 5190617.1469 | 18738540.7168 | 30432569.0393 | HV Network | 5097508.8368 | 618930.8337 | 1020498.0471 | 3609059.0522 | 16194355.2795 | 26540352.0494
|  |  | HI3 | Deterioration requires assessment and monitoring | [57 empty] | EHV Network | 0 | 0 | 0 | 0 | 0 | 0 | EHV Network | 1349049.5142 | 776658.9254 | 857149.9629 | 2121643.3638 | 3101152.9343 | 8205654.7006 | EHV Network | 1225644.0865 | 677731.7879 | 960059.7721 | 1618667.5914 | 5788529.0452 | 10270632.2831 | EHV Network | 1366365.5783 | 652805.354 | 900132.2423 | 1387678.5574 | 5294677.6999 | 9601659.4319 | EHV Network | 1103480.8455 | 414059.1249 | 910940.3171 | 1676511.1768 | 8832056.481 | 12937047.9453 | EHV Network | 1375318.2729 | 363533.6153 | 813325.1157 | 1405153.4326 | 7426747.7308 | 11384078.1672
|  |  | HI4 | Material deterioration, intervention requires consideration | [57 empty] | 132kV Network | 0 | 0 | 0 | 0 | 0 | 0 | 132kV Network | 0 | 0 | 0 | 0 | 0 | 0 | 132kV Network | 0 | 0 | 0 | 0 | 0 | 0 | 132kV Network | 0 | 0 | 0 | 0 | 0 | 0 | 132kV Network | 0 | 0 | 0 | 0 | 0 | 0 | 132kV Network | 0 | 0 | 0 | 0 | 0 | 0
|  |  | HI5 | End of serviceable life, intervention required | [57 empty] | Other | 0 | 0 | 0 | 0 | 0 | 0 | Other | 0 | 0 | 0 | 0 | 0 | 0 | Other | 0 | 0 | 0 | 0 | 0 | 0 | Other | 0 | 0 | 0 | 0 | 0 | 0 | Other | 0 | 0 | 0 | 0 | 0 | 0 | Other | 0 | 0 | 0 | 0 | 0 | 0
[62 empty] | Total | 0 | 0 | 0 | 0 | 0 | 0 | Total | 6394099.0868 | 2268996.0931 | 4091927.1263 | 7539284.3233 | 10648547.4134 | 30942854.0429 | Total | 6038009.4372 | 2089519.6793 | 4452097.338 | 4064002.9396 | 22198407.8087 | 38842037.2028 | Total | 6726651.7329 | 1914994.502 | 4122247.6468 | 2906726.3795 | 20424545.8561 | 36095166.1173 | Total | 5655487.295 | 1327714.1455 | 2530346.8266 | 7795412.6967 | 29688179.3801 | 46997140.3438 | Total | 7013163.1051 | 992547.2742 | 1877516.8767 | 5745106.7132 | 25601973.0535 | 41230307.0227
Criticality Index Definitions
|  |  | C1 | Low criticality
|  |  | C2 | Average criticality
|  |  | C3 | High criticality
|  |  | C4 | Very high criticality

## SPD - Refurb
Secondary deliverables RIIO-ED1 - Refurbishment | [50 empty] | Criticality weightings C1 to C4 | Criticality Rating Boundaries
SPD | [49 empty] | C1 | 0.7 | Below 75% of average
[50 empty] | C2 | 1 | 75%-125%
[50 empty] | C3 | 1.5 | 125%-200%
[50 empty] | C4 | 2.5 | Over 200% of average
Price base (2012/13)
| ASSET CATEGORIES |  | ASSET REGISTER |  |  | End of DPCR5 (31 March 2015) with investment | [5 empty] | End of DPCR5 (31 March 2015) without investment | [5 empty] | Mid-Period Review (31 March 2019) planned investment | [5 empty] | Mid-Period Review (31 March 2019) without investment | [5 empty] | End of RIIO-ED1 (31 March 2023) planned investment | [5 empty] | End of RIIO-ED1 (31 March 2023) without investment | [8 empty] | Probability of Asset Failure | [5 empty] | Consequence of Asset Failure | [5 empty] | Probability of Asset Failure x Consequence of Asset Failure
Is it your current intention to have a health index for this asset category in the RIIO-ED1 control period.
|  |  | as at 31st March 2015 | as at 31st March 2023 |  | HI 1 | HI 2 | HI 3 | HI 4 | HI 5 |  | HI 1 | HI 2 | HI 3 | HI 4 | HI 5 |  | HI 1 | HI 2 | HI 3 | HI 4 | HI 5 |  | HI 1 | HI 2 | HI 3 | HI 4 | HI 5 |  | HI 1 | HI 2 | HI 3 | HI 4 | HI 5 |  | HI 1 | HI 2 | HI 3 | HI 4 | HI 5 |  |  |  |  | HI 1 | HI 2 | HI 3 | HI 4 | HI 5 |  | HI 1 | HI 2 | HI 3 | HI 4 | HI 5 |  | HI 1 | HI 2 | HI 3 | HI 4 | HI 5 |  | End of DPCR5 (without investment) | [6 empty] | Position at Beginning of RIIO-ED1 | [6 empty] | Mid Period (Without Investment) | [6 empty] | Mid Period (With Investment) | [6 empty] | End of RIIO-ED1 (Without Investment) | [6 empty] | End of RIIO-ED1 (With Investment)
| LV Network | [61 empty] | 1 | 2 | 3 | 4 | 5 | Total |  | 1 | 2 | 3 | 4 | 5 | Total |  | 1 | 2 | 3 | 4 | 5 | Total |  | 1 | 2 | 3 | 4 | 5 | Total |  | 1 | 2 | 3 | 4 | 5 | Total |  | 1 | 2 | 3 | 4 | 5 | Total
| LV Switchgear and Other |  |  |  | C1 | 0 | 0 | 0 | 0 | 0 | 0 | 0 | 0 | 0 | 0 | 0 | 0 | 0 | 0 | 0 | 0 | 0 | 0 | 0 | 0 | 0 | 0 | 0 | 0 | 0 | 0 | 0 | 0 | 0 | 0 | 0 | 0 | 0 | 0 | 0 | 0 | Yes |  | C1 | 0 | 0 | 0 | 0 | 0 | C1 | 0 | 0 | 0 | 0 | 0 | C1 | [5 empty] | C1 | [5 empty] | 0 | [6 empty] | 0 | [6 empty] | 0 | [6 empty] | 0 | [6 empty] | 0 | [6 empty] | 0
[5 empty] | C2 | 0 | 0 | 0 | 0 | 0 | 0 | 0 | 0 | 0 | 0 | 0 | 0 | 0 | 0 | 0 | 0 | 0 | 0 | 0 | 0 | 0 | 0 | 0 | 0 | 0 | 0 | 0 | 0 | 0 | 0 | 0 | 0 | 0 | 0 | 0 | 0 | No |  | C2 | 0 | 0 | 0 | 0 | 0 | C2 | 0 | 0 | 0 | 0 | 0 | C2 | [5 empty] | C2 | [5 empty] | 0 | [6 empty] | 0 | [6 empty] | 0 | [6 empty] | 0 | [6 empty] | 0 | [6 empty] | 0
[5 empty] | C3 | 0 | 0 | 0 | 0 | 0 | 0 | 0 | 0 | 0 | 0 | 0 | 0 | 0 | 0 | 0 | 0 | 0 | 0 | 0 | 0 | 0 | 0 | 0 | 0 | 0 | 0 | 0 | 0 | 0 | 0 | 0 | 0 | 0 | 0 | 0 | 0 |  |  | C3 | 0 | 0 | 0 | 0 | 0 | C3 | 0 | 0 | 0 | 0 | 0 | C3 | [5 empty] | C3 | [5 empty] | 0 | [6 empty] | 0 | [6 empty] | 0 | [6 empty] | 0 | [6 empty] | 0 | [6 empty] | 0
[5 empty] | C4 | 0 | 0 | 0 | 0 | 0 | 0 | 0 | 0 | 0 | 0 | 0 | 0 | 0 | 0 | 0 | 0 | 0 | 0 | 0 | 0 | 0 | 0 | 0 | 0 | 0 | 0 | 0 | 0 | 0 | 0 | 0 | 0 | 0 | 0 | 0 | 0 |  |  | C4 | 0 | 0 | 0 | 0 | 0 | C4 | 0 | 0 | 0 | 0 | 0 | C4 | [5 empty] | C4 | [5 empty] | 0 | [6 empty] | 0 | [6 empty] | 0 | [6 empty] | 0 | [6 empty] | 0 | [6 empty] | 0
|  | Yes | 0 | 0 |  | 0 | 0 | 0 | 0 | 0 |  | 0 | 0 | 0 | 0 | 0 |  | 0 | 0 | 0 | 0 | 0 |  | 0 | 0 | 0 | 0 | 0 |  | 0 | 0 | 0 | 0 | 0 |  | 0 | 0 | 0 | 0 | 0 | [22 empty] | 0 | 0 | 0 | 0 | 0 | 0 |  | 0 | 0 | 0 | 0 | 0 | 0 |  | 0 | 0 | 0 | 0 | 0 | 0 |  | 0 | 0 | 0 | 0 | 0 | 0 |  | 0 | 0 | 0 | 0 | 0 | 0 |  | 0 | 0 | 0 | 0 | 0 | 0
| LV UGB |  |  |  | C1 | 0 | 0 | 0 | 0 | 0 | 0 | 0 | 0 | 0 | 0 | 0 | 0 | 0 | 0 | 0 | 0 | 0 | 0 | 0 | 0 | 0 | 0 | 0 | 0 | 0 | 0 | 0 | 0 | 0 | 0 | 0 | 0 | 0 | 0 | 0 | 0 |  |  | C1 | 0 | 0 | 0 | 0 | 0 | C1 | 0 | 0 | 0 | 0 | 0 | C1 | [5 empty] | C1 | [5 empty] | 0 | [6 empty] | 0 | [6 empty] | 0 | [6 empty] | 0 | [6 empty] | 0 | [6 empty] | 0
[5 empty] | C2 | 0 | 0 | 0 | 0 | 0 | 0 | 0 | 0 | 0 | 0 | 0 | 0 | 0 | 0 | 0 | 0 | 0 | 0 | 0 | 0 | 0 | 0 | 0 | 0 | 0 | 0 | 0 | 0 | 0 | 0 | 0 | 0 | 0 | 0 | 0 | 0 |  |  | C2 | 0 | 0 | 0 | 0 | 0 | C2 | 0 | 0 | 0 | 0 | 0 | C2 | [5 empty] | C2 | [5 empty] | 0 | [6 empty] | 0 | [6 empty] | 0 | [6 empty] | 0 | [6 empty] | 0 | [6 empty] | 0
[5 empty] | C3 | 0 | 0 | 0 | 0 | 0 | 0 | 0 | 0 | 0 | 0 | 0 | 0 | 0 | 0 | 0 | 0 | 0 | 0 | 0 | 0 | 0 | 0 | 0 | 0 | 0 | 0 | 0 | 0 | 0 | 0 | 0 | 0 | 0 | 0 | 0 | 0 |  |  | C3 | 0 | 0 | 0 | 0 | 0 | C3 | 0 | 0 | 0 | 0 | 0 | C3 | [5 empty] | C3 | [5 empty] | 0 | [6 empty] | 0 | [6 empty] | 0 | [6 empty] | 0 | [6 empty] | 0 | [6 empty] | 0
[5 empty] | C4 | 0 | 0 | 0 | 0 | 0 | 0 | 0 | 0 | 0 | 0 | 0 | 0 | 0 | 0 | 0 | 0 | 0 | 0 | 0 | 0 | 0 | 0 | 0 | 0 | 0 | 0 | 0 | 0 | 0 | 0 | 0 | 0 | 0 | 0 | 0 | 0 |  |  | C4 | 0 | 0 | 0 | 0 | 0 | C4 | 0 | 0 | 0 | 0 | 0 | C4 | [5 empty] | C4 | [5 empty] | 0 | [6 empty] | 0 | [6 empty] | 0 | [6 empty] | 0 | [6 empty] | 0 | [6 empty] | 0
|  | Yes | 0 | 0 |  | 0 | 0 | 0 | 0 | 0 |  | 0 | 0 | 0 | 0 | 0 |  | 0 | 0 | 0 | 0 | 0 |  | 0 | 0 | 0 | 0 | 0 |  | 0 | 0 | 0 | 0 | 0 |  | 0 | 0 | 0 | 0 | 0 | [22 empty] | 0 | 0 | 0 | 0 | 0 | 0 |  | 0 | 0 | 0 | 0 | 0 | 0 |  | 0 | 0 | 0 | 0 | 0 | 0 |  | 0 | 0 | 0 | 0 | 0 | 0 |  | 0 | 0 | 0 | 0 | 0 | 0 |  | 0 | 0 | 0 | 0 | 0 | 0
| LV OHL Support |  |  |  | C1 | 0 | 0 | 0 | 0 | 0 | 0 | 0 | 0 | 0 | 0 | 0 | 0 | 0 | 0 | 0 | 0 | 0 | 0 | 0 | 0 | 0 | 0 | 0 | 0 | 0 | 0 | 0 | 0 | 0 | 0 | 0 | 0 | 0 | 0 | 0 | 0 |  |  | C1 | 0.0081226 | 0.012094 | 0.021383 | 0.03463 | 0.081228 | C1 | 1286.894 | 1286.894 | 1286.894 | 1286.894 | 1286.894 | C1 | 10.453 | 15.5633 | 27.5174 | 44.5648 | 104.5314 | C1 | 0 | 0 | 0 | 0 | 0 | 0 |  | 0 | 0 | 0 | 0 | 0 | 0 |  | 0 | 0 | 0 | 0 | 0 | 0 |  | 0 | 0 | 0 | 0 | 0 | 0 |  | 0 | 0 | 0 | 0 | 0 | 0 |  | 0 | 0 | 0 | 0 | 0 | 0
[5 empty] | C2 | 28651 | 2617 | 13238 | 8280 | 4882 | 57668 | 0 | 0 | 0 | 0 | 0 | 0 | 0 | 0 | 0 | 0 | 0 | 0 | 27821 | 2423 | 13805 | 2969 | 10650 | 57668 | 0 | 0 | 0 | 0 | 0 | 0 | 26991 | 1895 | 2294 | 13186 | 13302 | 57668 |  |  | C2 | 0.0081226 | 0.012094 | 0.021383 | 0.03463 | 0.081228 | C2 | 1838.42 | 1838.42 | 1838.42 | 1838.42 | 1838.42 | C2 | 14.9328 | 22.2334 | 39.3106 | 63.664 | 149.3306 | C2 | 0 | 0 | 0 | 0 | 0 | 0 |  | 427839.7271 | 58184.6832 | 520393.5081 | 527137.6866 | 729031.8546 | 2262587.4595 |  | 415445.501 | 53871.4128 | 542682.6091 | 189018.3323 | 1590370.5963 | 2791388.4514 |  | 415445.501 | 53871.4128 | 542682.6091 | 189018.3323 | 1590370.5963 | 2791388.4514 |  | 403051.2748 | 42132.2028 | 90178.4792 | 839473.1323 | 1986395.2744 | 3361230.3634 |  | 403051.2748 | 42132.2028 | 90178.4792 | 839473.1323 | 1986395.2744 | 3361230.3634
[5 empty] | C3 | 1467 | 168 | 934 | 212 | 367 | 3148 | 0 | 0 | 0 | 0 | 0 | 0 | 0 | 0 | 0 | 0 | 0 | 0 | 1407 | 145 | 1009 | 84 | 503 | 3148 | 0 | 0 | 0 | 0 | 0 | 0 | 1355 | 125 | 179 | 910 | 579 | 3148 |  |  | C3 | 0.0081226 | 0.012094 | 0.021383 | 0.03463 | 0.081228 | C3 | 2757.63 | 2757.63 | 2757.63 | 2757.63 | 2757.63 | C3 | 22.3992 | 33.35 | 58.9659 | 95.496 | 223.9959 | C3 | 0 | 0 | 0 | 0 | 0 | 0 |  | 32859.6321 | 5602.8048 | 55074.1279 | 20245.143 | 82206.4801 | 195988.1879 |  | 31515.6799 | 4835.7541 | 59496.5685 | 8021.6604 | 112669.9169 | 216539.5799 |  | 31515.6799 | 4835.7541 | 59496.5685 | 8021.6604 | 112669.9169 | 216539.5799 |  | 30350.9213 | 4168.7536 | 10554.8917 | 86901.3215 | 129693.6022 | 261669.4903 |  | 30350.9213 | 4168.7536 | 10554.8917 | 86901.3215 | 129693.6022 | 261669.4903
[5 empty] | C4 | 24 | 0 | 14 | 0 | 4 | 42 | 0 | 0 | 0 | 0 | 0 | 0 | 0 | 0 | 0 | 0 | 0 | 0 | 22 | 2 | 14 | 0 | 4 | 42 | 0 | 0 | 0 | 0 | 0 | 0 | 17 | 7 | 2 | 12 | 4 | 42 |  |  | C4 | 0.0081226 | 0.012094 | 0.021383 | 0.03463 | 0.081228 | C4 | 4596.05 | 4596.05 | 4596.05 | 4596.05 | 4596.05 | C4 | 37.332 | 55.5834 | 98.2765 | 159.1599 | 373.3264 | C4 | 0 | 0 | 0 | 0 | 0 | 0 |  | 895.9682 | 0 | 1375.8704 | 0 | 1493.3057 | 3765.1443 |  | 821.3041 | 111.1668 | 1375.8704 | 0 | 1493.3057 | 3801.6471 |  | 821.3041 | 111.1668 | 1375.8704 | 0 | 1493.3057 | 3801.6471 |  | 634.6441 | 389.0837 | 196.5529 | 1909.9192 | 1493.3057 | 4623.5056 |  | 634.6441 | 389.0837 | 196.5529 | 1909.9192 | 1493.3057 | 4623.5056
|  | Yes | 60858 | 60552 |  | 30142 | 2785 | 14186 | 8492 | 5253 |  | 0 | 0 | 0 | 0 | 0 |  | 0 | 0 | 0 | 0 | 0 |  | 29250 | 2570 | 14828 | 3053 | 11157 |  | 0 | 0 | 0 | 0 | 0 |  | 28363 | 2027 | 2475 | 14108 | 13885 | [22 empty] | 0 | 0 | 0 | 0 | 0 | 0 |  | 461595.3274 | 63787.488 | 576843.5064 | 547382.8296 | 812731.6404 | 2462340.7917 |  | 447782.485 | 58818.3337 | 603555.048 | 197039.9928 | 1704533.8189 | 3011729.6784 |  | 447782.485 | 58818.3337 | 603555.048 | 197039.9928 | 1704533.8189 | 3011729.6784 |  | 434036.8402 | 46690.04 | 100929.9239 | 928284.373 | 2117582.1823 | 3627523.3593 |  | 434036.8402 | 46690.04 | 100929.9239 | 928284.373 | 2117582.1823 | 3627523.3593
| [Please insert new asset category as required] |  |  |  | C1 | 0 | 0 | 0 | 0 | 0 | 0 | 0 | 0 | 0 | 0 | 0 | 0 | 0 | 0 | 0 | 0 | 0 | 0 | 0 | 0 | 0 | 0 | 0 | 0 | 0 | 0 | 0 | 0 | 0 | 0 | 0 | 0 | 0 | 0 | 0 | 0 |  |  | C1 | 0 | 0 | 0 | 0 | 0 | C1 | 0 | 0 | 0 | 0 | 0 | C1 | [5 empty] | C1 | [5 empty] | 0 | [6 empty] | 0 | [6 empty] | 0 | [6 empty] | 0 | [6 empty] | 0 | [6 empty] | 0
[5 empty] | C2 | 0 | 0 | 0 | 0 | 0 | 0 | 0 | 0 | 0 | 0 | 0 | 0 | 0 | 0 | 0 | 0 | 0 | 0 | 0 | 0 | 0 | 0 | 0 | 0 | 0 | 0 | 0 | 0 | 0 | 0 | 0 | 0 | 0 | 0 | 0 | 0 |  |  | C2 | 0 | 0 | 0 | 0 | 0 | C2 | 0 | 0 | 0 | 0 | 0 | C2 | [5 empty] | C2 | [5 empty] | 0 | [6 empty] | 0 | [6 empty] | 0 | [6 empty] | 0 | [6 empty] | 0 | [6 empty] | 0
[5 empty] | C3 | 0 | 0 | 0 | 0 | 0 | 0 | 0 | 0 | 0 | 0 | 0 | 0 | 0 | 0 | 0 | 0 | 0 | 0 | 0 | 0 | 0 | 0 | 0 | 0 | 0 | 0 | 0 | 0 | 0 | 0 | 0 | 0 | 0 | 0 | 0 | 0 |  |  | C3 | 0 | 0 | 0 | 0 | 0 | C3 | 0 | 0 | 0 | 0 | 0 | C3 | [5 empty] | C3 | [5 empty] | 0 | [6 empty] | 0 | [6 empty] | 0 | [6 empty] | 0 | [6 empty] | 0 | [6 empty] | 0
[5 empty] | C4 | 0 | 0 | 0 | 0 | 0 | 0 | 0 | 0 | 0 | 0 | 0 | 0 | 0 | 0 | 0 | 0 | 0 | 0 | 0 | 0 | 0 | 0 | 0 | 0 | 0 | 0 | 0 | 0 | 0 | 0 | 0 | 0 | 0 | 0 | 0 | 0 |  |  | C4 | 0 | 0 | 0 | 0 | 0 | C4 | 0 | 0 | 0 | 0 | 0 | C4 | [5 empty] | C4 | [5 empty] | 0 | [6 empty] | 0 | [6 empty] | 0 | [6 empty] | 0 | [6 empty] | 0 | [6 empty] | 0
|  | 0 | 0 | 0 |  | 0 | 0 | 0 | 0 | 0 |  | 0 | 0 | 0 | 0 | 0 |  | 0 | 0 | 0 | 0 | 0 |  | 0 | 0 | 0 | 0 | 0 |  | 0 | 0 | 0 | 0 | 0 |  | 0 | 0 | 0 | 0 | 0 | [22 empty] | 0 | 0 | 0 | 0 | 0 | 0 |  | 0 | 0 | 0 | 0 | 0 | 0 |  | 0 | 0 | 0 | 0 | 0 | 0 |  | 0 | 0 | 0 | 0 | 0 | 0 |  | 0 | 0 | 0 | 0 | 0 | 0 |  | 0 | 0 | 0 | 0 | 0 | 0
| [Please insert new asset category as required] |  |  |  | C1 | 0 | 0 | 0 | 0 | 0 | 0 | 0 | 0 | 0 | 0 | 0 | 0 | 0 | 0 | 0 | 0 | 0 | 0 | 0 | 0 | 0 | 0 | 0 | 0 | 0 | 0 | 0 | 0 | 0 | 0 | 0 | 0 | 0 | 0 | 0 | 0 |  |  | C1 | 0 | 0 | 0 | 0 | 0 | C1 | 0 | 0 | 0 | 0 | 0 | C1 | [5 empty] | C1 | [5 empty] | 0 | [6 empty] | 0 | [6 empty] | 0 | [6 empty] | 0 | [6 empty] | 0 | [6 empty] | 0
[5 empty] | C2 | 0 | 0 | 0 | 0 | 0 | 0 | 0 | 0 | 0 | 0 | 0 | 0 | 0 | 0 | 0 | 0 | 0 | 0 | 0 | 0 | 0 | 0 | 0 | 0 | 0 | 0 | 0 | 0 | 0 | 0 | 0 | 0 | 0 | 0 | 0 | 0 |  |  | C2 | 0 | 0 | 0 | 0 | 0 | C2 | 0 | 0 | 0 | 0 | 0 | C2 | [5 empty] | C2 | [5 empty] | 0 | [6 empty] | 0 | [6 empty] | 0 | [6 empty] | 0 | [6 empty] | 0 | [6 empty] | 0
[5 empty] | C3 | 0 | 0 | 0 | 0 | 0 | 0 | 0 | 0 | 0 | 0 | 0 | 0 | 0 | 0 | 0 | 0 | 0 | 0 | 0 | 0 | 0 | 0 | 0 | 0 | 0 | 0 | 0 | 0 | 0 | 0 | 0 | 0 | 0 | 0 | 0 | 0 |  |  | C3 | 0 | 0 | 0 | 0 | 0 | C3 | 0 | 0 | 0 | 0 | 0 | C3 | [5 empty] | C3 | [5 empty] | 0 | [6 empty] | 0 | [6 empty] | 0 | [6 empty] | 0 | [6 empty] | 0 | [6 empty] | 0
[5 empty] | C4 | 0 | 0 | 0 | 0 | 0 | 0 | 0 | 0 | 0 | 0 | 0 | 0 | 0 | 0 | 0 | 0 | 0 | 0 | 0 | 0 | 0 | 0 | 0 | 0 | 0 | 0 | 0 | 0 | 0 | 0 | 0 | 0 | 0 | 0 | 0 | 0 |  |  | C4 | 0 | 0 | 0 | 0 | 0 | C4 | 0 | 0 | 0 | 0 | 0 | C4 | [5 empty] | C4 | [5 empty] | 0 | [6 empty] | 0 | [6 empty] | 0 | [6 empty] | 0 | [6 empty] | 0 | [6 empty] | 0
|  | 0 | 0 | 0 |  | 0 | 0 | 0 | 0 | 0 |  | 0 | 0 | 0 | 0 | 0 |  | 0 | 0 | 0 | 0 | 0 |  | 0 | 0 | 0 | 0 | 0 |  | 0 | 0 | 0 | 0 | 0 |  | 0 | 0 | 0 | 0 | 0 | [22 empty] | 0 | 0 | 0 | 0 | 0 | 0 |  | 0 | 0 | 0 | 0 | 0 | 0 |  | 0 | 0 | 0 | 0 | 0 | 0 |  | 0 | 0 | 0 | 0 | 0 | 0 |  | 0 | 0 | 0 | 0 | 0 | 0 |  | 0 | 0 | 0 | 0 | 0 | 0
| [Please insert new asset category as required] |  |  |  | C1 | 0 | 0 | 0 | 0 | 0 | 0 | 0 | 0 | 0 | 0 | 0 | 0 | 0 | 0 | 0 | 0 | 0 | 0 | 0 | 0 | 0 | 0 | 0 | 0 | 0 | 0 | 0 | 0 | 0 | 0 | 0 | 0 | 0 | 0 | 0 | 0 |  |  | C1 | 0 | 0 | 0 | 0 | 0 | C1 | 0 | 0 | 0 | 0 | 0 | C1 | [5 empty] | C1 | [5 empty] | 0 | [6 empty] | 0 | [6 empty] | 0 | [6 empty] | 0 | [6 empty] | 0 | [6 empty] | 0
[5 empty] | C2 | 0 | 0 | 0 | 0 | 0 | 0 | 0 | 0 | 0 | 0 | 0 | 0 | 0 | 0 | 0 | 0 | 0 | 0 | 0 | 0 | 0 | 0 | 0 | 0 | 0 | 0 | 0 | 0 | 0 | 0 | 0 | 0 | 0 | 0 | 0 | 0 |  |  | C2 | 0 | 0 | 0 | 0 | 0 | C2 | 0 | 0 | 0 | 0 | 0 | C2 | [5 empty] | C2 | [5 empty] | 0 | [6 empty] | 0 | [6 empty] | 0 | [6 empty] | 0 | [6 empty] | 0 | [6 empty] | 0
[5 empty] | C3 | 0 | 0 | 0 | 0 | 0 | 0 | 0 | 0 | 0 | 0 | 0 | 0 | 0 | 0 | 0 | 0 | 0 | 0 | 0 | 0 | 0 | 0 | 0 | 0 | 0 | 0 | 0 | 0 | 0 | 0 | 0 | 0 | 0 | 0 | 0 | 0 |  |  | C3 | 0 | 0 | 0 | 0 | 0 | C3 | 0 | 0 | 0 | 0 | 0 | C3 | [5 empty] | C3 | [5 empty] | 0 | [6 empty] | 0 | [6 empty] | 0 | [6 empty] | 0 | [6 empty] | 0 | [6 empty] | 0
[5 empty] | C4 | 0 | 0 | 0 | 0 | 0 | 0 | 0 | 0 | 0 | 0 | 0 | 0 | 0 | 0 | 0 | 0 | 0 | 0 | 0 | 0 | 0 | 0 | 0 | 0 | 0 | 0 | 0 | 0 | 0 | 0 | 0 | 0 | 0 | 0 | 0 | 0 |  |  | C4 | 0 | 0 | 0 | 0 | 0 | C4 | 0 | 0 | 0 | 0 | 0 | C4 | [5 empty] | C4 | [5 empty] | 0 | [6 empty] | 0 | [6 empty] | 0 | [6 empty] | 0 | [6 empty] | 0 | [6 empty] | 0
|  | 0 | 0 | 0 |  | 0 | 0 | 0 | 0 | 0 |  | 0 | 0 | 0 | 0 | 0 |  | 0 | 0 | 0 | 0 | 0 |  | 0 | 0 | 0 | 0 | 0 |  | 0 | 0 | 0 | 0 | 0 |  | 0 | 0 | 0 | 0 | 0 | [22 empty] | 0 | 0 | 0 | 0 | 0 | 0 |  | 0 | 0 | 0 | 0 | 0 | 0 |  | 0 | 0 | 0 | 0 | 0 | 0 |  | 0 | 0 | 0 | 0 | 0 | 0 |  | 0 | 0 | 0 | 0 | 0 | 0 |  | 0 | 0 | 0 | 0 | 0 | 0
| [Please insert new asset category as required] |  |  |  | C1 | 0 | 0 | 0 | 0 | 0 | 0 | 0 | 0 | 0 | 0 | 0 | 0 | 0 | 0 | 0 | 0 | 0 | 0 | 0 | 0 | 0 | 0 | 0 | 0 | 0 | 0 | 0 | 0 | 0 | 0 | 0 | 0 | 0 | 0 | 0 | 0 |  |  | C1 | 0 | 0 | 0 | 0 | 0 | C1 | 0 | 0 | 0 | 0 | 0 | C1 | [5 empty] | C1 | [5 empty] | 0 | [6 empty] | 0 | [6 empty] | 0 | [6 empty] | 0 | [6 empty] | 0 | [6 empty] | 0
[5 empty] | C2 | 0 | 0 | 0 | 0 | 0 | 0 | 0 | 0 | 0 | 0 | 0 | 0 | 0 | 0 | 0 | 0 | 0 | 0 | 0 | 0 | 0 | 0 | 0 | 0 | 0 | 0 | 0 | 0 | 0 | 0 | 0 | 0 | 0 | 0 | 0 | 0 |  |  | C2 | 0 | 0 | 0 | 0 | 0 | C2 | 0 | 0 | 0 | 0 | 0 | C2 | [5 empty] | C2 | [5 empty] | 0 | [6 empty] | 0 | [6 empty] | 0 | [6 empty] | 0 | [6 empty] | 0 | [6 empty] | 0
[5 empty] | C3 | 0 | 0 | 0 | 0 | 0 | 0 | 0 | 0 | 0 | 0 | 0 | 0 | 0 | 0 | 0 | 0 | 0 | 0 | 0 | 0 | 0 | 0 | 0 | 0 | 0 | 0 | 0 | 0 | 0 | 0 | 0 | 0 | 0 | 0 | 0 | 0 |  |  | C3 | 0 | 0 | 0 | 0 | 0 | C3 | 0 | 0 | 0 | 0 | 0 | C3 | [5 empty] | C3 | [5 empty] | 0 | [6 empty] | 0 | [6 empty] | 0 | [6 empty] | 0 | [6 empty] | 0 | [6 empty] | 0
[5 empty] | C4 | 0 | 0 | 0 | 0 | 0 | 0 | 0 | 0 | 0 | 0 | 0 | 0 | 0 | 0 | 0 | 0 | 0 | 0 | 0 | 0 | 0 | 0 | 0 | 0 | 0 | 0 | 0 | 0 | 0 | 0 | 0 | 0 | 0 | 0 | 0 | 0 |  |  | C4 | 0 | 0 | 0 | 0 | 0 | C4 | 0 | 0 | 0 | 0 | 0 | C4 | [5 empty] | C4 | [5 empty] | 0 | [6 empty] | 0 | [6 empty] | 0 | [6 empty] | 0 | [6 empty] | 0 | [6 empty] | 0
|  | 0 | 0 | 0 |  | 0 | 0 | 0 | 0 | 0 |  | 0 | 0 | 0 | 0 | 0 |  | 0 | 0 | 0 | 0 | 0 |  | 0 | 0 | 0 | 0 | 0 |  | 0 | 0 | 0 | 0 | 0 |  | 0 | 0 | 0 | 0 | 0 | [22 empty] | 0 | 0 | 0 | 0 | 0 | 0 |  | 0 | 0 | 0 | 0 | 0 | 0 |  | 0 | 0 | 0 | 0 | 0 | 0 |  | 0 | 0 | 0 | 0 | 0 | 0 |  | 0 | 0 | 0 | 0 | 0 | 0 |  | 0 | 0 | 0 | 0 | 0 | 0
| [Please insert new asset category as required] |  |  |  | C1 | 0 | 0 | 0 | 0 | 0 | 0 | 0 | 0 | 0 | 0 | 0 | 0 | 0 | 0 | 0 | 0 | 0 | 0 | 0 | 0 | 0 | 0 | 0 | 0 | 0 | 0 | 0 | 0 | 0 | 0 | 0 | 0 | 0 | 0 | 0 | 0 |  |  | C1 | 0 | 0 | 0 | 0 | 0 | C1 | 0 | 0 | 0 | 0 | 0 | C1 | [5 empty] | C1 | [5 empty] | 0 | [6 empty] | 0 | [6 empty] | 0 | [6 empty] | 0 | [6 empty] | 0 | [6 empty] | 0
[5 empty] | C2 | 0 | 0 | 0 | 0 | 0 | 0 | 0 | 0 | 0 | 0 | 0 | 0 | 0 | 0 | 0 | 0 | 0 | 0 | 0 | 0 | 0 | 0 | 0 | 0 | 0 | 0 | 0 | 0 | 0 | 0 | 0 | 0 | 0 | 0 | 0 | 0 |  |  | C2 | 0 | 0 | 0 | 0 | 0 | C2 | 0 | 0 | 0 | 0 | 0 | C2 | [5 empty] | C2 | [5 empty] | 0 | [6 empty] | 0 | [6 empty] | 0 | [6 empty] | 0 | [6 empty] | 0 | [6 empty] | 0
[5 empty] | C3 | 0 | 0 | 0 | 0 | 0 | 0 | 0 | 0 | 0 | 0 | 0 | 0 | 0 | 0 | 0 | 0 | 0 | 0 | 0 | 0 | 0 | 0 | 0 | 0 | 0 | 0 | 0 | 0 | 0 | 0 | 0 | 0 | 0 | 0 | 0 | 0 |  |  | C3 | 0 | 0 | 0 | 0 | 0 | C3 | 0 | 0 | 0 | 0 | 0 | C3 | [5 empty] | C3 | [5 empty] | 0 | [6 empty] | 0 | [6 empty] | 0 | [6 empty] | 0 | [6 empty] | 0 | [6 empty] | 0
[5 empty] | C4 | 0 | 0 | 0 | 0 | 0 | 0 | 0 | 0 | 0 | 0 | 0 | 0 | 0 | 0 | 0 | 0 | 0 | 0 | 0 | 0 | 0 | 0 | 0 | 0 | 0 | 0 | 0 | 0 | 0 | 0 | 0 | 0 | 0 | 0 | 0 | 0 |  |  | C4 | 0 | 0 | 0 | 0 | 0 | C4 | 0 | 0 | 0 | 0 | 0 | C4 | [5 empty] | C4 | [5 empty] | 0 | [6 empty] | 0 | [6 empty] | 0 | [6 empty] | 0 | [6 empty] | 0 | [6 empty] | 0
|  | 0 | 0 | 0 |  | 0 | 0 | 0 | 0 | 0 |  | 0 | 0 | 0 | 0 | 0 |  | 0 | 0 | 0 | 0 | 0 |  | 0 | 0 | 0 | 0 | 0 |  | 0 | 0 | 0 | 0 | 0 |  | 0 | 0 | 0 | 0 | 0 | [22 empty] | 0 | 0 | 0 | 0 | 0 | 0 |  | 0 | 0 | 0 | 0 | 0 | 0 |  | 0 | 0 | 0 | 0 | 0 | 0 |  | 0 | 0 | 0 | 0 | 0 | 0 |  | 0 | 0 | 0 | 0 | 0 | 0 |  | 0 | 0 | 0 | 0 | 0 | 0
[63 empty] | 0 | 0 | 0 | 0 | 0 | 0 |  | 461595.3274 | 63787.488 | 576843.5064 | 547382.8296 | 812731.6404 | 2462340.7917 |  | 447782.485 | 58818.3337 | 603555.048 | 197039.9928 | 1704533.8189 | 3011729.6784 |  | 447782.485 | 58818.3337 | 603555.048 | 197039.9928 | 1704533.8189 | 3011729.6784 |  | 434036.8402 | 46690.04 | 100929.9239 | 928284.373 | 2117582.1823 | 3627523.3593 |  | 434036.8402 | 46690.04 | 100929.9239 | 928284.373 | 2117582.1823 | 3627523.3593
| HV Network | [73 empty] | 0 | [6 empty] | 0 | [6 empty] | 0 | [6 empty] | 0 | [6 empty] | 0
| HV Switchgear (GM) - Primary |  |  |  | C1 | 763 | 372 | 52 | 108 | 59 | 1354 | 0 | 0 | 0 | 0 | 0 | 0 | 33 | -21 | 0 | -4 | -8 | 0 | 763 | 306 | 69 | 120 | 96 | 1354 | 78 | 2 | -41 | -7 | -32 | 0 | 760 | 51 | 236 | 136 | 171 | 1354 |  |  | C1 | 0.001482 | 0.0022066 | 0.0039014 | 0.0063184 | 0.01482 | C1 | 62266.26 | 62266.26 | 62266.26 | 62266.26 | 62266.26 | C1 | 92.2801 | 137.3952 | 242.9271 | 393.4235 | 922.8163 | C1 | 0 | 0 | 0 | 0 | 0 | 0 |  | 70409.6832 | 51111.0049 | 12632.2108 | 42489.7341 | 54446.1619 | 231088.7948 |  | 70409.6832 | 42042.9234 | 16761.9721 | 47210.8157 | 88590.3651 | 265015.7593 |  | 73454.9251 | 39157.6247 | 16761.9721 | 45637.1218 | 81207.8346 | 256219.4783 |  | 70132.843 | 7007.1539 | 57330.803 | 53505.5911 | 157801.5878 | 345777.9788 |  | 77330.6874 | 7281.9442 | 47370.7906 | 50751.6269 | 128271.4661 | 311006.5152
[5 empty] | C2 | 550 | 966 | 141 | 327 | 166 | 2150 | 0 | 0 | 0 | 0 | 0 | 0 | 109 | -77 | -16 | -11 | -5 | 0 | 550 | 750 | 251 | 306 | 293 | 2150 | 257 | 9 | -123 | -105 | -38 | 0 | 550 | 216 | 528 | 312 | 544 | 2150 |  |  | C2 | 0.001482 | 0.0022066 | 0.0039014 | 0.0063184 | 0.01482 | C2 | 88951.8 | 88951.8 | 88951.8 | 88951.8 | 88951.8 | C2 | 131.8287 | 196.2788 | 347.0388 | 562.0335 | 1318.309 | C2 | 0 | 0 | 0 | 0 | 0 | 0 |  | 72505.7588 | 189605.3406 | 48932.465 | 183784.961 | 218839.2946 | 713667.82 |  | 72505.7588 | 147209.1154 | 87106.7285 | 171982.2571 | 386264.5381 | 865068.3979 |  | 86875.0819 | 132095.6462 | 81554.1084 | 165799.8884 | 379672.9931 | 845997.7179 |  | 72505.7588 | 42396.2252 | 183236.4648 | 175354.4582 | 717160.0981 | 1190653.005 |  | 106385.7224 | 44162.7346 | 140550.6974 | 116340.9386 | 667064.3559 | 1074504.449
[5 empty] | C3 | 285 | 379 | 79 | 205 | 83 | 1031 | 0 | 0 | 0 | 0 | 0 | 0 | 64 | 6 | -3 | -33 | -34 | 0 | 285 | 296 | 85 | 152 | 213 | 1031 | 90 | 34 | -36 | -13 | -75 | 0 | 285 | 106 | 208 | 110 | 322 | 1031 |  |  | C3 | 0.001482 | 0.0022066 | 0.0039014 | 0.0063184 | 0.01482 | C3 | 133427.7 | 133427.7 | 133427.7 | 133427.7 | 133427.7 | C3 | 197.743 | 294.4182 | 520.5581 | 843.0503 | 1977.4635 | C3 | 0 | 0 | 0 | 0 | 0 | 0 |  | 56356.7489 | 111584.5095 | 41124.0929 | 172825.3074 | 164129.471 | 546020.1296 |  | 56356.7489 | 87147.7963 | 44247.4418 | 128143.6425 | 421199.7267 | 737095.3562 |  | 69012.2995 | 88914.3057 | 42685.7674 | 100322.9833 | 353965.9675 | 654901.3234 |  | 56356.7489 | 31208.3325 | 108276.0928 | 92735.5308 | 636743.2488 | 925319.9537 |  | 74153.6169 | 41218.5523 | 89535.9998 | 81775.8772 | 488433.4859 | 775117.5321
[5 empty] | C4 | 0 | 38 | 4 | 6 | 22 | 70 | 0 | 0 | 0 | 0 | 0 | 0 | 0 | 0 | 0 | 0 | 0 | 0 | 0 | 2 | 36 | 4 | 28 | 70 | 0 | 0 | 0 | 0 | 0 | 0 | 0 | 2 | 0 | 36 | 32 | 70 |  |  | C4 | 0.001482 | 0.0022066 | 0.0039014 | 0.0063184 | 0.01482 | C4 | 222379.5 | 222379.5 | 222379.5 | 222379.5 | 222379.5 | C4 | 329.5716 | 490.6971 | 867.5969 | 1405.0838 | 3295.7725 | C4 | 0 | 0 | 0 | 0 | 0 | 0 |  | 0 | 18646.4879 | 3470.3876 | 8430.5028 | 72506.9952 | 103054.3735 |  | 0 | 981.3941 | 31233.4883 | 5620.3352 | 92281.6303 | 130116.8479 |  | 0 | 981.3941 | 31233.4883 | 5620.3352 | 92281.6303 | 130116.8479 |  | 0 | 981.3941 | 0 | 50583.0168 | 105464.7203 | 157029.1312 |  | 0 | 981.3941 | 0 | 50583.0168 | 105464.7203 | 157029.1312
|  | Yes | 4605 | 4625 |  | 1598 | 1755 | 276 | 646 | 330 |  | 0 | 0 | 0 | 0 | 0 |  | 206 | -92 | -19 | -48 | -47 |  | 1598 | 1354 | 441 | 582 | 630 |  | 425 | 45 | -200 | -125 | -145 |  | 1595 | 375 | 972 | 594 | 1069 | [22 empty] | 0 | 0 | 0 | 0 | 0 | 0 |  | 199272.1908 | 370947.3429 | 106159.1564 | 407530.5053 | 509921.9227 | 1593831.118 |  | 199272.1908 | 277381.2291 | 179349.6307 | 352957.0505 | 988336.2601 | 1997296.3613 |  | 229342.3064 | 261148.9707 | 172235.3361 | 317380.3287 | 907128.4255 | 1887235.3674 |  | 198995.3507 | 81593.1057 | 348843.3606 | 372178.5969 | 1617169.6549 | 2618780.0687 |  | 257870.0268 | 93644.6253 | 277457.4878 | 299451.4594 | 1389234.0282 | 2317657.6275
| HV Switchgear (GM) - Distribution |  |  |  | C1 | 2462 | 39 | 0 | 10 | 21 | 2532 | 0 | 0 | 0 | 0 | 0 | 0 | 0 | 0 | 0 | 0 | 0 | 0 | 2462 | 39 | 0 | 4 | 27 | 2532 | 0 | 0 | 0 | 0 | 0 | 0 | 2462 | 0 | 19 | 20 | 31 | 2532 |  |  | C1 | 0.0019095 | 0.0028431 | 0.0050268 | 0.008141 | 0.019096 | C1 | 10081.876 | 10081.876 | 10081.876 | 10081.876 | 10081.876 | C1 | 19.2516 | 28.6637 | 50.6799 | 82.0768 | 192.5197 | C1 | 0 | 0 | 0 | 0 | 0 | 0 |  | 47397.5541 | 1117.8824 | 0 | 820.7678 | 4042.9147 | 53379.119 |  | 47397.5541 | 1117.8824 | 0 | 328.3071 | 5198.0332 | 54041.7768 |  | 47397.5541 | 1117.8824 | 0 | 328.3071 | 5198.0332 | 54041.7768 |  | 47397.5541 | 0 | 962.9188 | 1641.5355 | 5968.1122 | 55970.1206 |  | 47397.5541 | 0 | 962.9188 | 1641.5355 | 5968.1122 | 55970.1206
[5 empty] | C2 | 9446 | 7011 | 464 | 1816 | 675 | 19412 | 0 | 0 | 0 | 0 | 0 | 0 | 0 | 56 | -27 | -24 | -5 | 0 | 9446 | 6299 | 788 | 1411 | 1468 | 19412 | 0 | 500 | -349 | -110 | -41 | 0 | 9444 | 571 | 3520 | 3231 | 2646 | 19412 |  |  | C2 | 0.0019095 | 0.0028431 | 0.0050268 | 0.008141 | 0.019096 | C2 | 14402.68 | 14402.68 | 14402.68 | 14402.68 | 14402.68 | C2 | 27.5024 | 40.9481 | 72.3999 | 117.2525 | 275.0282 | C2 | 0 | 0 | 0 | 0 | 0 | 0 |  | 259787.2205 | 287086.9402 | 33593.5571 | 212930.6069 | 185644.0443 | 979042.369 |  | 259787.2205 | 257931.9122 | 57051.1271 | 165443.3295 | 403741.4177 | 1143955.0071 |  | 259787.2205 | 260225.0043 | 55096.3296 | 162629.2686 | 402366.2767 | 1140104.0997 |  | 259732.2158 | 23381.3497 | 254847.6746 | 378842.9466 | 727724.6535 | 1644528.8402 |  | 259732.2158 | 43855.3862 | 229580.1068 | 365945.1675 | 716448.4968 | 1615561.3731
[5 empty] | C3 | 196 | 916 | 53 | 494 | 125 | 1784 | 0 | 0 | 0 | 0 | 0 | 0 | 0 | 12 | -9 | -3 | 0 | 0 | 194 | 825 | 101 | 338 | 326 | 1784 | 0 | 131 | -111 | -20 | 0 | 0 | 194 | 56 | 448 | 452 | 634 | 1784 |  |  | C3 | 0.0019095 | 0.0028431 | 0.0050268 | 0.008141 | 0.019096 | C3 | 21604.02 | 21604.02 | 21604.02 | 21604.02 | 21604.02 | C3 | 41.2535 | 61.4221 | 108.5999 | 175.8788 | 412.5423 | C3 | 0 | 0 | 0 | 0 | 0 | 0 |  | 8085.6916 | 56262.6524 | 5755.7926 | 86884.1298 | 51567.7901 | 208556.0565 |  | 8003.1845 | 50673.2404 | 10968.586 | 59447.0362 | 134488.7965 | 263580.8436 |  | 8003.1845 | 51410.3057 | 9991.1872 | 58919.3998 | 134488.7965 | 262812.8738 |  | 8003.1845 | 3439.6381 | 48652.7379 | 79497.22 | 261551.8313 | 401144.6118 |  | 8003.1845 | 11485.9345 | 36598.1533 | 75979.6439 | 261551.8313 | 393618.7474
[5 empty] | C4 | 0 | 0 | 0 | 0 | 0 | 0 | 0 | 0 | 0 | 0 | 0 | 0 | 0 | 0 | 0 | 0 | 0 | 0 | 0 | 0 | 0 | 0 | 0 | 0 | 0 | 0 | 0 | 0 | 0 | 0 | 0 | 0 | 0 | 0 | 0 | 0 |  |  | C4 | 0.0019095 | 0.0028431 | 0.0050268 | 0.008141 | 0.019096 | C4 | 36006.7 | 36006.7 | 36006.7 | 36006.7 | 36006.7 | C4 | 68.7559 | 102.3702 | 180.9998 | 293.1313 | 687.5705 | C4 | 0 | 0 | 0 | 0 | 0 | 0 |  | 0 | 0 | 0 | 0 | 0 | 0 |  | 0 | 0 | 0 | 0 | 0 | 0 |  | 0 | 0 | 0 | 0 | 0 | 0 |  | 0 | 0 | 0 | 0 | 0 | 0 |  | 0 | 0 | 0 | 0 | 0 | 0
|  | Yes | 23728 | 23830 |  | 12104 | 7966 | 517 | 2320 | 821 |  | 0 | 0 | 0 | 0 | 0 |  | 0 | 68 | -36 | -27 | -5 |  | 12102 | 7163 | 889 | 1753 | 1821 |  | 0 | 631 | -460 | -130 | -41 |  | 12100 | 627 | 3987 | 3703 | 3311 | [22 empty] | 0 | 0 | 0 | 0 | 0 | 0 |  | 315270.4662 | 344467.475 | 39349.3498 | 300635.5045 | 241254.7491 | 1240977.5445 |  | 315187.9592 | 309723.035 | 68019.7131 | 225218.6728 | 543428.2475 | 1461577.6275 |  | 315187.9592 | 312753.1924 | 65087.5169 | 221876.9755 | 542053.1064 | 1456958.7503 |  | 315132.9545 | 26820.9879 | 304463.3312 | 459981.7021 | 995244.597 | 2101643.5726 |  | 315132.9545 | 55341.3207 | 267141.1789 | 443566.3469 | 983968.4402 | 2065150.2412
| HV Transformer (GM) |  |  |  | C1 | 539 | 238 | 231 | 62 | 6 | 1076 | 0 | 0 | 0 | 0 | 0 | 0 | 0 | 0 | 0 | 0 | 0 | 0 | 439 | 227 | 157 | 226 | 27 | 1076 | 0 | 0 | 0 | 0 | 0 | 0 | 371 | 200 | 160 | 256 | 89 | 1076 |  |  | C1 | 0.002223 | 0.0033099 | 0.0058521 | 0.0094776 | 0.022231 | C1 | 14053.298 | 14053.298 | 14053.298 | 14053.298 | 14053.298 | C1 | 31.241 | 46.5145 | 82.2418 | 133.1916 | 312.4151 | C1 | 0 | 0 | 0 | 0 | 0 | 0 |  | 16838.8858 | 11070.4473 | 18997.8623 | 8257.8822 | 1874.4905 | 57039.5681 |  | 13714.7882 | 10558.788 | 12911.967 | 30101.3124 | 8435.2072 | 75722.0629 |  | 13714.7882 | 10558.788 | 12911.967 | 30101.3124 | 8435.2072 | 75722.0629 |  | 11590.4019 | 9302.8969 | 13158.6925 | 34097.0618 | 27804.9423 | 95953.9955 |  | 11590.4019 | 9302.8969 | 13158.6925 | 34097.0618 | 27804.9423 | 95953.9955
[5 empty] | C2 | 9413 | 2294 | 1489 | 327 | 78 | 13601 | 0 | 0 | 0 | 0 | 0 | 0 | 0 | 0 | 0 | 0 | 0 | 0 | 8353 | 2383 | 1401 | 1273 | 191 | 13601 | 0 | 0 | 0 | 0 | 0 | 0 | 7378 | 2349 | 1455 | 1843 | 576 | 13601 |  |  | C2 | 0.002223 | 0.0033099 | 0.0058521 | 0.0094776 | 0.022231 | C2 | 20076.14 | 20076.14 | 20076.14 | 20076.14 | 20076.14 | C2 | 44.63 | 66.4493 | 117.4883 | 190.2738 | 446.3073 | C2 | 0 | 0 | 0 | 0 | 0 | 0 |  | 420101.8604 | 152434.611 | 174940.1173 | 62219.5269 | 34811.9663 | 844508.0819 |  | 372794.0975 | 158348.5955 | 164601.1446 | 242218.5251 | 85244.6868 | 1023207.0495 |  | 372794.0975 | 158348.5955 | 164601.1446 | 242218.5251 | 85244.6868 | 1023207.0495 |  | 329279.8817 | 156089.3205 | 170945.5142 | 350674.5812 | 257072.9821 | 1264062.2797 |  | 329279.8817 | 156089.3205 | 170945.5142 | 350674.5812 | 257072.9821 | 1264062.2797
[5 empty] | C3 | 899 | 410 | 200 | 51 | 13 | 1573 | 0 | 0 | 0 | 0 | 0 | 0 | 0 | 0 | 0 | 0 | 0 | 0 | 722 | 424 | 234 | 158 | 35 | 1573 | 0 | 0 | 0 | 0 | 0 | 0 | 611 | 357 | 245 | 273 | 87 | 1573 |  |  | C3 | 0.002223 | 0.0033099 | 0.0058521 | 0.0094776 | 0.022231 | C3 | 30114.21 | 30114.21 | 30114.21 | 30114.21 | 30114.21 | C3 | 66.9449 | 99.6739 | 176.2325 | 285.4107 | 669.4609 | C3 | 0 | 0 | 0 | 0 | 0 | 0 |  | 60183.5078 | 40866.2972 | 35246.4978 | 14555.9444 | 8702.9916 | 159555.2387 |  | 48334.2521 | 42261.7317 | 41238.4024 | 45094.8865 | 23431.1312 | 200360.4038 |  | 48334.2521 | 42261.7317 | 41238.4024 | 45094.8865 | 23431.1312 | 200360.4038 |  | 40903.3629 | 35583.5807 | 43176.9598 | 77917.1139 | 58243.0975 | 255824.1149 |  | 40903.3629 | 35583.5807 | 43176.9598 | 77917.1139 | 58243.0975 | 255824.1149
[5 empty] | C4 | 16 | 17 | 0 | 1 | 0 | 34 | 0 | 0 | 0 | 0 | 0 | 0 | 0 | 0 | 0 | 0 | 0 | 0 | 9 | 19 | 5 | 0 | 1 | 34 | 0 | 0 | 0 | 0 | 0 | 0 | 6 | 16 | 8 | 3 | 1 | 34 |  |  | C4 | 0.002223 | 0.0033099 | 0.0058521 | 0.0094776 | 0.022231 | C4 | 50190.35 | 50190.35 | 50190.35 | 50190.35 | 50190.35 | C4 | 111.5749 | 166.1232 | 293.7208 | 475.6845 | 1115.7682 | C4 | 0 | 0 | 0 | 0 | 0 | 0 |  | 1785.1986 | 2824.0937 | 0 | 475.6845 | 0 | 5084.9768 |  | 1004.1742 | 3156.34 | 1468.6041 | 0 | 1115.7682 | 6744.8865 |  | 1004.1742 | 3156.34 | 1468.6041 | 0 | 1115.7682 | 6744.8865 |  | 669.4495 | 2657.9705 | 2349.7665 | 1427.0534 | 1115.7682 | 8220.0081 |  | 669.4495 | 2657.9705 | 2349.7665 | 1427.0534 | 1115.7682 | 8220.0081
|  | Yes | 16284 | 16301 |  | 10867 | 2959 | 1920 | 441 | 97 |  | 0 | 0 | 0 | 0 | 0 |  | 0 | 0 | 0 | 0 | 0 |  | 9523 | 3053 | 1797 | 1657 | 254 |  | 0 | 0 | 0 | 0 | 0 |  | 8366 | 2922 | 1868 | 2375 | 753 | [22 empty] | 0 | 0 | 0 | 0 | 0 | 0 |  | 498909.4526 | 207195.4493 | 229184.4773 | 85509.0379 | 45389.4484 | 1066187.8655 |  | 435847.3121 | 214325.4553 | 220220.1181 | 317414.724 | 118226.7933 | 1306034.4027 |  | 435847.3121 | 214325.4553 | 220220.1181 | 317414.724 | 118226.7933 | 1306034.4027 |  | 382443.096 | 203633.7688 | 229630.933 | 464115.8103 | 344236.7901 | 1624060.3981 |  | 382443.096 | 203633.7688 | 229630.933 | 464115.8103 | 344236.7901 | 1624060.3981
| HV UG Cable |  |  |  | C1 | 0 | 0 | 0 | 0 | 0 | 0 | 0 | 0 | 0 | 0 | 0 | 0 | 0 | 0 | 0 | 0 | 0 | 0 | 0 | 0 | 0 | 0 | 0 | 0 | 0 | 0 | 0 | 0 | 0 | 0 | 0 | 0 | 0 | 0 | 0 | 0 |  |  | C1 | 0 | 0 | 0 | 0 | 0 | C1 | 0 | 0 | 0 | 0 | 0 | C1 | [5 empty] | C1 | [5 empty] | 0 | [6 empty] | 0 | [6 empty] | 0 | [6 empty] | 0 | [6 empty] | 0 | [6 empty] | 0
[5 empty] | C2 | 0 | 0 | 0 | 0 | 0 | 0 | 0 | 0 | 0 | 0 | 0 | 0 | 0 | 0 | 0 | 0 | 0 | 0 | 0 | 0 | 0 | 0 | 0 | 0 | 0 | 0 | 0 | 0 | 0 | 0 | 0 | 0 | 0 | 0 | 0 | 0 |  |  | C2 | 0 | 0 | 0 | 0 | 0 | C2 | 0 | 0 | 0 | 0 | 0 | C2 | [5 empty] | C2 | [5 empty] | 0 | [6 empty] | 0 | [6 empty] | 0 | [6 empty] | 0 | [6 empty] | 0 | [6 empty] | 0
[5 empty] | C3 | 0 | 0 | 0 | 0 | 0 | 0 | 0 | 0 | 0 | 0 | 0 | 0 | 0 | 0 | 0 | 0 | 0 | 0 | 0 | 0 | 0 | 0 | 0 | 0 | 0 | 0 | 0 | 0 | 0 | 0 | 0 | 0 | 0 | 0 | 0 | 0 |  |  | C3 | 0 | 0 | 0 | 0 | 0 | C3 | 0 | 0 | 0 | 0 | 0 | C3 | [5 empty] | C3 | [5 empty] | 0 | [6 empty] | 0 | [6 empty] | 0 | [6 empty] | 0 | [6 empty] | 0 | [6 empty] | 0
[5 empty] | C4 | 0 | 0 | 0 | 0 | 0 | 0 | 0 | 0 | 0 | 0 | 0 | 0 | 0 | 0 | 0 | 0 | 0 | 0 | 0 | 0 | 0 | 0 | 0 | 0 | 0 | 0 | 0 | 0 | 0 | 0 | 0 | 0 | 0 | 0 | 0 | 0 |  |  | C4 | 0 | 0 | 0 | 0 | 0 | C4 | 0 | 0 | 0 | 0 | 0 | C4 | [5 empty] | C4 | [5 empty] | 0 | [6 empty] | 0 | [6 empty] | 0 | [6 empty] | 0 | [6 empty] | 0 | [6 empty] | 0
|  | No | 0 | 0 |  | 0 | 0 | 0 | 0 | 0 |  | 0 | 0 | 0 | 0 | 0 |  | 0 | 0 | 0 | 0 | 0 |  | 0 | 0 | 0 | 0 | 0 |  | 0 | 0 | 0 | 0 | 0 |  | 0 | 0 | 0 | 0 | 0 | [22 empty] | 0 | 0 | 0 | 0 | 0 | 0 |  | 0 | 0 | 0 | 0 | 0 | 0 |  | 0 | 0 | 0 | 0 | 0 | 0 |  | 0 | 0 | 0 | 0 | 0 | 0 |  | 0 | 0 | 0 | 0 | 0 | 0 |  | 0 | 0 | 0 | 0 | 0 | 0
| HV OHL Support - Poles |  |  |  | C1 | 37377 | 3269 | 8544 | 11904 | 7626 | 68720 | 0 | 0 | 0 | 0 | 0 | 0 | 0 | 0 | 0 | 0 | 0 | 0 | 35897 | 3418 | 8981 | 3759 | 16665 | 68720 | 0 | 0 | 0 | 0 | 0 | 0 | 33911 | 3660 | 2195 | 9046 | 19908 | 68720 |  |  | C1 | 0.0081226 | 0.012094 | 0.021383 | 0.03463 | 0.081228 | C1 | 2757.139 | 2757.139 | 2757.139 | 2757.139 | 2757.139 | C1 | 22.3952 | 33.3441 | 58.9554 | 95.479 | 223.956 | C1 | 0 | 0 | 0 | 0 | 0 | 0 |  | 837065.9765 | 109001.832 | 503714.7386 | 1136581.4746 | 1707888.2718 | 4294252.2935 |  | 803921.0572 | 113970.1015 | 529478.2382 | 358905.3901 | 3732226.3375 | 5538501.1245 |  | 803921.0572 | 113970.1015 | 529478.2382 | 358905.3901 | 3732226.3375 | 5538501.1245 |  | 759444.1589 | 122039.3714 | 129407.0519 | 863702.6226 | 4458515.5672 | 6333108.772 |  | 759444.1589 | 122039.3714 | 129407.0519 | 863702.6226 | 4458515.5672 | 6333108.772
[5 empty] | C2 | 47618 | 4666 | 11376 | 11307 | 7869 | 82836 | 0 | 0 | 0 | 0 | 0 | 0 | 0 | 0 | 0 | 0 | 0 | 0 | 45418 | 5177 | 12170 | 3940 | 16131 | 82836 | 0 | 0 | 0 | 0 | 0 | 0 | 42584 | 5281 | 3507 | 11956 | 19508 | 82836 |  |  | C2 | 0.0081226 | 0.012094 | 0.021383 | 0.03463 | 0.081228 | C2 | 3938.77 | 3938.77 | 3938.77 | 3938.77 | 3938.77 | C2 | 31.9932 | 47.6344 | 84.222 | 136.3985 | 319.9371 | C2 | 0 | 0 | 0 | 0 | 0 | 0 |  | 1523450.5432 | 222262.1807 | 958109.0935 | 1542257.9126 | 2517585.1057 | 6763664.8356 |  | 1453065.5796 | 246603.3668 | 1024981.3351 | 537410.1155 | 5160905.4949 | 8422965.8918 |  | 1453065.5796 | 246603.3668 | 1024981.3351 | 537410.1155 | 5160905.4949 | 8422965.8918 |  | 1362396.9493 | 251557.3459 | 295366.4373 | 1630780.5433 | 6241333.1098 | 9781434.3856 |  | 1362396.9493 | 251557.3459 | 295366.4373 | 1630780.5433 | 6241333.1098 | 9781434.3856
[5 empty] | C3 | 14573 | 1498 | 3837 | 4010 | 2157 | 26075 | 0 | 0 | 0 | 0 | 0 | 0 | 0 | 0 | 0 | 0 | 0 | 0 | 13897 | 1641 | 4080 | 1304 | 5153 | 26075 | 0 | 0 | 0 | 0 | 0 | 0 | 13119 | 1606 | 1040 | 4022 | 6288 | 26075 |  |  | C3 | 0.0081226 | 0.012094 | 0.021383 | 0.03463 | 0.081228 | C3 | 5908.155 | 5908.155 | 5908.155 | 5908.155 | 5908.155 | C3 | 47.9897 | 71.4516 | 126.333 | 204.5978 | 479.9057 | C3 | 0 | 0 | 0 | 0 | 0 | 0 |  | 699354.5959 | 107034.5306 | 484739.5295 | 820437.0164 | 1035156.5141 | 3146722.1865 |  | 666913.5264 | 117252.1127 | 515438.4364 | 266795.4786 | 2472953.8791 | 4039353.4331 |  | 666913.5264 | 117252.1127 | 515438.4364 | 266795.4786 | 2472953.8791 | 4039353.4331 |  | 629577.5025 | 114751.3059 | 131386.2681 | 822892.1895 | 3017646.806 | 4716254.072 |  | 629577.5025 | 114751.3059 | 131386.2681 | 822892.1895 | 3017646.806 | 4716254.072
[5 empty] | C4 | 6378 | 568 | 1599 | 1693 | 847 | 11085 | 0 | 0 | 0 | 0 | 0 | 0 | 0 | 0 | 0 | 0 | 0 | 0 | 6131 | 619 | 1667 | 556 | 2112 | 11085 | 0 | 0 | 0 | 0 | 0 | 0 | 5876 | 559 | 377 | 1692 | 2581 | 11085 |  |  | C4 | 0.0081226 | 0.012094 | 0.021383 | 0.03463 | 0.081228 | C4 | 9846.925 | 9846.925 | 9846.925 | 9846.925 | 9846.925 | C4 | 79.9829 | 119.086 | 210.5549 | 340.9963 | 799.8428 | C4 | 0 | 0 | 0 | 0 | 0 | 0 |  | 510131.02 | 67640.8694 | 336677.312 | 577306.6786 | 677466.8269 | 2169222.7069 |  | 490375.2405 | 73714.2573 | 350995.0463 | 189593.924 | 1689267.9321 | 2793946.4002 |  | 490375.2405 | 73714.2573 | 350995.0463 | 189593.924 | 1689267.9321 | 2793946.4002 |  | 469979.5976 | 66569.095 | 79379.2036 | 576965.6823 | 2064394.1917 | 3257287.7703 |  | 469979.5976 | 66569.095 | 79379.2036 | 576965.6823 | 2064394.1917 | 3257287.7703
|  | Yes | 188716 | 189099 |  | 105946 | 10001 | 25356 | 28914 | 18499 |  | 0 | 0 | 0 | 0 | 0 |  | 0 | 0 | 0 | 0 | 0 |  | 101343 | 10855 | 26898 | 9559 | 40061 |  | 0 | 0 | 0 | 0 | 0 |  | 95490 | 11106 | 7119 | 26716 | 48285 | [22 empty] | 0 | 0 | 0 | 0 | 0 | 0 |  | 3570002.1356 | 505939.4127 | 2283240.6736 | 4076583.0822 | 5938096.7185 | 16373862.0225 |  | 3414275.4037 | 551539.8382 | 2420893.056 | 1352704.9081 | 13055353.6436 | 20794766.8497 |  | 3414275.4037 | 551539.8382 | 2420893.056 | 1352704.9081 | 13055353.6436 | 20794766.8497 |  | 3221398.2083 | 554917.1182 | 635538.9609 | 3894341.0377 | 15781889.6748 | 24088085 |  | 3221398.2083 | 554917.1182 | 635538.9609 | 3894341.0377 | 15781889.6748 | 24088085
| [Please insert new asset category as required] |  |  |  | C1 | 0 | 0 | 0 | 0 | 0 | 0 | 0 | 0 | 0 | 0 | 0 | 0 | 0 | 0 | 0 | 0 | 0 | 0 | 0 | 0 | 0 | 0 | 0 | 0 | 0 | 0 | 0 | 0 | 0 | 0 | 0 | 0 | 0 | 0 | 0 | 0 |  |  | C1 | 0 | 0 | 0 | 0 | 0 | C1 | 0 | 0 | 0 | 0 | 0 | C1 | [5 empty] | C1 | [5 empty] | 0 | [6 empty] | 0 | [6 empty] | 0 | [6 empty] | 0 | [6 empty] | 0 | [6 empty] | 0
[5 empty] | C2 | 0 | 0 | 0 | 0 | 0 | 0 | 0 | 0 | 0 | 0 | 0 | 0 | 0 | 0 | 0 | 0 | 0 | 0 | 0 | 0 | 0 | 0 | 0 | 0 | 0 | 0 | 0 | 0 | 0 | 0 | 0 | 0 | 0 | 0 | 0 | 0 |  |  | C2 | 0 | 0 | 0 | 0 | 0 | C2 | 0 | 0 | 0 | 0 | 0 | C2 | [5 empty] | C2 | [5 empty] | 0 | [6 empty] | 0 | [6 empty] | 0 | [6 empty] | 0 | [6 empty] | 0 | [6 empty] | 0
[5 empty] | C3 | 0 | 0 | 0 | 0 | 0 | 0 | 0 | 0 | 0 | 0 | 0 | 0 | 0 | 0 | 0 | 0 | 0 | 0 | 0 | 0 | 0 | 0 | 0 | 0 | 0 | 0 | 0 | 0 | 0 | 0 | 0 | 0 | 0 | 0 | 0 | 0 |  |  | C3 | 0 | 0 | 0 | 0 | 0 | C3 | 0 | 0 | 0 | 0 | 0 | C3 | [5 empty] | C3 | [5 empty] | 0 | [6 empty] | 0 | [6 empty] | 0 | [6 empty] | 0 | [6 empty] | 0 | [6 empty] | 0
[5 empty] | C4 | 0 | 0 | 0 | 0 | 0 | 0 | 0 | 0 | 0 | 0 | 0 | 0 | 0 | 0 | 0 | 0 | 0 | 0 | 0 | 0 | 0 | 0 | 0 | 0 | 0 | 0 | 0 | 0 | 0 | 0 | 0 | 0 | 0 | 0 | 0 | 0 |  |  | C4 | 0 | 0 | 0 | 0 | 0 | C4 | 0 | 0 | 0 | 0 | 0 | C4 | [5 empty] | C4 | [5 empty] | 0 | [6 empty] | 0 | [6 empty] | 0 | [6 empty] | 0 | [6 empty] | 0 | [6 empty] | 0
|  | 0 | 0 | 0 |  | 0 | 0 | 0 | 0 | 0 |  | 0 | 0 | 0 | 0 | 0 |  | 0 | 0 | 0 | 0 | 0 |  | 0 | 0 | 0 | 0 | 0 |  | 0 | 0 | 0 | 0 | 0 |  | 0 | 0 | 0 | 0 | 0 | [22 empty] | 0 | 0 | 0 | 0 | 0 | 0 |  | 0 | 0 | 0 | 0 | 0 | 0 |  | 0 | 0 | 0 | 0 | 0 | 0 |  | 0 | 0 | 0 | 0 | 0 | 0 |  | 0 | 0 | 0 | 0 | 0 | 0 |  | 0 | 0 | 0 | 0 | 0 | 0
| [Please insert new asset category as required] |  |  |  | C1 | 0 | 0 | 0 | 0 | 0 | 0 | 0 | 0 | 0 | 0 | 0 | 0 | 0 | 0 | 0 | 0 | 0 | 0 | 0 | 0 | 0 | 0 | 0 | 0 | 0 | 0 | 0 | 0 | 0 | 0 | 0 | 0 | 0 | 0 | 0 | 0 |  |  | C1 | 0 | 0 | 0 | 0 | 0 | C1 | 0 | 0 | 0 | 0 | 0 | C1 | [5 empty] | C1 | [5 empty] | 0 | [6 empty] | 0 | [6 empty] | 0 | [6 empty] | 0 | [6 empty] | 0 | [6 empty] | 0
[5 empty] | C2 | 0 | 0 | 0 | 0 | 0 | 0 | 0 | 0 | 0 | 0 | 0 | 0 | 0 | 0 | 0 | 0 | 0 | 0 | 0 | 0 | 0 | 0 | 0 | 0 | 0 | 0 | 0 | 0 | 0 | 0 | 0 | 0 | 0 | 0 | 0 | 0 |  |  | C2 | 0 | 0 | 0 | 0 | 0 | C2 | 0 | 0 | 0 | 0 | 0 | C2 | [5 empty] | C2 | [5 empty] | 0 | [6 empty] | 0 | [6 empty] | 0 | [6 empty] | 0 | [6 empty] | 0 | [6 empty] | 0
[5 empty] | C3 | 0 | 0 | 0 | 0 | 0 | 0 | 0 | 0 | 0 | 0 | 0 | 0 | 0 | 0 | 0 | 0 | 0 | 0 | 0 | 0 | 0 | 0 | 0 | 0 | 0 | 0 | 0 | 0 | 0 | 0 | 0 | 0 | 0 | 0 | 0 | 0 |  |  | C3 | 0 | 0 | 0 | 0 | 0 | C3 | 0 | 0 | 0 | 0 | 0 | C3 | [5 empty] | C3 | [5 empty] | 0 | [6 empty] | 0 | [6 empty] | 0 | [6 empty] | 0 | [6 empty] | 0 | [6 empty] | 0
[5 empty] | C4 | 0 | 0 | 0 | 0 | 0 | 0 | 0 | 0 | 0 | 0 | 0 | 0 | 0 | 0 | 0 | 0 | 0 | 0 | 0 | 0 | 0 | 0 | 0 | 0 | 0 | 0 | 0 | 0 | 0 | 0 | 0 | 0 | 0 | 0 | 0 | 0 |  |  | C4 | 0 | 0 | 0 | 0 | 0 | C4 | 0 | 0 | 0 | 0 | 0 | C4 | [5 empty] | C4 | [5 empty] | 0 | [6 empty] | 0 | [6 empty] | 0 | [6 empty] | 0 | [6 empty] | 0 | [6 empty] | 0
|  | 0 | 0 | 0 |  | 0 | 0 | 0 | 0 | 0 |  | 0 | 0 | 0 | 0 | 0 |  | 0 | 0 | 0 | 0 | 0 |  | 0 | 0 | 0 | 0 | 0 |  | 0 | 0 | 0 | 0 | 0 |  | 0 | 0 | 0 | 0 | 0 | [22 empty] | 0 | 0 | 0 | 0 | 0 | 0 |  | 0 | 0 | 0 | 0 | 0 | 0 |  | 0 | 0 | 0 | 0 | 0 | 0 |  | 0 | 0 | 0 | 0 | 0 | 0 |  | 0 | 0 | 0 | 0 | 0 | 0 |  | 0 | 0 | 0 | 0 | 0 | 0
| [Please insert new asset category as required] |  |  |  | C1 | 0 | 0 | 0 | 0 | 0 | 0 | 0 | 0 | 0 | 0 | 0 | 0 | 0 | 0 | 0 | 0 | 0 | 0 | 0 | 0 | 0 | 0 | 0 | 0 | 0 | 0 | 0 | 0 | 0 | 0 | 0 | 0 | 0 | 0 | 0 | 0 |  |  | C1 | 0 | 0 | 0 | 0 | 0 | C1 | 0 | 0 | 0 | 0 | 0 | C1 | [5 empty] | C1 | [5 empty] | 0 | [6 empty] | 0 | [6 empty] | 0 | [6 empty] | 0 | [6 empty] | 0 | [6 empty] | 0
[5 empty] | C2 | 0 | 0 | 0 | 0 | 0 | 0 | 0 | 0 | 0 | 0 | 0 | 0 | 0 | 0 | 0 | 0 | 0 | 0 | 0 | 0 | 0 | 0 | 0 | 0 | 0 | 0 | 0 | 0 | 0 | 0 | 0 | 0 | 0 | 0 | 0 | 0 |  |  | C2 | 0 | 0 | 0 | 0 | 0 | C2 | 0 | 0 | 0 | 0 | 0 | C2 | [5 empty] | C2 | [5 empty] | 0 | [6 empty] | 0 | [6 empty] | 0 | [6 empty] | 0 | [6 empty] | 0 | [6 empty] | 0
[5 empty] | C3 | 0 | 0 | 0 | 0 | 0 | 0 | 0 | 0 | 0 | 0 | 0 | 0 | 0 | 0 | 0 | 0 | 0 | 0 | 0 | 0 | 0 | 0 | 0 | 0 | 0 | 0 | 0 | 0 | 0 | 0 | 0 | 0 | 0 | 0 | 0 | 0 |  |  | C3 | 0 | 0 | 0 | 0 | 0 | C3 | 0 | 0 | 0 | 0 | 0 | C3 | [5 empty] | C3 | [5 empty] | 0 | [6 empty] | 0 | [6 empty] | 0 | [6 empty] | 0 | [6 empty] | 0 | [6 empty] | 0
[5 empty] | C4 | 0 | 0 | 0 | 0 | 0 | 0 | 0 | 0 | 0 | 0 | 0 | 0 | 0 | 0 | 0 | 0 | 0 | 0 | 0 | 0 | 0 | 0 | 0 | 0 | 0 | 0 | 0 | 0 | 0 | 0 | 0 | 0 | 0 | 0 | 0 | 0 |  |  | C4 | 0 | 0 | 0 | 0 | 0 | C4 | 0 | 0 | 0 | 0 | 0 | C4 | [5 empty] | C4 | [5 empty] | 0 | [6 empty] | 0 | [6 empty] | 0 | [6 empty] | 0 | [6 empty] | 0 | [6 empty] | 0
|  | 0 | 0 | 0 |  | 0 | 0 | 0 | 0 | 0 |  | 0 | 0 | 0 | 0 | 0 |  | 0 | 0 | 0 | 0 | 0 |  | 0 | 0 | 0 | 0 | 0 |  | 0 | 0 | 0 | 0 | 0 |  | 0 | 0 | 0 | 0 | 0 | [22 empty] | 0 | 0 | 0 | 0 | 0 | 0 |  | 0 | 0 | 0 | 0 | 0 | 0 |  | 0 | 0 | 0 | 0 | 0 | 0 |  | 0 | 0 | 0 | 0 | 0 | 0 |  | 0 | 0 | 0 | 0 | 0 | 0 |  | 0 | 0 | 0 | 0 | 0 | 0
| [Please insert new asset category as required] |  |  |  | C1 | 0 | 0 | 0 | 0 | 0 | 0 | 0 | 0 | 0 | 0 | 0 | 0 | 0 | 0 | 0 | 0 | 0 | 0 | 0 | 0 | 0 | 0 | 0 | 0 | 0 | 0 | 0 | 0 | 0 | 0 | 0 | 0 | 0 | 0 | 0 | 0 |  |  | C1 | 0 | 0 | 0 | 0 | 0 | C1 | 0 | 0 | 0 | 0 | 0 | C1 | [5 empty] | C1 | [5 empty] | 0 | [6 empty] | 0 | [6 empty] | 0 | [6 empty] | 0 | [6 empty] | 0 | [6 empty] | 0
[5 empty] | C2 | 0 | 0 | 0 | 0 | 0 | 0 | 0 | 0 | 0 | 0 | 0 | 0 | 0 | 0 | 0 | 0 | 0 | 0 | 0 | 0 | 0 | 0 | 0 | 0 | 0 | 0 | 0 | 0 | 0 | 0 | 0 | 0 | 0 | 0 | 0 | 0 |  |  | C2 | 0 | 0 | 0 | 0 | 0 | C2 | 0 | 0 | 0 | 0 | 0 | C2 | [5 empty] | C2 | [5 empty] | 0 | [6 empty] | 0 | [6 empty] | 0 | [6 empty] | 0 | [6 empty] | 0 | [6 empty] | 0
[5 empty] | C3 | 0 | 0 | 0 | 0 | 0 | 0 | 0 | 0 | 0 | 0 | 0 | 0 | 0 | 0 | 0 | 0 | 0 | 0 | 0 | 0 | 0 | 0 | 0 | 0 | 0 | 0 | 0 | 0 | 0 | 0 | 0 | 0 | 0 | 0 | 0 | 0 |  |  | C3 | 0 | 0 | 0 | 0 | 0 | C3 | 0 | 0 | 0 | 0 | 0 | C3 | [5 empty] | C3 | [5 empty] | 0 | [6 empty] | 0 | [6 empty] | 0 | [6 empty] | 0 | [6 empty] | 0 | [6 empty] | 0
[5 empty] | C4 | 0 | 0 | 0 | 0 | 0 | 0 | 0 | 0 | 0 | 0 | 0 | 0 | 0 | 0 | 0 | 0 | 0 | 0 | 0 | 0 | 0 | 0 | 0 | 0 | 0 | 0 | 0 | 0 | 0 | 0 | 0 | 0 | 0 | 0 | 0 | 0 |  |  | C4 | 0 | 0 | 0 | 0 | 0 | C4 | 0 | 0 | 0 | 0 | 0 | C4 | [5 empty] | C4 | [5 empty] | 0 | [6 empty] | 0 | [6 empty] | 0 | [6 empty] | 0 | [6 empty] | 0 | [6 empty] | 0
|  | 0 | 0 | 0 |  | 0 | 0 | 0 | 0 | 0 |  | 0 | 0 | 0 | 0 | 0 |  | 0 | 0 | 0 | 0 | 0 |  | 0 | 0 | 0 | 0 | 0 |  | 0 | 0 | 0 | 0 | 0 |  | 0 | 0 | 0 | 0 | 0 | [22 empty] | 0 | 0 | 0 | 0 | 0 | 0 |  | 0 | 0 | 0 | 0 | 0 | 0 |  | 0 | 0 | 0 | 0 | 0 | 0 |  | 0 | 0 | 0 | 0 | 0 | 0 |  | 0 | 0 | 0 | 0 | 0 | 0 |  | 0 | 0 | 0 | 0 | 0 | 0
| [Please insert new asset category as required] |  |  |  | C1 | 0 | 0 | 0 | 0 | 0 | 0 | 0 | 0 | 0 | 0 | 0 | 0 | 0 | 0 | 0 | 0 | 0 | 0 | 0 | 0 | 0 | 0 | 0 | 0 | 0 | 0 | 0 | 0 | 0 | 0 | 0 | 0 | 0 | 0 | 0 | 0 |  |  | C1 | 0 | 0 | 0 | 0 | 0 | C1 | 0 | 0 | 0 | 0 | 0 | C1 | [5 empty] | C1 | [5 empty] | 0 | [6 empty] | 0 | [6 empty] | 0 | [6 empty] | 0 | [6 empty] | 0 | [6 empty] | 0
[5 empty] | C2 | 0 | 0 | 0 | 0 | 0 | 0 | 0 | 0 | 0 | 0 | 0 | 0 | 0 | 0 | 0 | 0 | 0 | 0 | 0 | 0 | 0 | 0 | 0 | 0 | 0 | 0 | 0 | 0 | 0 | 0 | 0 | 0 | 0 | 0 | 0 | 0 |  |  | C2 | 0 | 0 | 0 | 0 | 0 | C2 | 0 | 0 | 0 | 0 | 0 | C2 | [5 empty] | C2 | [5 empty] | 0 | [6 empty] | 0 | [6 empty] | 0 | [6 empty] | 0 | [6 empty] | 0 | [6 empty] | 0
[5 empty] | C3 | 0 | 0 | 0 | 0 | 0 | 0 | 0 | 0 | 0 | 0 | 0 | 0 | 0 | 0 | 0 | 0 | 0 | 0 | 0 | 0 | 0 | 0 | 0 | 0 | 0 | 0 | 0 | 0 | 0 | 0 | 0 | 0 | 0 | 0 | 0 | 0 |  |  | C3 | 0 | 0 | 0 | 0 | 0 | C3 | 0 | 0 | 0 | 0 | 0 | C3 | [5 empty] | C3 | [5 empty] | 0 | [6 empty] | 0 | [6 empty] | 0 | [6 empty] | 0 | [6 empty] | 0 | [6 empty] | 0
[5 empty] | C4 | 0 | 0 | 0 | 0 | 0 | 0 | 0 | 0 | 0 | 0 | 0 | 0 | 0 | 0 | 0 | 0 | 0 | 0 | 0 | 0 | 0 | 0 | 0 | 0 | 0 | 0 | 0 | 0 | 0 | 0 | 0 | 0 | 0 | 0 | 0 | 0 |  |  | C4 | 0 | 0 | 0 | 0 | 0 | C4 | 0 | 0 | 0 | 0 | 0 | C4 | [5 empty] | C4 | [5 empty] | 0 | [6 empty] | 0 | [6 empty] | 0 | [6 empty] | 0 | [6 empty] | 0 | [6 empty] | 0
|  | 0 | 0 | 0 |  | 0 | 0 | 0 | 0 | 0 |  | 0 | 0 | 0 | 0 | 0 |  | 0 | 0 | 0 | 0 | 0 |  | 0 | 0 | 0 | 0 | 0 |  | 0 | 0 | 0 | 0 | 0 |  | 0 | 0 | 0 | 0 | 0 | [22 empty] | 0 | 0 | 0 | 0 | 0 | 0 |  | 0 | 0 | 0 | 0 | 0 | 0 |  | 0 | 0 | 0 | 0 | 0 | 0 |  | 0 | 0 | 0 | 0 | 0 | 0 |  | 0 | 0 | 0 | 0 | 0 | 0 |  | 0 | 0 | 0 | 0 | 0 | 0
[63 empty] | 0 | 0 | 0 | 0 | 0 | 0 |  | 4583454.2452 | 1428549.6798 | 2657933.657 | 4870258.1298 | 6734662.8387 | 20274858.5505 |  | 4364582.8657 | 1352969.5576 | 2888482.5178 | 2248295.3554 | 14705344.9446 | 25559675.2412 |  | 4394652.9813 | 1339767.4566 | 2878436.027 | 2209376.9363 | 14622761.9689 | 25444995.3701 |  | 4117969.6094 | 866964.9805 | 1518476.5856 | 5190617.1469 | 18738540.7168 | 30432569.0393 |  | 4176844.2855 | 907536.833 | 1409768.5606 | 5101474.6543 | 18499328.9333 | 30094953.2667
| EHV Network | [66 empty] | 0 | [6 empty] | 0 | [6 empty] | 0 | [6 empty] | 0 | [6 empty] | 0 | [6 empty] | 0
| EHV Switchgear (GM) |  |  |  | C1 | 172 | 11 | 0 | 10 | 9 | 202 | 0 | 0 | 0 | 0 | 0 | 0 | 0 | 0 | 0 | 0 | 0 | 0 | 172 | 8 | 3 | 4 | 15 | 202 | 0 | 0 | 0 | 0 | 0 | 0 | 168 | 3 | 5 | 9 | 17 | 202 |  |  | C1 | 0.0063556 | 0.0094628 | 0.016731 | 0.027096 | 0.063557 | C1 | 52371.473 | 52371.473 | 52371.473 | 52371.473 | 52371.473 | C1 | 332.8522 | 495.5814 | 876.2329 | 1419.0699 | 3328.5784 | C1 | 0 | 0 | 0 | 0 | 0 | 0 |  | 57250.5716 | 5451.3955 | 0 | 14190.6989 | 29957.2053 | 106849.8713 |  | 57250.5716 | 3964.6513 | 2628.6987 | 5676.2796 | 49928.6755 | 119448.8765 |  | 57250.5716 | 3964.6513 | 2628.6987 | 5676.2796 | 49928.6755 | 119448.8765 |  | 55919.1629 | 1486.7442 | 4381.1644 | 12771.629 | 56585.8322 | 131144.5328 |  | 55919.1629 | 1486.7442 | 4381.1644 | 12771.629 | 56585.8322 | 131144.5328
[5 empty] | C2 | 394 | 72 | 17 | 148 | 65 | 696 | 0 | 0 | 0 | 0 | 0 | 0 | 0 | 0 | 0 | 0 | 0 | 0 | 393 | 72 | 14 | 109 | 108 | 696 | 0 | 0 | 0 | 0 | 0 | 0 | 379 | 40 | 49 | 10 | 218 | 696 |  |  | C2 | 0.0063556 | 0.0094628 | 0.016731 | 0.027096 | 0.063557 | C2 | 74816.39 | 74816.39 | 74816.39 | 74816.39 | 74816.39 | C2 | 475.5031 | 707.9734 | 1251.7613 | 2027.2427 | 4755.1119 | C2 | 0 | 0 | 0 | 0 | 0 | 0 |  | 187348.2159 | 50974.0879 | 21279.9416 | 300031.9198 | 309082.2767 | 868716.4419 |  | 186872.7128 | 50974.0879 | 17524.6577 | 220969.4545 | 513552.0905 | 989893.0034 |  | 186872.7128 | 50974.0879 | 17524.6577 | 220969.4545 | 513552.0905 | 989893.0034 |  | 180215.6696 | 28318.9377 | 61336.3021 | 20272.427 | 1036614.4048 | 1326757.7413 |  | 180215.6696 | 28318.9377 | 61336.3021 | 20272.427 | 1036614.4048 | 1326757.7413
[5 empty] | C3 | 138 | 34 | 0 | 59 | 12 | 243 | 0 | 0 | 0 | 0 | 0 | 0 | 0 | 0 | 0 | 0 | 0 | 0 | 138 | 33 | 1 | 48 | 23 | 243 | 0 | 0 | 0 | 0 | 0 | 0 | 138 | 23 | 10 | 0 | 72 | 243 |  |  | C3 | 0.0063556 | 0.0094628 | 0.016731 | 0.027096 | 0.063557 | C3 | 112224.585 | 112224.585 | 112224.585 | 112224.585 | 112224.585 | C3 | 713.2546 | 1061.9602 | 1877.6419 | 3040.8641 | 7132.6679 | C3 | 0 | 0 | 0 | 0 | 0 | 0 |  | 98429.1388 | 36106.6456 | 0 | 179410.9791 | 85592.0151 | 399538.7786 |  | 98429.1388 | 35044.6854 | 1877.6419 | 145961.4745 | 164051.3622 | 445364.3029 |  | 98429.1388 | 35044.6854 | 1877.6419 | 145961.4745 | 164051.3622 | 445364.3029 |  | 98429.1388 | 24425.0838 | 18776.419 | 0 | 513552.0905 | 655182.7321 |  | 98429.1388 | 24425.0838 | 18776.419 | 0 | 513552.0905 | 655182.7321
[5 empty] | C4 | 0 | 0 | 0 | 0 | 0 | 0 | 0 | 0 | 0 | 0 | 0 | 0 | 0 | 0 | 0 | 0 | 0 | 0 | 0 | 0 | 0 | 0 | 0 | 0 | 0 | 0 | 0 | 0 | 0 | 0 | 0 | 0 | 0 | 0 | 0 | 0 |  |  | C4 | 0.0063556 | 0.0094628 | 0.016731 | 0.027096 | 0.063557 | C4 | 187040.975 | 187040.975 | 187040.975 | 187040.975 | 187040.975 | C4 | 1188.7577 | 1769.9336 | 3129.4032 | 5068.1068 | 11887.7799 | C4 | 0 | 0 | 0 | 0 | 0 | 0 |  | 0 | 0 | 0 | 0 | 0 | 0 |  | 0 | 0 | 0 | 0 | 0 | 0 |  | 0 | 0 | 0 | 0 | 0 | 0 |  | 0 | 0 | 0 | 0 | 0 | 0 |  | 0 | 0 | 0 | 0 | 0 | 0
|  | Yes | 1141 | 1169 |  | 704 | 117 | 17 | 217 | 86 |  | 0 | 0 | 0 | 0 | 0 |  | 0 | 0 | 0 | 0 | 0 |  | 703 | 113 | 18 | 161 | 146 |  | 0 | 0 | 0 | 0 | 0 |  | 685 | 66 | 64 | 19 | 307 | [22 empty] | 0 | 0 | 0 | 0 | 0 | 0 |  | 343027.9263 | 92532.129 | 21279.9416 | 493633.5978 | 424631.497 | 1375105.0918 |  | 342552.4232 | 89983.4246 | 22030.9983 | 372607.2085 | 727532.1282 | 1554706.1829 |  | 342552.4232 | 89983.4246 | 22030.9983 | 372607.2085 | 727532.1282 | 1554706.1829 |  | 334563.9714 | 54230.7658 | 84493.8856 | 33044.056 | 1606752.3275 | 2113085.0062 |  | 334563.9714 | 54230.7658 | 84493.8856 | 33044.056 | 1606752.3275 | 2113085.0062
| EHV Transformer |  |  |  | C1 | 0 | 0 | 0 | 0 | 0 | 0 | 0 | 0 | 0 | 0 | 0 | 0 | 0 | 0 | 0 | 0 | 0 | 0 | 0 | 0 | 0 | 0 | 0 | 0 | 0 | 0 | 0 | 0 | 0 | 0 | 0 | 0 | 0 | 0 | 0 | 0 |  |  | C1 | 0.012939 | 0.019265 | 0.034062 | 0.055165 | 0.12939 | C1 | 90766.13 | 90766.13 | 90766.13 | 90766.13 | 90766.13 | C1 | 1174.4415 | 1748.6183 | 3091.7158 | 5007.0716 | 11744.6156 | C1 | 0 | 0 | 0 | 0 | 0 | 0 |  | 0 | 0 | 0 | 0 | 0 | 0 |  | 0 | 0 | 0 | 0 | 0 | 0 |  | 0 | 0 | 0 | 0 | 0 | 0 |  | 0 | 0 | 0 | 0 | 0 | 0 |  | 0 | 0 | 0 | 0 | 0 | 0
[5 empty] | C2 | 231 | 163 | 108 | 132 | 115 | 749 | 0 | 0 | 0 | 0 | 0 | 0 | 13 | 18 | -4 | -11 | -16 | 0 | 198 | 126 | 105 | 123 | 197 | 749 | 20 | 26 | 23 | -18 | -50 | 1 | 162 | 70 | 106 | 126 | 285 | 749 |  |  | C2 | 0.012939 | 0.019265 | 0.034062 | 0.055165 | 0.12939 | C2 | 129665.9 | 129665.9 | 129665.9 | 129665.9 | 129665.9 | C2 | 1677.7736 | 2498.0262 | 4416.7369 | 7152.9595 | 16778.0222 | C2 | 0 | 0 | 0 | 0 | 0 | 0 |  | 387565.7044 | 407178.2685 | 477007.5845 | 944190.6519 | 1929472.5565 | 4145414.7657 |  | 332199.1752 | 314751.2995 | 463757.3738 | 879814.0166 | 3305270.3794 | 5295792.2445 |  | 354010.2321 | 359715.7709 | 446090.4262 | 801131.4622 | 3036822.0237 | 4997769.9152 |  | 271799.3251 | 174861.8331 | 468174.1107 | 901272.895 | 4781736.3357 | 6597844.4996 |  | 305354.7974 | 239810.5139 | 569759.0592 | 772519.6243 | 3942835.2241 | 5830279.219
[5 empty] | C3 | 11 | 1 | 2 | 2 | 1 | 17 | 0 | 0 | 0 | 0 | 0 | 0 | 0 | 0 | 0 | 0 | 0 | 0 | 8 | 4 | 1 | 2 | 2 | 17 | 0 | 0 | 0 | -1 | 0 | -1 | 6 | 3 | 3 | 2 | 3 | 17 |  |  | C3 | 0.012939 | 0.019265 | 0.034062 | 0.055165 | 0.12939 | C3 | 194498.85 | 194498.85 | 194498.85 | 194498.85 | 194498.85 | C3 | 2516.6604 | 3747.0393 | 6625.1053 | 10729.4392 | 25167.0333 | C3 | 0 | 0 | 0 | 0 | 0 | 0 |  | 27683.2646 | 3747.0393 | 13250.2107 | 21458.8785 | 25167.0333 | 91306.4264 |  | 20133.2833 | 14988.1571 | 6625.1053 | 21458.8785 | 50334.0667 | 113539.4909 |  | 20133.2833 | 14988.1571 | 6625.1053 | 21458.8785 | 50334.0667 | 113539.4909 |  | 15099.9625 | 11241.1178 | 19875.316 | 21458.8785 | 75501.1 | 143176.3749 |  | 15099.9625 | 11241.1178 | 19875.316 | 10729.4392 | 75501.1 | 132446.9356
[5 empty] | C4 | 0 | 0 | 0 | 0 | 0 | 0 | 0 | 0 | 0 | 0 | 0 | 0 | 0 | 0 | 0 | 0 | 0 | 0 | 0 | 0 | 0 | 0 | 0 | 0 | 0 | 0 | 0 | 0 | 0 | 0 | 0 | 0 | 0 | 0 | 0 | 0 |  |  | C4 | 0.012939 | 0.019265 | 0.034062 | 0.055165 | 0.12939 | C4 | 324164.75 | 324164.75 | 324164.75 | 324164.75 | 324164.75 | C4 | 4194.434 | 6245.0655 | 11041.8422 | 17882.3987 | 41945.0556 | C4 | 0 | 0 | 0 | 0 | 0 | 0 |  | 0 | 0 | 0 | 0 | 0 | 0 |  | 0 | 0 | 0 | 0 | 0 | 0 |  | 0 | 0 | 0 | 0 | 0 | 0 |  | 0 | 0 | 0 | 0 | 0 | 0 |  | 0 | 0 | 0 | 0 | 0 | 0
|  | Yes | 766 | 768 |  | 242 | 164 | 110 | 134 | 116 |  | 0 | 0 | 0 | 0 | 0 |  | 13 | 18 | -4 | -11 | -16 |  | 206 | 130 | 106 | 125 | 199 |  | 20 | 26 | 23 | -19 | -50 |  | 168 | 73 | 109 | 128 | 288 | [22 empty] | 0 | 0 | 0 | 0 | 0 | 0 |  | 415248.969 | 410925.3077 | 490257.7952 | 965649.5304 | 1954639.5898 | 4236721.1921 |  | 352332.4585 | 329739.4567 | 470382.4791 | 901272.895 | 3355604.4461 | 5409331.7354 |  | 374143.5155 | 374703.928 | 452715.5316 | 822590.3407 | 3087156.0904 | 5111309.4061 |  | 286899.2876 | 186102.9509 | 488049.4267 | 922731.7735 | 4857237.4357 | 6741020.8744 |  | 320454.7599 | 251051.6318 | 589634.3753 | 783249.0635 | 4018336.3242 | 5962726.1546
| EHV UG Cable (Gas) |  |  |  | C1 | 0 | 0 | 0 | 0 | 0 | 0 | 0 | 0 | 0 | 0 | 0 | 0 | 0 | 0 | 0 | 0 | 0 | 0 | 0 | 0 | 0 | 0 | 0 | 0 | 0 | 0 | 0 | 0 | 0 | 0 | 0 | 0 | 0 | 0 | 0 | 0 |  |  | C1 | 0 | 0 | 0 | 0 | 0 | C1 | 0 | 0 | 0 | 0 | 0 | C1 | [5 empty] | C1 | [5 empty] | 0 | [6 empty] | 0 | [6 empty] | 0 | [6 empty] | 0 | [6 empty] | 0 | [6 empty] | 0
[5 empty] | C2 | 0 | 0 | 0 | 0 | 0 | 0 | 0 | 0 | 0 | 0 | 0 | 0 | 0 | 0 | 0 | 0 | 0 | 0 | 0 | 0 | 0 | 0 | 0 | 0 | 0 | 0 | 0 | 0 | 0 | 0 | 0 | 0 | 0 | 0 | 0 | 0 |  |  | C2 | 0 | 0 | 0 | 0 | 0 | C2 | 0 | 0 | 0 | 0 | 0 | C2 | [5 empty] | C2 | [5 empty] | 0 | [6 empty] | 0 | [6 empty] | 0 | [6 empty] | 0 | [6 empty] | 0 | [6 empty] | 0
[5 empty] | C3 | 0 | 0 | 0 | 0 | 0 | 0 | 0 | 0 | 0 | 0 | 0 | 0 | 0 | 0 | 0 | 0 | 0 | 0 | 0 | 0 | 0 | 0 | 0 | 0 | 0 | 0 | 0 | 0 | 0 | 0 | 0 | 0 | 0 | 0 | 0 | 0 |  |  | C3 | 0 | 0 | 0 | 0 | 0 | C3 | 0 | 0 | 0 | 0 | 0 | C3 | [5 empty] | C3 | [5 empty] | 0 | [6 empty] | 0 | [6 empty] | 0 | [6 empty] | 0 | [6 empty] | 0 | [6 empty] | 0
[5 empty] | C4 | 0 | 0 | 0 | 0 | 0 | 0 | 0 | 0 | 0 | 0 | 0 | 0 | 0 | 0 | 0 | 0 | 0 | 0 | 0 | 0 | 0 | 0 | 0 | 0 | 0 | 0 | 0 | 0 | 0 | 0 | 0 | 0 | 0 | 0 | 0 | 0 |  |  | C4 | 0 | 0 | 0 | 0 | 0 | C4 | 0 | 0 | 0 | 0 | 0 | C4 | [5 empty] | C4 | [5 empty] | 0 | [6 empty] | 0 | [6 empty] | 0 | [6 empty] | 0 | [6 empty] | 0 | [6 empty] | 0
|  | No | 0 | 0 |  | 0 | 0 | 0 | 0 | 0 |  | 0 | 0 | 0 | 0 | 0 |  | 0 | 0 | 0 | 0 | 0 |  | 0 | 0 | 0 | 0 | 0 |  | 0 | 0 | 0 | 0 | 0 |  | 0 | 0 | 0 | 0 | 0 | [22 empty] | 0 | 0 | 0 | 0 | 0 | 0 |  | 0 | 0 | 0 | 0 | 0 | 0 |  | 0 | 0 | 0 | 0 | 0 | 0 |  | 0 | 0 | 0 | 0 | 0 | 0 |  | 0 | 0 | 0 | 0 | 0 | 0 |  | 0 | 0 | 0 | 0 | 0 | 0
| EHV UG Cable (Oil) |  |  |  | C1 | 0 | 0 | 0 | 0 | 0 | 0 | 0 | 0 | 0 | 0 | 0 | 0 | 0 | 0 | 0 | 0 | 0 | 0 | 0 | 0 | 0 | 0 | 0 | 0 | 0 | 0 | 0 | 0 | 0 | 0 | 0 | 0 | 0 | 0 | 0 | 0 |  |  | C1 | 0 | 0 | 0 | 0 | 0 | C1 | 0 | 0 | 0 | 0 | 0 | C1 | [5 empty] | C1 | [5 empty] | 0 | [6 empty] | 0 | [6 empty] | 0 | [6 empty] | 0 | [6 empty] | 0 | [6 empty] | 0
[5 empty] | C2 | 0 | 0 | 0 | 0 | 0 | 0 | 0 | 0 | 0 | 0 | 0 | 0 | 0 | 0 | 0 | 0 | 0 | 0 | 0 | 0 | 0 | 0 | 0 | 0 | 0 | 0 | 0 | 0 | 0 | 0 | 0 | 0 | 0 | 0 | 0 | 0 |  |  | C2 | 0 | 0 | 0 | 0 | 0 | C2 | 0 | 0 | 0 | 0 | 0 | C2 | [5 empty] | C2 | [5 empty] | 0 | [6 empty] | 0 | [6 empty] | 0 | [6 empty] | 0 | [6 empty] | 0 | [6 empty] | 0
[5 empty] | C3 | 0 | 0 | 0 | 0 | 0 | 0 | 0 | 0 | 0 | 0 | 0 | 0 | 0 | 0 | 0 | 0 | 0 | 0 | 0 | 0 | 0 | 0 | 0 | 0 | 0 | 0 | 0 | 0 | 0 | 0 | 0 | 0 | 0 | 0 | 0 | 0 |  |  | C3 | 0 | 0 | 0 | 0 | 0 | C3 | 0 | 0 | 0 | 0 | 0 | C3 | [5 empty] | C3 | [5 empty] | 0 | [6 empty] | 0 | [6 empty] | 0 | [6 empty] | 0 | [6 empty] | 0 | [6 empty] | 0
[5 empty] | C4 | 0 | 0 | 0 | 0 | 0 | 0 | 0 | 0 | 0 | 0 | 0 | 0 | 0 | 0 | 0 | 0 | 0 | 0 | 0 | 0 | 0 | 0 | 0 | 0 | 0 | 0 | 0 | 0 | 0 | 0 | 0 | 0 | 0 | 0 | 0 | 0 |  |  | C4 | 0 | 0 | 0 | 0 | 0 | C4 | 0 | 0 | 0 | 0 | 0 | C4 | [5 empty] | C4 | [5 empty] | 0 | [6 empty] | 0 | [6 empty] | 0 | [6 empty] | 0 | [6 empty] | 0 | [6 empty] | 0
|  | Yes | 0 | 0 |  | 0 | 0 | 0 | 0 | 0 |  | 0 | 0 | 0 | 0 | 0 |  | 0 | 0 | 0 | 0 | 0 |  | 0 | 0 | 0 | 0 | 0 |  | 0 | 0 | 0 | 0 | 0 |  | 0 | 0 | 0 | 0 | 0 | [22 empty] | 0 | 0 | 0 | 0 | 0 | 0 |  | 0 | 0 | 0 | 0 | 0 | 0 |  | 0 | 0 | 0 | 0 | 0 | 0 |  | 0 | 0 | 0 | 0 | 0 | 0 |  | 0 | 0 | 0 | 0 | 0 | 0 |  | 0 | 0 | 0 | 0 | 0 | 0
| EHV UG Cable (Non Pressurised) |  |  |  | C1 | 0 | 0 | 0 | 0 | 0 | 0 | 0 | 0 | 0 | 0 | 0 | 0 | 0 | 0 | 0 | 0 | 0 | 0 | 0 | 0 | 0 | 0 | 0 | 0 | 0 | 0 | 0 | 0 | 0 | 0 | 0 | 0 | 0 | 0 | 0 | 0 |  |  | C1 | 0 | 0 | 0 | 0 | 0 | C1 | 0 | 0 | 0 | 0 | 0 | C1 | [5 empty] | C1 | [5 empty] | 0 | [6 empty] | 0 | [6 empty] | 0 | [6 empty] | 0 | [6 empty] | 0 | [6 empty] | 0
[5 empty] | C2 | 0 | 0 | 0 | 0 | 0 | 0 | 0 | 0 | 0 | 0 | 0 | 0 | 0 | 0 | 0 | 0 | 0 | 0 | 0 | 0 | 0 | 0 | 0 | 0 | 0 | 0 | 0 | 0 | 0 | 0 | 0 | 0 | 0 | 0 | 0 | 0 |  |  | C2 | 0 | 0 | 0 | 0 | 0 | C2 | 0 | 0 | 0 | 0 | 0 | C2 | [5 empty] | C2 | [5 empty] | 0 | [6 empty] | 0 | [6 empty] | 0 | [6 empty] | 0 | [6 empty] | 0 | [6 empty] | 0
[5 empty] | C3 | 0 | 0 | 0 | 0 | 0 | 0 | 0 | 0 | 0 | 0 | 0 | 0 | 0 | 0 | 0 | 0 | 0 | 0 | 0 | 0 | 0 | 0 | 0 | 0 | 0 | 0 | 0 | 0 | 0 | 0 | 0 | 0 | 0 | 0 | 0 | 0 |  |  | C3 | 0 | 0 | 0 | 0 | 0 | C3 | 0 | 0 | 0 | 0 | 0 | C3 | [5 empty] | C3 | [5 empty] | 0 | [6 empty] | 0 | [6 empty] | 0 | [6 empty] | 0 | [6 empty] | 0 | [6 empty] | 0
[5 empty] | C4 | 0 | 0 | 0 | 0 | 0 | 0 | 0 | 0 | 0 | 0 | 0 | 0 | 0 | 0 | 0 | 0 | 0 | 0 | 0 | 0 | 0 | 0 | 0 | 0 | 0 | 0 | 0 | 0 | 0 | 0 | 0 | 0 | 0 | 0 | 0 | 0 |  |  | C4 | 0 | 0 | 0 | 0 | 0 | C4 | 0 | 0 | 0 | 0 | 0 | C4 | [5 empty] | C4 | [5 empty] | 0 | [6 empty] | 0 | [6 empty] | 0 | [6 empty] | 0 | [6 empty] | 0 | [6 empty] | 0
|  | No | 0 | 0 |  | 0 | 0 | 0 | 0 | 0 |  | 0 | 0 | 0 | 0 | 0 |  | 0 | 0 | 0 | 0 | 0 |  | 0 | 0 | 0 | 0 | 0 |  | 0 | 0 | 0 | 0 | 0 |  | 0 | 0 | 0 | 0 | 0 | [22 empty] | 0 | 0 | 0 | 0 | 0 | 0 |  | 0 | 0 | 0 | 0 | 0 | 0 |  | 0 | 0 | 0 | 0 | 0 | 0 |  | 0 | 0 | 0 | 0 | 0 | 0 |  | 0 | 0 | 0 | 0 | 0 | 0 |  | 0 | 0 | 0 | 0 | 0 | 0
| EHV OHL Support - Towers |  |  |  | C1 | 0 | 0 | 0 | 0 | 0 | 0 | 0 | 0 | 0 | 0 | 0 | 0 | 0 | 0 | 0 | 0 | 0 | 0 | 0 | 0 | 0 | 0 | 0 | 0 | 0 | 0 | 0 | 0 | 0 | 0 | 0 | 0 | 0 | 0 | 0 | 0 |  |  | C1 | 0 | 0 | 0 | 0 | 0 | C1 | 0 | 0 | 0 | 0 | 0 | C1 | [5 empty] | C1 | [5 empty] | 0 | [6 empty] | 0 | [6 empty] | 0 | [6 empty] | 0 | [6 empty] | 0 | [6 empty] | 0
[5 empty] | C2 | 0 | 0 | 0 | 0 | 0 | 0 | 0 | 0 | 0 | 0 | 0 | 0 | 0 | 0 | 0 | 0 | 0 | 0 | 0 | 0 | 0 | 0 | 0 | 0 | 0 | 0 | 0 | 0 | 0 | 0 | 0 | 0 | 0 | 0 | 0 | 0 |  |  | C2 | 0 | 0 | 0 | 0 | 0 | C2 | 0 | 0 | 0 | 0 | 0 | C2 | [5 empty] | C2 | [5 empty] | 0 | [6 empty] | 0 | [6 empty] | 0 | [6 empty] | 0 | [6 empty] | 0 | [6 empty] | 0
[5 empty] | C3 | 0 | 0 | 0 | 0 | 0 | 0 | 0 | 0 | 0 | 0 | 0 | 0 | 0 | 0 | 0 | 0 | 0 | 0 | 0 | 0 | 0 | 0 | 0 | 0 | 0 | 0 | 0 | 0 | 0 | 0 | 0 | 0 | 0 | 0 | 0 | 0 |  |  | C3 | 0 | 0 | 0 | 0 | 0 | C3 | 0 | 0 | 0 | 0 | 0 | C3 | [5 empty] | C3 | [5 empty] | 0 | [6 empty] | 0 | [6 empty] | 0 | [6 empty] | 0 | [6 empty] | 0 | [6 empty] | 0
[5 empty] | C4 | 0 | 0 | 0 | 0 | 0 | 0 | 0 | 0 | 0 | 0 | 0 | 0 | 0 | 0 | 0 | 0 | 0 | 0 | 0 | 0 | 0 | 0 | 0 | 0 | 0 | 0 | 0 | 0 | 0 | 0 | 0 | 0 | 0 | 0 | 0 | 0 |  |  | C4 | 0 | 0 | 0 | 0 | 0 | C4 | 0 | 0 | 0 | 0 | 0 | C4 | [5 empty] | C4 | [5 empty] | 0 | [6 empty] | 0 | [6 empty] | 0 | [6 empty] | 0 | [6 empty] | 0 | [6 empty] | 0
|  | Yes | 0 | 0 |  | 0 | 0 | 0 | 0 | 0 |  | 0 | 0 | 0 | 0 | 0 |  | 0 | 0 | 0 | 0 | 0 |  | 0 | 0 | 0 | 0 | 0 |  | 0 | 0 | 0 | 0 | 0 |  | 0 | 0 | 0 | 0 | 0 | [22 empty] | 0 | 0 | 0 | 0 | 0 | 0 |  | 0 | 0 | 0 | 0 | 0 | 0 |  | 0 | 0 | 0 | 0 | 0 | 0 |  | 0 | 0 | 0 | 0 | 0 | 0 |  | 0 | 0 | 0 | 0 | 0 | 0 |  | 0 | 0 | 0 | 0 | 0 | 0
| EHV OHL Support - Poles |  |  |  | C1 | 0 | 0 | 0 | 0 | 0 | 0 | 0 | 0 | 0 | 0 | 0 | 0 | 0 | 0 | 0 | 0 | 0 | 0 | 0 | 0 | 0 | 0 | 0 | 0 | 0 | 0 | 0 | 0 | 0 | 0 | 0 | 0 | 0 | 0 | 0 | 0 |  |  | C1 | 0.0081226 | 0.012094 | 0.021383 | 0.03463 | 0.081228 | C1 | 2045.036 | 2045.036 | 2045.036 | 2045.036 | 2045.036 | C1 | 16.6111 | 24.7321 | 43.7286 | 70.819 | 166.1135 | C1 | 0 | 0 | 0 | 0 | 0 | 0 |  | 0 | 0 | 0 | 0 | 0 | 0 |  | 0 | 0 | 0 | 0 | 0 | 0 |  | 0 | 0 | 0 | 0 | 0 | 0 |  | 0 | 0 | 0 | 0 | 0 | 0 |  | 0 | 0 | 0 | 0 | 0 | 0
[5 empty] | C2 | 13055 | 3434 | 2448 | 3656 | 1390 | 23983 | 0 | 0 | 0 | 0 | 0 | 0 | 0 | 0 | 0 | 0 | 0 | 0 | 12051 | 2952 | 3490 | 1914 | 3576 | 23983 | 0 | 0 | 0 | 0 | 0 | 0 | 11253 | 1978 | 2200 | 3365 | 5187 | 23983 |  |  | C2 | 0.0081226 | 0.012094 | 0.021383 | 0.03463 | 0.081228 | C2 | 2921.48 | 2921.48 | 2921.48 | 2921.48 | 2921.48 | C2 | 23.7301 | 35.3316 | 62.4694 | 101.17 | 237.305 | C2 | 0 | 0 | 0 | 0 | 0 | 0 |  | 309796.4106 | 121328.6663 | 152925.211 | 369877.6572 | 329853.9671 | 1283781.9121 |  | 285971.3937 | 104298.8418 | 218018.3768 | 193639.4518 | 848602.724 | 1650530.788 |  | 285971.3937 | 104298.8418 | 218018.3768 | 193639.4518 | 848602.724 | 1650530.788 |  | 267034.7766 | 69885.8771 | 137432.7876 | 340437.1762 | 1230901.0988 | 2045691.7164 |  | 267034.7766 | 69885.8771 | 137432.7876 | 340437.1762 | 1230901.0988 | 2045691.7164
[5 empty] | C3 | 5977 | 2159 | 1568 | 1394 | 868 | 11966 | 0 | 0 | 0 | 0 | 0 | 0 | 0 | 0 | 0 | 0 | 0 | 0 | 5142 | 2262 | 2009 | 736 | 1817 | 11966 | 0 | 0 | 0 | 0 | 0 | 0 | 4448 | 1596 | 1623 | 1906 | 2393 | 11966 |  |  | C3 | 0.0081226 | 0.012094 | 0.021383 | 0.03463 | 0.081228 | C3 | 4382.22 | 4382.22 | 4382.22 | 4382.22 | 4382.22 | C3 | 35.5951 | 52.9974 | 93.7042 | 151.7551 | 355.9575 | C3 | 0 | 0 | 0 | 0 | 0 | 0 |  | 212752.1807 | 114421.3412 | 146928.1439 | 211546.5484 | 308971.126 | 994619.3403 |  | 183030.2348 | 119880.0712 | 188251.6843 | 111691.7214 | 646774.811 | 1249628.5228 |  | 183030.2348 | 119880.0712 | 188251.6843 | 111691.7214 | 646774.811 | 1249628.5228 |  | 158327.2043 | 84583.8168 | 152081.8734 | 289245.1373 | 851806.3417 | 1536044.3734 |  | 158327.2043 | 84583.8168 | 152081.8734 | 289245.1373 | 851806.3417 | 1536044.3734
[5 empty] | C4 | 1150 | 424 | 293 | 320 | 140 | 2327 | 0 | 0 | 0 | 0 | 0 | 0 | 0 | 0 | 0 | 0 | 0 | 0 | 1041 | 383 | 393 | 156 | 354 | 2327 | 0 | 0 | 0 | 0 | 0 | 0 | 955 | 218 | 313 | 360 | 481 | 2327 |  |  | C4 | 0.0081226 | 0.012094 | 0.021383 | 0.03463 | 0.081228 | C4 | 7303.7 | 7303.7 | 7303.7 | 7303.7 | 7303.7 | C4 | 59.3252 | 88.329 | 156.1736 | 252.9251 | 593.2625 | C4 | 0 | 0 | 0 | 0 | 0 | 0 |  | 68224.0276 | 37451.4811 | 45758.8713 | 80936.03 | 83056.7543 | 315427.1644 |  | 61757.5763 | 33829.9936 | 61376.2336 | 39456.3146 | 210014.9359 | 406435.054 |  | 61757.5763 | 33829.9936 | 61376.2336 | 39456.3146 | 210014.9359 | 406435.054 |  | 56655.6055 | 19255.7144 | 48882.3438 | 91053.0338 | 285359.2773 | 501205.9747 |  | 56655.6055 | 19255.7144 | 48882.3438 | 91053.0338 | 285359.2773 | 501205.9747
|  | Yes | 38276 | 38121 |  | 20182 | 6017 | 4309 | 5370 | 2398 |  | 0 | 0 | 0 | 0 | 0 |  | 0 | 0 | 0 | 0 | 0 |  | 18234 | 5597 | 5892 | 2806 | 5747 |  | 0 | 0 | 0 | 0 | 0 |  | 16656 | 3792 | 4136 | 5631 | 8061 | [22 empty] | 0 | 0 | 0 | 0 | 0 | 0 |  | 590772.6189 | 273201.4886 | 345612.2262 | 662360.2356 | 721881.8474 | 2593828.4168 |  | 530759.2047 | 258008.9066 | 467646.2947 | 344787.4878 | 1705392.4709 | 3306594.3648 |  | 530759.2047 | 258008.9066 | 467646.2947 | 344787.4878 | 1705392.4709 | 3306594.3648 |  | 482017.5864 | 173725.4083 | 338397.0048 | 720735.3472 | 2368066.7178 | 4082942.0646 |  | 482017.5864 | 173725.4083 | 338397.0048 | 720735.3472 | 2368066.7178 | 4082942.0646
| EHV OHL Fittings |  |  |  | C1 | 0 | 0 | 0 | 0 | 0 | 0 | 0 | 0 | 0 | 0 | 0 | 0 | 0 | 0 | 0 | 0 | 0 | 0 | 0 | 0 | 0 | 0 | 0 | 0 | 0 | 0 | 0 | 0 | 0 | 0 | 0 | 0 | 0 | 0 | 0 | 0 |  |  | C1 | 0 | 0 | 0 | 0 | 0 | C1 | 0 | 0 | 0 | 0 | 0 | C1 | [5 empty] | C1 | [5 empty] | 0 | [6 empty] | 0 | [6 empty] | 0 | [6 empty] | 0 | [6 empty] | 0 | [6 empty] | 0
[5 empty] | C2 | 0 | 0 | 0 | 0 | 0 | 0 | 0 | 0 | 0 | 0 | 0 | 0 | 0 | 0 | 0 | 0 | 0 | 0 | 0 | 0 | 0 | 0 | 0 | 0 | 0 | 0 | 0 | 0 | 0 | 0 | 0 | 0 | 0 | 0 | 0 | 0 |  |  | C2 | 0 | 0 | 0 | 0 | 0 | C2 | 0 | 0 | 0 | 0 | 0 | C2 | [5 empty] | C2 | [5 empty] | 0 | [6 empty] | 0 | [6 empty] | 0 | [6 empty] | 0 | [6 empty] | 0 | [6 empty] | 0
[5 empty] | C3 | 0 | 0 | 0 | 0 | 0 | 0 | 0 | 0 | 0 | 0 | 0 | 0 | 0 | 0 | 0 | 0 | 0 | 0 | 0 | 0 | 0 | 0 | 0 | 0 | 0 | 0 | 0 | 0 | 0 | 0 | 0 | 0 | 0 | 0 | 0 | 0 |  |  | C3 | 0 | 0 | 0 | 0 | 0 | C3 | 0 | 0 | 0 | 0 | 0 | C3 | [5 empty] | C3 | [5 empty] | 0 | [6 empty] | 0 | [6 empty] | 0 | [6 empty] | 0 | [6 empty] | 0 | [6 empty] | 0
[5 empty] | C4 | 0 | 0 | 0 | 0 | 0 | 0 | 0 | 0 | 0 | 0 | 0 | 0 | 0 | 0 | 0 | 0 | 0 | 0 | 0 | 0 | 0 | 0 | 0 | 0 | 0 | 0 | 0 | 0 | 0 | 0 | 0 | 0 | 0 | 0 | 0 | 0 |  |  | C4 | 0 | 0 | 0 | 0 | 0 | C4 | 0 | 0 | 0 | 0 | 0 | C4 | [5 empty] | C4 | [5 empty] | 0 | [6 empty] | 0 | [6 empty] | 0 | [6 empty] | 0 | [6 empty] | 0 | [6 empty] | 0
|  | 0 | 0 | 0 |  | 0 | 0 | 0 | 0 | 0 |  | 0 | 0 | 0 | 0 | 0 |  | 0 | 0 | 0 | 0 | 0 |  | 0 | 0 | 0 | 0 | 0 |  | 0 | 0 | 0 | 0 | 0 |  | 0 | 0 | 0 | 0 | 0 | [22 empty] | 0 | 0 | 0 | 0 | 0 | 0 |  | 0 | 0 | 0 | 0 | 0 | 0 |  | 0 | 0 | 0 | 0 | 0 | 0 |  | 0 | 0 | 0 | 0 | 0 | 0 |  | 0 | 0 | 0 | 0 | 0 | 0 |  | 0 | 0 | 0 | 0 | 0 | 0
| EHV OHL (Tower Line) Conductor |  |  |  | C1 | 0 | 0 | 0 | 0 | 0 | 0 | 0 | 0 | 0 | 0 | 0 | 0 | 0 | 0 | 0 | 0 | 0 | 0 | 0 | 0 | 0 | 0 | 0 | 0 | 0 | 0 | 0 | 0 | 0 | 0 | 0 | 0 | 0 | 0 | 0 | 0 |  |  | C1 | 0 | 0 | 0 | 0 | 0 | C1 | 0 | 0 | 0 | 0 | 0 | C1 | [5 empty] | C1 | [5 empty] | 0 | [6 empty] | 0 | [6 empty] | 0 | [6 empty] | 0 | [6 empty] | 0 | [6 empty] | 0
[5 empty] | C2 | 0 | 0 | 0 | 0 | 0 | 0 | 0 | 0 | 0 | 0 | 0 | 0 | 0 | 0 | 0 | 0 | 0 | 0 | 0 | 0 | 0 | 0 | 0 | 0 | 0 | 0 | 0 | 0 | 0 | 0 | 0 | 0 | 0 | 0 | 0 | 0 |  |  | C2 | 0 | 0 | 0 | 0 | 0 | C2 | 0 | 0 | 0 | 0 | 0 | C2 | [5 empty] | C2 | [5 empty] | 0 | [6 empty] | 0 | [6 empty] | 0 | [6 empty] | 0 | [6 empty] | 0 | [6 empty] | 0
[5 empty] | C3 | 0 | 0 | 0 | 0 | 0 | 0 | 0 | 0 | 0 | 0 | 0 | 0 | 0 | 0 | 0 | 0 | 0 | 0 | 0 | 0 | 0 | 0 | 0 | 0 | 0 | 0 | 0 | 0 | 0 | 0 | 0 | 0 | 0 | 0 | 0 | 0 |  |  | C3 | 0 | 0 | 0 | 0 | 0 | C3 | 0 | 0 | 0 | 0 | 0 | C3 | [5 empty] | C3 | [5 empty] | 0 | [6 empty] | 0 | [6 empty] | 0 | [6 empty] | 0 | [6 empty] | 0 | [6 empty] | 0
[5 empty] | C4 | 0 | 0 | 0 | 0 | 0 | 0 | 0 | 0 | 0 | 0 | 0 | 0 | 0 | 0 | 0 | 0 | 0 | 0 | 0 | 0 | 0 | 0 | 0 | 0 | 0 | 0 | 0 | 0 | 0 | 0 | 0 | 0 | 0 | 0 | 0 | 0 |  |  | C4 | 0 | 0 | 0 | 0 | 0 | C4 | 0 | 0 | 0 | 0 | 0 | C4 | [5 empty] | C4 | [5 empty] | 0 | [6 empty] | 0 | [6 empty] | 0 | [6 empty] | 0 | [6 empty] | 0 | [6 empty] | 0
|  | 0 | 0 | 0 |  | 0 | 0 | 0 | 0 | 0 |  | 0 | 0 | 0 | 0 | 0 |  | 0 | 0 | 0 | 0 | 0 |  | 0 | 0 | 0 | 0 | 0 |  | 0 | 0 | 0 | 0 | 0 |  | 0 | 0 | 0 | 0 | 0 | [22 empty] | 0 | 0 | 0 | 0 | 0 | 0 |  | 0 | 0 | 0 | 0 | 0 | 0 |  | 0 | 0 | 0 | 0 | 0 | 0 |  | 0 | 0 | 0 | 0 | 0 | 0 |  | 0 | 0 | 0 | 0 | 0 | 0 |  | 0 | 0 | 0 | 0 | 0 | 0
| [Please insert new asset category as required] |  |  |  | C1 | 0 | 0 | 0 | 0 | 0 | 0 | 0 | 0 | 0 | 0 | 0 | 0 | 0 | 0 | 0 | 0 | 0 | 0 | 0 | 0 | 0 | 0 | 0 | 0 | 0 | 0 | 0 | 0 | 0 | 0 | 0 | 0 | 0 | 0 | 0 | 0 |  |  | C1 | 0 | 0 | 0 | 0 | 0 | C1 | 0 | 0 | 0 | 0 | 0 | C1 | [5 empty] | C1 | [5 empty] | 0 | [6 empty] | 0 | [6 empty] | 0 | [6 empty] | 0 | [6 empty] | 0 | [6 empty] | 0
[5 empty] | C2 | 0 | 0 | 0 | 0 | 0 | 0 | 0 | 0 | 0 | 0 | 0 | 0 | 0 | 0 | 0 | 0 | 0 | 0 | 0 | 0 | 0 | 0 | 0 | 0 | 0 | 0 | 0 | 0 | 0 | 0 | 0 | 0 | 0 | 0 | 0 | 0 |  |  | C2 | 0 | 0 | 0 | 0 | 0 | C2 | 0 | 0 | 0 | 0 | 0 | C2 | [5 empty] | C2 | [5 empty] | 0 | [6 empty] | 0 | [6 empty] | 0 | [6 empty] | 0 | [6 empty] | 0 | [6 empty] | 0
[5 empty] | C3 | 0 | 0 | 0 | 0 | 0 | 0 | 0 | 0 | 0 | 0 | 0 | 0 | 0 | 0 | 0 | 0 | 0 | 0 | 0 | 0 | 0 | 0 | 0 | 0 | 0 | 0 | 0 | 0 | 0 | 0 | 0 | 0 | 0 | 0 | 0 | 0 |  |  | C3 | 0 | 0 | 0 | 0 | 0 | C3 | 0 | 0 | 0 | 0 | 0 | C3 | [5 empty] | C3 | [5 empty] | 0 | [6 empty] | 0 | [6 empty] | 0 | [6 empty] | 0 | [6 empty] | 0 | [6 empty] | 0
[5 empty] | C4 | 0 | 0 | 0 | 0 | 0 | 0 | 0 | 0 | 0 | 0 | 0 | 0 | 0 | 0 | 0 | 0 | 0 | 0 | 0 | 0 | 0 | 0 | 0 | 0 | 0 | 0 | 0 | 0 | 0 | 0 | 0 | 0 | 0 | 0 | 0 | 0 |  |  | C4 | 0 | 0 | 0 | 0 | 0 | C4 | 0 | 0 | 0 | 0 | 0 | C4 | [5 empty] | C4 | [5 empty] | 0 | [6 empty] | 0 | [6 empty] | 0 | [6 empty] | 0 | [6 empty] | 0 | [6 empty] | 0
|  | 0 | 0 | 0 |  | 0 | 0 | 0 | 0 | 0 |  | 0 | 0 | 0 | 0 | 0 |  | 0 | 0 | 0 | 0 | 0 |  | 0 | 0 | 0 | 0 | 0 |  | 0 | 0 | 0 | 0 | 0 |  | 0 | 0 | 0 | 0 | 0 | [22 empty] | 0 | 0 | 0 | 0 | 0 | 0 |  | 0 | 0 | 0 | 0 | 0 | 0 |  | 0 | 0 | 0 | 0 | 0 | 0 |  | 0 | 0 | 0 | 0 | 0 | 0 |  | 0 | 0 | 0 | 0 | 0 | 0 |  | 0 | 0 | 0 | 0 | 0 | 0
| [Please insert new asset category as required] |  |  |  | C1 | 0 | 0 | 0 | 0 | 0 | 0 | 0 | 0 | 0 | 0 | 0 | 0 | 0 | 0 | 0 | 0 | 0 | 0 | 0 | 0 | 0 | 0 | 0 | 0 | 0 | 0 | 0 | 0 | 0 | 0 | 0 | 0 | 0 | 0 | 0 | 0 |  |  | C1 | 0 | 0 | 0 | 0 | 0 | C1 | 0 | 0 | 0 | 0 | 0 | C1 | [5 empty] | C1 | [5 empty] | 0 | [6 empty] | 0 | [6 empty] | 0 | [6 empty] | 0 | [6 empty] | 0 | [6 empty] | 0
[5 empty] | C2 | 0 | 0 | 0 | 0 | 0 | 0 | 0 | 0 | 0 | 0 | 0 | 0 | 0 | 0 | 0 | 0 | 0 | 0 | 0 | 0 | 0 | 0 | 0 | 0 | 0 | 0 | 0 | 0 | 0 | 0 | 0 | 0 | 0 | 0 | 0 | 0 |  |  | C2 | 0 | 0 | 0 | 0 | 0 | C2 | 0 | 0 | 0 | 0 | 0 | C2 | [5 empty] | C2 | [5 empty] | 0 | [6 empty] | 0 | [6 empty] | 0 | [6 empty] | 0 | [6 empty] | 0 | [6 empty] | 0
[5 empty] | C3 | 0 | 0 | 0 | 0 | 0 | 0 | 0 | 0 | 0 | 0 | 0 | 0 | 0 | 0 | 0 | 0 | 0 | 0 | 0 | 0 | 0 | 0 | 0 | 0 | 0 | 0 | 0 | 0 | 0 | 0 | 0 | 0 | 0 | 0 | 0 | 0 |  |  | C3 | 0 | 0 | 0 | 0 | 0 | C3 | 0 | 0 | 0 | 0 | 0 | C3 | [5 empty] | C3 | [5 empty] | 0 | [6 empty] | 0 | [6 empty] | 0 | [6 empty] | 0 | [6 empty] | 0 | [6 empty] | 0
[5 empty] | C4 | 0 | 0 | 0 | 0 | 0 | 0 | 0 | 0 | 0 | 0 | 0 | 0 | 0 | 0 | 0 | 0 | 0 | 0 | 0 | 0 | 0 | 0 | 0 | 0 | 0 | 0 | 0 | 0 | 0 | 0 | 0 | 0 | 0 | 0 | 0 | 0 |  |  | C4 | 0 | 0 | 0 | 0 | 0 | C4 | 0 | 0 | 0 | 0 | 0 | C4 | [5 empty] | C4 | [5 empty] | 0 | [6 empty] | 0 | [6 empty] | 0 | [6 empty] | 0 | [6 empty] | 0 | [6 empty] | 0
|  | 0 | 0 | 0 |  | 0 | 0 | 0 | 0 | 0 |  | 0 | 0 | 0 | 0 | 0 |  | 0 | 0 | 0 | 0 | 0 |  | 0 | 0 | 0 | 0 | 0 |  | 0 | 0 | 0 | 0 | 0 |  | 0 | 0 | 0 | 0 | 0 | [22 empty] | 0 | 0 | 0 | 0 | 0 | 0 |  | 0 | 0 | 0 | 0 | 0 | 0 |  | 0 | 0 | 0 | 0 | 0 | 0 |  | 0 | 0 | 0 | 0 | 0 | 0 |  | 0 | 0 | 0 | 0 | 0 | 0 |  | 0 | 0 | 0 | 0 | 0 | 0
| [Please insert new asset category as required] |  |  |  | C1 | 0 | 0 | 0 | 0 | 0 | 0 | 0 | 0 | 0 | 0 | 0 | 0 | 0 | 0 | 0 | 0 | 0 | 0 | 0 | 0 | 0 | 0 | 0 | 0 | 0 | 0 | 0 | 0 | 0 | 0 | 0 | 0 | 0 | 0 | 0 | 0 |  |  | C1 | 0 | 0 | 0 | 0 | 0 | C1 | 0 | 0 | 0 | 0 | 0 | C1 | [5 empty] | C1 | [5 empty] | 0 | [6 empty] | 0 | [6 empty] | 0 | [6 empty] | 0 | [6 empty] | 0 | [6 empty] | 0
[5 empty] | C2 | 0 | 0 | 0 | 0 | 0 | 0 | 0 | 0 | 0 | 0 | 0 | 0 | 0 | 0 | 0 | 0 | 0 | 0 | 0 | 0 | 0 | 0 | 0 | 0 | 0 | 0 | 0 | 0 | 0 | 0 | 0 | 0 | 0 | 0 | 0 | 0 |  |  | C2 | 0 | 0 | 0 | 0 | 0 | C2 | 0 | 0 | 0 | 0 | 0 | C2 | [5 empty] | C2 | [5 empty] | 0 | [6 empty] | 0 | [6 empty] | 0 | [6 empty] | 0 | [6 empty] | 0 | [6 empty] | 0
[5 empty] | C3 | 0 | 0 | 0 | 0 | 0 | 0 | 0 | 0 | 0 | 0 | 0 | 0 | 0 | 0 | 0 | 0 | 0 | 0 | 0 | 0 | 0 | 0 | 0 | 0 | 0 | 0 | 0 | 0 | 0 | 0 | 0 | 0 | 0 | 0 | 0 | 0 |  |  | C3 | 0 | 0 | 0 | 0 | 0 | C3 | 0 | 0 | 0 | 0 | 0 | C3 | [5 empty] | C3 | [5 empty] | 0 | [6 empty] | 0 | [6 empty] | 0 | [6 empty] | 0 | [6 empty] | 0 | [6 empty] | 0
[5 empty] | C4 | 0 | 0 | 0 | 0 | 0 | 0 | 0 | 0 | 0 | 0 | 0 | 0 | 0 | 0 | 0 | 0 | 0 | 0 | 0 | 0 | 0 | 0 | 0 | 0 | 0 | 0 | 0 | 0 | 0 | 0 | 0 | 0 | 0 | 0 | 0 | 0 |  |  | C4 | 0 | 0 | 0 | 0 | 0 | C4 | 0 | 0 | 0 | 0 | 0 | C4 | [5 empty] | C4 | [5 empty] | 0 | [6 empty] | 0 | [6 empty] | 0 | [6 empty] | 0 | [6 empty] | 0 | [6 empty] | 0
|  | 0 | 0 | 0 |  | 0 | 0 | 0 | 0 | 0 |  | 0 | 0 | 0 | 0 | 0 |  | 0 | 0 | 0 | 0 | 0 |  | 0 | 0 | 0 | 0 | 0 |  | 0 | 0 | 0 | 0 | 0 |  | 0 | 0 | 0 | 0 | 0 | [22 empty] | 0 | 0 | 0 | 0 | 0 | 0 |  | 0 | 0 | 0 | 0 | 0 | 0 |  | 0 | 0 | 0 | 0 | 0 | 0 |  | 0 | 0 | 0 | 0 | 0 | 0 |  | 0 | 0 | 0 | 0 | 0 | 0 |  | 0 | 0 | 0 | 0 | 0 | 0
| [Please insert new asset category as required] |  |  |  | C1 | 0 | 0 | 0 | 0 | 0 | 0 | 0 | 0 | 0 | 0 | 0 | 0 | 0 | 0 | 0 | 0 | 0 | 0 | 0 | 0 | 0 | 0 | 0 | 0 | 0 | 0 | 0 | 0 | 0 | 0 | 0 | 0 | 0 | 0 | 0 | 0 |  |  | C1 | 0 | 0 | 0 | 0 | 0 | C1 | 0 | 0 | 0 | 0 | 0 | C1 | [5 empty] | C1 | [5 empty] | 0 | [6 empty] | 0 | [6 empty] | 0 | [6 empty] | 0 | [6 empty] | 0 | [6 empty] | 0
[5 empty] | C2 | 0 | 0 | 0 | 0 | 0 | 0 | 0 | 0 | 0 | 0 | 0 | 0 | 0 | 0 | 0 | 0 | 0 | 0 | 0 | 0 | 0 | 0 | 0 | 0 | 0 | 0 | 0 | 0 | 0 | 0 | 0 | 0 | 0 | 0 | 0 | 0 |  |  | C2 | 0 | 0 | 0 | 0 | 0 | C2 | 0 | 0 | 0 | 0 | 0 | C2 | [5 empty] | C2 | [5 empty] | 0 | [6 empty] | 0 | [6 empty] | 0 | [6 empty] | 0 | [6 empty] | 0 | [6 empty] | 0
[5 empty] | C3 | 0 | 0 | 0 | 0 | 0 | 0 | 0 | 0 | 0 | 0 | 0 | 0 | 0 | 0 | 0 | 0 | 0 | 0 | 0 | 0 | 0 | 0 | 0 | 0 | 0 | 0 | 0 | 0 | 0 | 0 | 0 | 0 | 0 | 0 | 0 | 0 |  |  | C3 | 0 | 0 | 0 | 0 | 0 | C3 | 0 | 0 | 0 | 0 | 0 | C3 | [5 empty] | C3 | [5 empty] | 0 | [6 empty] | 0 | [6 empty] | 0 | [6 empty] | 0 | [6 empty] | 0 | [6 empty] | 0
[5 empty] | C4 | 0 | 0 | 0 | 0 | 0 | 0 | 0 | 0 | 0 | 0 | 0 | 0 | 0 | 0 | 0 | 0 | 0 | 0 | 0 | 0 | 0 | 0 | 0 | 0 | 0 | 0 | 0 | 0 | 0 | 0 | 0 | 0 | 0 | 0 | 0 | 0 |  |  | C4 | 0 | 0 | 0 | 0 | 0 | C4 | 0 | 0 | 0 | 0 | 0 | C4 | [5 empty] | C4 | [5 empty] | 0 | [6 empty] | 0 | [6 empty] | 0 | [6 empty] | 0 | [6 empty] | 0 | [6 empty] | 0
|  | 0 | 0 | 0 |  | 0 | 0 | 0 | 0 | 0 |  | 0 | 0 | 0 | 0 | 0 |  | 0 | 0 | 0 | 0 | 0 |  | 0 | 0 | 0 | 0 | 0 |  | 0 | 0 | 0 | 0 | 0 |  | 0 | 0 | 0 | 0 | 0 | [22 empty] | 0 | 0 | 0 | 0 | 0 | 0 |  | 0 | 0 | 0 | 0 | 0 | 0 |  | 0 | 0 | 0 | 0 | 0 | 0 |  | 0 | 0 | 0 | 0 | 0 | 0 |  | 0 | 0 | 0 | 0 | 0 | 0 |  | 0 | 0 | 0 | 0 | 0 | 0
[63 empty] | 0 | 0 | 0 | 0 | 0 | 0 |  | 1349049.5142 | 776658.9254 | 857149.9629 | 2121643.3638 | 3101152.9343 | 8205654.7006 |  | 1225644.0865 | 677731.7879 | 960059.7721 | 1618667.5914 | 5788529.0452 | 10270632.2831 |  | 1247455.1435 | 722696.2593 | 942392.8245 | 1539985.0371 | 5520080.6895 | 9972609.9539 |  | 1103480.8455 | 414059.1249 | 910940.3171 | 1676511.1768 | 8832056.481 | 12937047.9453 |  | 1137036.3177 | 479007.8058 | 1012525.2657 | 1537028.4668 | 7993155.3695 | 12158753.2254
| 132kV Network | [66 empty] | 0 | [6 empty] | 0 | [6 empty] | 0 | [6 empty] | 0 | [6 empty] | 0 | [6 empty] | 0
| 132kV CBs |  |  |  | C1 | 0 | 0 | 0 | 0 | 0 | 0 | 0 | 0 | 0 | 0 | 0 | 0 | 0 | 0 | 0 | 0 | 0 | 0 | 0 | 0 | 0 | 0 | 0 | 0 | 0 | 0 | 0 | 0 | 0 | 0 | 0 | 0 | 0 | 0 | 0 | 0 |  |  | C1 | 0 | 0 | 0 | 0 | 0 | C1 | 0 | 0 | 0 | 0 | 0 | C1 | [5 empty] | C1 | [5 empty] | 0 | [6 empty] | 0 | [6 empty] | 0 | [6 empty] | 0 | [6 empty] | 0 | [6 empty] | 0
[5 empty] | C2 | 0 | 0 | 0 | 0 | 0 | 0 | 0 | 0 | 0 | 0 | 0 | 0 | 0 | 0 | 0 | 0 | 0 | 0 | 0 | 0 | 0 | 0 | 0 | 0 | 0 | 0 | 0 | 0 | 0 | 0 | 0 | 0 | 0 | 0 | 0 | 0 |  |  | C2 | 0 | 0 | 0 | 0 | 0 | C2 | 0 | 0 | 0 | 0 | 0 | C2 | [5 empty] | C2 | [5 empty] | 0 | [6 empty] | 0 | [6 empty] | 0 | [6 empty] | 0 | [6 empty] | 0 | [6 empty] | 0
[5 empty] | C3 | 0 | 0 | 0 | 0 | 0 | 0 | 0 | 0 | 0 | 0 | 0 | 0 | 0 | 0 | 0 | 0 | 0 | 0 | 0 | 0 | 0 | 0 | 0 | 0 | 0 | 0 | 0 | 0 | 0 | 0 | 0 | 0 | 0 | 0 | 0 | 0 |  |  | C3 | 0 | 0 | 0 | 0 | 0 | C3 | 0 | 0 | 0 | 0 | 0 | C3 | [5 empty] | C3 | [5 empty] | 0 | [6 empty] | 0 | [6 empty] | 0 | [6 empty] | 0 | [6 empty] | 0 | [6 empty] | 0
[5 empty] | C4 | 0 | 0 | 0 | 0 | 0 | 0 | 0 | 0 | 0 | 0 | 0 | 0 | 0 | 0 | 0 | 0 | 0 | 0 | 0 | 0 | 0 | 0 | 0 | 0 | 0 | 0 | 0 | 0 | 0 | 0 | 0 | 0 | 0 | 0 | 0 | 0 |  |  | C4 | 0 | 0 | 0 | 0 | 0 | C4 | 0 | 0 | 0 | 0 | 0 | C4 | [5 empty] | C4 | [5 empty] | 0 | [6 empty] | 0 | [6 empty] | 0 | [6 empty] | 0 | [6 empty] | 0 | [6 empty] | 0
|  | 0 | 0 | 0 |  | 0 | 0 | 0 | 0 | 0 |  | 0 | 0 | 0 | 0 | 0 |  | 0 | 0 | 0 | 0 | 0 |  | 0 | 0 | 0 | 0 | 0 |  | 0 | 0 | 0 | 0 | 0 |  | 0 | 0 | 0 | 0 | 0 | [22 empty] | 0 | 0 | 0 | 0 | 0 | 0 |  | 0 | 0 | 0 | 0 | 0 | 0 |  | 0 | 0 | 0 | 0 | 0 | 0 |  | 0 | 0 | 0 | 0 | 0 | 0 |  | 0 | 0 | 0 | 0 | 0 | 0 |  | 0 | 0 | 0 | 0 | 0 | 0
| 132kV Transformer |  |  |  | C1 | 0 | 0 | 0 | 0 | 0 | 0 | 0 | 0 | 0 | 0 | 0 | 0 | 0 | 0 | 0 | 0 | 0 | 0 | 0 | 0 | 0 | 0 | 0 | 0 | 0 | 0 | 0 | 0 | 0 | 0 | 0 | 0 | 0 | 0 | 0 | 0 |  |  | C1 | 0 | 0 | 0 | 0 | 0 | C1 | 0 | 0 | 0 | 0 | 0 | C1 | [5 empty] | C1 | [5 empty] | 0 | [6 empty] | 0 | [6 empty] | 0 | [6 empty] | 0 | [6 empty] | 0 | [6 empty] | 0
[5 empty] | C2 | 0 | 0 | 0 | 0 | 0 | 0 | 0 | 0 | 0 | 0 | 0 | 0 | 0 | 0 | 0 | 0 | 0 | 0 | 0 | 0 | 0 | 0 | 0 | 0 | 0 | 0 | 0 | 0 | 0 | 0 | 0 | 0 | 0 | 0 | 0 | 0 |  |  | C2 | 0 | 0 | 0 | 0 | 0 | C2 | 0 | 0 | 0 | 0 | 0 | C2 | [5 empty] | C2 | [5 empty] | 0 | [6 empty] | 0 | [6 empty] | 0 | [6 empty] | 0 | [6 empty] | 0 | [6 empty] | 0
[5 empty] | C3 | 0 | 0 | 0 | 0 | 0 | 0 | 0 | 0 | 0 | 0 | 0 | 0 | 0 | 0 | 0 | 0 | 0 | 0 | 0 | 0 | 0 | 0 | 0 | 0 | 0 | 0 | 0 | 0 | 0 | 0 | 0 | 0 | 0 | 0 | 0 | 0 |  |  | C3 | 0 | 0 | 0 | 0 | 0 | C3 | 0 | 0 | 0 | 0 | 0 | C3 | [5 empty] | C3 | [5 empty] | 0 | [6 empty] | 0 | [6 empty] | 0 | [6 empty] | 0 | [6 empty] | 0 | [6 empty] | 0
[5 empty] | C4 | 0 | 0 | 0 | 0 | 0 | 0 | 0 | 0 | 0 | 0 | 0 | 0 | 0 | 0 | 0 | 0 | 0 | 0 | 0 | 0 | 0 | 0 | 0 | 0 | 0 | 0 | 0 | 0 | 0 | 0 | 0 | 0 | 0 | 0 | 0 | 0 |  |  | C4 | 0 | 0 | 0 | 0 | 0 | C4 | 0 | 0 | 0 | 0 | 0 | C4 | [5 empty] | C4 | [5 empty] | 0 | [6 empty] | 0 | [6 empty] | 0 | [6 empty] | 0 | [6 empty] | 0 | [6 empty] | 0
|  | 0 | 0 | 0 |  | 0 | 0 | 0 | 0 | 0 |  | 0 | 0 | 0 | 0 | 0 |  | 0 | 0 | 0 | 0 | 0 |  | 0 | 0 | 0 | 0 | 0 |  | 0 | 0 | 0 | 0 | 0 |  | 0 | 0 | 0 | 0 | 0 | [22 empty] | 0 | 0 | 0 | 0 | 0 | 0 |  | 0 | 0 | 0 | 0 | 0 | 0 |  | 0 | 0 | 0 | 0 | 0 | 0 |  | 0 | 0 | 0 | 0 | 0 | 0 |  | 0 | 0 | 0 | 0 | 0 | 0 |  | 0 | 0 | 0 | 0 | 0 | 0
| 132kV UG Cable (Gas) |  |  |  | C1 | 0 | 0 | 0 | 0 | 0 | 0 | 0 | 0 | 0 | 0 | 0 | 0 | 0 | 0 | 0 | 0 | 0 | 0 | 0 | 0 | 0 | 0 | 0 | 0 | 0 | 0 | 0 | 0 | 0 | 0 | 0 | 0 | 0 | 0 | 0 | 0 |  |  | C1 | 0 | 0 | 0 | 0 | 0 | C1 | 0 | 0 | 0 | 0 | 0 | C1 | [5 empty] | C1 | [5 empty] | 0 | [6 empty] | 0 | [6 empty] | 0 | [6 empty] | 0 | [6 empty] | 0 | [6 empty] | 0
[5 empty] | C2 | 0 | 0 | 0 | 0 | 0 | 0 | 0 | 0 | 0 | 0 | 0 | 0 | 0 | 0 | 0 | 0 | 0 | 0 | 0 | 0 | 0 | 0 | 0 | 0 | 0 | 0 | 0 | 0 | 0 | 0 | 0 | 0 | 0 | 0 | 0 | 0 |  |  | C2 | 0 | 0 | 0 | 0 | 0 | C2 | 0 | 0 | 0 | 0 | 0 | C2 | [5 empty] | C2 | [5 empty] | 0 | [6 empty] | 0 | [6 empty] | 0 | [6 empty] | 0 | [6 empty] | 0 | [6 empty] | 0
[5 empty] | C3 | 0 | 0 | 0 | 0 | 0 | 0 | 0 | 0 | 0 | 0 | 0 | 0 | 0 | 0 | 0 | 0 | 0 | 0 | 0 | 0 | 0 | 0 | 0 | 0 | 0 | 0 | 0 | 0 | 0 | 0 | 0 | 0 | 0 | 0 | 0 | 0 |  |  | C3 | 0 | 0 | 0 | 0 | 0 | C3 | 0 | 0 | 0 | 0 | 0 | C3 | [5 empty] | C3 | [5 empty] | 0 | [6 empty] | 0 | [6 empty] | 0 | [6 empty] | 0 | [6 empty] | 0 | [6 empty] | 0
[5 empty] | C4 | 0 | 0 | 0 | 0 | 0 | 0 | 0 | 0 | 0 | 0 | 0 | 0 | 0 | 0 | 0 | 0 | 0 | 0 | 0 | 0 | 0 | 0 | 0 | 0 | 0 | 0 | 0 | 0 | 0 | 0 | 0 | 0 | 0 | 0 | 0 | 0 |  |  | C4 | 0 | 0 | 0 | 0 | 0 | C4 | 0 | 0 | 0 | 0 | 0 | C4 | [5 empty] | C4 | [5 empty] | 0 | [6 empty] | 0 | [6 empty] | 0 | [6 empty] | 0 | [6 empty] | 0 | [6 empty] | 0
|  | 0 | 0 | 0 |  | 0 | 0 | 0 | 0 | 0 |  | 0 | 0 | 0 | 0 | 0 |  | 0 | 0 | 0 | 0 | 0 |  | 0 | 0 | 0 | 0 | 0 |  | 0 | 0 | 0 | 0 | 0 |  | 0 | 0 | 0 | 0 | 0 | [22 empty] | 0 | 0 | 0 | 0 | 0 | 0 |  | 0 | 0 | 0 | 0 | 0 | 0 |  | 0 | 0 | 0 | 0 | 0 | 0 |  | 0 | 0 | 0 | 0 | 0 | 0 |  | 0 | 0 | 0 | 0 | 0 | 0 |  | 0 | 0 | 0 | 0 | 0 | 0
| 132kV UG Cable (Oil) |  |  |  | C1 | 0 | 0 | 0 | 0 | 0 | 0 | 0 | 0 | 0 | 0 | 0 | 0 | 0 | 0 | 0 | 0 | 0 | 0 | 0 | 0 | 0 | 0 | 0 | 0 | 0 | 0 | 0 | 0 | 0 | 0 | 0 | 0 | 0 | 0 | 0 | 0 |  |  | C1 | 0 | 0 | 0 | 0 | 0 | C1 | 0 | 0 | 0 | 0 | 0 | C1 | [5 empty] | C1 | [5 empty] | 0 | [6 empty] | 0 | [6 empty] | 0 | [6 empty] | 0 | [6 empty] | 0 | [6 empty] | 0
[5 empty] | C2 | 0 | 0 | 0 | 0 | 0 | 0 | 0 | 0 | 0 | 0 | 0 | 0 | 0 | 0 | 0 | 0 | 0 | 0 | 0 | 0 | 0 | 0 | 0 | 0 | 0 | 0 | 0 | 0 | 0 | 0 | 0 | 0 | 0 | 0 | 0 | 0 |  |  | C2 | 0 | 0 | 0 | 0 | 0 | C2 | 0 | 0 | 0 | 0 | 0 | C2 | [5 empty] | C2 | [5 empty] | 0 | [6 empty] | 0 | [6 empty] | 0 | [6 empty] | 0 | [6 empty] | 0 | [6 empty] | 0
[5 empty] | C3 | 0 | 0 | 0 | 0 | 0 | 0 | 0 | 0 | 0 | 0 | 0 | 0 | 0 | 0 | 0 | 0 | 0 | 0 | 0 | 0 | 0 | 0 | 0 | 0 | 0 | 0 | 0 | 0 | 0 | 0 | 0 | 0 | 0 | 0 | 0 | 0 |  |  | C3 | 0 | 0 | 0 | 0 | 0 | C3 | 0 | 0 | 0 | 0 | 0 | C3 | [5 empty] | C3 | [5 empty] | 0 | [6 empty] | 0 | [6 empty] | 0 | [6 empty] | 0 | [6 empty] | 0 | [6 empty] | 0
[5 empty] | C4 | 0 | 0 | 0 | 0 | 0 | 0 | 0 | 0 | 0 | 0 | 0 | 0 | 0 | 0 | 0 | 0 | 0 | 0 | 0 | 0 | 0 | 0 | 0 | 0 | 0 | 0 | 0 | 0 | 0 | 0 | 0 | 0 | 0 | 0 | 0 | 0 |  |  | C4 | 0 | 0 | 0 | 0 | 0 | C4 | 0 | 0 | 0 | 0 | 0 | C4 | [5 empty] | C4 | [5 empty] | 0 | [6 empty] | 0 | [6 empty] | 0 | [6 empty] | 0 | [6 empty] | 0 | [6 empty] | 0
|  | 0 | 0 | 0 |  | 0 | 0 | 0 | 0 | 0 |  | 0 | 0 | 0 | 0 | 0 |  | 0 | 0 | 0 | 0 | 0 |  | 0 | 0 | 0 | 0 | 0 |  | 0 | 0 | 0 | 0 | 0 |  | 0 | 0 | 0 | 0 | 0 | [22 empty] | 0 | 0 | 0 | 0 | 0 | 0 |  | 0 | 0 | 0 | 0 | 0 | 0 |  | 0 | 0 | 0 | 0 | 0 | 0 |  | 0 | 0 | 0 | 0 | 0 | 0 |  | 0 | 0 | 0 | 0 | 0 | 0 |  | 0 | 0 | 0 | 0 | 0 | 0
| 132kV UG Cable (Non Pressurised) |  |  |  | C1 | 0 | 0 | 0 | 0 | 0 | 0 | 0 | 0 | 0 | 0 | 0 | 0 | 0 | 0 | 0 | 0 | 0 | 0 | 0 | 0 | 0 | 0 | 0 | 0 | 0 | 0 | 0 | 0 | 0 | 0 | 0 | 0 | 0 | 0 | 0 | 0 |  |  | C1 | 0 | 0 | 0 | 0 | 0 | C1 | 0 | 0 | 0 | 0 | 0 | C1 | [5 empty] | C1 | [5 empty] | 0 | [6 empty] | 0 | [6 empty] | 0 | [6 empty] | 0 | [6 empty] | 0 | [6 empty] | 0
[5 empty] | C2 | 0 | 0 | 0 | 0 | 0 | 0 | 0 | 0 | 0 | 0 | 0 | 0 | 0 | 0 | 0 | 0 | 0 | 0 | 0 | 0 | 0 | 0 | 0 | 0 | 0 | 0 | 0 | 0 | 0 | 0 | 0 | 0 | 0 | 0 | 0 | 0 |  |  | C2 | 0 | 0 | 0 | 0 | 0 | C2 | 0 | 0 | 0 | 0 | 0 | C2 | [5 empty] | C2 | [5 empty] | 0 | [6 empty] | 0 | [6 empty] | 0 | [6 empty] | 0 | [6 empty] | 0 | [6 empty] | 0
[5 empty] | C3 | 0 | 0 | 0 | 0 | 0 | 0 | 0 | 0 | 0 | 0 | 0 | 0 | 0 | 0 | 0 | 0 | 0 | 0 | 0 | 0 | 0 | 0 | 0 | 0 | 0 | 0 | 0 | 0 | 0 | 0 | 0 | 0 | 0 | 0 | 0 | 0 |  |  | C3 | 0 | 0 | 0 | 0 | 0 | C3 | 0 | 0 | 0 | 0 | 0 | C3 | [5 empty] | C3 | [5 empty] | 0 | [6 empty] | 0 | [6 empty] | 0 | [6 empty] | 0 | [6 empty] | 0 | [6 empty] | 0
[5 empty] | C4 | 0 | 0 | 0 | 0 | 0 | 0 | 0 | 0 | 0 | 0 | 0 | 0 | 0 | 0 | 0 | 0 | 0 | 0 | 0 | 0 | 0 | 0 | 0 | 0 | 0 | 0 | 0 | 0 | 0 | 0 | 0 | 0 | 0 | 0 | 0 | 0 |  |  | C4 | 0 | 0 | 0 | 0 | 0 | C4 | 0 | 0 | 0 | 0 | 0 | C4 | [5 empty] | C4 | [5 empty] | 0 | [6 empty] | 0 | [6 empty] | 0 | [6 empty] | 0 | [6 empty] | 0 | [6 empty] | 0
|  | 0 | 0 | 0 |  | 0 | 0 | 0 | 0 | 0 |  | 0 | 0 | 0 | 0 | 0 |  | 0 | 0 | 0 | 0 | 0 |  | 0 | 0 | 0 | 0 | 0 |  | 0 | 0 | 0 | 0 | 0 |  | 0 | 0 | 0 | 0 | 0 | [22 empty] | 0 | 0 | 0 | 0 | 0 | 0 |  | 0 | 0 | 0 | 0 | 0 | 0 |  | 0 | 0 | 0 | 0 | 0 | 0 |  | 0 | 0 | 0 | 0 | 0 | 0 |  | 0 | 0 | 0 | 0 | 0 | 0 |  | 0 | 0 | 0 | 0 | 0 | 0
| 132kV OHL Support - Tower |  |  |  | C1 | 0 | 0 | 0 | 0 | 0 | 0 | 0 | 0 | 0 | 0 | 0 | 0 | 0 | 0 | 0 | 0 | 0 | 0 | 0 | 0 | 0 | 0 | 0 | 0 | 0 | 0 | 0 | 0 | 0 | 0 | 0 | 0 | 0 | 0 | 0 | 0 |  |  | C1 | 0 | 0 | 0 | 0 | 0 | C1 | 0 | 0 | 0 | 0 | 0 | C1 | [5 empty] | C1 | [5 empty] | 0 | [6 empty] | 0 | [6 empty] | 0 | [6 empty] | 0 | [6 empty] | 0 | [6 empty] | 0
[5 empty] | C2 | 0 | 0 | 0 | 0 | 0 | 0 | 0 | 0 | 0 | 0 | 0 | 0 | 0 | 0 | 0 | 0 | 0 | 0 | 0 | 0 | 0 | 0 | 0 | 0 | 0 | 0 | 0 | 0 | 0 | 0 | 0 | 0 | 0 | 0 | 0 | 0 |  |  | C2 | 0 | 0 | 0 | 0 | 0 | C2 | 0 | 0 | 0 | 0 | 0 | C2 | [5 empty] | C2 | [5 empty] | 0 | [6 empty] | 0 | [6 empty] | 0 | [6 empty] | 0 | [6 empty] | 0 | [6 empty] | 0
[5 empty] | C3 | 0 | 0 | 0 | 0 | 0 | 0 | 0 | 0 | 0 | 0 | 0 | 0 | 0 | 0 | 0 | 0 | 0 | 0 | 0 | 0 | 0 | 0 | 0 | 0 | 0 | 0 | 0 | 0 | 0 | 0 | 0 | 0 | 0 | 0 | 0 | 0 |  |  | C3 | 0 | 0 | 0 | 0 | 0 | C3 | 0 | 0 | 0 | 0 | 0 | C3 | [5 empty] | C3 | [5 empty] | 0 | [6 empty] | 0 | [6 empty] | 0 | [6 empty] | 0 | [6 empty] | 0 | [6 empty] | 0
[5 empty] | C4 | 0 | 0 | 0 | 0 | 0 | 0 | 0 | 0 | 0 | 0 | 0 | 0 | 0 | 0 | 0 | 0 | 0 | 0 | 0 | 0 | 0 | 0 | 0 | 0 | 0 | 0 | 0 | 0 | 0 | 0 | 0 | 0 | 0 | 0 | 0 | 0 |  |  | C4 | 0 | 0 | 0 | 0 | 0 | C4 | 0 | 0 | 0 | 0 | 0 | C4 | [5 empty] | C4 | [5 empty] | 0 | [6 empty] | 0 | [6 empty] | 0 | [6 empty] | 0 | [6 empty] | 0 | [6 empty] | 0
|  | 0 | 0 | 0 |  | 0 | 0 | 0 | 0 | 0 |  | 0 | 0 | 0 | 0 | 0 |  | 0 | 0 | 0 | 0 | 0 |  | 0 | 0 | 0 | 0 | 0 |  | 0 | 0 | 0 | 0 | 0 |  | 0 | 0 | 0 | 0 | 0 | [22 empty] | 0 | 0 | 0 | 0 | 0 | 0 |  | 0 | 0 | 0 | 0 | 0 | 0 |  | 0 | 0 | 0 | 0 | 0 | 0 |  | 0 | 0 | 0 | 0 | 0 | 0 |  | 0 | 0 | 0 | 0 | 0 | 0 |  | 0 | 0 | 0 | 0 | 0 | 0
| 132kV OHL Fittings |  |  |  | C1 | 0 | 0 | 0 | 0 | 0 | 0 | 0 | 0 | 0 | 0 | 0 | 0 | 0 | 0 | 0 | 0 | 0 | 0 | 0 | 0 | 0 | 0 | 0 | 0 | 0 | 0 | 0 | 0 | 0 | 0 | 0 | 0 | 0 | 0 | 0 | 0 |  | 0 | C1 | 0 | 0 | 0 | 0 | 0 | C1 | 0 | 0 | 0 | 0 | 0 | C1 | [5 empty] | C1 | [5 empty] | 0 | [6 empty] | 0 | [6 empty] | 0 | [6 empty] | 0 | [6 empty] | 0 | [6 empty] | 0
[5 empty] | C2 | 0 | 0 | 0 | 0 | 0 | 0 | 0 | 0 | 0 | 0 | 0 | 0 | 0 | 0 | 0 | 0 | 0 | 0 | 0 | 0 | 0 | 0 | 0 | 0 | 0 | 0 | 0 | 0 | 0 | 0 | 0 | 0 | 0 | 0 | 0 | 0 |  |  | C2 | 0 | 0 | 0 | 0 | 0 | C2 | 0 | 0 | 0 | 0 | 0 | C2 | [5 empty] | C2 | [5 empty] | 0 | [6 empty] | 0 | [6 empty] | 0 | [6 empty] | 0 | [6 empty] | 0 | [6 empty] | 0
[5 empty] | C3 | 0 | 0 | 0 | 0 | 0 | 0 | 0 | 0 | 0 | 0 | 0 | 0 | 0 | 0 | 0 | 0 | 0 | 0 | 0 | 0 | 0 | 0 | 0 | 0 | 0 | 0 | 0 | 0 | 0 | 0 | 0 | 0 | 0 | 0 | 0 | 0 |  |  | C3 | 0 | 0 | 0 | 0 | 0 | C3 | 0 | 0 | 0 | 0 | 0 | C3 | [5 empty] | C3 | [5 empty] | 0 | [6 empty] | 0 | [6 empty] | 0 | [6 empty] | 0 | [6 empty] | 0 | [6 empty] | 0
[5 empty] | C4 | 0 | 0 | 0 | 0 | 0 | 0 | 0 | 0 | 0 | 0 | 0 | 0 | 0 | 0 | 0 | 0 | 0 | 0 | 0 | 0 | 0 | 0 | 0 | 0 | 0 | 0 | 0 | 0 | 0 | 0 | 0 | 0 | 0 | 0 | 0 | 0 |  |  | C4 | 0 | 0 | 0 | 0 | 0 | C4 | 0 | 0 | 0 | 0 | 0 | C4 | [5 empty] | C4 | [5 empty] | 0 | [6 empty] | 0 | [6 empty] | 0 | [6 empty] | 0 | [6 empty] | 0 | [6 empty] | 0
|  | 0 | 0 | 0 |  | 0 | 0 | 0 | 0 | 0 |  | 0 | 0 | 0 | 0 | 0 |  | 0 | 0 | 0 | 0 | 0 |  | 0 | 0 | 0 | 0 | 0 |  | 0 | 0 | 0 | 0 | 0 |  | 0 | 0 | 0 | 0 | 0 | [22 empty] | 0 | 0 | 0 | 0 | 0 | 0 |  | 0 | 0 | 0 | 0 | 0 | 0 |  | 0 | 0 | 0 | 0 | 0 | 0 |  | 0 | 0 | 0 | 0 | 0 | 0 |  | 0 | 0 | 0 | 0 | 0 | 0 |  | 0 | 0 | 0 | 0 | 0 | 0
| 132kV OHL (Tower Line) Conductor |  |  |  | C1 | 0 | 0 | 0 | 0 | 0 | 0 | 0 | 0 | 0 | 0 | 0 | 0 | 0 | 0 | 0 | 0 | 0 | 0 | 0 | 0 | 0 | 0 | 0 | 0 | 0 | 0 | 0 | 0 | 0 | 0 | 0 | 0 | 0 | 0 | 0 | 0 |  |  | C1 | 0 | 0 | 0 | 0 | 0 | C1 | 0 | 0 | 0 | 0 | 0 | C1 | [5 empty] | C1 | [5 empty] | 0 | [6 empty] | 0 | [6 empty] | 0 | [6 empty] | 0 | [6 empty] | 0 | [6 empty] | 0
[5 empty] | C2 | 0 | 0 | 0 | 0 | 0 | 0 | 0 | 0 | 0 | 0 | 0 | 0 | 0 | 0 | 0 | 0 | 0 | 0 | 0 | 0 | 0 | 0 | 0 | 0 | 0 | 0 | 0 | 0 | 0 | 0 | 0 | 0 | 0 | 0 | 0 | 0 |  |  | C2 | 0 | 0 | 0 | 0 | 0 | C2 | 0 | 0 | 0 | 0 | 0 | C2 | [5 empty] | C2 | [5 empty] | 0 | [6 empty] | 0 | [6 empty] | 0 | [6 empty] | 0 | [6 empty] | 0 | [6 empty] | 0
[5 empty] | C3 | 0 | 0 | 0 | 0 | 0 | 0 | 0 | 0 | 0 | 0 | 0 | 0 | 0 | 0 | 0 | 0 | 0 | 0 | 0 | 0 | 0 | 0 | 0 | 0 | 0 | 0 | 0 | 0 | 0 | 0 | 0 | 0 | 0 | 0 | 0 | 0 |  |  | C3 | 0 | 0 | 0 | 0 | 0 | C3 | 0 | 0 | 0 | 0 | 0 | C3 | [5 empty] | C3 | [5 empty] | 0 | [6 empty] | 0 | [6 empty] | 0 | [6 empty] | 0 | [6 empty] | 0 | [6 empty] | 0
[5 empty] | C4 | 0 | 0 | 0 | 0 | 0 | 0 | 0 | 0 | 0 | 0 | 0 | 0 | 0 | 0 | 0 | 0 | 0 | 0 | 0 | 0 | 0 | 0 | 0 | 0 | 0 | 0 | 0 | 0 | 0 | 0 | 0 | 0 | 0 | 0 | 0 | 0 |  |  | C4 | 0 | 0 | 0 | 0 | 0 | C4 | 0 | 0 | 0 | 0 | 0 | C4 | [5 empty] | C4 | [5 empty] | 0 | [6 empty] | 0 | [6 empty] | 0 | [6 empty] | 0 | [6 empty] | 0 | [6 empty] | 0
|  | 0 | 0 | 0 |  | 0 | 0 | 0 | 0 | 0 |  | 0 | 0 | 0 | 0 | 0 |  | 0 | 0 | 0 | 0 | 0 |  | 0 | 0 | 0 | 0 | 0 |  | 0 | 0 | 0 | 0 | 0 |  | 0 | 0 | 0 | 0 | 0 | [22 empty] | 0 | 0 | 0 | 0 | 0 | 0 |  | 0 | 0 | 0 | 0 | 0 | 0 |  | 0 | 0 | 0 | 0 | 0 | 0 |  | 0 | 0 | 0 | 0 | 0 | 0 |  | 0 | 0 | 0 | 0 | 0 | 0 |  | 0 | 0 | 0 | 0 | 0 | 0
| [Please insert new asset category as required] |  |  |  | C1 | 0 | 0 | 0 | 0 | 0 | 0 | 0 | 0 | 0 | 0 | 0 | 0 | 0 | 0 | 0 | 0 | 0 | 0 | 0 | 0 | 0 | 0 | 0 | 0 | 0 | 0 | 0 | 0 | 0 | 0 | 0 | 0 | 0 | 0 | 0 | 0 |  |  | C1 | 0 | 0 | 0 | 0 | 0 | C1 | 0 | 0 | 0 | 0 | 0 | C1 | [5 empty] | C1 | [5 empty] | 0 | [6 empty] | 0 | [6 empty] | 0 | [6 empty] | 0 | [6 empty] | 0 | [6 empty] | 0
[5 empty] | C2 | 0 | 0 | 0 | 0 | 0 | 0 | 0 | 0 | 0 | 0 | 0 | 0 | 0 | 0 | 0 | 0 | 0 | 0 | 0 | 0 | 0 | 0 | 0 | 0 | 0 | 0 | 0 | 0 | 0 | 0 | 0 | 0 | 0 | 0 | 0 | 0 |  |  | C2 | 0 | 0 | 0 | 0 | 0 | C2 | 0 | 0 | 0 | 0 | 0 | C2 | [5 empty] | C2 | [5 empty] | 0 | [6 empty] | 0 | [6 empty] | 0 | [6 empty] | 0 | [6 empty] | 0 | [6 empty] | 0
[5 empty] | C3 | 0 | 0 | 0 | 0 | 0 | 0 | 0 | 0 | 0 | 0 | 0 | 0 | 0 | 0 | 0 | 0 | 0 | 0 | 0 | 0 | 0 | 0 | 0 | 0 | 0 | 0 | 0 | 0 | 0 | 0 | 0 | 0 | 0 | 0 | 0 | 0 |  |  | C3 | 0 | 0 | 0 | 0 | 0 | C3 | 0 | 0 | 0 | 0 | 0 | C3 | [5 empty] | C3 | [5 empty] | 0 | [6 empty] | 0 | [6 empty] | 0 | [6 empty] | 0 | [6 empty] | 0 | [6 empty] | 0
[5 empty] | C4 | 0 | 0 | 0 | 0 | 0 | 0 | 0 | 0 | 0 | 0 | 0 | 0 | 0 | 0 | 0 | 0 | 0 | 0 | 0 | 0 | 0 | 0 | 0 | 0 | 0 | 0 | 0 | 0 | 0 | 0 | 0 | 0 | 0 | 0 | 0 | 0 |  |  | C4 | 0 | 0 | 0 | 0 | 0 | C4 | 0 | 0 | 0 | 0 | 0 | C4 | [5 empty] | C4 | [5 empty] | 0 | [6 empty] | 0 | [6 empty] | 0 | [6 empty] | 0 | [6 empty] | 0 | [6 empty] | 0
|  | 0 | 0 | 0 |  | 0 | 0 | 0 | 0 | 0 |  | 0 | 0 | 0 | 0 | 0 |  | 0 | 0 | 0 | 0 | 0 |  | 0 | 0 | 0 | 0 | 0 |  | 0 | 0 | 0 | 0 | 0 |  | 0 | 0 | 0 | 0 | 0 | [22 empty] | 0 | 0 | 0 | 0 | 0 | 0 |  | 0 | 0 | 0 | 0 | 0 | 0 |  | 0 | 0 | 0 | 0 | 0 | 0 |  | 0 | 0 | 0 | 0 | 0 | 0 |  | 0 | 0 | 0 | 0 | 0 | 0 |  | 0 | 0 | 0 | 0 | 0 | 0
| [Please insert new asset category as required] |  |  |  | C1 | 0 | 0 | 0 | 0 | 0 | 0 | 0 | 0 | 0 | 0 | 0 | 0 | 0 | 0 | 0 | 0 | 0 | 0 | 0 | 0 | 0 | 0 | 0 | 0 | 0 | 0 | 0 | 0 | 0 | 0 | 0 | 0 | 0 | 0 | 0 | 0 |  |  | C1 | 0 | 0 | 0 | 0 | 0 | C1 | 0 | 0 | 0 | 0 | 0 | C1 | [5 empty] | C1 | [5 empty] | 0 | [6 empty] | 0 | [6 empty] | 0 | [6 empty] | 0 | [6 empty] | 0 | [6 empty] | 0
[5 empty] | C2 | 0 | 0 | 0 | 0 | 0 | 0 | 0 | 0 | 0 | 0 | 0 | 0 | 0 | 0 | 0 | 0 | 0 | 0 | 0 | 0 | 0 | 0 | 0 | 0 | 0 | 0 | 0 | 0 | 0 | 0 | 0 | 0 | 0 | 0 | 0 | 0 |  |  | C2 | 0 | 0 | 0 | 0 | 0 | C2 | 0 | 0 | 0 | 0 | 0 | C2 | [5 empty] | C2 | [5 empty] | 0 | [6 empty] | 0 | [6 empty] | 0 | [6 empty] | 0 | [6 empty] | 0 | [6 empty] | 0
[5 empty] | C3 | 0 | 0 | 0 | 0 | 0 | 0 | 0 | 0 | 0 | 0 | 0 | 0 | 0 | 0 | 0 | 0 | 0 | 0 | 0 | 0 | 0 | 0 | 0 | 0 | 0 | 0 | 0 | 0 | 0 | 0 | 0 | 0 | 0 | 0 | 0 | 0 |  |  | C3 | 0 | 0 | 0 | 0 | 0 | C3 | 0 | 0 | 0 | 0 | 0 | C3 | [5 empty] | C3 | [5 empty] | 0 | [6 empty] | 0 | [6 empty] | 0 | [6 empty] | 0 | [6 empty] | 0 | [6 empty] | 0
[5 empty] | C4 | 0 | 0 | 0 | 0 | 0 | 0 | 0 | 0 | 0 | 0 | 0 | 0 | 0 | 0 | 0 | 0 | 0 | 0 | 0 | 0 | 0 | 0 | 0 | 0 | 0 | 0 | 0 | 0 | 0 | 0 | 0 | 0 | 0 | 0 | 0 | 0 |  |  | C4 | 0 | 0 | 0 | 0 | 0 | C4 | 0 | 0 | 0 | 0 | 0 | C4 | [5 empty] | C4 | [5 empty] | 0 | [6 empty] | 0 | [6 empty] | 0 | [6 empty] | 0 | [6 empty] | 0 | [6 empty] | 0
|  | 0 | 0 | 0 |  | 0 | 0 | 0 | 0 | 0 |  | 0 | 0 | 0 | 0 | 0 |  | 0 | 0 | 0 | 0 | 0 |  | 0 | 0 | 0 | 0 | 0 |  | 0 | 0 | 0 | 0 | 0 |  | 0 | 0 | 0 | 0 | 0 | [22 empty] | 0 | 0 | 0 | 0 | 0 | 0 |  | 0 | 0 | 0 | 0 | 0 | 0 |  | 0 | 0 | 0 | 0 | 0 | 0 |  | 0 | 0 | 0 | 0 | 0 | 0 |  | 0 | 0 | 0 | 0 | 0 | 0 |  | 0 | 0 | 0 | 0 | 0 | 0
| [Please insert new asset category as required] |  |  |  | C1 | 0 | 0 | 0 | 0 | 0 | 0 | 0 | 0 | 0 | 0 | 0 | 0 | 0 | 0 | 0 | 0 | 0 | 0 | 0 | 0 | 0 | 0 | 0 | 0 | 0 | 0 | 0 | 0 | 0 | 0 | 0 | 0 | 0 | 0 | 0 | 0 |  |  | C1 | 0 | 0 | 0 | 0 | 0 | C1 | 0 | 0 | 0 | 0 | 0 | C1 | [5 empty] | C1 | [5 empty] | 0 | [6 empty] | 0 | [6 empty] | 0 | [6 empty] | 0 | [6 empty] | 0 | [6 empty] | 0
[5 empty] | C2 | 0 | 0 | 0 | 0 | 0 | 0 | 0 | 0 | 0 | 0 | 0 | 0 | 0 | 0 | 0 | 0 | 0 | 0 | 0 | 0 | 0 | 0 | 0 | 0 | 0 | 0 | 0 | 0 | 0 | 0 | 0 | 0 | 0 | 0 | 0 | 0 |  |  | C2 | 0 | 0 | 0 | 0 | 0 | C2 | 0 | 0 | 0 | 0 | 0 | C2 | [5 empty] | C2 | [5 empty] | 0 | [6 empty] | 0 | [6 empty] | 0 | [6 empty] | 0 | [6 empty] | 0 | [6 empty] | 0
[5 empty] | C3 | 0 | 0 | 0 | 0 | 0 | 0 | 0 | 0 | 0 | 0 | 0 | 0 | 0 | 0 | 0 | 0 | 0 | 0 | 0 | 0 | 0 | 0 | 0 | 0 | 0 | 0 | 0 | 0 | 0 | 0 | 0 | 0 | 0 | 0 | 0 | 0 |  |  | C3 | 0 | 0 | 0 | 0 | 0 | C3 | 0 | 0 | 0 | 0 | 0 | C3 | [5 empty] | C3 | [5 empty] | 0 | [6 empty] | 0 | [6 empty] | 0 | [6 empty] | 0 | [6 empty] | 0 | [6 empty] | 0
[5 empty] | C4 | 0 | 0 | 0 | 0 | 0 | 0 | 0 | 0 | 0 | 0 | 0 | 0 | 0 | 0 | 0 | 0 | 0 | 0 | 0 | 0 | 0 | 0 | 0 | 0 | 0 | 0 | 0 | 0 | 0 | 0 | 0 | 0 | 0 | 0 | 0 | 0 |  |  | C4 | 0 | 0 | 0 | 0 | 0 | C4 | 0 | 0 | 0 | 0 | 0 | C4 | [5 empty] | C4 | [5 empty] | 0 | [6 empty] | 0 | [6 empty] | 0 | [6 empty] | 0 | [6 empty] | 0 | [6 empty] | 0
|  | 0 | 0 | 0 |  | 0 | 0 | 0 | 0 | 0 |  | 0 | 0 | 0 | 0 | 0 |  | 0 | 0 | 0 | 0 | 0 |  | 0 | 0 | 0 | 0 | 0 |  | 0 | 0 | 0 | 0 | 0 |  | 0 | 0 | 0 | 0 | 0 | [22 empty] | 0 | 0 | 0 | 0 | 0 | 0 |  | 0 | 0 | 0 | 0 | 0 | 0 |  | 0 | 0 | 0 | 0 | 0 | 0 |  | 0 | 0 | 0 | 0 | 0 | 0 |  | 0 | 0 | 0 | 0 | 0 | 0 |  | 0 | 0 | 0 | 0 | 0 | 0
| [Please insert new asset category as required] |  |  |  | C1 | 0 | 0 | 0 | 0 | 0 | 0 | 0 | 0 | 0 | 0 | 0 | 0 | 0 | 0 | 0 | 0 | 0 | 0 | 0 | 0 | 0 | 0 | 0 | 0 | 0 | 0 | 0 | 0 | 0 | 0 | 0 | 0 | 0 | 0 | 0 | 0 |  |  | C1 | 0 | 0 | 0 | 0 | 0 | C1 | 0 | 0 | 0 | 0 | 0 | C1 | [5 empty] | C1 | [5 empty] | 0 | [6 empty] | 0 | [6 empty] | 0 | [6 empty] | 0 | [6 empty] | 0 | [6 empty] | 0
[5 empty] | C2 | 0 | 0 | 0 | 0 | 0 | 0 | 0 | 0 | 0 | 0 | 0 | 0 | 0 | 0 | 0 | 0 | 0 | 0 | 0 | 0 | 0 | 0 | 0 | 0 | 0 | 0 | 0 | 0 | 0 | 0 | 0 | 0 | 0 | 0 | 0 | 0 |  |  | C2 | 0 | 0 | 0 | 0 | 0 | C2 | 0 | 0 | 0 | 0 | 0 | C2 | [5 empty] | C2 | [5 empty] | 0 | [6 empty] | 0 | [6 empty] | 0 | [6 empty] | 0 | [6 empty] | 0 | [6 empty] | 0
[5 empty] | C3 | 0 | 0 | 0 | 0 | 0 | 0 | 0 | 0 | 0 | 0 | 0 | 0 | 0 | 0 | 0 | 0 | 0 | 0 | 0 | 0 | 0 | 0 | 0 | 0 | 0 | 0 | 0 | 0 | 0 | 0 | 0 | 0 | 0 | 0 | 0 | 0 |  |  | C3 | 0 | 0 | 0 | 0 | 0 | C3 | 0 | 0 | 0 | 0 | 0 | C3 | [5 empty] | C3 | [5 empty] | 0 | [6 empty] | 0 | [6 empty] | 0 | [6 empty] | 0 | [6 empty] | 0 | [6 empty] | 0
[5 empty] | C4 | 0 | 0 | 0 | 0 | 0 | 0 | 0 | 0 | 0 | 0 | 0 | 0 | 0 | 0 | 0 | 0 | 0 | 0 | 0 | 0 | 0 | 0 | 0 | 0 | 0 | 0 | 0 | 0 | 0 | 0 | 0 | 0 | 0 | 0 | 0 | 0 |  |  | C4 | 0 | 0 | 0 | 0 | 0 | C4 | 0 | 0 | 0 | 0 | 0 | C4 | [5 empty] | C4 | [5 empty] | 0 | [6 empty] | 0 | [6 empty] | 0 | [6 empty] | 0 | [6 empty] | 0 | [6 empty] | 0
|  | 0 | 0 | 0 |  | 0 | 0 | 0 | 0 | 0 |  | 0 | 0 | 0 | 0 | 0 |  | 0 | 0 | 0 | 0 | 0 |  | 0 | 0 | 0 | 0 | 0 |  | 0 | 0 | 0 | 0 | 0 |  | 0 | 0 | 0 | 0 | 0 | [22 empty] | 0 | 0 | 0 | 0 | 0 | 0 |  | 0 | 0 | 0 | 0 | 0 | 0 |  | 0 | 0 | 0 | 0 | 0 | 0 |  | 0 | 0 | 0 | 0 | 0 | 0 |  | 0 | 0 | 0 | 0 | 0 | 0 |  | 0 | 0 | 0 | 0 | 0 | 0
[63 empty] | 0 | 0 | 0 | 0 | 0 | 0 |  | 0 | 0 | 0 | 0 | 0 | 0 |  | 0 | 0 | 0 | 0 | 0 | 0 |  | 0 | 0 | 0 | 0 | 0 | 0 |  | 0 | 0 | 0 | 0 | 0 | 0 |  | 0 | 0 | 0 | 0 | 0 | 0
| Other | [66 empty] | 0 | [6 empty] | 0 | [6 empty] | 0 | [6 empty] | 0 | [6 empty] | 0 | [6 empty] | 0
| Submarine Cables |  |  |  | C1 | 0 | 0 | 0 | 0 | 0 | 0 | 0 | 0 | 0 | 0 | 0 | 0 | 0 | 0 | 0 | 0 | 0 | 0 | 0 | 0 | 0 | 0 | 0 | 0 | 0 | 0 | 0 | 0 | 0 | 0 | 0 | 0 | 0 | 0 | 0 | 0 |  |  | C1 | 0 | 0 | 0 | 0 | 0 | C1 | 0 | 0 | 0 | 0 | 0 | C1 | [5 empty] | C1 | [5 empty] | 0 | [6 empty] | 0 | [6 empty] | 0 | [6 empty] | 0 | [6 empty] | 0 | [6 empty] | 0
[5 empty] | C2 | 0 | 0 | 0 | 0 | 0 | 0 | 0 | 0 | 0 | 0 | 0 | 0 | 0 | 0 | 0 | 0 | 0 | 0 | 0 | 0 | 0 | 0 | 0 | 0 | 0 | 0 | 0 | 0 | 0 | 0 | 0 | 0 | 0 | 0 | 0 | 0 |  |  | C2 | 0 | 0 | 0 | 0 | 0 | C2 | 0 | 0 | 0 | 0 | 0 | C2 | [5 empty] | C2 | [5 empty] | 0 | [6 empty] | 0 | [6 empty] | 0 | [6 empty] | 0 | [6 empty] | 0 | [6 empty] | 0
[5 empty] | C3 | 0 | 0 | 0 | 0 | 0 | 0 | 0 | 0 | 0 | 0 | 0 | 0 | 0 | 0 | 0 | 0 | 0 | 0 | 0 | 0 | 0 | 0 | 0 | 0 | 0 | 0 | 0 | 0 | 0 | 0 | 0 | 0 | 0 | 0 | 0 | 0 |  |  | C3 | 0 | 0 | 0 | 0 | 0 | C3 | 0 | 0 | 0 | 0 | 0 | C3 | [5 empty] | C3 | [5 empty] | 0 | [6 empty] | 0 | [6 empty] | 0 | [6 empty] | 0 | [6 empty] | 0 | [6 empty] | 0
[5 empty] | C4 | 0 | 0 | 0 | 0 | 0 | 0 | 0 | 0 | 0 | 0 | 0 | 0 | 0 | 0 | 0 | 0 | 0 | 0 | 0 | 0 | 0 | 0 | 0 | 0 | 0 | 0 | 0 | 0 | 0 | 0 | 0 | 0 | 0 | 0 | 0 | 0 |  |  | C4 | 0 | 0 | 0 | 0 | 0 | C4 | 0 | 0 | 0 | 0 | 0 | C4 | [5 empty] | C4 | [5 empty] | 0 | [6 empty] | 0 | [6 empty] | 0 | [6 empty] | 0 | [6 empty] | 0 | [6 empty] | 0
|  | 0 | 0 | 0 |  | 0 | 0 | 0 | 0 | 0 |  | 0 | 0 | 0 | 0 | 0 |  | 0 | 0 | 0 | 0 | 0 |  | 0 | 0 | 0 | 0 | 0 |  | 0 | 0 | 0 | 0 | 0 |  | 0 | 0 | 0 | 0 | 0 | [22 empty] | 0 | 0 | 0 | 0 | 0 | 0 |  | 0 | 0 | 0 | 0 | 0 | 0 |  | 0 | 0 | 0 | 0 | 0 | 0 |  | 0 | 0 | 0 | 0 | 0 | 0 |  | 0 | 0 | 0 | 0 | 0 | 0 |  | 0 | 0 | 0 | 0 | 0 | 0
| [Please insert new asset category as required] |  |  |  | C1 | 0 | 0 | 0 | 0 | 0 | 0 | 0 | 0 | 0 | 0 | 0 | 0 | 0 | 0 | 0 | 0 | 0 | 0 | 0 | 0 | 0 | 0 | 0 | 0 | 0 | 0 | 0 | 0 | 0 | 0 | 0 | 0 | 0 | 0 | 0 | 0 |  |  | C1 | 0 | 0 | 0 | 0 | 0 | C1 | 0 | 0 | 0 | 0 | 0 | C1 | [5 empty] | C1 | [5 empty] | 0 | [6 empty] | 0 | [6 empty] | 0 | [6 empty] | 0 | [6 empty] | 0 | [6 empty] | 0
[5 empty] | C2 | 0 | 0 | 0 | 0 | 0 | 0 | 0 | 0 | 0 | 0 | 0 | 0 | 0 | 0 | 0 | 0 | 0 | 0 | 0 | 0 | 0 | 0 | 0 | 0 | 0 | 0 | 0 | 0 | 0 | 0 | 0 | 0 | 0 | 0 | 0 | 0 |  |  | C2 | 0 | 0 | 0 | 0 | 0 | C2 | 0 | 0 | 0 | 0 | 0 | C2 | [5 empty] | C2 | [5 empty] | 0 | [6 empty] | 0 | [6 empty] | 0 | [6 empty] | 0 | [6 empty] | 0 | [6 empty] | 0
[5 empty] | C3 | 0 | 0 | 0 | 0 | 0 | 0 | 0 | 0 | 0 | 0 | 0 | 0 | 0 | 0 | 0 | 0 | 0 | 0 | 0 | 0 | 0 | 0 | 0 | 0 | 0 | 0 | 0 | 0 | 0 | 0 | 0 | 0 | 0 | 0 | 0 | 0 |  |  | C3 | 0 | 0 | 0 | 0 | 0 | C3 | 0 | 0 | 0 | 0 | 0 | C3 | [5 empty] | C3 | [5 empty] | 0 | [6 empty] | 0 | [6 empty] | 0 | [6 empty] | 0 | [6 empty] | 0 | [6 empty] | 0
[5 empty] | C4 | 0 | 0 | 0 | 0 | 0 | 0 | 0 | 0 | 0 | 0 | 0 | 0 | 0 | 0 | 0 | 0 | 0 | 0 | 0 | 0 | 0 | 0 | 0 | 0 | 0 | 0 | 0 | 0 | 0 | 0 | 0 | 0 | 0 | 0 | 0 | 0 |  |  | C4 | 0 | 0 | 0 | 0 | 0 | C4 | 0 | 0 | 0 | 0 | 0 | C4 | [5 empty] | C4 | [5 empty] | 0 | [6 empty] | 0 | [6 empty] | 0 | [6 empty] | 0 | [6 empty] | 0 | [6 empty] | 0
|  | 0 | 0 | 0 |  | 0 | 0 | 0 | 0 | 0 |  | 0 | 0 | 0 | 0 | 0 |  | 0 | 0 | 0 | 0 | 0 |  | 0 | 0 | 0 | 0 | 0 |  | 0 | 0 | 0 | 0 | 0 |  | 0 | 0 | 0 | 0 | 0 | [22 empty] | 0 | 0 | 0 | 0 | 0 | 0 |  | 0 | 0 | 0 | 0 | 0 | 0 |  | 0 | 0 | 0 | 0 | 0 | 0 |  | 0 | 0 | 0 | 0 | 0 | 0 |  | 0 | 0 | 0 | 0 | 0 | 0 |  | 0 | 0 | 0 | 0 | 0 | 0
| [Please insert new asset category as required] |  |  |  | C1 | 0 | 0 | 0 | 0 | 0 | 0 | 0 | 0 | 0 | 0 | 0 | 0 | 0 | 0 | 0 | 0 | 0 | 0 | 0 | 0 | 0 | 0 | 0 | 0 | 0 | 0 | 0 | 0 | 0 | 0 | 0 | 0 | 0 | 0 | 0 | 0 |  |  | C1 | 0 | 0 | 0 | 0 | 0 | C1 | 0 | 0 | 0 | 0 | 0 | C1 | [5 empty] | C1 | [5 empty] | 0 | [6 empty] | 0 | [6 empty] | 0 | [6 empty] | 0 | [6 empty] | 0 | [6 empty] | 0
[5 empty] | C2 | 0 | 0 | 0 | 0 | 0 | 0 | 0 | 0 | 0 | 0 | 0 | 0 | 0 | 0 | 0 | 0 | 0 | 0 | 0 | 0 | 0 | 0 | 0 | 0 | 0 | 0 | 0 | 0 | 0 | 0 | 0 | 0 | 0 | 0 | 0 | 0 |  |  | C2 | 0 | 0 | 0 | 0 | 0 | C2 | 0 | 0 | 0 | 0 | 0 | C2 | [5 empty] | C2 | [5 empty] | 0 | [6 empty] | 0 | [6 empty] | 0 | [6 empty] | 0 | [6 empty] | 0 | [6 empty] | 0
[5 empty] | C3 | 0 | 0 | 0 | 0 | 0 | 0 | 0 | 0 | 0 | 0 | 0 | 0 | 0 | 0 | 0 | 0 | 0 | 0 | 0 | 0 | 0 | 0 | 0 | 0 | 0 | 0 | 0 | 0 | 0 | 0 | 0 | 0 | 0 | 0 | 0 | 0 |  |  | C3 | 0 | 0 | 0 | 0 | 0 | C3 | 0 | 0 | 0 | 0 | 0 | C3 | [5 empty] | C3 | [5 empty] | 0 | [6 empty] | 0 | [6 empty] | 0 | [6 empty] | 0 | [6 empty] | 0 | [6 empty] | 0
[5 empty] | C4 | 0 | 0 | 0 | 0 | 0 | 0 | 0 | 0 | 0 | 0 | 0 | 0 | 0 | 0 | 0 | 0 | 0 | 0 | 0 | 0 | 0 | 0 | 0 | 0 | 0 | 0 | 0 | 0 | 0 | 0 | 0 | 0 | 0 | 0 | 0 | 0 |  |  | C4 | 0 | 0 | 0 | 0 | 0 | C4 | 0 | 0 | 0 | 0 | 0 | C4 | [5 empty] | C4 | [5 empty] | 0 | [6 empty] | 0 | [6 empty] | 0 | [6 empty] | 0 | [6 empty] | 0 | [6 empty] | 0
|  | 0 | 0 | 0 |  | 0 | 0 | 0 | 0 | 0 |  | 0 | 0 | 0 | 0 | 0 |  | 0 | 0 | 0 | 0 | 0 |  | 0 | 0 | 0 | 0 | 0 |  | 0 | 0 | 0 | 0 | 0 |  | 0 | 0 | 0 | 0 | 0 | [22 empty] | 0 | 0 | 0 | 0 | 0 | 0 |  | 0 | 0 | 0 | 0 | 0 | 0 |  | 0 | 0 | 0 | 0 | 0 | 0 |  | 0 | 0 | 0 | 0 | 0 | 0 |  | 0 | 0 | 0 | 0 | 0 | 0 |  | 0 | 0 | 0 | 0 | 0 | 0
| [Please insert new asset category as required] |  |  |  | C1 | 0 | 0 | 0 | 0 | 0 | 0 | 0 | 0 | 0 | 0 | 0 | 0 | 0 | 0 | 0 | 0 | 0 | 0 | 0 | 0 | 0 | 0 | 0 | 0 | 0 | 0 | 0 | 0 | 0 | 0 | 0 | 0 | 0 | 0 | 0 | 0 |  |  | C1 | 0 | 0 | 0 | 0 | 0 | C1 | 0 | 0 | 0 | 0 | 0 | C1 | [5 empty] | C1 | [5 empty] | 0 | [6 empty] | 0 | [6 empty] | 0 | [6 empty] | 0 | [6 empty] | 0 | [6 empty] | 0
[5 empty] | C2 | 0 | 0 | 0 | 0 | 0 | 0 | 0 | 0 | 0 | 0 | 0 | 0 | 0 | 0 | 0 | 0 | 0 | 0 | 0 | 0 | 0 | 0 | 0 | 0 | 0 | 0 | 0 | 0 | 0 | 0 | 0 | 0 | 0 | 0 | 0 | 0 |  |  | C2 | 0 | 0 | 0 | 0 | 0 | C2 | 0 | 0 | 0 | 0 | 0 | C2 | [5 empty] | C2 | [5 empty] | 0 | [6 empty] | 0 | [6 empty] | 0 | [6 empty] | 0 | [6 empty] | 0 | [6 empty] | 0
[5 empty] | C3 | 0 | 0 | 0 | 0 | 0 | 0 | 0 | 0 | 0 | 0 | 0 | 0 | 0 | 0 | 0 | 0 | 0 | 0 | 0 | 0 | 0 | 0 | 0 | 0 | 0 | 0 | 0 | 0 | 0 | 0 | 0 | 0 | 0 | 0 | 0 | 0 |  |  | C3 | 0 | 0 | 0 | 0 | 0 | C3 | 0 | 0 | 0 | 0 | 0 | C3 | [5 empty] | C3 | [5 empty] | 0 | [6 empty] | 0 | [6 empty] | 0 | [6 empty] | 0 | [6 empty] | 0 | [6 empty] | 0
[5 empty] | C4 | 0 | 0 | 0 | 0 | 0 | 0 | 0 | 0 | 0 | 0 | 0 | 0 | 0 | 0 | 0 | 0 | 0 | 0 | 0 | 0 | 0 | 0 | 0 | 0 | 0 | 0 | 0 | 0 | 0 | 0 | 0 | 0 | 0 | 0 | 0 | 0 |  |  | C4 | 0 | 0 | 0 | 0 | 0 | C4 | 0 | 0 | 0 | 0 | 0 | C4 | [5 empty] | C4 | [5 empty] | 0 | [6 empty] | 0 | [6 empty] | 0 | [6 empty] | 0 | [6 empty] | 0 | [6 empty] | 0
|  | 0 | 0 | 0 |  | 0 | 0 | 0 | 0 | 0 |  | 0 | 0 | 0 | 0 | 0 |  | 0 | 0 | 0 | 0 | 0 |  | 0 | 0 | 0 | 0 | 0 |  | 0 | 0 | 0 | 0 | 0 |  | 0 | 0 | 0 | 0 | 0 | [22 empty] | 0 | 0 | 0 | 0 | 0 | 0 |  | 0 | 0 | 0 | 0 | 0 | 0 |  | 0 | 0 | 0 | 0 | 0 | 0 |  | 0 | 0 | 0 | 0 | 0 | 0 |  | 0 | 0 | 0 | 0 | 0 | 0 |  | 0 | 0 | 0 | 0 | 0 | 0
| [Please insert new asset category as required] |  |  |  | C1 | 0 | 0 | 0 | 0 | 0 | 0 | 0 | 0 | 0 | 0 | 0 | 0 | 0 | 0 | 0 | 0 | 0 | 0 | 0 | 0 | 0 | 0 | 0 | 0 | 0 | 0 | 0 | 0 | 0 | 0 | 0 | 0 | 0 | 0 | 0 | 0 |  |  | C1 | 0 | 0 | 0 | 0 | 0 | C1 | 0 | 0 | 0 | 0 | 0 | C1 | [5 empty] | C1 | [5 empty] | 0 | [6 empty] | 0 | [6 empty] | 0 | [6 empty] | 0 | [6 empty] | 0 | [6 empty] | 0
[5 empty] | C2 | 0 | 0 | 0 | 0 | 0 | 0 | 0 | 0 | 0 | 0 | 0 | 0 | 0 | 0 | 0 | 0 | 0 | 0 | 0 | 0 | 0 | 0 | 0 | 0 | 0 | 0 | 0 | 0 | 0 | 0 | 0 | 0 | 0 | 0 | 0 | 0 |  |  | C2 | 0 | 0 | 0 | 0 | 0 | C2 | 0 | 0 | 0 | 0 | 0 | C2 | [5 empty] | C2 | [5 empty] | 0 | [6 empty] | 0 | [6 empty] | 0 | [6 empty] | 0 | [6 empty] | 0 | [6 empty] | 0
[5 empty] | C3 | 0 | 0 | 0 | 0 | 0 | 0 | 0 | 0 | 0 | 0 | 0 | 0 | 0 | 0 | 0 | 0 | 0 | 0 | 0 | 0 | 0 | 0 | 0 | 0 | 0 | 0 | 0 | 0 | 0 | 0 | 0 | 0 | 0 | 0 | 0 | 0 |  |  | C3 | 0 | 0 | 0 | 0 | 0 | C3 | 0 | 0 | 0 | 0 | 0 | C3 | [5 empty] | C3 | [5 empty] | 0 | [6 empty] | 0 | [6 empty] | 0 | [6 empty] | 0 | [6 empty] | 0 | [6 empty] | 0
[5 empty] | C4 | 0 | 0 | 0 | 0 | 0 | 0 | 0 | 0 | 0 | 0 | 0 | 0 | 0 | 0 | 0 | 0 | 0 | 0 | 0 | 0 | 0 | 0 | 0 | 0 | 0 | 0 | 0 | 0 | 0 | 0 | 0 | 0 | 0 | 0 | 0 | 0 |  |  | C4 | 0 | 0 | 0 | 0 | 0 | C4 | 0 | 0 | 0 | 0 | 0 | C4 | [5 empty] | C4 | [5 empty] | 0 | [6 empty] | 0 | [6 empty] | 0 | [6 empty] | 0 | [6 empty] | 0 | [6 empty] | 0
|  | 0 | 0 | 0 |  | 0 | 0 | 0 | 0 | 0 |  | 0 | 0 | 0 | 0 | 0 |  | 0 | 0 | 0 | 0 | 0 |  | 0 | 0 | 0 | 0 | 0 |  | 0 | 0 | 0 | 0 | 0 |  | 0 | 0 | 0 | 0 | 0 | [22 empty] | 0 | 0 | 0 | 0 | 0 | 0 |  | 0 | 0 | 0 | 0 | 0 | 0 |  | 0 | 0 | 0 | 0 | 0 | 0 |  | 0 | 0 | 0 | 0 | 0 | 0 |  | 0 | 0 | 0 | 0 | 0 | 0 |  | 0 | 0 | 0 | 0 | 0 | 0
| [Please insert new asset category as required] |  |  |  | C1 | 0 | 0 | 0 | 0 | 0 | 0 | 0 | 0 | 0 | 0 | 0 | 0 | 0 | 0 | 0 | 0 | 0 | 0 | 0 | 0 | 0 | 0 | 0 | 0 | 0 | 0 | 0 | 0 | 0 | 0 | 0 | 0 | 0 | 0 | 0 | 0 |  |  | C1 | 0 | 0 | 0 | 0 | 0 | C1 | 0 | 0 | 0 | 0 | 0 | C1 | [5 empty] | C1 | [5 empty] | 0 | [6 empty] | 0 | [6 empty] | 0 | [6 empty] | 0 | [6 empty] | 0 | [6 empty] | 0
[5 empty] | C2 | 0 | 0 | 0 | 0 | 0 | 0 | 0 | 0 | 0 | 0 | 0 | 0 | 0 | 0 | 0 | 0 | 0 | 0 | 0 | 0 | 0 | 0 | 0 | 0 | 0 | 0 | 0 | 0 | 0 | 0 | 0 | 0 | 0 | 0 | 0 | 0 |  |  | C2 | 0 | 0 | 0 | 0 | 0 | C2 | 0 | 0 | 0 | 0 | 0 | C2 | [5 empty] | C2 | [5 empty] | 0 | [6 empty] | 0 | [6 empty] | 0 | [6 empty] | 0 | [6 empty] | 0 | [6 empty] | 0
[5 empty] | C3 | 0 | 0 | 0 | 0 | 0 | 0 | 0 | 0 | 0 | 0 | 0 | 0 | 0 | 0 | 0 | 0 | 0 | 0 | 0 | 0 | 0 | 0 | 0 | 0 | 0 | 0 | 0 | 0 | 0 | 0 | 0 | 0 | 0 | 0 | 0 | 0 |  |  | C3 | 0 | 0 | 0 | 0 | 0 | C3 | 0 | 0 | 0 | 0 | 0 | C3 | [5 empty] | C3 | [5 empty] | 0 | [6 empty] | 0 | [6 empty] | 0 | [6 empty] | 0 | [6 empty] | 0 | [6 empty] | 0
[5 empty] | C4 | 0 | 0 | 0 | 0 | 0 | 0 | 0 | 0 | 0 | 0 | 0 | 0 | 0 | 0 | 0 | 0 | 0 | 0 | 0 | 0 | 0 | 0 | 0 | 0 | 0 | 0 | 0 | 0 | 0 | 0 | 0 | 0 | 0 | 0 | 0 | 0 |  |  | C4 | 0 | 0 | 0 | 0 | 0 | C4 | 0 | 0 | 0 | 0 | 0 | C4 | [5 empty] | C4 | [5 empty] | 0 | [6 empty] | 0 | [6 empty] | 0 | [6 empty] | 0 | [6 empty] | 0 | [6 empty] | 0
|  | 0 | 0 | 0 |  | 0 | 0 | 0 | 0 | 0 |  | 0 | 0 | 0 | 0 | 0 |  | 0 | 0 | 0 | 0 | 0 |  | 0 | 0 | 0 | 0 | 0 |  | 0 | 0 | 0 | 0 | 0 |  | 0 | 0 | 0 | 0 | 0 | [22 empty] | 0 | 0 | 0 | 0 | 0 | 0 |  | 0 | 0 | 0 | 0 | 0 | 0 |  | 0 | 0 | 0 | 0 | 0 | 0 |  | 0 | 0 | 0 | 0 | 0 | 0 |  | 0 | 0 | 0 | 0 | 0 | 0 |  | 0 | 0 | 0 | 0 | 0 | 0
[63 empty] | 0 | 0 | 0 | 0 | 0 | 0 |  | 0 | 0 | 0 | 0 | 0 | 0 |  | 0 | 0 | 0 | 0 | 0 | 0 |  | 0 | 0 | 0 | 0 | 0 | 0 |  | 0 | 0 | 0 | 0 | 0 | 0 |  | 0 | 0 | 0 | 0 | 0 | 0
| TOTAL |  | 334374 | 334465 |  | 181785 | 31764 | 46691 | 46534 | 27600 |  | 0 | 0 | 0 | 0 | 0 |  | 219 | -6 | -59 | -86 | -68 |  | 172959 | 30835 | 50869 | 19696 | 60015 |  | 445 | 702 | -637 | -274 | -236 |  | 163423 | 20988 | 20730 | 53274 | 75959 |  |  |  |  | 0 | 0 | 0 | 0 | 0 |  | 0 | 0 | 0 | 0 | 0 | [7 empty] | 0 | 0 | 0 | 0 | 0 | 0 |  | 6394099.0868 | 2268996.0931 | 4091927.1263 | 7539284.3233 | 10648547.4134 | 30942854.0429 |  | 6038009.4372 | 2089519.6793 | 4452097.338 | 4064002.9396 | 22198407.8087 | 38842037.2028 |  | 6089890.6098 | 2121282.0496 | 4424383.8996 | 3946401.9661 | 21847376.4773 | 38429335.0024 |  | 5655487.295 | 1327714.1455 | 2530346.8266 | 7795412.6967 | 29688179.3801 | 46997140.3438 |  | 5747917.4434 | 1433234.6788 | 2523223.7501 | 7566787.4941 | 28610066.485 | 45881229.8514
Health Index Definitions
|  |  | HI1 | New or as new | [57 empty] | LV Network | 0 | 0 | 0 | 0 | 0 | 0 | LV Network | 461595.3274 | 63787.488 | 576843.5064 | 547382.8296 | 812731.6404 | 2462340.7917 | LV Network | 447782.485 | 58818.3337 | 603555.048 | 197039.9928 | 1704533.8189 | 3011729.6784 | LV Network | 447782.485 | 58818.3337 | 603555.048 | 197039.9928 | 1704533.8189 | 3011729.6784 | LV Network | 434036.8402 | 46690.04 | 100929.9239 | 928284.373 | 2117582.1823 | 3627523.3593 | LV Network | 434036.8402 | 46690.04 | 100929.9239 | 928284.373 | 2117582.1823 | 3627523.3593
|  |  | HI2 | Good or seviceable condition | [57 empty] | HV Network | 0 | 0 | 0 | 0 | 0 | 0 | HV Network | 4583454.2452 | 1428549.6798 | 2657933.657 | 4870258.1298 | 6734662.8387 | 20274858.5505 | HV Network | 4364582.8657 | 1352969.5576 | 2888482.5178 | 2248295.3554 | 14705344.9446 | 25559675.2412 | HV Network | 4394652.9813 | 1339767.4566 | 2878436.027 | 2209376.9363 | 14622761.9689 | 25444995.3701 | HV Network | 4117969.6094 | 866964.9805 | 1518476.5856 | 5190617.1469 | 18738540.7168 | 30432569.0393 | HV Network | 4176844.2855 | 907536.833 | 1409768.5606 | 5101474.6543 | 18499328.9333 | 30094953.2667
|  |  | HI3 | Deterioration requires assessment and monitoring | [57 empty] | EHV Network | 0 | 0 | 0 | 0 | 0 | 0 | EHV Network | 1349049.5142 | 776658.9254 | 857149.9629 | 2121643.3638 | 3101152.9343 | 8205654.7006 | EHV Network | 1225644.0865 | 677731.7879 | 960059.7721 | 1618667.5914 | 5788529.0452 | 10270632.2831 | EHV Network | 1247455.1435 | 722696.2593 | 942392.8245 | 1539985.0371 | 5520080.6895 | 9972609.9539 | EHV Network | 1103480.8455 | 414059.1249 | 910940.3171 | 1676511.1768 | 8832056.481 | 12937047.9453 | EHV Network | 1137036.3177 | 479007.8058 | 1012525.2657 | 1537028.4668 | 7993155.3695 | 12158753.2254
|  |  | HI4 | Material deterioration, intervention requires consideration | [57 empty] | 132kV Network | 0 | 0 | 0 | 0 | 0 | 0 | 132kV Network | 0 | 0 | 0 | 0 | 0 | 0 | 132kV Network | 0 | 0 | 0 | 0 | 0 | 0 | 132kV Network | 0 | 0 | 0 | 0 | 0 | 0 | 132kV Network | 0 | 0 | 0 | 0 | 0 | 0 | 132kV Network | 0 | 0 | 0 | 0 | 0 | 0
|  |  | HI5 | End of serviceable life, intervention required | [57 empty] | Other | 0 | 0 | 0 | 0 | 0 | 0 | Other | 0 | 0 | 0 | 0 | 0 | 0 | Other | 0 | 0 | 0 | 0 | 0 | 0 | Other | 0 | 0 | 0 | 0 | 0 | 0 | Other | 0 | 0 | 0 | 0 | 0 | 0 | Other | 0 | 0 | 0 | 0 | 0 | 0
[62 empty] | Total | 0 | 0 | 0 | 0 | 0 | 0 | Total | 6394099.0868 | 2268996.0931 | 4091927.1263 | 7539284.3233 | 10648547.4134 | 30942854.0429 | Total | 6038009.4372 | 2089519.6793 | 4452097.338 | 4064002.9396 | 22198407.8087 | 38842037.2028 | Total | 6089890.6098 | 2121282.0496 | 4424383.8996 | 3946401.9661 | 21847376.4773 | 38429335.0024 | Total | 5655487.295 | 1327714.1455 | 2530346.8266 | 7795412.6967 | 29688179.3801 | 46997140.3438 | Total | 5747917.4434 | 1433234.6788 | 2523223.7501 | 7566787.4941 | 28610066.485 | 45881229.8514
Criticality Index Definitions
|  |  | C1 | Low criticality
|  |  | C2 | Average criticality
|  |  | C3 | High criticality
|  |  | C4 | Very high criticality

## SPD - HVP
Secondary deliverables RIIO-ED1 - HVP - Asset Replacement and Refurbishment driven | [50 empty] | Criticality weightings C1 to C4 | Criticality Rating Boundaries
SPD | [49 empty] | C1 | 0.7 | Below 75% of average
[50 empty] | C2 | 1 | 75%-125%
[50 empty] | C3 | 1.5 | 125%-200%
[50 empty] | C4 | 2.5 | Over 200% of average
Price base (2012/13)
| ASSET CATEGORIES |  | ASSET REGISTER |  |  | End of DPCR5 (31 March 2015) with investment | [5 empty] | End of DPCR5 (31 March 2015) without investment | [5 empty] | Mid-Period Review (31 March 2019) planned investment | [5 empty] | Mid-Period Review (31 March 2019) without investment | [5 empty] | End of RIIO-ED1 (31 March 2023) planned investment | [5 empty] | End of RIIO-ED1 (31 March 2023) without investment | [8 empty] | Probability of Asset Failure | [5 empty] | Consequence of Asset Failure | [5 empty] | Probability of Asset Failure x Consequence of Asset Failure
Is it your current intention to have a health index for this asset category in the RIIO-ED1 control period.
|  |  | as at 31st March 2015 | as at 31st March 2023 |  | HI 1 | HI 2 | HI 3 | HI 4 | HI 5 |  | HI 1 | HI 2 | HI 3 | HI 4 | HI 5 |  | HI 1 | HI 2 | HI 3 | HI 4 | HI 5 |  | HI 1 | HI 2 | HI 3 | HI 4 | HI 5 |  | HI 1 | HI 2 | HI 3 | HI 4 | HI 5 |  | HI 1 | HI 2 | HI 3 | HI 4 | HI 5 |  |  |  |  | HI 1 | HI 2 | HI 3 | HI 4 | HI 5 |  | HI 1 | HI 2 | HI 3 | HI 4 | HI 5 |  | HI 1 | HI 2 | HI 3 | HI 4 | HI 5 |  | End of DPCR5 (without investment) | [6 empty] | Position at Beginning of RIIO-ED1 | [6 empty] | Mid Period (Without Investment) | [6 empty] | Mid Period (With Investment) | [6 empty] | End of RIIO-ED1 (Without Investment) | [6 empty] | End of RIIO-ED1 (With Investment)
| LV Network | [61 empty] | 1 | 2 | 3 | 4 | 5 | Total |  | 1 | 2 | 3 | 4 | 5 | Total |  | 1 | 2 | 3 | 4 | 5 | Total |  | 1 | 2 | 3 | 4 | 5 | Total |  | 1 | 2 | 3 | 4 | 5 | Total |  | 1 | 2 | 3 | 4 | 5 | Total
| LV Switchgear and Other |  |  |  | C1 | 0 | 0 | 0 | 0 | 0 | 0 | 0 | 0 | 0 | 0 | 0 | 0 | 0 | 0 | 0 | 0 | 0 | 0 | 0 | 0 | 0 | 0 | 0 | 0 | 0 | 0 | 0 | 0 | 0 | 0 | 0 | 0 | 0 | 0 | 0 | 0 | Yes |  | C1 | 0 | 0 | 0 | 0 | 0 | C1 | 0 | 0 | 0 | 0 | 0 | C1 | [5 empty] | C1 | [5 empty] | 0 | [6 empty] | 0 | [6 empty] | 0 | [6 empty] | 0 | [6 empty] | 0 | [6 empty] | 0
[5 empty] | C2 | 0 | 0 | 0 | 0 | 0 | 0 | 0 | 0 | 0 | 0 | 0 | 0 | 0 | 0 | 0 | 0 | 0 | 0 | 0 | 0 | 0 | 0 | 0 | 0 | 0 | 0 | 0 | 0 | 0 | 0 | 0 | 0 | 0 | 0 | 0 | 0 | No |  | C2 | 0 | 0 | 0 | 0 | 0 | C2 | 0 | 0 | 0 | 0 | 0 | C2 | [5 empty] | C2 | [5 empty] | 0 | [6 empty] | 0 | [6 empty] | 0 | [6 empty] | 0 | [6 empty] | 0 | [6 empty] | 0
[5 empty] | C3 | 0 | 0 | 0 | 0 | 0 | 0 | 0 | 0 | 0 | 0 | 0 | 0 | 0 | 0 | 0 | 0 | 0 | 0 | 0 | 0 | 0 | 0 | 0 | 0 | 0 | 0 | 0 | 0 | 0 | 0 | 0 | 0 | 0 | 0 | 0 | 0 |  |  | C3 | 0 | 0 | 0 | 0 | 0 | C3 | 0 | 0 | 0 | 0 | 0 | C3 | [5 empty] | C3 | [5 empty] | 0 | [6 empty] | 0 | [6 empty] | 0 | [6 empty] | 0 | [6 empty] | 0 | [6 empty] | 0
[5 empty] | C4 | 0 | 0 | 0 | 0 | 0 | 0 | 0 | 0 | 0 | 0 | 0 | 0 | 0 | 0 | 0 | 0 | 0 | 0 | 0 | 0 | 0 | 0 | 0 | 0 | 0 | 0 | 0 | 0 | 0 | 0 | 0 | 0 | 0 | 0 | 0 | 0 |  |  | C4 | 0 | 0 | 0 | 0 | 0 | C4 | 0 | 0 | 0 | 0 | 0 | C4 | [5 empty] | C4 | [5 empty] | 0 | [6 empty] | 0 | [6 empty] | 0 | [6 empty] | 0 | [6 empty] | 0 | [6 empty] | 0
|  | Yes | 0 | 0 |  | 0 | 0 | 0 | 0 | 0 |  | 0 | 0 | 0 | 0 | 0 |  | 0 | 0 | 0 | 0 | 0 |  | 0 | 0 | 0 | 0 | 0 |  | 0 | 0 | 0 | 0 | 0 |  | 0 | 0 | 0 | 0 | 0 | [22 empty] | 0 | 0 | 0 | 0 | 0 | 0 |  | 0 | 0 | 0 | 0 | 0 | 0 |  | 0 | 0 | 0 | 0 | 0 | 0 |  | 0 | 0 | 0 | 0 | 0 | 0 |  | 0 | 0 | 0 | 0 | 0 | 0 |  | 0 | 0 | 0 | 0 | 0 | 0
| LV UGB |  |  |  | C1 | 0 | 0 | 0 | 0 | 0 | 0 | 0 | 0 | 0 | 0 | 0 | 0 | 0 | 0 | 0 | 0 | 0 | 0 | 0 | 0 | 0 | 0 | 0 | 0 | 0 | 0 | 0 | 0 | 0 | 0 | 0 | 0 | 0 | 0 | 0 | 0 |  |  | C1 | 0 | 0 | 0 | 0 | 0 | C1 | 0 | 0 | 0 | 0 | 0 | C1 | [5 empty] | C1 | [5 empty] | 0 | [6 empty] | 0 | [6 empty] | 0 | [6 empty] | 0 | [6 empty] | 0 | [6 empty] | 0
[5 empty] | C2 | 0 | 0 | 0 | 0 | 0 | 0 | 0 | 0 | 0 | 0 | 0 | 0 | 0 | 0 | 0 | 0 | 0 | 0 | 0 | 0 | 0 | 0 | 0 | 0 | 0 | 0 | 0 | 0 | 0 | 0 | 0 | 0 | 0 | 0 | 0 | 0 |  |  | C2 | 0 | 0 | 0 | 0 | 0 | C2 | 0 | 0 | 0 | 0 | 0 | C2 | [5 empty] | C2 | [5 empty] | 0 | [6 empty] | 0 | [6 empty] | 0 | [6 empty] | 0 | [6 empty] | 0 | [6 empty] | 0
[5 empty] | C3 | 0 | 0 | 0 | 0 | 0 | 0 | 0 | 0 | 0 | 0 | 0 | 0 | 0 | 0 | 0 | 0 | 0 | 0 | 0 | 0 | 0 | 0 | 0 | 0 | 0 | 0 | 0 | 0 | 0 | 0 | 0 | 0 | 0 | 0 | 0 | 0 |  |  | C3 | 0 | 0 | 0 | 0 | 0 | C3 | 0 | 0 | 0 | 0 | 0 | C3 | [5 empty] | C3 | [5 empty] | 0 | [6 empty] | 0 | [6 empty] | 0 | [6 empty] | 0 | [6 empty] | 0 | [6 empty] | 0
[5 empty] | C4 | 0 | 0 | 0 | 0 | 0 | 0 | 0 | 0 | 0 | 0 | 0 | 0 | 0 | 0 | 0 | 0 | 0 | 0 | 0 | 0 | 0 | 0 | 0 | 0 | 0 | 0 | 0 | 0 | 0 | 0 | 0 | 0 | 0 | 0 | 0 | 0 |  |  | C4 | 0 | 0 | 0 | 0 | 0 | C4 | 0 | 0 | 0 | 0 | 0 | C4 | [5 empty] | C4 | [5 empty] | 0 | [6 empty] | 0 | [6 empty] | 0 | [6 empty] | 0 | [6 empty] | 0 | [6 empty] | 0
|  | Yes | 0 | 0 |  | 0 | 0 | 0 | 0 | 0 |  | 0 | 0 | 0 | 0 | 0 |  | 0 | 0 | 0 | 0 | 0 |  | 0 | 0 | 0 | 0 | 0 |  | 0 | 0 | 0 | 0 | 0 |  | 0 | 0 | 0 | 0 | 0 | [22 empty] | 0 | 0 | 0 | 0 | 0 | 0 |  | 0 | 0 | 0 | 0 | 0 | 0 |  | 0 | 0 | 0 | 0 | 0 | 0 |  | 0 | 0 | 0 | 0 | 0 | 0 |  | 0 | 0 | 0 | 0 | 0 | 0 |  | 0 | 0 | 0 | 0 | 0 | 0
| LV OHL Support |  |  |  | C1 | 0 | 0 | 0 | 0 | 0 | 0 | 0 | 0 | 0 | 0 | 0 | 0 | 0 | 0 | 0 | 0 | 0 | 0 | 0 | 0 | 0 | 0 | 0 | 0 | 0 | 0 | 0 | 0 | 0 | 0 | 0 | 0 | 0 | 0 | 0 | 0 |  |  | C1 | 0.0081226 | 0.012094 | 0.021383 | 0.03463 | 0.081228 | C1 | 1286.894 | 1286.894 | 1286.894 | 1286.894 | 1286.894 | C1 | 10.453 | 15.5633 | 27.5174 | 44.5648 | 104.5314 | C1 | 0 | 0 | 0 | 0 | 0 | 0 |  | 0 | 0 | 0 | 0 | 0 | 0 |  | 0 | 0 | 0 | 0 | 0 | 0 |  | 0 | 0 | 0 | 0 | 0 | 0 |  | 0 | 0 | 0 | 0 | 0 | 0 |  | 0 | 0 | 0 | 0 | 0 | 0
[5 empty] | C2 | 28651 | 2617 | 13238 | 8280 | 4882 | 57668 | 0 | 0 | 0 | 0 | 0 | 0 | 0 | 0 | 0 | 0 | 0 | 0 | 27821 | 2423 | 13805 | 2969 | 10650 | 57668 | 0 | 0 | 0 | 0 | 0 | 0 | 26991 | 1895 | 2294 | 13186 | 13302 | 57668 |  |  | C2 | 0.0081226 | 0.012094 | 0.021383 | 0.03463 | 0.081228 | C2 | 1838.42 | 1838.42 | 1838.42 | 1838.42 | 1838.42 | C2 | 14.9328 | 22.2334 | 39.3106 | 63.664 | 149.3306 | C2 | 0 | 0 | 0 | 0 | 0 | 0 |  | 427839.7271 | 58184.6832 | 520393.5081 | 527137.6866 | 729031.8546 | 2262587.4595 |  | 415445.501 | 53871.4128 | 542682.6091 | 189018.3323 | 1590370.5963 | 2791388.4514 |  | 415445.501 | 53871.4128 | 542682.6091 | 189018.3323 | 1590370.5963 | 2791388.4514 |  | 403051.2748 | 42132.2028 | 90178.4792 | 839473.1323 | 1986395.2744 | 3361230.3634 |  | 403051.2748 | 42132.2028 | 90178.4792 | 839473.1323 | 1986395.2744 | 3361230.3634
[5 empty] | C3 | 1467 | 168 | 934 | 212 | 367 | 3148 | 0 | 0 | 0 | 0 | 0 | 0 | 0 | 0 | 0 | 0 | 0 | 0 | 1407 | 145 | 1009 | 84 | 503 | 3148 | 0 | 0 | 0 | 0 | 0 | 0 | 1355 | 125 | 179 | 910 | 579 | 3148 |  |  | C3 | 0.0081226 | 0.012094 | 0.021383 | 0.03463 | 0.081228 | C3 | 2757.63 | 2757.63 | 2757.63 | 2757.63 | 2757.63 | C3 | 22.3992 | 33.35 | 58.9659 | 95.496 | 223.9959 | C3 | 0 | 0 | 0 | 0 | 0 | 0 |  | 32859.6321 | 5602.8048 | 55074.1279 | 20245.143 | 82206.4801 | 195988.1879 |  | 31515.6799 | 4835.7541 | 59496.5685 | 8021.6604 | 112669.9169 | 216539.5799 |  | 31515.6799 | 4835.7541 | 59496.5685 | 8021.6604 | 112669.9169 | 216539.5799 |  | 30350.9213 | 4168.7536 | 10554.8917 | 86901.3215 | 129693.6022 | 261669.4903 |  | 30350.9213 | 4168.7536 | 10554.8917 | 86901.3215 | 129693.6022 | 261669.4903
[5 empty] | C4 | 24 | 0 | 14 | 0 | 4 | 42 | 0 | 0 | 0 | 0 | 0 | 0 | 0 | 0 | 0 | 0 | 0 | 0 | 22 | 2 | 14 | 0 | 4 | 42 | 0 | 0 | 0 | 0 | 0 | 0 | 17 | 7 | 2 | 12 | 4 | 42 |  |  | C4 | 0.0081226 | 0.012094 | 0.021383 | 0.03463 | 0.081228 | C4 | 4596.05 | 4596.05 | 4596.05 | 4596.05 | 4596.05 | C4 | 37.332 | 55.5834 | 98.2765 | 159.1599 | 373.3264 | C4 | 0 | 0 | 0 | 0 | 0 | 0 |  | 895.9682 | 0 | 1375.8704 | 0 | 1493.3057 | 3765.1443 |  | 821.3041 | 111.1668 | 1375.8704 | 0 | 1493.3057 | 3801.6471 |  | 821.3041 | 111.1668 | 1375.8704 | 0 | 1493.3057 | 3801.6471 |  | 634.6441 | 389.0837 | 196.5529 | 1909.9192 | 1493.3057 | 4623.5056 |  | 634.6441 | 389.0837 | 196.5529 | 1909.9192 | 1493.3057 | 4623.5056
|  | Yes | 60858 | 60552 |  | 30142 | 2785 | 14186 | 8492 | 5253 |  | 0 | 0 | 0 | 0 | 0 |  | 0 | 0 | 0 | 0 | 0 |  | 29250 | 2570 | 14828 | 3053 | 11157 |  | 0 | 0 | 0 | 0 | 0 |  | 28363 | 2027 | 2475 | 14108 | 13885 | [22 empty] | 0 | 0 | 0 | 0 | 0 | 0 |  | 461595.3274 | 63787.488 | 576843.5064 | 547382.8296 | 812731.6404 | 2462340.7917 |  | 447782.485 | 58818.3337 | 603555.048 | 197039.9928 | 1704533.8189 | 3011729.6784 |  | 447782.485 | 58818.3337 | 603555.048 | 197039.9928 | 1704533.8189 | 3011729.6784 |  | 434036.8402 | 46690.04 | 100929.9239 | 928284.373 | 2117582.1823 | 3627523.3593 |  | 434036.8402 | 46690.04 | 100929.9239 | 928284.373 | 2117582.1823 | 3627523.3593
| [Please insert new asset category as required] |  |  |  | C1 | 0 | 0 | 0 | 0 | 0 | 0 | 0 | 0 | 0 | 0 | 0 | 0 | 0 | 0 | 0 | 0 | 0 | 0 | 0 | 0 | 0 | 0 | 0 | 0 | 0 | 0 | 0 | 0 | 0 | 0 | 0 | 0 | 0 | 0 | 0 | 0 |  |  | C1 | 0 | 0 | 0 | 0 | 0 | C1 | 0 | 0 | 0 | 0 | 0 | C1 | [5 empty] | C1 | [5 empty] | 0 | [6 empty] | 0 | [6 empty] | 0 | [6 empty] | 0 | [6 empty] | 0 | [6 empty] | 0
[5 empty] | C2 | 0 | 0 | 0 | 0 | 0 | 0 | 0 | 0 | 0 | 0 | 0 | 0 | 0 | 0 | 0 | 0 | 0 | 0 | 0 | 0 | 0 | 0 | 0 | 0 | 0 | 0 | 0 | 0 | 0 | 0 | 0 | 0 | 0 | 0 | 0 | 0 |  |  | C2 | 0 | 0 | 0 | 0 | 0 | C2 | 0 | 0 | 0 | 0 | 0 | C2 | [5 empty] | C2 | [5 empty] | 0 | [6 empty] | 0 | [6 empty] | 0 | [6 empty] | 0 | [6 empty] | 0 | [6 empty] | 0
[5 empty] | C3 | 0 | 0 | 0 | 0 | 0 | 0 | 0 | 0 | 0 | 0 | 0 | 0 | 0 | 0 | 0 | 0 | 0 | 0 | 0 | 0 | 0 | 0 | 0 | 0 | 0 | 0 | 0 | 0 | 0 | 0 | 0 | 0 | 0 | 0 | 0 | 0 |  |  | C3 | 0 | 0 | 0 | 0 | 0 | C3 | 0 | 0 | 0 | 0 | 0 | C3 | [5 empty] | C3 | [5 empty] | 0 | [6 empty] | 0 | [6 empty] | 0 | [6 empty] | 0 | [6 empty] | 0 | [6 empty] | 0
[5 empty] | C4 | 0 | 0 | 0 | 0 | 0 | 0 | 0 | 0 | 0 | 0 | 0 | 0 | 0 | 0 | 0 | 0 | 0 | 0 | 0 | 0 | 0 | 0 | 0 | 0 | 0 | 0 | 0 | 0 | 0 | 0 | 0 | 0 | 0 | 0 | 0 | 0 |  |  | C4 | 0 | 0 | 0 | 0 | 0 | C4 | 0 | 0 | 0 | 0 | 0 | C4 | [5 empty] | C4 | [5 empty] | 0 | [6 empty] | 0 | [6 empty] | 0 | [6 empty] | 0 | [6 empty] | 0 | [6 empty] | 0
|  | 0 | 0 | 0 |  | 0 | 0 | 0 | 0 | 0 |  | 0 | 0 | 0 | 0 | 0 |  | 0 | 0 | 0 | 0 | 0 |  | 0 | 0 | 0 | 0 | 0 |  | 0 | 0 | 0 | 0 | 0 |  | 0 | 0 | 0 | 0 | 0 | [22 empty] | 0 | 0 | 0 | 0 | 0 | 0 |  | 0 | 0 | 0 | 0 | 0 | 0 |  | 0 | 0 | 0 | 0 | 0 | 0 |  | 0 | 0 | 0 | 0 | 0 | 0 |  | 0 | 0 | 0 | 0 | 0 | 0 |  | 0 | 0 | 0 | 0 | 0 | 0
| [Please insert new asset category as required] |  |  |  | C1 | 0 | 0 | 0 | 0 | 0 | 0 | 0 | 0 | 0 | 0 | 0 | 0 | 0 | 0 | 0 | 0 | 0 | 0 | 0 | 0 | 0 | 0 | 0 | 0 | 0 | 0 | 0 | 0 | 0 | 0 | 0 | 0 | 0 | 0 | 0 | 0 |  |  | C1 | 0 | 0 | 0 | 0 | 0 | C1 | 0 | 0 | 0 | 0 | 0 | C1 | [5 empty] | C1 | [5 empty] | 0 | [6 empty] | 0 | [6 empty] | 0 | [6 empty] | 0 | [6 empty] | 0 | [6 empty] | 0
[5 empty] | C2 | 0 | 0 | 0 | 0 | 0 | 0 | 0 | 0 | 0 | 0 | 0 | 0 | 0 | 0 | 0 | 0 | 0 | 0 | 0 | 0 | 0 | 0 | 0 | 0 | 0 | 0 | 0 | 0 | 0 | 0 | 0 | 0 | 0 | 0 | 0 | 0 |  |  | C2 | 0 | 0 | 0 | 0 | 0 | C2 | 0 | 0 | 0 | 0 | 0 | C2 | [5 empty] | C2 | [5 empty] | 0 | [6 empty] | 0 | [6 empty] | 0 | [6 empty] | 0 | [6 empty] | 0 | [6 empty] | 0
[5 empty] | C3 | 0 | 0 | 0 | 0 | 0 | 0 | 0 | 0 | 0 | 0 | 0 | 0 | 0 | 0 | 0 | 0 | 0 | 0 | 0 | 0 | 0 | 0 | 0 | 0 | 0 | 0 | 0 | 0 | 0 | 0 | 0 | 0 | 0 | 0 | 0 | 0 |  |  | C3 | 0 | 0 | 0 | 0 | 0 | C3 | 0 | 0 | 0 | 0 | 0 | C3 | [5 empty] | C3 | [5 empty] | 0 | [6 empty] | 0 | [6 empty] | 0 | [6 empty] | 0 | [6 empty] | 0 | [6 empty] | 0
[5 empty] | C4 | 0 | 0 | 0 | 0 | 0 | 0 | 0 | 0 | 0 | 0 | 0 | 0 | 0 | 0 | 0 | 0 | 0 | 0 | 0 | 0 | 0 | 0 | 0 | 0 | 0 | 0 | 0 | 0 | 0 | 0 | 0 | 0 | 0 | 0 | 0 | 0 |  |  | C4 | 0 | 0 | 0 | 0 | 0 | C4 | 0 | 0 | 0 | 0 | 0 | C4 | [5 empty] | C4 | [5 empty] | 0 | [6 empty] | 0 | [6 empty] | 0 | [6 empty] | 0 | [6 empty] | 0 | [6 empty] | 0
|  | 0 | 0 | 0 |  | 0 | 0 | 0 | 0 | 0 |  | 0 | 0 | 0 | 0 | 0 |  | 0 | 0 | 0 | 0 | 0 |  | 0 | 0 | 0 | 0 | 0 |  | 0 | 0 | 0 | 0 | 0 |  | 0 | 0 | 0 | 0 | 0 | [22 empty] | 0 | 0 | 0 | 0 | 0 | 0 |  | 0 | 0 | 0 | 0 | 0 | 0 |  | 0 | 0 | 0 | 0 | 0 | 0 |  | 0 | 0 | 0 | 0 | 0 | 0 |  | 0 | 0 | 0 | 0 | 0 | 0 |  | 0 | 0 | 0 | 0 | 0 | 0
| [Please insert new asset category as required] |  |  |  | C1 | 0 | 0 | 0 | 0 | 0 | 0 | 0 | 0 | 0 | 0 | 0 | 0 | 0 | 0 | 0 | 0 | 0 | 0 | 0 | 0 | 0 | 0 | 0 | 0 | 0 | 0 | 0 | 0 | 0 | 0 | 0 | 0 | 0 | 0 | 0 | 0 |  |  | C1 | 0 | 0 | 0 | 0 | 0 | C1 | 0 | 0 | 0 | 0 | 0 | C1 | [5 empty] | C1 | [5 empty] | 0 | [6 empty] | 0 | [6 empty] | 0 | [6 empty] | 0 | [6 empty] | 0 | [6 empty] | 0
[5 empty] | C2 | 0 | 0 | 0 | 0 | 0 | 0 | 0 | 0 | 0 | 0 | 0 | 0 | 0 | 0 | 0 | 0 | 0 | 0 | 0 | 0 | 0 | 0 | 0 | 0 | 0 | 0 | 0 | 0 | 0 | 0 | 0 | 0 | 0 | 0 | 0 | 0 |  |  | C2 | 0 | 0 | 0 | 0 | 0 | C2 | 0 | 0 | 0 | 0 | 0 | C2 | [5 empty] | C2 | [5 empty] | 0 | [6 empty] | 0 | [6 empty] | 0 | [6 empty] | 0 | [6 empty] | 0 | [6 empty] | 0
[5 empty] | C3 | 0 | 0 | 0 | 0 | 0 | 0 | 0 | 0 | 0 | 0 | 0 | 0 | 0 | 0 | 0 | 0 | 0 | 0 | 0 | 0 | 0 | 0 | 0 | 0 | 0 | 0 | 0 | 0 | 0 | 0 | 0 | 0 | 0 | 0 | 0 | 0 |  |  | C3 | 0 | 0 | 0 | 0 | 0 | C3 | 0 | 0 | 0 | 0 | 0 | C3 | [5 empty] | C3 | [5 empty] | 0 | [6 empty] | 0 | [6 empty] | 0 | [6 empty] | 0 | [6 empty] | 0 | [6 empty] | 0
[5 empty] | C4 | 0 | 0 | 0 | 0 | 0 | 0 | 0 | 0 | 0 | 0 | 0 | 0 | 0 | 0 | 0 | 0 | 0 | 0 | 0 | 0 | 0 | 0 | 0 | 0 | 0 | 0 | 0 | 0 | 0 | 0 | 0 | 0 | 0 | 0 | 0 | 0 |  |  | C4 | 0 | 0 | 0 | 0 | 0 | C4 | 0 | 0 | 0 | 0 | 0 | C4 | [5 empty] | C4 | [5 empty] | 0 | [6 empty] | 0 | [6 empty] | 0 | [6 empty] | 0 | [6 empty] | 0 | [6 empty] | 0
|  | 0 | 0 | 0 |  | 0 | 0 | 0 | 0 | 0 |  | 0 | 0 | 0 | 0 | 0 |  | 0 | 0 | 0 | 0 | 0 |  | 0 | 0 | 0 | 0 | 0 |  | 0 | 0 | 0 | 0 | 0 |  | 0 | 0 | 0 | 0 | 0 | [22 empty] | 0 | 0 | 0 | 0 | 0 | 0 |  | 0 | 0 | 0 | 0 | 0 | 0 |  | 0 | 0 | 0 | 0 | 0 | 0 |  | 0 | 0 | 0 | 0 | 0 | 0 |  | 0 | 0 | 0 | 0 | 0 | 0 |  | 0 | 0 | 0 | 0 | 0 | 0
| [Please insert new asset category as required] |  |  |  | C1 | 0 | 0 | 0 | 0 | 0 | 0 | 0 | 0 | 0 | 0 | 0 | 0 | 0 | 0 | 0 | 0 | 0 | 0 | 0 | 0 | 0 | 0 | 0 | 0 | 0 | 0 | 0 | 0 | 0 | 0 | 0 | 0 | 0 | 0 | 0 | 0 |  |  | C1 | 0 | 0 | 0 | 0 | 0 | C1 | 0 | 0 | 0 | 0 | 0 | C1 | [5 empty] | C1 | [5 empty] | 0 | [6 empty] | 0 | [6 empty] | 0 | [6 empty] | 0 | [6 empty] | 0 | [6 empty] | 0
[5 empty] | C2 | 0 | 0 | 0 | 0 | 0 | 0 | 0 | 0 | 0 | 0 | 0 | 0 | 0 | 0 | 0 | 0 | 0 | 0 | 0 | 0 | 0 | 0 | 0 | 0 | 0 | 0 | 0 | 0 | 0 | 0 | 0 | 0 | 0 | 0 | 0 | 0 |  |  | C2 | 0 | 0 | 0 | 0 | 0 | C2 | 0 | 0 | 0 | 0 | 0 | C2 | [5 empty] | C2 | [5 empty] | 0 | [6 empty] | 0 | [6 empty] | 0 | [6 empty] | 0 | [6 empty] | 0 | [6 empty] | 0
[5 empty] | C3 | 0 | 0 | 0 | 0 | 0 | 0 | 0 | 0 | 0 | 0 | 0 | 0 | 0 | 0 | 0 | 0 | 0 | 0 | 0 | 0 | 0 | 0 | 0 | 0 | 0 | 0 | 0 | 0 | 0 | 0 | 0 | 0 | 0 | 0 | 0 | 0 |  |  | C3 | 0 | 0 | 0 | 0 | 0 | C3 | 0 | 0 | 0 | 0 | 0 | C3 | [5 empty] | C3 | [5 empty] | 0 | [6 empty] | 0 | [6 empty] | 0 | [6 empty] | 0 | [6 empty] | 0 | [6 empty] | 0
[5 empty] | C4 | 0 | 0 | 0 | 0 | 0 | 0 | 0 | 0 | 0 | 0 | 0 | 0 | 0 | 0 | 0 | 0 | 0 | 0 | 0 | 0 | 0 | 0 | 0 | 0 | 0 | 0 | 0 | 0 | 0 | 0 | 0 | 0 | 0 | 0 | 0 | 0 |  |  | C4 | 0 | 0 | 0 | 0 | 0 | C4 | 0 | 0 | 0 | 0 | 0 | C4 | [5 empty] | C4 | [5 empty] | 0 | [6 empty] | 0 | [6 empty] | 0 | [6 empty] | 0 | [6 empty] | 0 | [6 empty] | 0
|  | 0 | 0 | 0 |  | 0 | 0 | 0 | 0 | 0 |  | 0 | 0 | 0 | 0 | 0 |  | 0 | 0 | 0 | 0 | 0 |  | 0 | 0 | 0 | 0 | 0 |  | 0 | 0 | 0 | 0 | 0 |  | 0 | 0 | 0 | 0 | 0 | [22 empty] | 0 | 0 | 0 | 0 | 0 | 0 |  | 0 | 0 | 0 | 0 | 0 | 0 |  | 0 | 0 | 0 | 0 | 0 | 0 |  | 0 | 0 | 0 | 0 | 0 | 0 |  | 0 | 0 | 0 | 0 | 0 | 0 |  | 0 | 0 | 0 | 0 | 0 | 0
| [Please insert new asset category as required] |  |  |  | C1 | 0 | 0 | 0 | 0 | 0 | 0 | 0 | 0 | 0 | 0 | 0 | 0 | 0 | 0 | 0 | 0 | 0 | 0 | 0 | 0 | 0 | 0 | 0 | 0 | 0 | 0 | 0 | 0 | 0 | 0 | 0 | 0 | 0 | 0 | 0 | 0 |  |  | C1 | 0 | 0 | 0 | 0 | 0 | C1 | 0 | 0 | 0 | 0 | 0 | C1 | [5 empty] | C1 | [5 empty] | 0 | [6 empty] | 0 | [6 empty] | 0 | [6 empty] | 0 | [6 empty] | 0 | [6 empty] | 0
[5 empty] | C2 | 0 | 0 | 0 | 0 | 0 | 0 | 0 | 0 | 0 | 0 | 0 | 0 | 0 | 0 | 0 | 0 | 0 | 0 | 0 | 0 | 0 | 0 | 0 | 0 | 0 | 0 | 0 | 0 | 0 | 0 | 0 | 0 | 0 | 0 | 0 | 0 |  |  | C2 | 0 | 0 | 0 | 0 | 0 | C2 | 0 | 0 | 0 | 0 | 0 | C2 | [5 empty] | C2 | [5 empty] | 0 | [6 empty] | 0 | [6 empty] | 0 | [6 empty] | 0 | [6 empty] | 0 | [6 empty] | 0
[5 empty] | C3 | 0 | 0 | 0 | 0 | 0 | 0 | 0 | 0 | 0 | 0 | 0 | 0 | 0 | 0 | 0 | 0 | 0 | 0 | 0 | 0 | 0 | 0 | 0 | 0 | 0 | 0 | 0 | 0 | 0 | 0 | 0 | 0 | 0 | 0 | 0 | 0 |  |  | C3 | 0 | 0 | 0 | 0 | 0 | C3 | 0 | 0 | 0 | 0 | 0 | C3 | [5 empty] | C3 | [5 empty] | 0 | [6 empty] | 0 | [6 empty] | 0 | [6 empty] | 0 | [6 empty] | 0 | [6 empty] | 0
[5 empty] | C4 | 0 | 0 | 0 | 0 | 0 | 0 | 0 | 0 | 0 | 0 | 0 | 0 | 0 | 0 | 0 | 0 | 0 | 0 | 0 | 0 | 0 | 0 | 0 | 0 | 0 | 0 | 0 | 0 | 0 | 0 | 0 | 0 | 0 | 0 | 0 | 0 |  |  | C4 | 0 | 0 | 0 | 0 | 0 | C4 | 0 | 0 | 0 | 0 | 0 | C4 | [5 empty] | C4 | [5 empty] | 0 | [6 empty] | 0 | [6 empty] | 0 | [6 empty] | 0 | [6 empty] | 0 | [6 empty] | 0
|  | 0 | 0 | 0 |  | 0 | 0 | 0 | 0 | 0 |  | 0 | 0 | 0 | 0 | 0 |  | 0 | 0 | 0 | 0 | 0 |  | 0 | 0 | 0 | 0 | 0 |  | 0 | 0 | 0 | 0 | 0 |  | 0 | 0 | 0 | 0 | 0 | [22 empty] | 0 | 0 | 0 | 0 | 0 | 0 |  | 0 | 0 | 0 | 0 | 0 | 0 |  | 0 | 0 | 0 | 0 | 0 | 0 |  | 0 | 0 | 0 | 0 | 0 | 0 |  | 0 | 0 | 0 | 0 | 0 | 0 |  | 0 | 0 | 0 | 0 | 0 | 0
[63 empty] | 0 | 0 | 0 | 0 | 0 | 0 |  | 461595.3274 | 63787.488 | 576843.5064 | 547382.8296 | 812731.6404 | 2462340.7917 |  | 447782.485 | 58818.3337 | 603555.048 | 197039.9928 | 1704533.8189 | 3011729.6784 |  | 447782.485 | 58818.3337 | 603555.048 | 197039.9928 | 1704533.8189 | 3011729.6784 |  | 434036.8402 | 46690.04 | 100929.9239 | 928284.373 | 2117582.1823 | 3627523.3593 |  | 434036.8402 | 46690.04 | 100929.9239 | 928284.373 | 2117582.1823 | 3627523.3593
| HV Network | [73 empty] | 0 | [6 empty] | 0 | [6 empty] | 0 | [6 empty] | 0 | [6 empty] | 0
| HV Switchgear (GM) - Primary |  |  |  | C1 | 763 | 372 | 52 | 108 | 59 | 1354 | 0 | 0 | 0 | 0 | 0 | 0 | 0 | 0 | 0 | 0 | 0 | 0 | 763 | 306 | 69 | 120 | 96 | 1354 | 0 | 0 | 0 | 0 | 0 | 0 | 760 | 51 | 236 | 136 | 171 | 1354 |  |  | C1 | 0.001482 | 0.0022066 | 0.0039014 | 0.0063184 | 0.01482 | C1 | 62266.26 | 62266.26 | 62266.26 | 62266.26 | 62266.26 | C1 | 92.2801 | 137.3952 | 242.9271 | 393.4235 | 922.8163 | C1 | 0 | 0 | 0 | 0 | 0 | 0 |  | 70409.6832 | 51111.0049 | 12632.2108 | 42489.7341 | 54446.1619 | 231088.7948 |  | 70409.6832 | 42042.9234 | 16761.9721 | 47210.8157 | 88590.3651 | 265015.7593 |  | 70409.6832 | 42042.9234 | 16761.9721 | 47210.8157 | 88590.3651 | 265015.7593 |  | 70132.843 | 7007.1539 | 57330.803 | 53505.5911 | 157801.5878 | 345777.9788 |  | 70132.843 | 7007.1539 | 57330.803 | 53505.5911 | 157801.5878 | 345777.9788
[5 empty] | C2 | 550 | 966 | 141 | 327 | 166 | 2150 | 0 | 0 | 0 | 0 | 0 | 0 | 0 | 0 | 0 | 0 | 0 | 0 | 550 | 750 | 251 | 306 | 293 | 2150 | 0 | 0 | 0 | 0 | 0 | 0 | 550 | 216 | 528 | 312 | 544 | 2150 |  |  | C2 | 0.001482 | 0.0022066 | 0.0039014 | 0.0063184 | 0.01482 | C2 | 88951.8 | 88951.8 | 88951.8 | 88951.8 | 88951.8 | C2 | 131.8287 | 196.2788 | 347.0388 | 562.0335 | 1318.309 | C2 | 0 | 0 | 0 | 0 | 0 | 0 |  | 72505.7588 | 189605.3406 | 48932.465 | 183784.961 | 218839.2946 | 713667.82 |  | 72505.7588 | 147209.1154 | 87106.7285 | 171982.2571 | 386264.5381 | 865068.3979 |  | 72505.7588 | 147209.1154 | 87106.7285 | 171982.2571 | 386264.5381 | 865068.3979 |  | 72505.7588 | 42396.2252 | 183236.4648 | 175354.4582 | 717160.0981 | 1190653.005 |  | 72505.7588 | 42396.2252 | 183236.4648 | 175354.4582 | 717160.0981 | 1190653.005
[5 empty] | C3 | 285 | 379 | 79 | 205 | 83 | 1031 | 0 | 0 | 0 | 0 | 0 | 0 | 0 | 0 | 0 | 0 | 0 | 0 | 285 | 296 | 85 | 152 | 213 | 1031 | 0 | 0 | 0 | 0 | 0 | 0 | 285 | 106 | 208 | 110 | 322 | 1031 |  |  | C3 | 0.001482 | 0.0022066 | 0.0039014 | 0.0063184 | 0.01482 | C3 | 133427.7 | 133427.7 | 133427.7 | 133427.7 | 133427.7 | C3 | 197.743 | 294.4182 | 520.5581 | 843.0503 | 1977.4635 | C3 | 0 | 0 | 0 | 0 | 0 | 0 |  | 56356.7489 | 111584.5095 | 41124.0929 | 172825.3074 | 164129.471 | 546020.1296 |  | 56356.7489 | 87147.7963 | 44247.4418 | 128143.6425 | 421199.7267 | 737095.3562 |  | 56356.7489 | 87147.7963 | 44247.4418 | 128143.6425 | 421199.7267 | 737095.3562 |  | 56356.7489 | 31208.3325 | 108276.0928 | 92735.5308 | 636743.2488 | 925319.9537 |  | 56356.7489 | 31208.3325 | 108276.0928 | 92735.5308 | 636743.2488 | 925319.9537
[5 empty] | C4 | 0 | 38 | 4 | 6 | 22 | 70 | 0 | 0 | 0 | 0 | 0 | 0 | 0 | 0 | 0 | 0 | 0 | 0 | 0 | 2 | 36 | 4 | 28 | 70 | 0 | 0 | 0 | 0 | 0 | 0 | 0 | 2 | 0 | 36 | 32 | 70 |  |  | C4 | 0.001482 | 0.0022066 | 0.0039014 | 0.0063184 | 0.01482 | C4 | 222379.5 | 222379.5 | 222379.5 | 222379.5 | 222379.5 | C4 | 329.5716 | 490.6971 | 867.5969 | 1405.0838 | 3295.7725 | C4 | 0 | 0 | 0 | 0 | 0 | 0 |  | 0 | 18646.4879 | 3470.3876 | 8430.5028 | 72506.9952 | 103054.3735 |  | 0 | 981.3941 | 31233.4883 | 5620.3352 | 92281.6303 | 130116.8479 |  | 0 | 981.3941 | 31233.4883 | 5620.3352 | 92281.6303 | 130116.8479 |  | 0 | 981.3941 | 0 | 50583.0168 | 105464.7203 | 157029.1312 |  | 0 | 981.3941 | 0 | 50583.0168 | 105464.7203 | 157029.1312
|  | Yes | 4605 | 4625 |  | 1598 | 1755 | 276 | 646 | 330 |  | 0 | 0 | 0 | 0 | 0 |  | 0 | 0 | 0 | 0 | 0 |  | 1598 | 1354 | 441 | 582 | 630 |  | 0 | 0 | 0 | 0 | 0 |  | 1595 | 375 | 972 | 594 | 1069 | [22 empty] | 0 | 0 | 0 | 0 | 0 | 0 |  | 199272.1908 | 370947.3429 | 106159.1564 | 407530.5053 | 509921.9227 | 1593831.118 |  | 199272.1908 | 277381.2291 | 179349.6307 | 352957.0505 | 988336.2601 | 1997296.3613 |  | 199272.1908 | 277381.2291 | 179349.6307 | 352957.0505 | 988336.2601 | 1997296.3613 |  | 198995.3507 | 81593.1057 | 348843.3606 | 372178.5969 | 1617169.6549 | 2618780.0687 |  | 198995.3507 | 81593.1057 | 348843.3606 | 372178.5969 | 1617169.6549 | 2618780.0687
| HV Switchgear (GM) - Distribution |  |  |  | C1 | 2462 | 39 | 0 | 10 | 21 | 2532 | 0 | 0 | 0 | 0 | 0 | 0 | 0 | 0 | 0 | 0 | 0 | 0 | 2462 | 39 | 0 | 4 | 27 | 2532 | 0 | 0 | 0 | 0 | 0 | 0 | 2462 | 0 | 19 | 20 | 31 | 2532 |  |  | C1 | 0.0019095 | 0.0028431 | 0.0050268 | 0.008141 | 0.019096 | C1 | 10081.876 | 10081.876 | 10081.876 | 10081.876 | 10081.876 | C1 | 19.2516 | 28.6637 | 50.6799 | 82.0768 | 192.5197 | C1 | 0 | 0 | 0 | 0 | 0 | 0 |  | 47397.5541 | 1117.8824 | 0 | 820.7678 | 4042.9147 | 53379.119 |  | 47397.5541 | 1117.8824 | 0 | 328.3071 | 5198.0332 | 54041.7768 |  | 47397.5541 | 1117.8824 | 0 | 328.3071 | 5198.0332 | 54041.7768 |  | 47397.5541 | 0 | 962.9188 | 1641.5355 | 5968.1122 | 55970.1206 |  | 47397.5541 | 0 | 962.9188 | 1641.5355 | 5968.1122 | 55970.1206
[5 empty] | C2 | 9446 | 7011 | 464 | 1816 | 675 | 19412 | 0 | 0 | 0 | 0 | 0 | 0 | 0 | 0 | 0 | 0 | 0 | 0 | 9446 | 6299 | 788 | 1411 | 1468 | 19412 | 0 | 0 | 0 | 0 | 0 | 0 | 9444 | 571 | 3520 | 3231 | 2646 | 19412 |  |  | C2 | 0.0019095 | 0.0028431 | 0.0050268 | 0.008141 | 0.019096 | C2 | 14402.68 | 14402.68 | 14402.68 | 14402.68 | 14402.68 | C2 | 27.5024 | 40.9481 | 72.3999 | 117.2525 | 275.0282 | C2 | 0 | 0 | 0 | 0 | 0 | 0 |  | 259787.2205 | 287086.9402 | 33593.5571 | 212930.6069 | 185644.0443 | 979042.369 |  | 259787.2205 | 257931.9122 | 57051.1271 | 165443.3295 | 403741.4177 | 1143955.0071 |  | 259787.2205 | 257931.9122 | 57051.1271 | 165443.3295 | 403741.4177 | 1143955.0071 |  | 259732.2158 | 23381.3497 | 254847.6746 | 378842.9466 | 727724.6535 | 1644528.8402 |  | 259732.2158 | 23381.3497 | 254847.6746 | 378842.9466 | 727724.6535 | 1644528.8402
[5 empty] | C3 | 196 | 916 | 53 | 494 | 125 | 1784 | 0 | 0 | 0 | 0 | 0 | 0 | 0 | 0 | 0 | 0 | 0 | 0 | 194 | 825 | 101 | 338 | 326 | 1784 | 0 | 0 | 0 | 0 | 0 | 0 | 194 | 56 | 448 | 452 | 634 | 1784 |  |  | C3 | 0.0019095 | 0.0028431 | 0.0050268 | 0.008141 | 0.019096 | C3 | 21604.02 | 21604.02 | 21604.02 | 21604.02 | 21604.02 | C3 | 41.2535 | 61.4221 | 108.5999 | 175.8788 | 412.5423 | C3 | 0 | 0 | 0 | 0 | 0 | 0 |  | 8085.6916 | 56262.6524 | 5755.7926 | 86884.1298 | 51567.7901 | 208556.0565 |  | 8003.1845 | 50673.2404 | 10968.586 | 59447.0362 | 134488.7965 | 263580.8436 |  | 8003.1845 | 50673.2404 | 10968.586 | 59447.0362 | 134488.7965 | 263580.8436 |  | 8003.1845 | 3439.6381 | 48652.7379 | 79497.22 | 261551.8313 | 401144.6118 |  | 8003.1845 | 3439.6381 | 48652.7379 | 79497.22 | 261551.8313 | 401144.6118
[5 empty] | C4 | 0 | 0 | 0 | 0 | 0 | 0 | 0 | 0 | 0 | 0 | 0 | 0 | 0 | 0 | 0 | 0 | 0 | 0 | 0 | 0 | 0 | 0 | 0 | 0 | 0 | 0 | 0 | 0 | 0 | 0 | 0 | 0 | 0 | 0 | 0 | 0 |  |  | C4 | 0.0019095 | 0.0028431 | 0.0050268 | 0.008141 | 0.019096 | C4 | 36006.7 | 36006.7 | 36006.7 | 36006.7 | 36006.7 | C4 | 68.7559 | 102.3702 | 180.9998 | 293.1313 | 687.5705 | C4 | 0 | 0 | 0 | 0 | 0 | 0 |  | 0 | 0 | 0 | 0 | 0 | 0 |  | 0 | 0 | 0 | 0 | 0 | 0 |  | 0 | 0 | 0 | 0 | 0 | 0 |  | 0 | 0 | 0 | 0 | 0 | 0 |  | 0 | 0 | 0 | 0 | 0 | 0
|  | Yes | 23728 | 23830 |  | 12104 | 7966 | 517 | 2320 | 821 |  | 0 | 0 | 0 | 0 | 0 |  | 0 | 0 | 0 | 0 | 0 |  | 12102 | 7163 | 889 | 1753 | 1821 |  | 0 | 0 | 0 | 0 | 0 |  | 12100 | 627 | 3987 | 3703 | 3311 | [22 empty] | 0 | 0 | 0 | 0 | 0 | 0 |  | 315270.4662 | 344467.475 | 39349.3498 | 300635.5045 | 241254.7491 | 1240977.5445 |  | 315187.9592 | 309723.035 | 68019.7131 | 225218.6728 | 543428.2475 | 1461577.6275 |  | 315187.9592 | 309723.035 | 68019.7131 | 225218.6728 | 543428.2475 | 1461577.6275 |  | 315132.9545 | 26820.9879 | 304463.3312 | 459981.7021 | 995244.597 | 2101643.5726 |  | 315132.9545 | 26820.9879 | 304463.3312 | 459981.7021 | 995244.597 | 2101643.5726
| HV Transformer (GM) |  |  |  | C1 | 539 | 238 | 231 | 62 | 6 | 1076 | 0 | 0 | 0 | 0 | 0 | 0 | 0 | 0 | 0 | 0 | 0 | 0 | 439 | 227 | 157 | 226 | 27 | 1076 | 0 | 0 | 0 | 0 | 0 | 0 | 371 | 200 | 160 | 256 | 89 | 1076 |  |  | C1 | 0.002223 | 0.0033099 | 0.0058521 | 0.0094776 | 0.022231 | C1 | 14053.298 | 14053.298 | 14053.298 | 14053.298 | 14053.298 | C1 | 31.241 | 46.5145 | 82.2418 | 133.1916 | 312.4151 | C1 | 0 | 0 | 0 | 0 | 0 | 0 |  | 16838.8858 | 11070.4473 | 18997.8623 | 8257.8822 | 1874.4905 | 57039.5681 |  | 13714.7882 | 10558.788 | 12911.967 | 30101.3124 | 8435.2072 | 75722.0629 |  | 13714.7882 | 10558.788 | 12911.967 | 30101.3124 | 8435.2072 | 75722.0629 |  | 11590.4019 | 9302.8969 | 13158.6925 | 34097.0618 | 27804.9423 | 95953.9955 |  | 11590.4019 | 9302.8969 | 13158.6925 | 34097.0618 | 27804.9423 | 95953.9955
[5 empty] | C2 | 9413 | 2294 | 1489 | 327 | 78 | 13601 | 0 | 0 | 0 | 0 | 0 | 0 | 0 | 0 | 0 | 0 | 0 | 0 | 8353 | 2383 | 1401 | 1273 | 191 | 13601 | 0 | 0 | 0 | 0 | 0 | 0 | 7378 | 2349 | 1455 | 1843 | 576 | 13601 |  |  | C2 | 0.002223 | 0.0033099 | 0.0058521 | 0.0094776 | 0.022231 | C2 | 20076.14 | 20076.14 | 20076.14 | 20076.14 | 20076.14 | C2 | 44.63 | 66.4493 | 117.4883 | 190.2738 | 446.3073 | C2 | 0 | 0 | 0 | 0 | 0 | 0 |  | 420101.8604 | 152434.611 | 174940.1173 | 62219.5269 | 34811.9663 | 844508.0819 |  | 372794.0975 | 158348.5955 | 164601.1446 | 242218.5251 | 85244.6868 | 1023207.0495 |  | 372794.0975 | 158348.5955 | 164601.1446 | 242218.5251 | 85244.6868 | 1023207.0495 |  | 329279.8817 | 156089.3205 | 170945.5142 | 350674.5812 | 257072.9821 | 1264062.2797 |  | 329279.8817 | 156089.3205 | 170945.5142 | 350674.5812 | 257072.9821 | 1264062.2797
[5 empty] | C3 | 899 | 410 | 200 | 51 | 13 | 1573 | 0 | 0 | 0 | 0 | 0 | 0 | 0 | 0 | 0 | 0 | 0 | 0 | 722 | 424 | 234 | 158 | 35 | 1573 | 0 | 0 | 0 | 0 | 0 | 0 | 611 | 357 | 245 | 273 | 87 | 1573 |  |  | C3 | 0.002223 | 0.0033099 | 0.0058521 | 0.0094776 | 0.022231 | C3 | 30114.21 | 30114.21 | 30114.21 | 30114.21 | 30114.21 | C3 | 66.9449 | 99.6739 | 176.2325 | 285.4107 | 669.4609 | C3 | 0 | 0 | 0 | 0 | 0 | 0 |  | 60183.5078 | 40866.2972 | 35246.4978 | 14555.9444 | 8702.9916 | 159555.2387 |  | 48334.2521 | 42261.7317 | 41238.4024 | 45094.8865 | 23431.1312 | 200360.4038 |  | 48334.2521 | 42261.7317 | 41238.4024 | 45094.8865 | 23431.1312 | 200360.4038 |  | 40903.3629 | 35583.5807 | 43176.9598 | 77917.1139 | 58243.0975 | 255824.1149 |  | 40903.3629 | 35583.5807 | 43176.9598 | 77917.1139 | 58243.0975 | 255824.1149
[5 empty] | C4 | 16 | 17 | 0 | 1 | 0 | 34 | 0 | 0 | 0 | 0 | 0 | 0 | 0 | 0 | 0 | 0 | 0 | 0 | 9 | 19 | 5 | 0 | 1 | 34 | 0 | 0 | 0 | 0 | 0 | 0 | 6 | 16 | 8 | 3 | 1 | 34 |  |  | C4 | 0.002223 | 0.0033099 | 0.0058521 | 0.0094776 | 0.022231 | C4 | 50190.35 | 50190.35 | 50190.35 | 50190.35 | 50190.35 | C4 | 111.5749 | 166.1232 | 293.7208 | 475.6845 | 1115.7682 | C4 | 0 | 0 | 0 | 0 | 0 | 0 |  | 1785.1986 | 2824.0937 | 0 | 475.6845 | 0 | 5084.9768 |  | 1004.1742 | 3156.34 | 1468.6041 | 0 | 1115.7682 | 6744.8865 |  | 1004.1742 | 3156.34 | 1468.6041 | 0 | 1115.7682 | 6744.8865 |  | 669.4495 | 2657.9705 | 2349.7665 | 1427.0534 | 1115.7682 | 8220.0081 |  | 669.4495 | 2657.9705 | 2349.7665 | 1427.0534 | 1115.7682 | 8220.0081
|  | Yes | 16284 | 16301 |  | 10867 | 2959 | 1920 | 441 | 97 |  | 0 | 0 | 0 | 0 | 0 |  | 0 | 0 | 0 | 0 | 0 |  | 9523 | 3053 | 1797 | 1657 | 254 |  | 0 | 0 | 0 | 0 | 0 |  | 8366 | 2922 | 1868 | 2375 | 753 | [22 empty] | 0 | 0 | 0 | 0 | 0 | 0 |  | 498909.4526 | 207195.4493 | 229184.4773 | 85509.0379 | 45389.4484 | 1066187.8655 |  | 435847.3121 | 214325.4553 | 220220.1181 | 317414.724 | 118226.7933 | 1306034.4027 |  | 435847.3121 | 214325.4553 | 220220.1181 | 317414.724 | 118226.7933 | 1306034.4027 |  | 382443.096 | 203633.7688 | 229630.933 | 464115.8103 | 344236.7901 | 1624060.3981 |  | 382443.096 | 203633.7688 | 229630.933 | 464115.8103 | 344236.7901 | 1624060.3981
| HV UG Cable |  |  |  | C1 | 0 | 0 | 0 | 0 | 0 | 0 | 0 | 0 | 0 | 0 | 0 | 0 | 0 | 0 | 0 | 0 | 0 | 0 | 0 | 0 | 0 | 0 | 0 | 0 | 0 | 0 | 0 | 0 | 0 | 0 | 0 | 0 | 0 | 0 | 0 | 0 |  |  | C1 | 0 | 0 | 0 | 0 | 0 | C1 | 0 | 0 | 0 | 0 | 0 | C1 | [5 empty] | C1 | [5 empty] | 0 | [6 empty] | 0 | [6 empty] | 0 | [6 empty] | 0 | [6 empty] | 0 | [6 empty] | 0
[5 empty] | C2 | 0 | 0 | 0 | 0 | 0 | 0 | 0 | 0 | 0 | 0 | 0 | 0 | 0 | 0 | 0 | 0 | 0 | 0 | 0 | 0 | 0 | 0 | 0 | 0 | 0 | 0 | 0 | 0 | 0 | 0 | 0 | 0 | 0 | 0 | 0 | 0 |  |  | C2 | 0 | 0 | 0 | 0 | 0 | C2 | 0 | 0 | 0 | 0 | 0 | C2 | [5 empty] | C2 | [5 empty] | 0 | [6 empty] | 0 | [6 empty] | 0 | [6 empty] | 0 | [6 empty] | 0 | [6 empty] | 0
[5 empty] | C3 | 0 | 0 | 0 | 0 | 0 | 0 | 0 | 0 | 0 | 0 | 0 | 0 | 0 | 0 | 0 | 0 | 0 | 0 | 0 | 0 | 0 | 0 | 0 | 0 | 0 | 0 | 0 | 0 | 0 | 0 | 0 | 0 | 0 | 0 | 0 | 0 |  |  | C3 | 0 | 0 | 0 | 0 | 0 | C3 | 0 | 0 | 0 | 0 | 0 | C3 | [5 empty] | C3 | [5 empty] | 0 | [6 empty] | 0 | [6 empty] | 0 | [6 empty] | 0 | [6 empty] | 0 | [6 empty] | 0
[5 empty] | C4 | 0 | 0 | 0 | 0 | 0 | 0 | 0 | 0 | 0 | 0 | 0 | 0 | 0 | 0 | 0 | 0 | 0 | 0 | 0 | 0 | 0 | 0 | 0 | 0 | 0 | 0 | 0 | 0 | 0 | 0 | 0 | 0 | 0 | 0 | 0 | 0 |  |  | C4 | 0 | 0 | 0 | 0 | 0 | C4 | 0 | 0 | 0 | 0 | 0 | C4 | [5 empty] | C4 | [5 empty] | 0 | [6 empty] | 0 | [6 empty] | 0 | [6 empty] | 0 | [6 empty] | 0 | [6 empty] | 0
|  | No | 0 | 0 |  | 0 | 0 | 0 | 0 | 0 |  | 0 | 0 | 0 | 0 | 0 |  | 0 | 0 | 0 | 0 | 0 |  | 0 | 0 | 0 | 0 | 0 |  | 0 | 0 | 0 | 0 | 0 |  | 0 | 0 | 0 | 0 | 0 | [22 empty] | 0 | 0 | 0 | 0 | 0 | 0 |  | 0 | 0 | 0 | 0 | 0 | 0 |  | 0 | 0 | 0 | 0 | 0 | 0 |  | 0 | 0 | 0 | 0 | 0 | 0 |  | 0 | 0 | 0 | 0 | 0 | 0 |  | 0 | 0 | 0 | 0 | 0 | 0
| HV OHL Support - Poles |  |  |  | C1 | 37377 | 3269 | 8544 | 11904 | 7626 | 68720 | 0 | 0 | 0 | 0 | 0 | 0 | 0 | 0 | 0 | 0 | 0 | 0 | 35897 | 3418 | 8981 | 3759 | 16665 | 68720 | 0 | 0 | 0 | 0 | 0 | 0 | 33911 | 3660 | 2195 | 9046 | 19908 | 68720 |  |  | C1 | 0.0081226 | 0.012094 | 0.021383 | 0.03463 | 0.081228 | C1 | 2757.139 | 2757.139 | 2757.139 | 2757.139 | 2757.139 | C1 | 22.3952 | 33.3441 | 58.9554 | 95.479 | 223.956 | C1 | 0 | 0 | 0 | 0 | 0 | 0 |  | 837065.9765 | 109001.832 | 503714.7386 | 1136581.4746 | 1707888.2718 | 4294252.2935 |  | 803921.0572 | 113970.1015 | 529478.2382 | 358905.3901 | 3732226.3375 | 5538501.1245 |  | 803921.0572 | 113970.1015 | 529478.2382 | 358905.3901 | 3732226.3375 | 5538501.1245 |  | 759444.1589 | 122039.3714 | 129407.0519 | 863702.6226 | 4458515.5672 | 6333108.772 |  | 759444.1589 | 122039.3714 | 129407.0519 | 863702.6226 | 4458515.5672 | 6333108.772
[5 empty] | C2 | 47618 | 4666 | 11376 | 11307 | 7869 | 82836 | 0 | 0 | 0 | 0 | 0 | 0 | 0 | 0 | 0 | 0 | 0 | 0 | 45418 | 5177 | 12170 | 3940 | 16131 | 82836 | 0 | 0 | 0 | 0 | 0 | 0 | 42584 | 5281 | 3507 | 11956 | 19508 | 82836 |  |  | C2 | 0.0081226 | 0.012094 | 0.021383 | 0.03463 | 0.081228 | C2 | 3938.77 | 3938.77 | 3938.77 | 3938.77 | 3938.77 | C2 | 31.9932 | 47.6344 | 84.222 | 136.3985 | 319.9371 | C2 | 0 | 0 | 0 | 0 | 0 | 0 |  | 1523450.5432 | 222262.1807 | 958109.0935 | 1542257.9126 | 2517585.1057 | 6763664.8356 |  | 1453065.5796 | 246603.3668 | 1024981.3351 | 537410.1155 | 5160905.4949 | 8422965.8918 |  | 1453065.5796 | 246603.3668 | 1024981.3351 | 537410.1155 | 5160905.4949 | 8422965.8918 |  | 1362396.9493 | 251557.3459 | 295366.4373 | 1630780.5433 | 6241333.1098 | 9781434.3856 |  | 1362396.9493 | 251557.3459 | 295366.4373 | 1630780.5433 | 6241333.1098 | 9781434.3856
[5 empty] | C3 | 14573 | 1498 | 3837 | 4010 | 2157 | 26075 | 0 | 0 | 0 | 0 | 0 | 0 | 0 | 0 | 0 | 0 | 0 | 0 | 13897 | 1641 | 4080 | 1304 | 5153 | 26075 | 0 | 0 | 0 | 0 | 0 | 0 | 13119 | 1606 | 1040 | 4022 | 6288 | 26075 |  |  | C3 | 0.0081226 | 0.012094 | 0.021383 | 0.03463 | 0.081228 | C3 | 5908.155 | 5908.155 | 5908.155 | 5908.155 | 5908.155 | C3 | 47.9897 | 71.4516 | 126.333 | 204.5978 | 479.9057 | C3 | 0 | 0 | 0 | 0 | 0 | 0 |  | 699354.5959 | 107034.5306 | 484739.5295 | 820437.0164 | 1035156.5141 | 3146722.1865 |  | 666913.5264 | 117252.1127 | 515438.4364 | 266795.4786 | 2472953.8791 | 4039353.4331 |  | 666913.5264 | 117252.1127 | 515438.4364 | 266795.4786 | 2472953.8791 | 4039353.4331 |  | 629577.5025 | 114751.3059 | 131386.2681 | 822892.1895 | 3017646.806 | 4716254.072 |  | 629577.5025 | 114751.3059 | 131386.2681 | 822892.1895 | 3017646.806 | 4716254.072
[5 empty] | C4 | 6378 | 568 | 1599 | 1693 | 847 | 11085 | 0 | 0 | 0 | 0 | 0 | 0 | 0 | 0 | 0 | 0 | 0 | 0 | 6131 | 619 | 1667 | 556 | 2112 | 11085 | 0 | 0 | 0 | 0 | 0 | 0 | 5876 | 559 | 377 | 1692 | 2581 | 11085 |  |  | C4 | 0.0081226 | 0.012094 | 0.021383 | 0.03463 | 0.081228 | C4 | 9846.925 | 9846.925 | 9846.925 | 9846.925 | 9846.925 | C4 | 79.9829 | 119.086 | 210.5549 | 340.9963 | 799.8428 | C4 | 0 | 0 | 0 | 0 | 0 | 0 |  | 510131.02 | 67640.8694 | 336677.312 | 577306.6786 | 677466.8269 | 2169222.7069 |  | 490375.2405 | 73714.2573 | 350995.0463 | 189593.924 | 1689267.9321 | 2793946.4002 |  | 490375.2405 | 73714.2573 | 350995.0463 | 189593.924 | 1689267.9321 | 2793946.4002 |  | 469979.5976 | 66569.095 | 79379.2036 | 576965.6823 | 2064394.1917 | 3257287.7703 |  | 469979.5976 | 66569.095 | 79379.2036 | 576965.6823 | 2064394.1917 | 3257287.7703
|  | Yes | 188716 | 189099 |  | 105946 | 10001 | 25356 | 28914 | 18499 |  | 0 | 0 | 0 | 0 | 0 |  | 0 | 0 | 0 | 0 | 0 |  | 101343 | 10855 | 26898 | 9559 | 40061 |  | 0 | 0 | 0 | 0 | 0 |  | 95490 | 11106 | 7119 | 26716 | 48285 | [22 empty] | 0 | 0 | 0 | 0 | 0 | 0 |  | 3570002.1356 | 505939.4127 | 2283240.6736 | 4076583.0822 | 5938096.7185 | 16373862.0225 |  | 3414275.4037 | 551539.8382 | 2420893.056 | 1352704.9081 | 13055353.6436 | 20794766.8497 |  | 3414275.4037 | 551539.8382 | 2420893.056 | 1352704.9081 | 13055353.6436 | 20794766.8497 |  | 3221398.2083 | 554917.1182 | 635538.9609 | 3894341.0377 | 15781889.6748 | 24088085 |  | 3221398.2083 | 554917.1182 | 635538.9609 | 3894341.0377 | 15781889.6748 | 24088085
| [Please insert new asset category as required] |  |  |  | C1 | 0 | 0 | 0 | 0 | 0 | 0 | 0 | 0 | 0 | 0 | 0 | 0 | 0 | 0 | 0 | 0 | 0 | 0 | 0 | 0 | 0 | 0 | 0 | 0 | 0 | 0 | 0 | 0 | 0 | 0 | 0 | 0 | 0 | 0 | 0 | 0 |  |  | C1 | 0 | 0 | 0 | 0 | 0 | C1 | 0 | 0 | 0 | 0 | 0 | C1 | [5 empty] | C1 | [5 empty] | 0 | [6 empty] | 0 | [6 empty] | 0 | [6 empty] | 0 | [6 empty] | 0 | [6 empty] | 0
[5 empty] | C2 | 0 | 0 | 0 | 0 | 0 | 0 | 0 | 0 | 0 | 0 | 0 | 0 | 0 | 0 | 0 | 0 | 0 | 0 | 0 | 0 | 0 | 0 | 0 | 0 | 0 | 0 | 0 | 0 | 0 | 0 | 0 | 0 | 0 | 0 | 0 | 0 |  |  | C2 | 0 | 0 | 0 | 0 | 0 | C2 | 0 | 0 | 0 | 0 | 0 | C2 | [5 empty] | C2 | [5 empty] | 0 | [6 empty] | 0 | [6 empty] | 0 | [6 empty] | 0 | [6 empty] | 0 | [6 empty] | 0
[5 empty] | C3 | 0 | 0 | 0 | 0 | 0 | 0 | 0 | 0 | 0 | 0 | 0 | 0 | 0 | 0 | 0 | 0 | 0 | 0 | 0 | 0 | 0 | 0 | 0 | 0 | 0 | 0 | 0 | 0 | 0 | 0 | 0 | 0 | 0 | 0 | 0 | 0 |  |  | C3 | 0 | 0 | 0 | 0 | 0 | C3 | 0 | 0 | 0 | 0 | 0 | C3 | [5 empty] | C3 | [5 empty] | 0 | [6 empty] | 0 | [6 empty] | 0 | [6 empty] | 0 | [6 empty] | 0 | [6 empty] | 0
[5 empty] | C4 | 0 | 0 | 0 | 0 | 0 | 0 | 0 | 0 | 0 | 0 | 0 | 0 | 0 | 0 | 0 | 0 | 0 | 0 | 0 | 0 | 0 | 0 | 0 | 0 | 0 | 0 | 0 | 0 | 0 | 0 | 0 | 0 | 0 | 0 | 0 | 0 |  |  | C4 | 0 | 0 | 0 | 0 | 0 | C4 | 0 | 0 | 0 | 0 | 0 | C4 | [5 empty] | C4 | [5 empty] | 0 | [6 empty] | 0 | [6 empty] | 0 | [6 empty] | 0 | [6 empty] | 0 | [6 empty] | 0
|  | 0 | 0 | 0 |  | 0 | 0 | 0 | 0 | 0 |  | 0 | 0 | 0 | 0 | 0 |  | 0 | 0 | 0 | 0 | 0 |  | 0 | 0 | 0 | 0 | 0 |  | 0 | 0 | 0 | 0 | 0 |  | 0 | 0 | 0 | 0 | 0 | [22 empty] | 0 | 0 | 0 | 0 | 0 | 0 |  | 0 | 0 | 0 | 0 | 0 | 0 |  | 0 | 0 | 0 | 0 | 0 | 0 |  | 0 | 0 | 0 | 0 | 0 | 0 |  | 0 | 0 | 0 | 0 | 0 | 0 |  | 0 | 0 | 0 | 0 | 0 | 0
| [Please insert new asset category as required] |  |  |  | C1 | 0 | 0 | 0 | 0 | 0 | 0 | 0 | 0 | 0 | 0 | 0 | 0 | 0 | 0 | 0 | 0 | 0 | 0 | 0 | 0 | 0 | 0 | 0 | 0 | 0 | 0 | 0 | 0 | 0 | 0 | 0 | 0 | 0 | 0 | 0 | 0 |  |  | C1 | 0 | 0 | 0 | 0 | 0 | C1 | 0 | 0 | 0 | 0 | 0 | C1 | [5 empty] | C1 | [5 empty] | 0 | [6 empty] | 0 | [6 empty] | 0 | [6 empty] | 0 | [6 empty] | 0 | [6 empty] | 0
[5 empty] | C2 | 0 | 0 | 0 | 0 | 0 | 0 | 0 | 0 | 0 | 0 | 0 | 0 | 0 | 0 | 0 | 0 | 0 | 0 | 0 | 0 | 0 | 0 | 0 | 0 | 0 | 0 | 0 | 0 | 0 | 0 | 0 | 0 | 0 | 0 | 0 | 0 |  |  | C2 | 0 | 0 | 0 | 0 | 0 | C2 | 0 | 0 | 0 | 0 | 0 | C2 | [5 empty] | C2 | [5 empty] | 0 | [6 empty] | 0 | [6 empty] | 0 | [6 empty] | 0 | [6 empty] | 0 | [6 empty] | 0
[5 empty] | C3 | 0 | 0 | 0 | 0 | 0 | 0 | 0 | 0 | 0 | 0 | 0 | 0 | 0 | 0 | 0 | 0 | 0 | 0 | 0 | 0 | 0 | 0 | 0 | 0 | 0 | 0 | 0 | 0 | 0 | 0 | 0 | 0 | 0 | 0 | 0 | 0 |  |  | C3 | 0 | 0 | 0 | 0 | 0 | C3 | 0 | 0 | 0 | 0 | 0 | C3 | [5 empty] | C3 | [5 empty] | 0 | [6 empty] | 0 | [6 empty] | 0 | [6 empty] | 0 | [6 empty] | 0 | [6 empty] | 0
[5 empty] | C4 | 0 | 0 | 0 | 0 | 0 | 0 | 0 | 0 | 0 | 0 | 0 | 0 | 0 | 0 | 0 | 0 | 0 | 0 | 0 | 0 | 0 | 0 | 0 | 0 | 0 | 0 | 0 | 0 | 0 | 0 | 0 | 0 | 0 | 0 | 0 | 0 |  |  | C4 | 0 | 0 | 0 | 0 | 0 | C4 | 0 | 0 | 0 | 0 | 0 | C4 | [5 empty] | C4 | [5 empty] | 0 | [6 empty] | 0 | [6 empty] | 0 | [6 empty] | 0 | [6 empty] | 0 | [6 empty] | 0
|  | 0 | 0 | 0 |  | 0 | 0 | 0 | 0 | 0 |  | 0 | 0 | 0 | 0 | 0 |  | 0 | 0 | 0 | 0 | 0 |  | 0 | 0 | 0 | 0 | 0 |  | 0 | 0 | 0 | 0 | 0 |  | 0 | 0 | 0 | 0 | 0 | [22 empty] | 0 | 0 | 0 | 0 | 0 | 0 |  | 0 | 0 | 0 | 0 | 0 | 0 |  | 0 | 0 | 0 | 0 | 0 | 0 |  | 0 | 0 | 0 | 0 | 0 | 0 |  | 0 | 0 | 0 | 0 | 0 | 0 |  | 0 | 0 | 0 | 0 | 0 | 0
| [Please insert new asset category as required] |  |  |  | C1 | 0 | 0 | 0 | 0 | 0 | 0 | 0 | 0 | 0 | 0 | 0 | 0 | 0 | 0 | 0 | 0 | 0 | 0 | 0 | 0 | 0 | 0 | 0 | 0 | 0 | 0 | 0 | 0 | 0 | 0 | 0 | 0 | 0 | 0 | 0 | 0 |  |  | C1 | 0 | 0 | 0 | 0 | 0 | C1 | 0 | 0 | 0 | 0 | 0 | C1 | [5 empty] | C1 | [5 empty] | 0 | [6 empty] | 0 | [6 empty] | 0 | [6 empty] | 0 | [6 empty] | 0 | [6 empty] | 0
[5 empty] | C2 | 0 | 0 | 0 | 0 | 0 | 0 | 0 | 0 | 0 | 0 | 0 | 0 | 0 | 0 | 0 | 0 | 0 | 0 | 0 | 0 | 0 | 0 | 0 | 0 | 0 | 0 | 0 | 0 | 0 | 0 | 0 | 0 | 0 | 0 | 0 | 0 |  |  | C2 | 0 | 0 | 0 | 0 | 0 | C2 | 0 | 0 | 0 | 0 | 0 | C2 | [5 empty] | C2 | [5 empty] | 0 | [6 empty] | 0 | [6 empty] | 0 | [6 empty] | 0 | [6 empty] | 0 | [6 empty] | 0
[5 empty] | C3 | 0 | 0 | 0 | 0 | 0 | 0 | 0 | 0 | 0 | 0 | 0 | 0 | 0 | 0 | 0 | 0 | 0 | 0 | 0 | 0 | 0 | 0 | 0 | 0 | 0 | 0 | 0 | 0 | 0 | 0 | 0 | 0 | 0 | 0 | 0 | 0 |  |  | C3 | 0 | 0 | 0 | 0 | 0 | C3 | 0 | 0 | 0 | 0 | 0 | C3 | [5 empty] | C3 | [5 empty] | 0 | [6 empty] | 0 | [6 empty] | 0 | [6 empty] | 0 | [6 empty] | 0 | [6 empty] | 0
[5 empty] | C4 | 0 | 0 | 0 | 0 | 0 | 0 | 0 | 0 | 0 | 0 | 0 | 0 | 0 | 0 | 0 | 0 | 0 | 0 | 0 | 0 | 0 | 0 | 0 | 0 | 0 | 0 | 0 | 0 | 0 | 0 | 0 | 0 | 0 | 0 | 0 | 0 |  |  | C4 | 0 | 0 | 0 | 0 | 0 | C4 | 0 | 0 | 0 | 0 | 0 | C4 | [5 empty] | C4 | [5 empty] | 0 | [6 empty] | 0 | [6 empty] | 0 | [6 empty] | 0 | [6 empty] | 0 | [6 empty] | 0
|  | 0 | 0 | 0 |  | 0 | 0 | 0 | 0 | 0 |  | 0 | 0 | 0 | 0 | 0 |  | 0 | 0 | 0 | 0 | 0 |  | 0 | 0 | 0 | 0 | 0 |  | 0 | 0 | 0 | 0 | 0 |  | 0 | 0 | 0 | 0 | 0 | [22 empty] | 0 | 0 | 0 | 0 | 0 | 0 |  | 0 | 0 | 0 | 0 | 0 | 0 |  | 0 | 0 | 0 | 0 | 0 | 0 |  | 0 | 0 | 0 | 0 | 0 | 0 |  | 0 | 0 | 0 | 0 | 0 | 0 |  | 0 | 0 | 0 | 0 | 0 | 0
| [Please insert new asset category as required] |  |  |  | C1 | 0 | 0 | 0 | 0 | 0 | 0 | 0 | 0 | 0 | 0 | 0 | 0 | 0 | 0 | 0 | 0 | 0 | 0 | 0 | 0 | 0 | 0 | 0 | 0 | 0 | 0 | 0 | 0 | 0 | 0 | 0 | 0 | 0 | 0 | 0 | 0 |  |  | C1 | 0 | 0 | 0 | 0 | 0 | C1 | 0 | 0 | 0 | 0 | 0 | C1 | [5 empty] | C1 | [5 empty] | 0 | [6 empty] | 0 | [6 empty] | 0 | [6 empty] | 0 | [6 empty] | 0 | [6 empty] | 0
[5 empty] | C2 | 0 | 0 | 0 | 0 | 0 | 0 | 0 | 0 | 0 | 0 | 0 | 0 | 0 | 0 | 0 | 0 | 0 | 0 | 0 | 0 | 0 | 0 | 0 | 0 | 0 | 0 | 0 | 0 | 0 | 0 | 0 | 0 | 0 | 0 | 0 | 0 |  |  | C2 | 0 | 0 | 0 | 0 | 0 | C2 | 0 | 0 | 0 | 0 | 0 | C2 | [5 empty] | C2 | [5 empty] | 0 | [6 empty] | 0 | [6 empty] | 0 | [6 empty] | 0 | [6 empty] | 0 | [6 empty] | 0
[5 empty] | C3 | 0 | 0 | 0 | 0 | 0 | 0 | 0 | 0 | 0 | 0 | 0 | 0 | 0 | 0 | 0 | 0 | 0 | 0 | 0 | 0 | 0 | 0 | 0 | 0 | 0 | 0 | 0 | 0 | 0 | 0 | 0 | 0 | 0 | 0 | 0 | 0 |  |  | C3 | 0 | 0 | 0 | 0 | 0 | C3 | 0 | 0 | 0 | 0 | 0 | C3 | [5 empty] | C3 | [5 empty] | 0 | [6 empty] | 0 | [6 empty] | 0 | [6 empty] | 0 | [6 empty] | 0 | [6 empty] | 0
[5 empty] | C4 | 0 | 0 | 0 | 0 | 0 | 0 | 0 | 0 | 0 | 0 | 0 | 0 | 0 | 0 | 0 | 0 | 0 | 0 | 0 | 0 | 0 | 0 | 0 | 0 | 0 | 0 | 0 | 0 | 0 | 0 | 0 | 0 | 0 | 0 | 0 | 0 |  |  | C4 | 0 | 0 | 0 | 0 | 0 | C4 | 0 | 0 | 0 | 0 | 0 | C4 | [5 empty] | C4 | [5 empty] | 0 | [6 empty] | 0 | [6 empty] | 0 | [6 empty] | 0 | [6 empty] | 0 | [6 empty] | 0
|  | 0 | 0 | 0 |  | 0 | 0 | 0 | 0 | 0 |  | 0 | 0 | 0 | 0 | 0 |  | 0 | 0 | 0 | 0 | 0 |  | 0 | 0 | 0 | 0 | 0 |  | 0 | 0 | 0 | 0 | 0 |  | 0 | 0 | 0 | 0 | 0 | [22 empty] | 0 | 0 | 0 | 0 | 0 | 0 |  | 0 | 0 | 0 | 0 | 0 | 0 |  | 0 | 0 | 0 | 0 | 0 | 0 |  | 0 | 0 | 0 | 0 | 0 | 0 |  | 0 | 0 | 0 | 0 | 0 | 0 |  | 0 | 0 | 0 | 0 | 0 | 0
| [Please insert new asset category as required] |  |  |  | C1 | 0 | 0 | 0 | 0 | 0 | 0 | 0 | 0 | 0 | 0 | 0 | 0 | 0 | 0 | 0 | 0 | 0 | 0 | 0 | 0 | 0 | 0 | 0 | 0 | 0 | 0 | 0 | 0 | 0 | 0 | 0 | 0 | 0 | 0 | 0 | 0 |  |  | C1 | 0 | 0 | 0 | 0 | 0 | C1 | 0 | 0 | 0 | 0 | 0 | C1 | [5 empty] | C1 | [5 empty] | 0 | [6 empty] | 0 | [6 empty] | 0 | [6 empty] | 0 | [6 empty] | 0 | [6 empty] | 0
[5 empty] | C2 | 0 | 0 | 0 | 0 | 0 | 0 | 0 | 0 | 0 | 0 | 0 | 0 | 0 | 0 | 0 | 0 | 0 | 0 | 0 | 0 | 0 | 0 | 0 | 0 | 0 | 0 | 0 | 0 | 0 | 0 | 0 | 0 | 0 | 0 | 0 | 0 |  |  | C2 | 0 | 0 | 0 | 0 | 0 | C2 | 0 | 0 | 0 | 0 | 0 | C2 | [5 empty] | C2 | [5 empty] | 0 | [6 empty] | 0 | [6 empty] | 0 | [6 empty] | 0 | [6 empty] | 0 | [6 empty] | 0
[5 empty] | C3 | 0 | 0 | 0 | 0 | 0 | 0 | 0 | 0 | 0 | 0 | 0 | 0 | 0 | 0 | 0 | 0 | 0 | 0 | 0 | 0 | 0 | 0 | 0 | 0 | 0 | 0 | 0 | 0 | 0 | 0 | 0 | 0 | 0 | 0 | 0 | 0 |  |  | C3 | 0 | 0 | 0 | 0 | 0 | C3 | 0 | 0 | 0 | 0 | 0 | C3 | [5 empty] | C3 | [5 empty] | 0 | [6 empty] | 0 | [6 empty] | 0 | [6 empty] | 0 | [6 empty] | 0 | [6 empty] | 0
[5 empty] | C4 | 0 | 0 | 0 | 0 | 0 | 0 | 0 | 0 | 0 | 0 | 0 | 0 | 0 | 0 | 0 | 0 | 0 | 0 | 0 | 0 | 0 | 0 | 0 | 0 | 0 | 0 | 0 | 0 | 0 | 0 | 0 | 0 | 0 | 0 | 0 | 0 |  |  | C4 | 0 | 0 | 0 | 0 | 0 | C4 | 0 | 0 | 0 | 0 | 0 | C4 | [5 empty] | C4 | [5 empty] | 0 | [6 empty] | 0 | [6 empty] | 0 | [6 empty] | 0 | [6 empty] | 0 | [6 empty] | 0
|  | 0 | 0 | 0 |  | 0 | 0 | 0 | 0 | 0 |  | 0 | 0 | 0 | 0 | 0 |  | 0 | 0 | 0 | 0 | 0 |  | 0 | 0 | 0 | 0 | 0 |  | 0 | 0 | 0 | 0 | 0 |  | 0 | 0 | 0 | 0 | 0 | [22 empty] | 0 | 0 | 0 | 0 | 0 | 0 |  | 0 | 0 | 0 | 0 | 0 | 0 |  | 0 | 0 | 0 | 0 | 0 | 0 |  | 0 | 0 | 0 | 0 | 0 | 0 |  | 0 | 0 | 0 | 0 | 0 | 0 |  | 0 | 0 | 0 | 0 | 0 | 0
[63 empty] | 0 | 0 | 0 | 0 | 0 | 0 |  | 4583454.2452 | 1428549.6798 | 2657933.657 | 4870258.1298 | 6734662.8387 | 20274858.5505 |  | 4364582.8657 | 1352969.5576 | 2888482.5178 | 2248295.3554 | 14705344.9446 | 25559675.2412 |  | 4364582.8657 | 1352969.5576 | 2888482.5178 | 2248295.3554 | 14705344.9446 | 25559675.2412 |  | 4117969.6094 | 866964.9805 | 1518476.5856 | 5190617.1469 | 18738540.7168 | 30432569.0393 |  | 4117969.6094 | 866964.9805 | 1518476.5856 | 5190617.1469 | 18738540.7168 | 30432569.0393
| EHV Network | [66 empty] | 0 | [6 empty] | 0 | [6 empty] | 0 | [6 empty] | 0 | [6 empty] | 0 | [6 empty] | 0
| EHV Switchgear (GM) |  |  |  | C1 | 172 | 11 | 0 | 10 | 9 | 202 | 0 | 0 | 0 | 0 | 0 | 0 | 0 | 0 | 0 | 0 | 0 | 0 | 172 | 8 | 3 | 4 | 15 | 202 | 0 | 0 | 0 | 0 | 0 | 0 | 168 | 3 | 5 | 9 | 17 | 202 |  |  | C1 | 0.0063556 | 0.0094628 | 0.016731 | 0.027096 | 0.063557 | C1 | 52371.473 | 52371.473 | 52371.473 | 52371.473 | 52371.473 | C1 | 332.8522 | 495.5814 | 876.2329 | 1419.0699 | 3328.5784 | C1 | 0 | 0 | 0 | 0 | 0 | 0 |  | 57250.5716 | 5451.3955 | 0 | 14190.6989 | 29957.2053 | 106849.8713 |  | 57250.5716 | 3964.6513 | 2628.6987 | 5676.2796 | 49928.6755 | 119448.8765 |  | 57250.5716 | 3964.6513 | 2628.6987 | 5676.2796 | 49928.6755 | 119448.8765 |  | 55919.1629 | 1486.7442 | 4381.1644 | 12771.629 | 56585.8322 | 131144.5328 |  | 55919.1629 | 1486.7442 | 4381.1644 | 12771.629 | 56585.8322 | 131144.5328
[5 empty] | C2 | 394 | 72 | 17 | 148 | 65 | 696 | 0 | 0 | 0 | 0 | 0 | 0 | 0 | 0 | 0 | 0 | 0 | 0 | 393 | 72 | 14 | 109 | 108 | 696 | 0 | 0 | 0 | 0 | 0 | 0 | 379 | 40 | 49 | 10 | 218 | 696 |  |  | C2 | 0.0063556 | 0.0094628 | 0.016731 | 0.027096 | 0.063557 | C2 | 74816.39 | 74816.39 | 74816.39 | 74816.39 | 74816.39 | C2 | 475.5031 | 707.9734 | 1251.7613 | 2027.2427 | 4755.1119 | C2 | 0 | 0 | 0 | 0 | 0 | 0 |  | 187348.2159 | 50974.0879 | 21279.9416 | 300031.9198 | 309082.2767 | 868716.4419 |  | 186872.7128 | 50974.0879 | 17524.6577 | 220969.4545 | 513552.0905 | 989893.0034 |  | 186872.7128 | 50974.0879 | 17524.6577 | 220969.4545 | 513552.0905 | 989893.0034 |  | 180215.6696 | 28318.9377 | 61336.3021 | 20272.427 | 1036614.4048 | 1326757.7413 |  | 180215.6696 | 28318.9377 | 61336.3021 | 20272.427 | 1036614.4048 | 1326757.7413
[5 empty] | C3 | 138 | 34 | 0 | 59 | 12 | 243 | 0 | 0 | 0 | 0 | 0 | 0 | 0 | 0 | 0 | 0 | 0 | 0 | 138 | 33 | 1 | 48 | 23 | 243 | 0 | 0 | 0 | 0 | 0 | 0 | 138 | 23 | 10 | 0 | 72 | 243 |  |  | C3 | 0.0063556 | 0.0094628 | 0.016731 | 0.027096 | 0.063557 | C3 | 112224.585 | 112224.585 | 112224.585 | 112224.585 | 112224.585 | C3 | 713.2546 | 1061.9602 | 1877.6419 | 3040.8641 | 7132.6679 | C3 | 0 | 0 | 0 | 0 | 0 | 0 |  | 98429.1388 | 36106.6456 | 0 | 179410.9791 | 85592.0151 | 399538.7786 |  | 98429.1388 | 35044.6854 | 1877.6419 | 145961.4745 | 164051.3622 | 445364.3029 |  | 98429.1388 | 35044.6854 | 1877.6419 | 145961.4745 | 164051.3622 | 445364.3029 |  | 98429.1388 | 24425.0838 | 18776.419 | 0 | 513552.0905 | 655182.7321 |  | 98429.1388 | 24425.0838 | 18776.419 | 0 | 513552.0905 | 655182.7321
[5 empty] | C4 | 0 | 0 | 0 | 0 | 0 | 0 | 0 | 0 | 0 | 0 | 0 | 0 | 0 | 0 | 0 | 0 | 0 | 0 | 0 | 0 | 0 | 0 | 0 | 0 | 0 | 0 | 0 | 0 | 0 | 0 | 0 | 0 | 0 | 0 | 0 | 0 |  |  | C4 | 0.0063556 | 0.0094628 | 0.016731 | 0.027096 | 0.063557 | C4 | 187040.975 | 187040.975 | 187040.975 | 187040.975 | 187040.975 | C4 | 1188.7577 | 1769.9336 | 3129.4032 | 5068.1068 | 11887.7799 | C4 | 0 | 0 | 0 | 0 | 0 | 0 |  | 0 | 0 | 0 | 0 | 0 | 0 |  | 0 | 0 | 0 | 0 | 0 | 0 |  | 0 | 0 | 0 | 0 | 0 | 0 |  | 0 | 0 | 0 | 0 | 0 | 0 |  | 0 | 0 | 0 | 0 | 0 | 0
|  | Yes | 1141 | 1169 |  | 704 | 117 | 17 | 217 | 86 |  | 0 | 0 | 0 | 0 | 0 |  | 0 | 0 | 0 | 0 | 0 |  | 703 | 113 | 18 | 161 | 146 |  | 0 | 0 | 0 | 0 | 0 |  | 685 | 66 | 64 | 19 | 307 | [22 empty] | 0 | 0 | 0 | 0 | 0 | 0 |  | 343027.9263 | 92532.129 | 21279.9416 | 493633.5978 | 424631.497 | 1375105.0918 |  | 342552.4232 | 89983.4246 | 22030.9983 | 372607.2085 | 727532.1282 | 1554706.1829 |  | 342552.4232 | 89983.4246 | 22030.9983 | 372607.2085 | 727532.1282 | 1554706.1829 |  | 334563.9714 | 54230.7658 | 84493.8856 | 33044.056 | 1606752.3275 | 2113085.0062 |  | 334563.9714 | 54230.7658 | 84493.8856 | 33044.056 | 1606752.3275 | 2113085.0062
| EHV Transformer |  |  |  | C1 | 0 | 0 | 0 | 0 | 0 | 0 | 0 | 0 | 0 | 0 | 0 | 0 | 0 | 0 | 0 | 0 | 0 | 0 | 0 | 0 | 0 | 0 | 0 | 0 | 0 | 0 | 0 | 0 | 0 | 0 | 0 | 0 | 0 | 0 | 0 | 0 |  |  | C1 | 0.012939 | 0.019265 | 0.034062 | 0.055165 | 0.12939 | C1 | 90766.13 | 90766.13 | 90766.13 | 90766.13 | 90766.13 | C1 | 1174.4415 | 1748.6183 | 3091.7158 | 5007.0716 | 11744.6156 | C1 | 0 | 0 | 0 | 0 | 0 | 0 |  | 0 | 0 | 0 | 0 | 0 | 0 |  | 0 | 0 | 0 | 0 | 0 | 0 |  | 0 | 0 | 0 | 0 | 0 | 0 |  | 0 | 0 | 0 | 0 | 0 | 0 |  | 0 | 0 | 0 | 0 | 0 | 0
[5 empty] | C2 | 231 | 163 | 108 | 132 | 115 | 749 | 0 | 0 | 0 | 0 | 0 | 0 | 0 | 0 | 0 | 0 | 0 | 0 | 198 | 126 | 105 | 123 | 197 | 749 | 0 | 0 | 0 | 0 | 0 | 0 | 162 | 70 | 106 | 126 | 285 | 749 |  |  | C2 | 0.012939 | 0.019265 | 0.034062 | 0.055165 | 0.12939 | C2 | 129665.9 | 129665.9 | 129665.9 | 129665.9 | 129665.9 | C2 | 1677.7736 | 2498.0262 | 4416.7369 | 7152.9595 | 16778.0222 | C2 | 0 | 0 | 0 | 0 | 0 | 0 |  | 387565.7044 | 407178.2685 | 477007.5845 | 944190.6519 | 1929472.5565 | 4145414.7657 |  | 332199.1752 | 314751.2995 | 463757.3738 | 879814.0166 | 3305270.3794 | 5295792.2445 |  | 332199.1752 | 314751.2995 | 463757.3738 | 879814.0166 | 3305270.3794 | 5295792.2445 |  | 271799.3251 | 174861.8331 | 468174.1107 | 901272.895 | 4781736.3357 | 6597844.4996 |  | 271799.3251 | 174861.8331 | 468174.1107 | 901272.895 | 4781736.3357 | 6597844.4996
[5 empty] | C3 | 11 | 1 | 2 | 2 | 1 | 17 | 0 | 0 | 0 | 0 | 0 | 0 | 0 | 0 | 0 | 0 | 0 | 0 | 8 | 4 | 1 | 2 | 2 | 17 | 0 | 0 | 0 | 0 | 0 | 0 | 6 | 3 | 3 | 2 | 3 | 17 |  |  | C3 | 0.012939 | 0.019265 | 0.034062 | 0.055165 | 0.12939 | C3 | 194498.85 | 194498.85 | 194498.85 | 194498.85 | 194498.85 | C3 | 2516.6604 | 3747.0393 | 6625.1053 | 10729.4392 | 25167.0333 | C3 | 0 | 0 | 0 | 0 | 0 | 0 |  | 27683.2646 | 3747.0393 | 13250.2107 | 21458.8785 | 25167.0333 | 91306.4264 |  | 20133.2833 | 14988.1571 | 6625.1053 | 21458.8785 | 50334.0667 | 113539.4909 |  | 20133.2833 | 14988.1571 | 6625.1053 | 21458.8785 | 50334.0667 | 113539.4909 |  | 15099.9625 | 11241.1178 | 19875.316 | 21458.8785 | 75501.1 | 143176.3749 |  | 15099.9625 | 11241.1178 | 19875.316 | 21458.8785 | 75501.1 | 143176.3749
[5 empty] | C4 | 0 | 0 | 0 | 0 | 0 | 0 | 0 | 0 | 0 | 0 | 0 | 0 | 0 | 0 | 0 | 0 | 0 | 0 | 0 | 0 | 0 | 0 | 0 | 0 | 0 | 0 | 0 | 0 | 0 | 0 | 0 | 0 | 0 | 0 | 0 | 0 |  |  | C4 | 0.012939 | 0.019265 | 0.034062 | 0.055165 | 0.12939 | C4 | 324164.75 | 324164.75 | 324164.75 | 324164.75 | 324164.75 | C4 | 4194.434 | 6245.0655 | 11041.8422 | 17882.3987 | 41945.0556 | C4 | 0 | 0 | 0 | 0 | 0 | 0 |  | 0 | 0 | 0 | 0 | 0 | 0 |  | 0 | 0 | 0 | 0 | 0 | 0 |  | 0 | 0 | 0 | 0 | 0 | 0 |  | 0 | 0 | 0 | 0 | 0 | 0 |  | 0 | 0 | 0 | 0 | 0 | 0
|  | Yes | 766 | 768 |  | 242 | 164 | 110 | 134 | 116 |  | 0 | 0 | 0 | 0 | 0 |  | 0 | 0 | 0 | 0 | 0 |  | 206 | 130 | 106 | 125 | 199 |  | 0 | 0 | 0 | 0 | 0 |  | 168 | 73 | 109 | 128 | 288 | [22 empty] | 0 | 0 | 0 | 0 | 0 | 0 |  | 415248.969 | 410925.3077 | 490257.7952 | 965649.5304 | 1954639.5898 | 4236721.1921 |  | 352332.4585 | 329739.4567 | 470382.4791 | 901272.895 | 3355604.4461 | 5409331.7354 |  | 352332.4585 | 329739.4567 | 470382.4791 | 901272.895 | 3355604.4461 | 5409331.7354 |  | 286899.2876 | 186102.9509 | 488049.4267 | 922731.7735 | 4857237.4357 | 6741020.8744 |  | 286899.2876 | 186102.9509 | 488049.4267 | 922731.7735 | 4857237.4357 | 6741020.8744
| EHV UG Cable (Gas) |  |  |  | C1 | 0 | 0 | 0 | 0 | 0 | 0 | 0 | 0 | 0 | 0 | 0 | 0 | 0 | 0 | 0 | 0 | 0 | 0 | 0 | 0 | 0 | 0 | 0 | 0 | 0 | 0 | 0 | 0 | 0 | 0 | 0 | 0 | 0 | 0 | 0 | 0 |  |  | C1 | 0 | 0 | 0 | 0 | 0 | C1 | 0 | 0 | 0 | 0 | 0 | C1 | [5 empty] | C1 | [5 empty] | 0 | [6 empty] | 0 | [6 empty] | 0 | [6 empty] | 0 | [6 empty] | 0 | [6 empty] | 0
[5 empty] | C2 | 0 | 0 | 0 | 0 | 0 | 0 | 0 | 0 | 0 | 0 | 0 | 0 | 0 | 0 | 0 | 0 | 0 | 0 | 0 | 0 | 0 | 0 | 0 | 0 | 0 | 0 | 0 | 0 | 0 | 0 | 0 | 0 | 0 | 0 | 0 | 0 |  |  | C2 | 0 | 0 | 0 | 0 | 0 | C2 | 0 | 0 | 0 | 0 | 0 | C2 | [5 empty] | C2 | [5 empty] | 0 | [6 empty] | 0 | [6 empty] | 0 | [6 empty] | 0 | [6 empty] | 0 | [6 empty] | 0
[5 empty] | C3 | 0 | 0 | 0 | 0 | 0 | 0 | 0 | 0 | 0 | 0 | 0 | 0 | 0 | 0 | 0 | 0 | 0 | 0 | 0 | 0 | 0 | 0 | 0 | 0 | 0 | 0 | 0 | 0 | 0 | 0 | 0 | 0 | 0 | 0 | 0 | 0 |  |  | C3 | 0 | 0 | 0 | 0 | 0 | C3 | 0 | 0 | 0 | 0 | 0 | C3 | [5 empty] | C3 | [5 empty] | 0 | [6 empty] | 0 | [6 empty] | 0 | [6 empty] | 0 | [6 empty] | 0 | [6 empty] | 0
[5 empty] | C4 | 0 | 0 | 0 | 0 | 0 | 0 | 0 | 0 | 0 | 0 | 0 | 0 | 0 | 0 | 0 | 0 | 0 | 0 | 0 | 0 | 0 | 0 | 0 | 0 | 0 | 0 | 0 | 0 | 0 | 0 | 0 | 0 | 0 | 0 | 0 | 0 |  |  | C4 | 0 | 0 | 0 | 0 | 0 | C4 | 0 | 0 | 0 | 0 | 0 | C4 | [5 empty] | C4 | [5 empty] | 0 | [6 empty] | 0 | [6 empty] | 0 | [6 empty] | 0 | [6 empty] | 0 | [6 empty] | 0
|  | No | 0 | 0 |  | 0 | 0 | 0 | 0 | 0 |  | 0 | 0 | 0 | 0 | 0 |  | 0 | 0 | 0 | 0 | 0 |  | 0 | 0 | 0 | 0 | 0 |  | 0 | 0 | 0 | 0 | 0 |  | 0 | 0 | 0 | 0 | 0 | [22 empty] | 0 | 0 | 0 | 0 | 0 | 0 |  | 0 | 0 | 0 | 0 | 0 | 0 |  | 0 | 0 | 0 | 0 | 0 | 0 |  | 0 | 0 | 0 | 0 | 0 | 0 |  | 0 | 0 | 0 | 0 | 0 | 0 |  | 0 | 0 | 0 | 0 | 0 | 0
| EHV UG Cable (Oil) |  |  |  | C1 | 0 | 0 | 0 | 0 | 0 | 0 | 0 | 0 | 0 | 0 | 0 | 0 | 0 | 0 | 0 | 0 | 0 | 0 | 0 | 0 | 0 | 0 | 0 | 0 | 0 | 0 | 0 | 0 | 0 | 0 | 0 | 0 | 0 | 0 | 0 | 0 |  |  | C1 | 0 | 0 | 0 | 0 | 0 | C1 | 0 | 0 | 0 | 0 | 0 | C1 | [5 empty] | C1 | [5 empty] | 0 | [6 empty] | 0 | [6 empty] | 0 | [6 empty] | 0 | [6 empty] | 0 | [6 empty] | 0
[5 empty] | C2 | 0 | 0 | 0 | 0 | 0 | 0 | 0 | 0 | 0 | 0 | 0 | 0 | 0 | 0 | 0 | 0 | 0 | 0 | 0 | 0 | 0 | 0 | 0 | 0 | 0 | 0 | 0 | 0 | 0 | 0 | 0 | 0 | 0 | 0 | 0 | 0 |  |  | C2 | 0 | 0 | 0 | 0 | 0 | C2 | 0 | 0 | 0 | 0 | 0 | C2 | [5 empty] | C2 | [5 empty] | 0 | [6 empty] | 0 | [6 empty] | 0 | [6 empty] | 0 | [6 empty] | 0 | [6 empty] | 0
[5 empty] | C3 | 0 | 0 | 0 | 0 | 0 | 0 | 0 | 0 | 0 | 0 | 0 | 0 | 0 | 0 | 0 | 0 | 0 | 0 | 0 | 0 | 0 | 0 | 0 | 0 | 0 | 0 | 0 | 0 | 0 | 0 | 0 | 0 | 0 | 0 | 0 | 0 |  |  | C3 | 0 | 0 | 0 | 0 | 0 | C3 | 0 | 0 | 0 | 0 | 0 | C3 | [5 empty] | C3 | [5 empty] | 0 | [6 empty] | 0 | [6 empty] | 0 | [6 empty] | 0 | [6 empty] | 0 | [6 empty] | 0
[5 empty] | C4 | 0 | 0 | 0 | 0 | 0 | 0 | 0 | 0 | 0 | 0 | 0 | 0 | 0 | 0 | 0 | 0 | 0 | 0 | 0 | 0 | 0 | 0 | 0 | 0 | 0 | 0 | 0 | 0 | 0 | 0 | 0 | 0 | 0 | 0 | 0 | 0 |  |  | C4 | 0 | 0 | 0 | 0 | 0 | C4 | 0 | 0 | 0 | 0 | 0 | C4 | [5 empty] | C4 | [5 empty] | 0 | [6 empty] | 0 | [6 empty] | 0 | [6 empty] | 0 | [6 empty] | 0 | [6 empty] | 0
|  | Yes | 0 | 0 |  | 0 | 0 | 0 | 0 | 0 |  | 0 | 0 | 0 | 0 | 0 |  | 0 | 0 | 0 | 0 | 0 |  | 0 | 0 | 0 | 0 | 0 |  | 0 | 0 | 0 | 0 | 0 |  | 0 | 0 | 0 | 0 | 0 | [22 empty] | 0 | 0 | 0 | 0 | 0 | 0 |  | 0 | 0 | 0 | 0 | 0 | 0 |  | 0 | 0 | 0 | 0 | 0 | 0 |  | 0 | 0 | 0 | 0 | 0 | 0 |  | 0 | 0 | 0 | 0 | 0 | 0 |  | 0 | 0 | 0 | 0 | 0 | 0
| EHV UG Cable (Non Pressurised) |  |  |  | C1 | 0 | 0 | 0 | 0 | 0 | 0 | 0 | 0 | 0 | 0 | 0 | 0 | 0 | 0 | 0 | 0 | 0 | 0 | 0 | 0 | 0 | 0 | 0 | 0 | 0 | 0 | 0 | 0 | 0 | 0 | 0 | 0 | 0 | 0 | 0 | 0 |  |  | C1 | 0 | 0 | 0 | 0 | 0 | C1 | 0 | 0 | 0 | 0 | 0 | C1 | [5 empty] | C1 | [5 empty] | 0 | [6 empty] | 0 | [6 empty] | 0 | [6 empty] | 0 | [6 empty] | 0 | [6 empty] | 0
[5 empty] | C2 | 0 | 0 | 0 | 0 | 0 | 0 | 0 | 0 | 0 | 0 | 0 | 0 | 0 | 0 | 0 | 0 | 0 | 0 | 0 | 0 | 0 | 0 | 0 | 0 | 0 | 0 | 0 | 0 | 0 | 0 | 0 | 0 | 0 | 0 | 0 | 0 |  |  | C2 | 0 | 0 | 0 | 0 | 0 | C2 | 0 | 0 | 0 | 0 | 0 | C2 | [5 empty] | C2 | [5 empty] | 0 | [6 empty] | 0 | [6 empty] | 0 | [6 empty] | 0 | [6 empty] | 0 | [6 empty] | 0
[5 empty] | C3 | 0 | 0 | 0 | 0 | 0 | 0 | 0 | 0 | 0 | 0 | 0 | 0 | 0 | 0 | 0 | 0 | 0 | 0 | 0 | 0 | 0 | 0 | 0 | 0 | 0 | 0 | 0 | 0 | 0 | 0 | 0 | 0 | 0 | 0 | 0 | 0 |  |  | C3 | 0 | 0 | 0 | 0 | 0 | C3 | 0 | 0 | 0 | 0 | 0 | C3 | [5 empty] | C3 | [5 empty] | 0 | [6 empty] | 0 | [6 empty] | 0 | [6 empty] | 0 | [6 empty] | 0 | [6 empty] | 0
[5 empty] | C4 | 0 | 0 | 0 | 0 | 0 | 0 | 0 | 0 | 0 | 0 | 0 | 0 | 0 | 0 | 0 | 0 | 0 | 0 | 0 | 0 | 0 | 0 | 0 | 0 | 0 | 0 | 0 | 0 | 0 | 0 | 0 | 0 | 0 | 0 | 0 | 0 |  |  | C4 | 0 | 0 | 0 | 0 | 0 | C4 | 0 | 0 | 0 | 0 | 0 | C4 | [5 empty] | C4 | [5 empty] | 0 | [6 empty] | 0 | [6 empty] | 0 | [6 empty] | 0 | [6 empty] | 0 | [6 empty] | 0
|  | No | 0 | 0 |  | 0 | 0 | 0 | 0 | 0 |  | 0 | 0 | 0 | 0 | 0 |  | 0 | 0 | 0 | 0 | 0 |  | 0 | 0 | 0 | 0 | 0 |  | 0 | 0 | 0 | 0 | 0 |  | 0 | 0 | 0 | 0 | 0 | [22 empty] | 0 | 0 | 0 | 0 | 0 | 0 |  | 0 | 0 | 0 | 0 | 0 | 0 |  | 0 | 0 | 0 | 0 | 0 | 0 |  | 0 | 0 | 0 | 0 | 0 | 0 |  | 0 | 0 | 0 | 0 | 0 | 0 |  | 0 | 0 | 0 | 0 | 0 | 0
| EHV OHL Support - Towers |  |  |  | C1 | 0 | 0 | 0 | 0 | 0 | 0 | 0 | 0 | 0 | 0 | 0 | 0 | 0 | 0 | 0 | 0 | 0 | 0 | 0 | 0 | 0 | 0 | 0 | 0 | 0 | 0 | 0 | 0 | 0 | 0 | 0 | 0 | 0 | 0 | 0 | 0 |  |  | C1 | 0 | 0 | 0 | 0 | 0 | C1 | 0 | 0 | 0 | 0 | 0 | C1 | [5 empty] | C1 | [5 empty] | 0 | [6 empty] | 0 | [6 empty] | 0 | [6 empty] | 0 | [6 empty] | 0 | [6 empty] | 0
[5 empty] | C2 | 0 | 0 | 0 | 0 | 0 | 0 | 0 | 0 | 0 | 0 | 0 | 0 | 0 | 0 | 0 | 0 | 0 | 0 | 0 | 0 | 0 | 0 | 0 | 0 | 0 | 0 | 0 | 0 | 0 | 0 | 0 | 0 | 0 | 0 | 0 | 0 |  |  | C2 | 0 | 0 | 0 | 0 | 0 | C2 | 0 | 0 | 0 | 0 | 0 | C2 | [5 empty] | C2 | [5 empty] | 0 | [6 empty] | 0 | [6 empty] | 0 | [6 empty] | 0 | [6 empty] | 0 | [6 empty] | 0
[5 empty] | C3 | 0 | 0 | 0 | 0 | 0 | 0 | 0 | 0 | 0 | 0 | 0 | 0 | 0 | 0 | 0 | 0 | 0 | 0 | 0 | 0 | 0 | 0 | 0 | 0 | 0 | 0 | 0 | 0 | 0 | 0 | 0 | 0 | 0 | 0 | 0 | 0 |  |  | C3 | 0 | 0 | 0 | 0 | 0 | C3 | 0 | 0 | 0 | 0 | 0 | C3 | [5 empty] | C3 | [5 empty] | 0 | [6 empty] | 0 | [6 empty] | 0 | [6 empty] | 0 | [6 empty] | 0 | [6 empty] | 0
[5 empty] | C4 | 0 | 0 | 0 | 0 | 0 | 0 | 0 | 0 | 0 | 0 | 0 | 0 | 0 | 0 | 0 | 0 | 0 | 0 | 0 | 0 | 0 | 0 | 0 | 0 | 0 | 0 | 0 | 0 | 0 | 0 | 0 | 0 | 0 | 0 | 0 | 0 |  |  | C4 | 0 | 0 | 0 | 0 | 0 | C4 | 0 | 0 | 0 | 0 | 0 | C4 | [5 empty] | C4 | [5 empty] | 0 | [6 empty] | 0 | [6 empty] | 0 | [6 empty] | 0 | [6 empty] | 0 | [6 empty] | 0
|  | Yes | 0 | 0 |  | 0 | 0 | 0 | 0 | 0 |  | 0 | 0 | 0 | 0 | 0 |  | 0 | 0 | 0 | 0 | 0 |  | 0 | 0 | 0 | 0 | 0 |  | 0 | 0 | 0 | 0 | 0 |  | 0 | 0 | 0 | 0 | 0 | [22 empty] | 0 | 0 | 0 | 0 | 0 | 0 |  | 0 | 0 | 0 | 0 | 0 | 0 |  | 0 | 0 | 0 | 0 | 0 | 0 |  | 0 | 0 | 0 | 0 | 0 | 0 |  | 0 | 0 | 0 | 0 | 0 | 0 |  | 0 | 0 | 0 | 0 | 0 | 0
| EHV OHL Support - Poles |  |  |  | C1 | 0 | 0 | 0 | 0 | 0 | 0 | 0 | 0 | 0 | 0 | 0 | 0 | 0 | 0 | 0 | 0 | 0 | 0 | 0 | 0 | 0 | 0 | 0 | 0 | 0 | 0 | 0 | 0 | 0 | 0 | 0 | 0 | 0 | 0 | 0 | 0 |  |  | C1 | 0.0081226 | 0.012094 | 0.021383 | 0.03463 | 0.081228 | C1 | 2045.036 | 2045.036 | 2045.036 | 2045.036 | 2045.036 | C1 | 16.6111 | 24.7321 | 43.7286 | 70.819 | 166.1135 | C1 | 0 | 0 | 0 | 0 | 0 | 0 |  | 0 | 0 | 0 | 0 | 0 | 0 |  | 0 | 0 | 0 | 0 | 0 | 0 |  | 0 | 0 | 0 | 0 | 0 | 0 |  | 0 | 0 | 0 | 0 | 0 | 0 |  | 0 | 0 | 0 | 0 | 0 | 0
[5 empty] | C2 | 13055 | 3434 | 2448 | 3656 | 1390 | 23983 | 0 | 0 | 0 | 0 | 0 | 0 | 0 | 0 | 0 | 0 | 0 | 0 | 12051 | 2952 | 3490 | 1914 | 3576 | 23983 | 0 | 0 | 0 | 0 | 0 | 0 | 11253 | 1978 | 2200 | 3365 | 5187 | 23983 |  |  | C2 | 0.0081226 | 0.012094 | 0.021383 | 0.03463 | 0.081228 | C2 | 2921.48 | 2921.48 | 2921.48 | 2921.48 | 2921.48 | C2 | 23.7301 | 35.3316 | 62.4694 | 101.17 | 237.305 | C2 | 0 | 0 | 0 | 0 | 0 | 0 |  | 309796.4106 | 121328.6663 | 152925.211 | 369877.6572 | 329853.9671 | 1283781.9121 |  | 285971.3937 | 104298.8418 | 218018.3768 | 193639.4518 | 848602.724 | 1650530.788 |  | 285971.3937 | 104298.8418 | 218018.3768 | 193639.4518 | 848602.724 | 1650530.788 |  | 267034.7766 | 69885.8771 | 137432.7876 | 340437.1762 | 1230901.0988 | 2045691.7164 |  | 267034.7766 | 69885.8771 | 137432.7876 | 340437.1762 | 1230901.0988 | 2045691.7164
[5 empty] | C3 | 5977 | 2159 | 1568 | 1394 | 868 | 11966 | 0 | 0 | 0 | 0 | 0 | 0 | 0 | 0 | 0 | 0 | 0 | 0 | 5142 | 2262 | 2009 | 736 | 1817 | 11966 | 0 | 0 | 0 | 0 | 0 | 0 | 4448 | 1596 | 1623 | 1906 | 2393 | 11966 |  |  | C3 | 0.0081226 | 0.012094 | 0.021383 | 0.03463 | 0.081228 | C3 | 4382.22 | 4382.22 | 4382.22 | 4382.22 | 4382.22 | C3 | 35.5951 | 52.9974 | 93.7042 | 151.7551 | 355.9575 | C3 | 0 | 0 | 0 | 0 | 0 | 0 |  | 212752.1807 | 114421.3412 | 146928.1439 | 211546.5484 | 308971.126 | 994619.3403 |  | 183030.2348 | 119880.0712 | 188251.6843 | 111691.7214 | 646774.811 | 1249628.5228 |  | 183030.2348 | 119880.0712 | 188251.6843 | 111691.7214 | 646774.811 | 1249628.5228 |  | 158327.2043 | 84583.8168 | 152081.8734 | 289245.1373 | 851806.3417 | 1536044.3734 |  | 158327.2043 | 84583.8168 | 152081.8734 | 289245.1373 | 851806.3417 | 1536044.3734
[5 empty] | C4 | 1150 | 424 | 293 | 320 | 140 | 2327 | 0 | 0 | 0 | 0 | 0 | 0 | 0 | 0 | 0 | 0 | 0 | 0 | 1041 | 383 | 393 | 156 | 354 | 2327 | 0 | 0 | 0 | 0 | 0 | 0 | 955 | 218 | 313 | 360 | 481 | 2327 |  |  | C4 | 0.0081226 | 0.012094 | 0.021383 | 0.03463 | 0.081228 | C4 | 7303.7 | 7303.7 | 7303.7 | 7303.7 | 7303.7 | C4 | 59.3252 | 88.329 | 156.1736 | 252.9251 | 593.2625 | C4 | 0 | 0 | 0 | 0 | 0 | 0 |  | 68224.0276 | 37451.4811 | 45758.8713 | 80936.03 | 83056.7543 | 315427.1644 |  | 61757.5763 | 33829.9936 | 61376.2336 | 39456.3146 | 210014.9359 | 406435.054 |  | 61757.5763 | 33829.9936 | 61376.2336 | 39456.3146 | 210014.9359 | 406435.054 |  | 56655.6055 | 19255.7144 | 48882.3438 | 91053.0338 | 285359.2773 | 501205.9747 |  | 56655.6055 | 19255.7144 | 48882.3438 | 91053.0338 | 285359.2773 | 501205.9747
|  | Yes | 38276 | 38121 |  | 20182 | 6017 | 4309 | 5370 | 2398 |  | 0 | 0 | 0 | 0 | 0 |  | 0 | 0 | 0 | 0 | 0 |  | 18234 | 5597 | 5892 | 2806 | 5747 |  | 0 | 0 | 0 | 0 | 0 |  | 16656 | 3792 | 4136 | 5631 | 8061 | [22 empty] | 0 | 0 | 0 | 0 | 0 | 0 |  | 590772.6189 | 273201.4886 | 345612.2262 | 662360.2356 | 721881.8474 | 2593828.4168 |  | 530759.2047 | 258008.9066 | 467646.2947 | 344787.4878 | 1705392.4709 | 3306594.3648 |  | 530759.2047 | 258008.9066 | 467646.2947 | 344787.4878 | 1705392.4709 | 3306594.3648 |  | 482017.5864 | 173725.4083 | 338397.0048 | 720735.3472 | 2368066.7178 | 4082942.0646 |  | 482017.5864 | 173725.4083 | 338397.0048 | 720735.3472 | 2368066.7178 | 4082942.0646
| EHV OHL Fittings |  |  |  | C1 | 0 | 0 | 0 | 0 | 0 | 0 | 0 | 0 | 0 | 0 | 0 | 0 | 0 | 0 | 0 | 0 | 0 | 0 | 0 | 0 | 0 | 0 | 0 | 0 | 0 | 0 | 0 | 0 | 0 | 0 | 0 | 0 | 0 | 0 | 0 | 0 |  |  | C1 | 0 | 0 | 0 | 0 | 0 | C1 | 0 | 0 | 0 | 0 | 0 | C1 | [5 empty] | C1 | [5 empty] | 0 | [6 empty] | 0 | [6 empty] | 0 | [6 empty] | 0 | [6 empty] | 0 | [6 empty] | 0
[5 empty] | C2 | 0 | 0 | 0 | 0 | 0 | 0 | 0 | 0 | 0 | 0 | 0 | 0 | 0 | 0 | 0 | 0 | 0 | 0 | 0 | 0 | 0 | 0 | 0 | 0 | 0 | 0 | 0 | 0 | 0 | 0 | 0 | 0 | 0 | 0 | 0 | 0 |  |  | C2 | 0 | 0 | 0 | 0 | 0 | C2 | 0 | 0 | 0 | 0 | 0 | C2 | [5 empty] | C2 | [5 empty] | 0 | [6 empty] | 0 | [6 empty] | 0 | [6 empty] | 0 | [6 empty] | 0 | [6 empty] | 0
[5 empty] | C3 | 0 | 0 | 0 | 0 | 0 | 0 | 0 | 0 | 0 | 0 | 0 | 0 | 0 | 0 | 0 | 0 | 0 | 0 | 0 | 0 | 0 | 0 | 0 | 0 | 0 | 0 | 0 | 0 | 0 | 0 | 0 | 0 | 0 | 0 | 0 | 0 |  |  | C3 | 0 | 0 | 0 | 0 | 0 | C3 | 0 | 0 | 0 | 0 | 0 | C3 | [5 empty] | C3 | [5 empty] | 0 | [6 empty] | 0 | [6 empty] | 0 | [6 empty] | 0 | [6 empty] | 0 | [6 empty] | 0
[5 empty] | C4 | 0 | 0 | 0 | 0 | 0 | 0 | 0 | 0 | 0 | 0 | 0 | 0 | 0 | 0 | 0 | 0 | 0 | 0 | 0 | 0 | 0 | 0 | 0 | 0 | 0 | 0 | 0 | 0 | 0 | 0 | 0 | 0 | 0 | 0 | 0 | 0 |  |  | C4 | 0 | 0 | 0 | 0 | 0 | C4 | 0 | 0 | 0 | 0 | 0 | C4 | [5 empty] | C4 | [5 empty] | 0 | [6 empty] | 0 | [6 empty] | 0 | [6 empty] | 0 | [6 empty] | 0 | [6 empty] | 0
|  | 0 | 0 | 0 |  | 0 | 0 | 0 | 0 | 0 |  | 0 | 0 | 0 | 0 | 0 |  | 0 | 0 | 0 | 0 | 0 |  | 0 | 0 | 0 | 0 | 0 |  | 0 | 0 | 0 | 0 | 0 |  | 0 | 0 | 0 | 0 | 0 | [22 empty] | 0 | 0 | 0 | 0 | 0 | 0 |  | 0 | 0 | 0 | 0 | 0 | 0 |  | 0 | 0 | 0 | 0 | 0 | 0 |  | 0 | 0 | 0 | 0 | 0 | 0 |  | 0 | 0 | 0 | 0 | 0 | 0 |  | 0 | 0 | 0 | 0 | 0 | 0
| EHV OHL (Tower Line) Conductor |  |  |  | C1 | 0 | 0 | 0 | 0 | 0 | 0 | 0 | 0 | 0 | 0 | 0 | 0 | 0 | 0 | 0 | 0 | 0 | 0 | 0 | 0 | 0 | 0 | 0 | 0 | 0 | 0 | 0 | 0 | 0 | 0 | 0 | 0 | 0 | 0 | 0 | 0 |  |  | C1 | 0 | 0 | 0 | 0 | 0 | C1 | 0 | 0 | 0 | 0 | 0 | C1 | [5 empty] | C1 | [5 empty] | 0 | [6 empty] | 0 | [6 empty] | 0 | [6 empty] | 0 | [6 empty] | 0 | [6 empty] | 0
[5 empty] | C2 | 0 | 0 | 0 | 0 | 0 | 0 | 0 | 0 | 0 | 0 | 0 | 0 | 0 | 0 | 0 | 0 | 0 | 0 | 0 | 0 | 0 | 0 | 0 | 0 | 0 | 0 | 0 | 0 | 0 | 0 | 0 | 0 | 0 | 0 | 0 | 0 |  |  | C2 | 0 | 0 | 0 | 0 | 0 | C2 | 0 | 0 | 0 | 0 | 0 | C2 | [5 empty] | C2 | [5 empty] | 0 | [6 empty] | 0 | [6 empty] | 0 | [6 empty] | 0 | [6 empty] | 0 | [6 empty] | 0
[5 empty] | C3 | 0 | 0 | 0 | 0 | 0 | 0 | 0 | 0 | 0 | 0 | 0 | 0 | 0 | 0 | 0 | 0 | 0 | 0 | 0 | 0 | 0 | 0 | 0 | 0 | 0 | 0 | 0 | 0 | 0 | 0 | 0 | 0 | 0 | 0 | 0 | 0 |  |  | C3 | 0 | 0 | 0 | 0 | 0 | C3 | 0 | 0 | 0 | 0 | 0 | C3 | [5 empty] | C3 | [5 empty] | 0 | [6 empty] | 0 | [6 empty] | 0 | [6 empty] | 0 | [6 empty] | 0 | [6 empty] | 0
[5 empty] | C4 | 0 | 0 | 0 | 0 | 0 | 0 | 0 | 0 | 0 | 0 | 0 | 0 | 0 | 0 | 0 | 0 | 0 | 0 | 0 | 0 | 0 | 0 | 0 | 0 | 0 | 0 | 0 | 0 | 0 | 0 | 0 | 0 | 0 | 0 | 0 | 0 |  |  | C4 | 0 | 0 | 0 | 0 | 0 | C4 | 0 | 0 | 0 | 0 | 0 | C4 | [5 empty] | C4 | [5 empty] | 0 | [6 empty] | 0 | [6 empty] | 0 | [6 empty] | 0 | [6 empty] | 0 | [6 empty] | 0
|  | 0 | 0 | 0 |  | 0 | 0 | 0 | 0 | 0 |  | 0 | 0 | 0 | 0 | 0 |  | 0 | 0 | 0 | 0 | 0 |  | 0 | 0 | 0 | 0 | 0 |  | 0 | 0 | 0 | 0 | 0 |  | 0 | 0 | 0 | 0 | 0 | [22 empty] | 0 | 0 | 0 | 0 | 0 | 0 |  | 0 | 0 | 0 | 0 | 0 | 0 |  | 0 | 0 | 0 | 0 | 0 | 0 |  | 0 | 0 | 0 | 0 | 0 | 0 |  | 0 | 0 | 0 | 0 | 0 | 0 |  | 0 | 0 | 0 | 0 | 0 | 0
| [Please insert new asset category as required] |  |  |  | C1 | 0 | 0 | 0 | 0 | 0 | 0 | 0 | 0 | 0 | 0 | 0 | 0 | 0 | 0 | 0 | 0 | 0 | 0 | 0 | 0 | 0 | 0 | 0 | 0 | 0 | 0 | 0 | 0 | 0 | 0 | 0 | 0 | 0 | 0 | 0 | 0 |  |  | C1 | 0 | 0 | 0 | 0 | 0 | C1 | 0 | 0 | 0 | 0 | 0 | C1 | [5 empty] | C1 | [5 empty] | 0 | [6 empty] | 0 | [6 empty] | 0 | [6 empty] | 0 | [6 empty] | 0 | [6 empty] | 0
[5 empty] | C2 | 0 | 0 | 0 | 0 | 0 | 0 | 0 | 0 | 0 | 0 | 0 | 0 | 0 | 0 | 0 | 0 | 0 | 0 | 0 | 0 | 0 | 0 | 0 | 0 | 0 | 0 | 0 | 0 | 0 | 0 | 0 | 0 | 0 | 0 | 0 | 0 |  |  | C2 | 0 | 0 | 0 | 0 | 0 | C2 | 0 | 0 | 0 | 0 | 0 | C2 | [5 empty] | C2 | [5 empty] | 0 | [6 empty] | 0 | [6 empty] | 0 | [6 empty] | 0 | [6 empty] | 0 | [6 empty] | 0
[5 empty] | C3 | 0 | 0 | 0 | 0 | 0 | 0 | 0 | 0 | 0 | 0 | 0 | 0 | 0 | 0 | 0 | 0 | 0 | 0 | 0 | 0 | 0 | 0 | 0 | 0 | 0 | 0 | 0 | 0 | 0 | 0 | 0 | 0 | 0 | 0 | 0 | 0 |  |  | C3 | 0 | 0 | 0 | 0 | 0 | C3 | 0 | 0 | 0 | 0 | 0 | C3 | [5 empty] | C3 | [5 empty] | 0 | [6 empty] | 0 | [6 empty] | 0 | [6 empty] | 0 | [6 empty] | 0 | [6 empty] | 0
[5 empty] | C4 | 0 | 0 | 0 | 0 | 0 | 0 | 0 | 0 | 0 | 0 | 0 | 0 | 0 | 0 | 0 | 0 | 0 | 0 | 0 | 0 | 0 | 0 | 0 | 0 | 0 | 0 | 0 | 0 | 0 | 0 | 0 | 0 | 0 | 0 | 0 | 0 |  |  | C4 | 0 | 0 | 0 | 0 | 0 | C4 | 0 | 0 | 0 | 0 | 0 | C4 | [5 empty] | C4 | [5 empty] | 0 | [6 empty] | 0 | [6 empty] | 0 | [6 empty] | 0 | [6 empty] | 0 | [6 empty] | 0
|  | 0 | 0 | 0 |  | 0 | 0 | 0 | 0 | 0 |  | 0 | 0 | 0 | 0 | 0 |  | 0 | 0 | 0 | 0 | 0 |  | 0 | 0 | 0 | 0 | 0 |  | 0 | 0 | 0 | 0 | 0 |  | 0 | 0 | 0 | 0 | 0 | [22 empty] | 0 | 0 | 0 | 0 | 0 | 0 |  | 0 | 0 | 0 | 0 | 0 | 0 |  | 0 | 0 | 0 | 0 | 0 | 0 |  | 0 | 0 | 0 | 0 | 0 | 0 |  | 0 | 0 | 0 | 0 | 0 | 0 |  | 0 | 0 | 0 | 0 | 0 | 0
| [Please insert new asset category as required] |  |  |  | C1 | 0 | 0 | 0 | 0 | 0 | 0 | 0 | 0 | 0 | 0 | 0 | 0 | 0 | 0 | 0 | 0 | 0 | 0 | 0 | 0 | 0 | 0 | 0 | 0 | 0 | 0 | 0 | 0 | 0 | 0 | 0 | 0 | 0 | 0 | 0 | 0 |  |  | C1 | 0 | 0 | 0 | 0 | 0 | C1 | 0 | 0 | 0 | 0 | 0 | C1 | [5 empty] | C1 | [5 empty] | 0 | [6 empty] | 0 | [6 empty] | 0 | [6 empty] | 0 | [6 empty] | 0 | [6 empty] | 0
[5 empty] | C2 | 0 | 0 | 0 | 0 | 0 | 0 | 0 | 0 | 0 | 0 | 0 | 0 | 0 | 0 | 0 | 0 | 0 | 0 | 0 | 0 | 0 | 0 | 0 | 0 | 0 | 0 | 0 | 0 | 0 | 0 | 0 | 0 | 0 | 0 | 0 | 0 |  |  | C2 | 0 | 0 | 0 | 0 | 0 | C2 | 0 | 0 | 0 | 0 | 0 | C2 | [5 empty] | C2 | [5 empty] | 0 | [6 empty] | 0 | [6 empty] | 0 | [6 empty] | 0 | [6 empty] | 0 | [6 empty] | 0
[5 empty] | C3 | 0 | 0 | 0 | 0 | 0 | 0 | 0 | 0 | 0 | 0 | 0 | 0 | 0 | 0 | 0 | 0 | 0 | 0 | 0 | 0 | 0 | 0 | 0 | 0 | 0 | 0 | 0 | 0 | 0 | 0 | 0 | 0 | 0 | 0 | 0 | 0 |  |  | C3 | 0 | 0 | 0 | 0 | 0 | C3 | 0 | 0 | 0 | 0 | 0 | C3 | [5 empty] | C3 | [5 empty] | 0 | [6 empty] | 0 | [6 empty] | 0 | [6 empty] | 0 | [6 empty] | 0 | [6 empty] | 0
[5 empty] | C4 | 0 | 0 | 0 | 0 | 0 | 0 | 0 | 0 | 0 | 0 | 0 | 0 | 0 | 0 | 0 | 0 | 0 | 0 | 0 | 0 | 0 | 0 | 0 | 0 | 0 | 0 | 0 | 0 | 0 | 0 | 0 | 0 | 0 | 0 | 0 | 0 |  |  | C4 | 0 | 0 | 0 | 0 | 0 | C4 | 0 | 0 | 0 | 0 | 0 | C4 | [5 empty] | C4 | [5 empty] | 0 | [6 empty] | 0 | [6 empty] | 0 | [6 empty] | 0 | [6 empty] | 0 | [6 empty] | 0
|  | 0 | 0 | 0 |  | 0 | 0 | 0 | 0 | 0 |  | 0 | 0 | 0 | 0 | 0 |  | 0 | 0 | 0 | 0 | 0 |  | 0 | 0 | 0 | 0 | 0 |  | 0 | 0 | 0 | 0 | 0 |  | 0 | 0 | 0 | 0 | 0 | [22 empty] | 0 | 0 | 0 | 0 | 0 | 0 |  | 0 | 0 | 0 | 0 | 0 | 0 |  | 0 | 0 | 0 | 0 | 0 | 0 |  | 0 | 0 | 0 | 0 | 0 | 0 |  | 0 | 0 | 0 | 0 | 0 | 0 |  | 0 | 0 | 0 | 0 | 0 | 0
| [Please insert new asset category as required] |  |  |  | C1 | 0 | 0 | 0 | 0 | 0 | 0 | 0 | 0 | 0 | 0 | 0 | 0 | 0 | 0 | 0 | 0 | 0 | 0 | 0 | 0 | 0 | 0 | 0 | 0 | 0 | 0 | 0 | 0 | 0 | 0 | 0 | 0 | 0 | 0 | 0 | 0 |  |  | C1 | 0 | 0 | 0 | 0 | 0 | C1 | 0 | 0 | 0 | 0 | 0 | C1 | [5 empty] | C1 | [5 empty] | 0 | [6 empty] | 0 | [6 empty] | 0 | [6 empty] | 0 | [6 empty] | 0 | [6 empty] | 0
[5 empty] | C2 | 0 | 0 | 0 | 0 | 0 | 0 | 0 | 0 | 0 | 0 | 0 | 0 | 0 | 0 | 0 | 0 | 0 | 0 | 0 | 0 | 0 | 0 | 0 | 0 | 0 | 0 | 0 | 0 | 0 | 0 | 0 | 0 | 0 | 0 | 0 | 0 |  |  | C2 | 0 | 0 | 0 | 0 | 0 | C2 | 0 | 0 | 0 | 0 | 0 | C2 | [5 empty] | C2 | [5 empty] | 0 | [6 empty] | 0 | [6 empty] | 0 | [6 empty] | 0 | [6 empty] | 0 | [6 empty] | 0
[5 empty] | C3 | 0 | 0 | 0 | 0 | 0 | 0 | 0 | 0 | 0 | 0 | 0 | 0 | 0 | 0 | 0 | 0 | 0 | 0 | 0 | 0 | 0 | 0 | 0 | 0 | 0 | 0 | 0 | 0 | 0 | 0 | 0 | 0 | 0 | 0 | 0 | 0 |  |  | C3 | 0 | 0 | 0 | 0 | 0 | C3 | 0 | 0 | 0 | 0 | 0 | C3 | [5 empty] | C3 | [5 empty] | 0 | [6 empty] | 0 | [6 empty] | 0 | [6 empty] | 0 | [6 empty] | 0 | [6 empty] | 0
[5 empty] | C4 | 0 | 0 | 0 | 0 | 0 | 0 | 0 | 0 | 0 | 0 | 0 | 0 | 0 | 0 | 0 | 0 | 0 | 0 | 0 | 0 | 0 | 0 | 0 | 0 | 0 | 0 | 0 | 0 | 0 | 0 | 0 | 0 | 0 | 0 | 0 | 0 |  |  | C4 | 0 | 0 | 0 | 0 | 0 | C4 | 0 | 0 | 0 | 0 | 0 | C4 | [5 empty] | C4 | [5 empty] | 0 | [6 empty] | 0 | [6 empty] | 0 | [6 empty] | 0 | [6 empty] | 0 | [6 empty] | 0
|  | 0 | 0 | 0 |  | 0 | 0 | 0 | 0 | 0 |  | 0 | 0 | 0 | 0 | 0 |  | 0 | 0 | 0 | 0 | 0 |  | 0 | 0 | 0 | 0 | 0 |  | 0 | 0 | 0 | 0 | 0 |  | 0 | 0 | 0 | 0 | 0 | [22 empty] | 0 | 0 | 0 | 0 | 0 | 0 |  | 0 | 0 | 0 | 0 | 0 | 0 |  | 0 | 0 | 0 | 0 | 0 | 0 |  | 0 | 0 | 0 | 0 | 0 | 0 |  | 0 | 0 | 0 | 0 | 0 | 0 |  | 0 | 0 | 0 | 0 | 0 | 0
| [Please insert new asset category as required] |  |  |  | C1 | 0 | 0 | 0 | 0 | 0 | 0 | 0 | 0 | 0 | 0 | 0 | 0 | 0 | 0 | 0 | 0 | 0 | 0 | 0 | 0 | 0 | 0 | 0 | 0 | 0 | 0 | 0 | 0 | 0 | 0 | 0 | 0 | 0 | 0 | 0 | 0 |  |  | C1 | 0 | 0 | 0 | 0 | 0 | C1 | 0 | 0 | 0 | 0 | 0 | C1 | [5 empty] | C1 | [5 empty] | 0 | [6 empty] | 0 | [6 empty] | 0 | [6 empty] | 0 | [6 empty] | 0 | [6 empty] | 0
[5 empty] | C2 | 0 | 0 | 0 | 0 | 0 | 0 | 0 | 0 | 0 | 0 | 0 | 0 | 0 | 0 | 0 | 0 | 0 | 0 | 0 | 0 | 0 | 0 | 0 | 0 | 0 | 0 | 0 | 0 | 0 | 0 | 0 | 0 | 0 | 0 | 0 | 0 |  |  | C2 | 0 | 0 | 0 | 0 | 0 | C2 | 0 | 0 | 0 | 0 | 0 | C2 | [5 empty] | C2 | [5 empty] | 0 | [6 empty] | 0 | [6 empty] | 0 | [6 empty] | 0 | [6 empty] | 0 | [6 empty] | 0
[5 empty] | C3 | 0 | 0 | 0 | 0 | 0 | 0 | 0 | 0 | 0 | 0 | 0 | 0 | 0 | 0 | 0 | 0 | 0 | 0 | 0 | 0 | 0 | 0 | 0 | 0 | 0 | 0 | 0 | 0 | 0 | 0 | 0 | 0 | 0 | 0 | 0 | 0 |  |  | C3 | 0 | 0 | 0 | 0 | 0 | C3 | 0 | 0 | 0 | 0 | 0 | C3 | [5 empty] | C3 | [5 empty] | 0 | [6 empty] | 0 | [6 empty] | 0 | [6 empty] | 0 | [6 empty] | 0 | [6 empty] | 0
[5 empty] | C4 | 0 | 0 | 0 | 0 | 0 | 0 | 0 | 0 | 0 | 0 | 0 | 0 | 0 | 0 | 0 | 0 | 0 | 0 | 0 | 0 | 0 | 0 | 0 | 0 | 0 | 0 | 0 | 0 | 0 | 0 | 0 | 0 | 0 | 0 | 0 | 0 |  |  | C4 | 0 | 0 | 0 | 0 | 0 | C4 | 0 | 0 | 0 | 0 | 0 | C4 | [5 empty] | C4 | [5 empty] | 0 | [6 empty] | 0 | [6 empty] | 0 | [6 empty] | 0 | [6 empty] | 0 | [6 empty] | 0
|  | 0 | 0 | 0 |  | 0 | 0 | 0 | 0 | 0 |  | 0 | 0 | 0 | 0 | 0 |  | 0 | 0 | 0 | 0 | 0 |  | 0 | 0 | 0 | 0 | 0 |  | 0 | 0 | 0 | 0 | 0 |  | 0 | 0 | 0 | 0 | 0 | [22 empty] | 0 | 0 | 0 | 0 | 0 | 0 |  | 0 | 0 | 0 | 0 | 0 | 0 |  | 0 | 0 | 0 | 0 | 0 | 0 |  | 0 | 0 | 0 | 0 | 0 | 0 |  | 0 | 0 | 0 | 0 | 0 | 0 |  | 0 | 0 | 0 | 0 | 0 | 0
[63 empty] | 0 | 0 | 0 | 0 | 0 | 0 |  | 1349049.5142 | 776658.9254 | 857149.9629 | 2121643.3638 | 3101152.9343 | 8205654.7006 |  | 1225644.0865 | 677731.7879 | 960059.7721 | 1618667.5914 | 5788529.0452 | 10270632.2831 |  | 1225644.0865 | 677731.7879 | 960059.7721 | 1618667.5914 | 5788529.0452 | 10270632.2831 |  | 1103480.8455 | 414059.1249 | 910940.3171 | 1676511.1768 | 8832056.481 | 12937047.9453 |  | 1103480.8455 | 414059.1249 | 910940.3171 | 1676511.1768 | 8832056.481 | 12937047.9453
| 132kV Network | [66 empty] | 0 | [6 empty] | 0 | [6 empty] | 0 | [6 empty] | 0 | [6 empty] | 0 | [6 empty] | 0
| 132kV CBs |  |  |  | C1 | 0 | 0 | 0 | 0 | 0 | 0 | 0 | 0 | 0 | 0 | 0 | 0 | 0 | 0 | 0 | 0 | 0 | 0 | 0 | 0 | 0 | 0 | 0 | 0 | 0 | 0 | 0 | 0 | 0 | 0 | 0 | 0 | 0 | 0 | 0 | 0 |  |  | C1 | 0 | 0 | 0 | 0 | 0 | C1 | 0 | 0 | 0 | 0 | 0 | C1 | [5 empty] | C1 | [5 empty] | 0 | [6 empty] | 0 | [6 empty] | 0 | [6 empty] | 0 | [6 empty] | 0 | [6 empty] | 0
[5 empty] | C2 | 0 | 0 | 0 | 0 | 0 | 0 | 0 | 0 | 0 | 0 | 0 | 0 | 0 | 0 | 0 | 0 | 0 | 0 | 0 | 0 | 0 | 0 | 0 | 0 | 0 | 0 | 0 | 0 | 0 | 0 | 0 | 0 | 0 | 0 | 0 | 0 |  |  | C2 | 0 | 0 | 0 | 0 | 0 | C2 | 0 | 0 | 0 | 0 | 0 | C2 | [5 empty] | C2 | [5 empty] | 0 | [6 empty] | 0 | [6 empty] | 0 | [6 empty] | 0 | [6 empty] | 0 | [6 empty] | 0
[5 empty] | C3 | 0 | 0 | 0 | 0 | 0 | 0 | 0 | 0 | 0 | 0 | 0 | 0 | 0 | 0 | 0 | 0 | 0 | 0 | 0 | 0 | 0 | 0 | 0 | 0 | 0 | 0 | 0 | 0 | 0 | 0 | 0 | 0 | 0 | 0 | 0 | 0 |  |  | C3 | 0 | 0 | 0 | 0 | 0 | C3 | 0 | 0 | 0 | 0 | 0 | C3 | [5 empty] | C3 | [5 empty] | 0 | [6 empty] | 0 | [6 empty] | 0 | [6 empty] | 0 | [6 empty] | 0 | [6 empty] | 0
[5 empty] | C4 | 0 | 0 | 0 | 0 | 0 | 0 | 0 | 0 | 0 | 0 | 0 | 0 | 0 | 0 | 0 | 0 | 0 | 0 | 0 | 0 | 0 | 0 | 0 | 0 | 0 | 0 | 0 | 0 | 0 | 0 | 0 | 0 | 0 | 0 | 0 | 0 |  |  | C4 | 0 | 0 | 0 | 0 | 0 | C4 | 0 | 0 | 0 | 0 | 0 | C4 | [5 empty] | C4 | [5 empty] | 0 | [6 empty] | 0 | [6 empty] | 0 | [6 empty] | 0 | [6 empty] | 0 | [6 empty] | 0
|  | 0 | 0 | 0 |  | 0 | 0 | 0 | 0 | 0 |  | 0 | 0 | 0 | 0 | 0 |  | 0 | 0 | 0 | 0 | 0 |  | 0 | 0 | 0 | 0 | 0 |  | 0 | 0 | 0 | 0 | 0 |  | 0 | 0 | 0 | 0 | 0 | [22 empty] | 0 | 0 | 0 | 0 | 0 | 0 |  | 0 | 0 | 0 | 0 | 0 | 0 |  | 0 | 0 | 0 | 0 | 0 | 0 |  | 0 | 0 | 0 | 0 | 0 | 0 |  | 0 | 0 | 0 | 0 | 0 | 0 |  | 0 | 0 | 0 | 0 | 0 | 0
| 132kV Transformer |  |  |  | C1 | 0 | 0 | 0 | 0 | 0 | 0 | 0 | 0 | 0 | 0 | 0 | 0 | 0 | 0 | 0 | 0 | 0 | 0 | 0 | 0 | 0 | 0 | 0 | 0 | 0 | 0 | 0 | 0 | 0 | 0 | 0 | 0 | 0 | 0 | 0 | 0 |  |  | C1 | 0 | 0 | 0 | 0 | 0 | C1 | 0 | 0 | 0 | 0 | 0 | C1 | [5 empty] | C1 | [5 empty] | 0 | [6 empty] | 0 | [6 empty] | 0 | [6 empty] | 0 | [6 empty] | 0 | [6 empty] | 0
[5 empty] | C2 | 0 | 0 | 0 | 0 | 0 | 0 | 0 | 0 | 0 | 0 | 0 | 0 | 0 | 0 | 0 | 0 | 0 | 0 | 0 | 0 | 0 | 0 | 0 | 0 | 0 | 0 | 0 | 0 | 0 | 0 | 0 | 0 | 0 | 0 | 0 | 0 |  |  | C2 | 0 | 0 | 0 | 0 | 0 | C2 | 0 | 0 | 0 | 0 | 0 | C2 | [5 empty] | C2 | [5 empty] | 0 | [6 empty] | 0 | [6 empty] | 0 | [6 empty] | 0 | [6 empty] | 0 | [6 empty] | 0
[5 empty] | C3 | 0 | 0 | 0 | 0 | 0 | 0 | 0 | 0 | 0 | 0 | 0 | 0 | 0 | 0 | 0 | 0 | 0 | 0 | 0 | 0 | 0 | 0 | 0 | 0 | 0 | 0 | 0 | 0 | 0 | 0 | 0 | 0 | 0 | 0 | 0 | 0 |  |  | C3 | 0 | 0 | 0 | 0 | 0 | C3 | 0 | 0 | 0 | 0 | 0 | C3 | [5 empty] | C3 | [5 empty] | 0 | [6 empty] | 0 | [6 empty] | 0 | [6 empty] | 0 | [6 empty] | 0 | [6 empty] | 0
[5 empty] | C4 | 0 | 0 | 0 | 0 | 0 | 0 | 0 | 0 | 0 | 0 | 0 | 0 | 0 | 0 | 0 | 0 | 0 | 0 | 0 | 0 | 0 | 0 | 0 | 0 | 0 | 0 | 0 | 0 | 0 | 0 | 0 | 0 | 0 | 0 | 0 | 0 |  |  | C4 | 0 | 0 | 0 | 0 | 0 | C4 | 0 | 0 | 0 | 0 | 0 | C4 | [5 empty] | C4 | [5 empty] | 0 | [6 empty] | 0 | [6 empty] | 0 | [6 empty] | 0 | [6 empty] | 0 | [6 empty] | 0
|  | 0 | 0 | 0 |  | 0 | 0 | 0 | 0 | 0 |  | 0 | 0 | 0 | 0 | 0 |  | 0 | 0 | 0 | 0 | 0 |  | 0 | 0 | 0 | 0 | 0 |  | 0 | 0 | 0 | 0 | 0 |  | 0 | 0 | 0 | 0 | 0 | [22 empty] | 0 | 0 | 0 | 0 | 0 | 0 |  | 0 | 0 | 0 | 0 | 0 | 0 |  | 0 | 0 | 0 | 0 | 0 | 0 |  | 0 | 0 | 0 | 0 | 0 | 0 |  | 0 | 0 | 0 | 0 | 0 | 0 |  | 0 | 0 | 0 | 0 | 0 | 0
| 132kV UG Cable (Gas) |  |  |  | C1 | 0 | 0 | 0 | 0 | 0 | 0 | 0 | 0 | 0 | 0 | 0 | 0 | 0 | 0 | 0 | 0 | 0 | 0 | 0 | 0 | 0 | 0 | 0 | 0 | 0 | 0 | 0 | 0 | 0 | 0 | 0 | 0 | 0 | 0 | 0 | 0 |  |  | C1 | 0 | 0 | 0 | 0 | 0 | C1 | 0 | 0 | 0 | 0 | 0 | C1 | [5 empty] | C1 | [5 empty] | 0 | [6 empty] | 0 | [6 empty] | 0 | [6 empty] | 0 | [6 empty] | 0 | [6 empty] | 0
[5 empty] | C2 | 0 | 0 | 0 | 0 | 0 | 0 | 0 | 0 | 0 | 0 | 0 | 0 | 0 | 0 | 0 | 0 | 0 | 0 | 0 | 0 | 0 | 0 | 0 | 0 | 0 | 0 | 0 | 0 | 0 | 0 | 0 | 0 | 0 | 0 | 0 | 0 |  |  | C2 | 0 | 0 | 0 | 0 | 0 | C2 | 0 | 0 | 0 | 0 | 0 | C2 | [5 empty] | C2 | [5 empty] | 0 | [6 empty] | 0 | [6 empty] | 0 | [6 empty] | 0 | [6 empty] | 0 | [6 empty] | 0
[5 empty] | C3 | 0 | 0 | 0 | 0 | 0 | 0 | 0 | 0 | 0 | 0 | 0 | 0 | 0 | 0 | 0 | 0 | 0 | 0 | 0 | 0 | 0 | 0 | 0 | 0 | 0 | 0 | 0 | 0 | 0 | 0 | 0 | 0 | 0 | 0 | 0 | 0 |  |  | C3 | 0 | 0 | 0 | 0 | 0 | C3 | 0 | 0 | 0 | 0 | 0 | C3 | [5 empty] | C3 | [5 empty] | 0 | [6 empty] | 0 | [6 empty] | 0 | [6 empty] | 0 | [6 empty] | 0 | [6 empty] | 0
[5 empty] | C4 | 0 | 0 | 0 | 0 | 0 | 0 | 0 | 0 | 0 | 0 | 0 | 0 | 0 | 0 | 0 | 0 | 0 | 0 | 0 | 0 | 0 | 0 | 0 | 0 | 0 | 0 | 0 | 0 | 0 | 0 | 0 | 0 | 0 | 0 | 0 | 0 |  |  | C4 | 0 | 0 | 0 | 0 | 0 | C4 | 0 | 0 | 0 | 0 | 0 | C4 | [5 empty] | C4 | [5 empty] | 0 | [6 empty] | 0 | [6 empty] | 0 | [6 empty] | 0 | [6 empty] | 0 | [6 empty] | 0
|  | 0 | 0 | 0 |  | 0 | 0 | 0 | 0 | 0 |  | 0 | 0 | 0 | 0 | 0 |  | 0 | 0 | 0 | 0 | 0 |  | 0 | 0 | 0 | 0 | 0 |  | 0 | 0 | 0 | 0 | 0 |  | 0 | 0 | 0 | 0 | 0 | [22 empty] | 0 | 0 | 0 | 0 | 0 | 0 |  | 0 | 0 | 0 | 0 | 0 | 0 |  | 0 | 0 | 0 | 0 | 0 | 0 |  | 0 | 0 | 0 | 0 | 0 | 0 |  | 0 | 0 | 0 | 0 | 0 | 0 |  | 0 | 0 | 0 | 0 | 0 | 0
| 132kV UG Cable (Oil) |  |  |  | C1 | 0 | 0 | 0 | 0 | 0 | 0 | 0 | 0 | 0 | 0 | 0 | 0 | 0 | 0 | 0 | 0 | 0 | 0 | 0 | 0 | 0 | 0 | 0 | 0 | 0 | 0 | 0 | 0 | 0 | 0 | 0 | 0 | 0 | 0 | 0 | 0 |  |  | C1 | 0 | 0 | 0 | 0 | 0 | C1 | 0 | 0 | 0 | 0 | 0 | C1 | [5 empty] | C1 | [5 empty] | 0 | [6 empty] | 0 | [6 empty] | 0 | [6 empty] | 0 | [6 empty] | 0 | [6 empty] | 0
[5 empty] | C2 | 0 | 0 | 0 | 0 | 0 | 0 | 0 | 0 | 0 | 0 | 0 | 0 | 0 | 0 | 0 | 0 | 0 | 0 | 0 | 0 | 0 | 0 | 0 | 0 | 0 | 0 | 0 | 0 | 0 | 0 | 0 | 0 | 0 | 0 | 0 | 0 |  |  | C2 | 0 | 0 | 0 | 0 | 0 | C2 | 0 | 0 | 0 | 0 | 0 | C2 | [5 empty] | C2 | [5 empty] | 0 | [6 empty] | 0 | [6 empty] | 0 | [6 empty] | 0 | [6 empty] | 0 | [6 empty] | 0
[5 empty] | C3 | 0 | 0 | 0 | 0 | 0 | 0 | 0 | 0 | 0 | 0 | 0 | 0 | 0 | 0 | 0 | 0 | 0 | 0 | 0 | 0 | 0 | 0 | 0 | 0 | 0 | 0 | 0 | 0 | 0 | 0 | 0 | 0 | 0 | 0 | 0 | 0 |  |  | C3 | 0 | 0 | 0 | 0 | 0 | C3 | 0 | 0 | 0 | 0 | 0 | C3 | [5 empty] | C3 | [5 empty] | 0 | [6 empty] | 0 | [6 empty] | 0 | [6 empty] | 0 | [6 empty] | 0 | [6 empty] | 0
[5 empty] | C4 | 0 | 0 | 0 | 0 | 0 | 0 | 0 | 0 | 0 | 0 | 0 | 0 | 0 | 0 | 0 | 0 | 0 | 0 | 0 | 0 | 0 | 0 | 0 | 0 | 0 | 0 | 0 | 0 | 0 | 0 | 0 | 0 | 0 | 0 | 0 | 0 |  |  | C4 | 0 | 0 | 0 | 0 | 0 | C4 | 0 | 0 | 0 | 0 | 0 | C4 | [5 empty] | C4 | [5 empty] | 0 | [6 empty] | 0 | [6 empty] | 0 | [6 empty] | 0 | [6 empty] | 0 | [6 empty] | 0
|  | 0 | 0 | 0 |  | 0 | 0 | 0 | 0 | 0 |  | 0 | 0 | 0 | 0 | 0 |  | 0 | 0 | 0 | 0 | 0 |  | 0 | 0 | 0 | 0 | 0 |  | 0 | 0 | 0 | 0 | 0 |  | 0 | 0 | 0 | 0 | 0 | [22 empty] | 0 | 0 | 0 | 0 | 0 | 0 |  | 0 | 0 | 0 | 0 | 0 | 0 |  | 0 | 0 | 0 | 0 | 0 | 0 |  | 0 | 0 | 0 | 0 | 0 | 0 |  | 0 | 0 | 0 | 0 | 0 | 0 |  | 0 | 0 | 0 | 0 | 0 | 0
| 132kV UG Cable (Non Pressurised) |  |  |  | C1 | 0 | 0 | 0 | 0 | 0 | 0 | 0 | 0 | 0 | 0 | 0 | 0 | 0 | 0 | 0 | 0 | 0 | 0 | 0 | 0 | 0 | 0 | 0 | 0 | 0 | 0 | 0 | 0 | 0 | 0 | 0 | 0 | 0 | 0 | 0 | 0 |  |  | C1 | 0 | 0 | 0 | 0 | 0 | C1 | 0 | 0 | 0 | 0 | 0 | C1 | [5 empty] | C1 | [5 empty] | 0 | [6 empty] | 0 | [6 empty] | 0 | [6 empty] | 0 | [6 empty] | 0 | [6 empty] | 0
[5 empty] | C2 | 0 | 0 | 0 | 0 | 0 | 0 | 0 | 0 | 0 | 0 | 0 | 0 | 0 | 0 | 0 | 0 | 0 | 0 | 0 | 0 | 0 | 0 | 0 | 0 | 0 | 0 | 0 | 0 | 0 | 0 | 0 | 0 | 0 | 0 | 0 | 0 |  |  | C2 | 0 | 0 | 0 | 0 | 0 | C2 | 0 | 0 | 0 | 0 | 0 | C2 | [5 empty] | C2 | [5 empty] | 0 | [6 empty] | 0 | [6 empty] | 0 | [6 empty] | 0 | [6 empty] | 0 | [6 empty] | 0
[5 empty] | C3 | 0 | 0 | 0 | 0 | 0 | 0 | 0 | 0 | 0 | 0 | 0 | 0 | 0 | 0 | 0 | 0 | 0 | 0 | 0 | 0 | 0 | 0 | 0 | 0 | 0 | 0 | 0 | 0 | 0 | 0 | 0 | 0 | 0 | 0 | 0 | 0 |  |  | C3 | 0 | 0 | 0 | 0 | 0 | C3 | 0 | 0 | 0 | 0 | 0 | C3 | [5 empty] | C3 | [5 empty] | 0 | [6 empty] | 0 | [6 empty] | 0 | [6 empty] | 0 | [6 empty] | 0 | [6 empty] | 0
[5 empty] | C4 | 0 | 0 | 0 | 0 | 0 | 0 | 0 | 0 | 0 | 0 | 0 | 0 | 0 | 0 | 0 | 0 | 0 | 0 | 0 | 0 | 0 | 0 | 0 | 0 | 0 | 0 | 0 | 0 | 0 | 0 | 0 | 0 | 0 | 0 | 0 | 0 |  |  | C4 | 0 | 0 | 0 | 0 | 0 | C4 | 0 | 0 | 0 | 0 | 0 | C4 | [5 empty] | C4 | [5 empty] | 0 | [6 empty] | 0 | [6 empty] | 0 | [6 empty] | 0 | [6 empty] | 0 | [6 empty] | 0
|  | 0 | 0 | 0 |  | 0 | 0 | 0 | 0 | 0 |  | 0 | 0 | 0 | 0 | 0 |  | 0 | 0 | 0 | 0 | 0 |  | 0 | 0 | 0 | 0 | 0 |  | 0 | 0 | 0 | 0 | 0 |  | 0 | 0 | 0 | 0 | 0 | [22 empty] | 0 | 0 | 0 | 0 | 0 | 0 |  | 0 | 0 | 0 | 0 | 0 | 0 |  | 0 | 0 | 0 | 0 | 0 | 0 |  | 0 | 0 | 0 | 0 | 0 | 0 |  | 0 | 0 | 0 | 0 | 0 | 0 |  | 0 | 0 | 0 | 0 | 0 | 0
| 132kV OHL Support - Tower |  |  |  | C1 | 0 | 0 | 0 | 0 | 0 | 0 | 0 | 0 | 0 | 0 | 0 | 0 | 0 | 0 | 0 | 0 | 0 | 0 | 0 | 0 | 0 | 0 | 0 | 0 | 0 | 0 | 0 | 0 | 0 | 0 | 0 | 0 | 0 | 0 | 0 | 0 |  |  | C1 | 0 | 0 | 0 | 0 | 0 | C1 | 0 | 0 | 0 | 0 | 0 | C1 | [5 empty] | C1 | [5 empty] | 0 | [6 empty] | 0 | [6 empty] | 0 | [6 empty] | 0 | [6 empty] | 0 | [6 empty] | 0
[5 empty] | C2 | 0 | 0 | 0 | 0 | 0 | 0 | 0 | 0 | 0 | 0 | 0 | 0 | 0 | 0 | 0 | 0 | 0 | 0 | 0 | 0 | 0 | 0 | 0 | 0 | 0 | 0 | 0 | 0 | 0 | 0 | 0 | 0 | 0 | 0 | 0 | 0 |  |  | C2 | 0 | 0 | 0 | 0 | 0 | C2 | 0 | 0 | 0 | 0 | 0 | C2 | [5 empty] | C2 | [5 empty] | 0 | [6 empty] | 0 | [6 empty] | 0 | [6 empty] | 0 | [6 empty] | 0 | [6 empty] | 0
[5 empty] | C3 | 0 | 0 | 0 | 0 | 0 | 0 | 0 | 0 | 0 | 0 | 0 | 0 | 0 | 0 | 0 | 0 | 0 | 0 | 0 | 0 | 0 | 0 | 0 | 0 | 0 | 0 | 0 | 0 | 0 | 0 | 0 | 0 | 0 | 0 | 0 | 0 |  |  | C3 | 0 | 0 | 0 | 0 | 0 | C3 | 0 | 0 | 0 | 0 | 0 | C3 | [5 empty] | C3 | [5 empty] | 0 | [6 empty] | 0 | [6 empty] | 0 | [6 empty] | 0 | [6 empty] | 0 | [6 empty] | 0
[5 empty] | C4 | 0 | 0 | 0 | 0 | 0 | 0 | 0 | 0 | 0 | 0 | 0 | 0 | 0 | 0 | 0 | 0 | 0 | 0 | 0 | 0 | 0 | 0 | 0 | 0 | 0 | 0 | 0 | 0 | 0 | 0 | 0 | 0 | 0 | 0 | 0 | 0 |  |  | C4 | 0 | 0 | 0 | 0 | 0 | C4 | 0 | 0 | 0 | 0 | 0 | C4 | [5 empty] | C4 | [5 empty] | 0 | [6 empty] | 0 | [6 empty] | 0 | [6 empty] | 0 | [6 empty] | 0 | [6 empty] | 0
|  | 0 | 0 | 0 |  | 0 | 0 | 0 | 0 | 0 |  | 0 | 0 | 0 | 0 | 0 |  | 0 | 0 | 0 | 0 | 0 |  | 0 | 0 | 0 | 0 | 0 |  | 0 | 0 | 0 | 0 | 0 |  | 0 | 0 | 0 | 0 | 0 | [22 empty] | 0 | 0 | 0 | 0 | 0 | 0 |  | 0 | 0 | 0 | 0 | 0 | 0 |  | 0 | 0 | 0 | 0 | 0 | 0 |  | 0 | 0 | 0 | 0 | 0 | 0 |  | 0 | 0 | 0 | 0 | 0 | 0 |  | 0 | 0 | 0 | 0 | 0 | 0
| 132kV OHL Fittings |  |  |  | C1 | 0 | 0 | 0 | 0 | 0 | 0 | 0 | 0 | 0 | 0 | 0 | 0 | 0 | 0 | 0 | 0 | 0 | 0 | 0 | 0 | 0 | 0 | 0 | 0 | 0 | 0 | 0 | 0 | 0 | 0 | 0 | 0 | 0 | 0 | 0 | 0 |  | 0 | C1 | 0 | 0 | 0 | 0 | 0 | C1 | 0 | 0 | 0 | 0 | 0 | C1 | [5 empty] | C1 | [5 empty] | 0 | [6 empty] | 0 | [6 empty] | 0 | [6 empty] | 0 | [6 empty] | 0 | [6 empty] | 0
[5 empty] | C2 | 0 | 0 | 0 | 0 | 0 | 0 | 0 | 0 | 0 | 0 | 0 | 0 | 0 | 0 | 0 | 0 | 0 | 0 | 0 | 0 | 0 | 0 | 0 | 0 | 0 | 0 | 0 | 0 | 0 | 0 | 0 | 0 | 0 | 0 | 0 | 0 |  |  | C2 | 0 | 0 | 0 | 0 | 0 | C2 | 0 | 0 | 0 | 0 | 0 | C2 | [5 empty] | C2 | [5 empty] | 0 | [6 empty] | 0 | [6 empty] | 0 | [6 empty] | 0 | [6 empty] | 0 | [6 empty] | 0
[5 empty] | C3 | 0 | 0 | 0 | 0 | 0 | 0 | 0 | 0 | 0 | 0 | 0 | 0 | 0 | 0 | 0 | 0 | 0 | 0 | 0 | 0 | 0 | 0 | 0 | 0 | 0 | 0 | 0 | 0 | 0 | 0 | 0 | 0 | 0 | 0 | 0 | 0 |  |  | C3 | 0 | 0 | 0 | 0 | 0 | C3 | 0 | 0 | 0 | 0 | 0 | C3 | [5 empty] | C3 | [5 empty] | 0 | [6 empty] | 0 | [6 empty] | 0 | [6 empty] | 0 | [6 empty] | 0 | [6 empty] | 0
[5 empty] | C4 | 0 | 0 | 0 | 0 | 0 | 0 | 0 | 0 | 0 | 0 | 0 | 0 | 0 | 0 | 0 | 0 | 0 | 0 | 0 | 0 | 0 | 0 | 0 | 0 | 0 | 0 | 0 | 0 | 0 | 0 | 0 | 0 | 0 | 0 | 0 | 0 |  |  | C4 | 0 | 0 | 0 | 0 | 0 | C4 | 0 | 0 | 0 | 0 | 0 | C4 | [5 empty] | C4 | [5 empty] | 0 | [6 empty] | 0 | [6 empty] | 0 | [6 empty] | 0 | [6 empty] | 0 | [6 empty] | 0
|  | 0 | 0 | 0 |  | 0 | 0 | 0 | 0 | 0 |  | 0 | 0 | 0 | 0 | 0 |  | 0 | 0 | 0 | 0 | 0 |  | 0 | 0 | 0 | 0 | 0 |  | 0 | 0 | 0 | 0 | 0 |  | 0 | 0 | 0 | 0 | 0 | [22 empty] | 0 | 0 | 0 | 0 | 0 | 0 |  | 0 | 0 | 0 | 0 | 0 | 0 |  | 0 | 0 | 0 | 0 | 0 | 0 |  | 0 | 0 | 0 | 0 | 0 | 0 |  | 0 | 0 | 0 | 0 | 0 | 0 |  | 0 | 0 | 0 | 0 | 0 | 0
| 132kV OHL (Tower Line) Conductor |  |  |  | C1 | 0 | 0 | 0 | 0 | 0 | 0 | 0 | 0 | 0 | 0 | 0 | 0 | 0 | 0 | 0 | 0 | 0 | 0 | 0 | 0 | 0 | 0 | 0 | 0 | 0 | 0 | 0 | 0 | 0 | 0 | 0 | 0 | 0 | 0 | 0 | 0 |  |  | C1 | 0 | 0 | 0 | 0 | 0 | C1 | 0 | 0 | 0 | 0 | 0 | C1 | [5 empty] | C1 | [5 empty] | 0 | [6 empty] | 0 | [6 empty] | 0 | [6 empty] | 0 | [6 empty] | 0 | [6 empty] | 0
[5 empty] | C2 | 0 | 0 | 0 | 0 | 0 | 0 | 0 | 0 | 0 | 0 | 0 | 0 | 0 | 0 | 0 | 0 | 0 | 0 | 0 | 0 | 0 | 0 | 0 | 0 | 0 | 0 | 0 | 0 | 0 | 0 | 0 | 0 | 0 | 0 | 0 | 0 |  |  | C2 | 0 | 0 | 0 | 0 | 0 | C2 | 0 | 0 | 0 | 0 | 0 | C2 | [5 empty] | C2 | [5 empty] | 0 | [6 empty] | 0 | [6 empty] | 0 | [6 empty] | 0 | [6 empty] | 0 | [6 empty] | 0
[5 empty] | C3 | 0 | 0 | 0 | 0 | 0 | 0 | 0 | 0 | 0 | 0 | 0 | 0 | 0 | 0 | 0 | 0 | 0 | 0 | 0 | 0 | 0 | 0 | 0 | 0 | 0 | 0 | 0 | 0 | 0 | 0 | 0 | 0 | 0 | 0 | 0 | 0 |  |  | C3 | 0 | 0 | 0 | 0 | 0 | C3 | 0 | 0 | 0 | 0 | 0 | C3 | [5 empty] | C3 | [5 empty] | 0 | [6 empty] | 0 | [6 empty] | 0 | [6 empty] | 0 | [6 empty] | 0 | [6 empty] | 0
[5 empty] | C4 | 0 | 0 | 0 | 0 | 0 | 0 | 0 | 0 | 0 | 0 | 0 | 0 | 0 | 0 | 0 | 0 | 0 | 0 | 0 | 0 | 0 | 0 | 0 | 0 | 0 | 0 | 0 | 0 | 0 | 0 | 0 | 0 | 0 | 0 | 0 | 0 |  |  | C4 | 0 | 0 | 0 | 0 | 0 | C4 | 0 | 0 | 0 | 0 | 0 | C4 | [5 empty] | C4 | [5 empty] | 0 | [6 empty] | 0 | [6 empty] | 0 | [6 empty] | 0 | [6 empty] | 0 | [6 empty] | 0
|  | 0 | 0 | 0 |  | 0 | 0 | 0 | 0 | 0 |  | 0 | 0 | 0 | 0 | 0 |  | 0 | 0 | 0 | 0 | 0 |  | 0 | 0 | 0 | 0 | 0 |  | 0 | 0 | 0 | 0 | 0 |  | 0 | 0 | 0 | 0 | 0 | [22 empty] | 0 | 0 | 0 | 0 | 0 | 0 |  | 0 | 0 | 0 | 0 | 0 | 0 |  | 0 | 0 | 0 | 0 | 0 | 0 |  | 0 | 0 | 0 | 0 | 0 | 0 |  | 0 | 0 | 0 | 0 | 0 | 0 |  | 0 | 0 | 0 | 0 | 0 | 0
| [Please insert new asset category as required] |  |  |  | C1 | 0 | 0 | 0 | 0 | 0 | 0 | 0 | 0 | 0 | 0 | 0 | 0 | 0 | 0 | 0 | 0 | 0 | 0 | 0 | 0 | 0 | 0 | 0 | 0 | 0 | 0 | 0 | 0 | 0 | 0 | 0 | 0 | 0 | 0 | 0 | 0 |  |  | C1 | 0 | 0 | 0 | 0 | 0 | C1 | 0 | 0 | 0 | 0 | 0 | C1 | [5 empty] | C1 | [5 empty] | 0 | [6 empty] | 0 | [6 empty] | 0 | [6 empty] | 0 | [6 empty] | 0 | [6 empty] | 0
[5 empty] | C2 | 0 | 0 | 0 | 0 | 0 | 0 | 0 | 0 | 0 | 0 | 0 | 0 | 0 | 0 | 0 | 0 | 0 | 0 | 0 | 0 | 0 | 0 | 0 | 0 | 0 | 0 | 0 | 0 | 0 | 0 | 0 | 0 | 0 | 0 | 0 | 0 |  |  | C2 | 0 | 0 | 0 | 0 | 0 | C2 | 0 | 0 | 0 | 0 | 0 | C2 | [5 empty] | C2 | [5 empty] | 0 | [6 empty] | 0 | [6 empty] | 0 | [6 empty] | 0 | [6 empty] | 0 | [6 empty] | 0
[5 empty] | C3 | 0 | 0 | 0 | 0 | 0 | 0 | 0 | 0 | 0 | 0 | 0 | 0 | 0 | 0 | 0 | 0 | 0 | 0 | 0 | 0 | 0 | 0 | 0 | 0 | 0 | 0 | 0 | 0 | 0 | 0 | 0 | 0 | 0 | 0 | 0 | 0 |  |  | C3 | 0 | 0 | 0 | 0 | 0 | C3 | 0 | 0 | 0 | 0 | 0 | C3 | [5 empty] | C3 | [5 empty] | 0 | [6 empty] | 0 | [6 empty] | 0 | [6 empty] | 0 | [6 empty] | 0 | [6 empty] | 0
[5 empty] | C4 | 0 | 0 | 0 | 0 | 0 | 0 | 0 | 0 | 0 | 0 | 0 | 0 | 0 | 0 | 0 | 0 | 0 | 0 | 0 | 0 | 0 | 0 | 0 | 0 | 0 | 0 | 0 | 0 | 0 | 0 | 0 | 0 | 0 | 0 | 0 | 0 |  |  | C4 | 0 | 0 | 0 | 0 | 0 | C4 | 0 | 0 | 0 | 0 | 0 | C4 | [5 empty] | C4 | [5 empty] | 0 | [6 empty] | 0 | [6 empty] | 0 | [6 empty] | 0 | [6 empty] | 0 | [6 empty] | 0
|  | 0 | 0 | 0 |  | 0 | 0 | 0 | 0 | 0 |  | 0 | 0 | 0 | 0 | 0 |  | 0 | 0 | 0 | 0 | 0 |  | 0 | 0 | 0 | 0 | 0 |  | 0 | 0 | 0 | 0 | 0 |  | 0 | 0 | 0 | 0 | 0 | [22 empty] | 0 | 0 | 0 | 0 | 0 | 0 |  | 0 | 0 | 0 | 0 | 0 | 0 |  | 0 | 0 | 0 | 0 | 0 | 0 |  | 0 | 0 | 0 | 0 | 0 | 0 |  | 0 | 0 | 0 | 0 | 0 | 0 |  | 0 | 0 | 0 | 0 | 0 | 0
| [Please insert new asset category as required] |  |  |  | C1 | 0 | 0 | 0 | 0 | 0 | 0 | 0 | 0 | 0 | 0 | 0 | 0 | 0 | 0 | 0 | 0 | 0 | 0 | 0 | 0 | 0 | 0 | 0 | 0 | 0 | 0 | 0 | 0 | 0 | 0 | 0 | 0 | 0 | 0 | 0 | 0 |  |  | C1 | 0 | 0 | 0 | 0 | 0 | C1 | 0 | 0 | 0 | 0 | 0 | C1 | [5 empty] | C1 | [5 empty] | 0 | [6 empty] | 0 | [6 empty] | 0 | [6 empty] | 0 | [6 empty] | 0 | [6 empty] | 0
[5 empty] | C2 | 0 | 0 | 0 | 0 | 0 | 0 | 0 | 0 | 0 | 0 | 0 | 0 | 0 | 0 | 0 | 0 | 0 | 0 | 0 | 0 | 0 | 0 | 0 | 0 | 0 | 0 | 0 | 0 | 0 | 0 | 0 | 0 | 0 | 0 | 0 | 0 |  |  | C2 | 0 | 0 | 0 | 0 | 0 | C2 | 0 | 0 | 0 | 0 | 0 | C2 | [5 empty] | C2 | [5 empty] | 0 | [6 empty] | 0 | [6 empty] | 0 | [6 empty] | 0 | [6 empty] | 0 | [6 empty] | 0
[5 empty] | C3 | 0 | 0 | 0 | 0 | 0 | 0 | 0 | 0 | 0 | 0 | 0 | 0 | 0 | 0 | 0 | 0 | 0 | 0 | 0 | 0 | 0 | 0 | 0 | 0 | 0 | 0 | 0 | 0 | 0 | 0 | 0 | 0 | 0 | 0 | 0 | 0 |  |  | C3 | 0 | 0 | 0 | 0 | 0 | C3 | 0 | 0 | 0 | 0 | 0 | C3 | [5 empty] | C3 | [5 empty] | 0 | [6 empty] | 0 | [6 empty] | 0 | [6 empty] | 0 | [6 empty] | 0 | [6 empty] | 0
[5 empty] | C4 | 0 | 0 | 0 | 0 | 0 | 0 | 0 | 0 | 0 | 0 | 0 | 0 | 0 | 0 | 0 | 0 | 0 | 0 | 0 | 0 | 0 | 0 | 0 | 0 | 0 | 0 | 0 | 0 | 0 | 0 | 0 | 0 | 0 | 0 | 0 | 0 |  |  | C4 | 0 | 0 | 0 | 0 | 0 | C4 | 0 | 0 | 0 | 0 | 0 | C4 | [5 empty] | C4 | [5 empty] | 0 | [6 empty] | 0 | [6 empty] | 0 | [6 empty] | 0 | [6 empty] | 0 | [6 empty] | 0
|  | 0 | 0 | 0 |  | 0 | 0 | 0 | 0 | 0 |  | 0 | 0 | 0 | 0 | 0 |  | 0 | 0 | 0 | 0 | 0 |  | 0 | 0 | 0 | 0 | 0 |  | 0 | 0 | 0 | 0 | 0 |  | 0 | 0 | 0 | 0 | 0 | [22 empty] | 0 | 0 | 0 | 0 | 0 | 0 |  | 0 | 0 | 0 | 0 | 0 | 0 |  | 0 | 0 | 0 | 0 | 0 | 0 |  | 0 | 0 | 0 | 0 | 0 | 0 |  | 0 | 0 | 0 | 0 | 0 | 0 |  | 0 | 0 | 0 | 0 | 0 | 0
| [Please insert new asset category as required] |  |  |  | C1 | 0 | 0 | 0 | 0 | 0 | 0 | 0 | 0 | 0 | 0 | 0 | 0 | 0 | 0 | 0 | 0 | 0 | 0 | 0 | 0 | 0 | 0 | 0 | 0 | 0 | 0 | 0 | 0 | 0 | 0 | 0 | 0 | 0 | 0 | 0 | 0 |  |  | C1 | 0 | 0 | 0 | 0 | 0 | C1 | 0 | 0 | 0 | 0 | 0 | C1 | [5 empty] | C1 | [5 empty] | 0 | [6 empty] | 0 | [6 empty] | 0 | [6 empty] | 0 | [6 empty] | 0 | [6 empty] | 0
[5 empty] | C2 | 0 | 0 | 0 | 0 | 0 | 0 | 0 | 0 | 0 | 0 | 0 | 0 | 0 | 0 | 0 | 0 | 0 | 0 | 0 | 0 | 0 | 0 | 0 | 0 | 0 | 0 | 0 | 0 | 0 | 0 | 0 | 0 | 0 | 0 | 0 | 0 |  |  | C2 | 0 | 0 | 0 | 0 | 0 | C2 | 0 | 0 | 0 | 0 | 0 | C2 | [5 empty] | C2 | [5 empty] | 0 | [6 empty] | 0 | [6 empty] | 0 | [6 empty] | 0 | [6 empty] | 0 | [6 empty] | 0
[5 empty] | C3 | 0 | 0 | 0 | 0 | 0 | 0 | 0 | 0 | 0 | 0 | 0 | 0 | 0 | 0 | 0 | 0 | 0 | 0 | 0 | 0 | 0 | 0 | 0 | 0 | 0 | 0 | 0 | 0 | 0 | 0 | 0 | 0 | 0 | 0 | 0 | 0 |  |  | C3 | 0 | 0 | 0 | 0 | 0 | C3 | 0 | 0 | 0 | 0 | 0 | C3 | [5 empty] | C3 | [5 empty] | 0 | [6 empty] | 0 | [6 empty] | 0 | [6 empty] | 0 | [6 empty] | 0 | [6 empty] | 0
[5 empty] | C4 | 0 | 0 | 0 | 0 | 0 | 0 | 0 | 0 | 0 | 0 | 0 | 0 | 0 | 0 | 0 | 0 | 0 | 0 | 0 | 0 | 0 | 0 | 0 | 0 | 0 | 0 | 0 | 0 | 0 | 0 | 0 | 0 | 0 | 0 | 0 | 0 |  |  | C4 | 0 | 0 | 0 | 0 | 0 | C4 | 0 | 0 | 0 | 0 | 0 | C4 | [5 empty] | C4 | [5 empty] | 0 | [6 empty] | 0 | [6 empty] | 0 | [6 empty] | 0 | [6 empty] | 0 | [6 empty] | 0
|  | 0 | 0 | 0 |  | 0 | 0 | 0 | 0 | 0 |  | 0 | 0 | 0 | 0 | 0 |  | 0 | 0 | 0 | 0 | 0 |  | 0 | 0 | 0 | 0 | 0 |  | 0 | 0 | 0 | 0 | 0 |  | 0 | 0 | 0 | 0 | 0 | [22 empty] | 0 | 0 | 0 | 0 | 0 | 0 |  | 0 | 0 | 0 | 0 | 0 | 0 |  | 0 | 0 | 0 | 0 | 0 | 0 |  | 0 | 0 | 0 | 0 | 0 | 0 |  | 0 | 0 | 0 | 0 | 0 | 0 |  | 0 | 0 | 0 | 0 | 0 | 0
| [Please insert new asset category as required] |  |  |  | C1 | 0 | 0 | 0 | 0 | 0 | 0 | 0 | 0 | 0 | 0 | 0 | 0 | 0 | 0 | 0 | 0 | 0 | 0 | 0 | 0 | 0 | 0 | 0 | 0 | 0 | 0 | 0 | 0 | 0 | 0 | 0 | 0 | 0 | 0 | 0 | 0 |  |  | C1 | 0 | 0 | 0 | 0 | 0 | C1 | 0 | 0 | 0 | 0 | 0 | C1 | [5 empty] | C1 | [5 empty] | 0 | [6 empty] | 0 | [6 empty] | 0 | [6 empty] | 0 | [6 empty] | 0 | [6 empty] | 0
[5 empty] | C2 | 0 | 0 | 0 | 0 | 0 | 0 | 0 | 0 | 0 | 0 | 0 | 0 | 0 | 0 | 0 | 0 | 0 | 0 | 0 | 0 | 0 | 0 | 0 | 0 | 0 | 0 | 0 | 0 | 0 | 0 | 0 | 0 | 0 | 0 | 0 | 0 |  |  | C2 | 0 | 0 | 0 | 0 | 0 | C2 | 0 | 0 | 0 | 0 | 0 | C2 | [5 empty] | C2 | [5 empty] | 0 | [6 empty] | 0 | [6 empty] | 0 | [6 empty] | 0 | [6 empty] | 0 | [6 empty] | 0
[5 empty] | C3 | 0 | 0 | 0 | 0 | 0 | 0 | 0 | 0 | 0 | 0 | 0 | 0 | 0 | 0 | 0 | 0 | 0 | 0 | 0 | 0 | 0 | 0 | 0 | 0 | 0 | 0 | 0 | 0 | 0 | 0 | 0 | 0 | 0 | 0 | 0 | 0 |  |  | C3 | 0 | 0 | 0 | 0 | 0 | C3 | 0 | 0 | 0 | 0 | 0 | C3 | [5 empty] | C3 | [5 empty] | 0 | [6 empty] | 0 | [6 empty] | 0 | [6 empty] | 0 | [6 empty] | 0 | [6 empty] | 0
[5 empty] | C4 | 0 | 0 | 0 | 0 | 0 | 0 | 0 | 0 | 0 | 0 | 0 | 0 | 0 | 0 | 0 | 0 | 0 | 0 | 0 | 0 | 0 | 0 | 0 | 0 | 0 | 0 | 0 | 0 | 0 | 0 | 0 | 0 | 0 | 0 | 0 | 0 |  |  | C4 | 0 | 0 | 0 | 0 | 0 | C4 | 0 | 0 | 0 | 0 | 0 | C4 | [5 empty] | C4 | [5 empty] | 0 | [6 empty] | 0 | [6 empty] | 0 | [6 empty] | 0 | [6 empty] | 0 | [6 empty] | 0
|  | 0 | 0 | 0 |  | 0 | 0 | 0 | 0 | 0 |  | 0 | 0 | 0 | 0 | 0 |  | 0 | 0 | 0 | 0 | 0 |  | 0 | 0 | 0 | 0 | 0 |  | 0 | 0 | 0 | 0 | 0 |  | 0 | 0 | 0 | 0 | 0 | [22 empty] | 0 | 0 | 0 | 0 | 0 | 0 |  | 0 | 0 | 0 | 0 | 0 | 0 |  | 0 | 0 | 0 | 0 | 0 | 0 |  | 0 | 0 | 0 | 0 | 0 | 0 |  | 0 | 0 | 0 | 0 | 0 | 0 |  | 0 | 0 | 0 | 0 | 0 | 0
[63 empty] | 0 | 0 | 0 | 0 | 0 | 0 |  | 0 | 0 | 0 | 0 | 0 | 0 |  | 0 | 0 | 0 | 0 | 0 | 0 |  | 0 | 0 | 0 | 0 | 0 | 0 |  | 0 | 0 | 0 | 0 | 0 | 0 |  | 0 | 0 | 0 | 0 | 0 | 0
| Other | [66 empty] | 0 | [6 empty] | 0 | [6 empty] | 0 | [6 empty] | 0 | [6 empty] | 0 | [6 empty] | 0
| Submarine Cables |  |  |  | C1 | 0 | 0 | 0 | 0 | 0 | 0 | 0 | 0 | 0 | 0 | 0 | 0 | 0 | 0 | 0 | 0 | 0 | 0 | 0 | 0 | 0 | 0 | 0 | 0 | 0 | 0 | 0 | 0 | 0 | 0 | 0 | 0 | 0 | 0 | 0 | 0 |  |  | C1 | 0 | 0 | 0 | 0 | 0 | C1 | 0 | 0 | 0 | 0 | 0 | C1 | [5 empty] | C1 | [5 empty] | 0 | [6 empty] | 0 | [6 empty] | 0 | [6 empty] | 0 | [6 empty] | 0 | [6 empty] | 0
[5 empty] | C2 | 0 | 0 | 0 | 0 | 0 | 0 | 0 | 0 | 0 | 0 | 0 | 0 | 0 | 0 | 0 | 0 | 0 | 0 | 0 | 0 | 0 | 0 | 0 | 0 | 0 | 0 | 0 | 0 | 0 | 0 | 0 | 0 | 0 | 0 | 0 | 0 |  |  | C2 | 0 | 0 | 0 | 0 | 0 | C2 | 0 | 0 | 0 | 0 | 0 | C2 | [5 empty] | C2 | [5 empty] | 0 | [6 empty] | 0 | [6 empty] | 0 | [6 empty] | 0 | [6 empty] | 0 | [6 empty] | 0
[5 empty] | C3 | 0 | 0 | 0 | 0 | 0 | 0 | 0 | 0 | 0 | 0 | 0 | 0 | 0 | 0 | 0 | 0 | 0 | 0 | 0 | 0 | 0 | 0 | 0 | 0 | 0 | 0 | 0 | 0 | 0 | 0 | 0 | 0 | 0 | 0 | 0 | 0 |  |  | C3 | 0 | 0 | 0 | 0 | 0 | C3 | 0 | 0 | 0 | 0 | 0 | C3 | [5 empty] | C3 | [5 empty] | 0 | [6 empty] | 0 | [6 empty] | 0 | [6 empty] | 0 | [6 empty] | 0 | [6 empty] | 0
[5 empty] | C4 | 0 | 0 | 0 | 0 | 0 | 0 | 0 | 0 | 0 | 0 | 0 | 0 | 0 | 0 | 0 | 0 | 0 | 0 | 0 | 0 | 0 | 0 | 0 | 0 | 0 | 0 | 0 | 0 | 0 | 0 | 0 | 0 | 0 | 0 | 0 | 0 |  |  | C4 | 0 | 0 | 0 | 0 | 0 | C4 | 0 | 0 | 0 | 0 | 0 | C4 | [5 empty] | C4 | [5 empty] | 0 | [6 empty] | 0 | [6 empty] | 0 | [6 empty] | 0 | [6 empty] | 0 | [6 empty] | 0
|  | 0 | 0 | 0 |  | 0 | 0 | 0 | 0 | 0 |  | 0 | 0 | 0 | 0 | 0 |  | 0 | 0 | 0 | 0 | 0 |  | 0 | 0 | 0 | 0 | 0 |  | 0 | 0 | 0 | 0 | 0 |  | 0 | 0 | 0 | 0 | 0 | [22 empty] | 0 | 0 | 0 | 0 | 0 | 0 |  | 0 | 0 | 0 | 0 | 0 | 0 |  | 0 | 0 | 0 | 0 | 0 | 0 |  | 0 | 0 | 0 | 0 | 0 | 0 |  | 0 | 0 | 0 | 0 | 0 | 0 |  | 0 | 0 | 0 | 0 | 0 | 0
| [Please insert new asset category as required] |  |  |  | C1 | 0 | 0 | 0 | 0 | 0 | 0 | 0 | 0 | 0 | 0 | 0 | 0 | 0 | 0 | 0 | 0 | 0 | 0 | 0 | 0 | 0 | 0 | 0 | 0 | 0 | 0 | 0 | 0 | 0 | 0 | 0 | 0 | 0 | 0 | 0 | 0 |  |  | C1 | 0 | 0 | 0 | 0 | 0 | C1 | 0 | 0 | 0 | 0 | 0 | C1 | [5 empty] | C1 | [5 empty] | 0 | [6 empty] | 0 | [6 empty] | 0 | [6 empty] | 0 | [6 empty] | 0 | [6 empty] | 0
[5 empty] | C2 | 0 | 0 | 0 | 0 | 0 | 0 | 0 | 0 | 0 | 0 | 0 | 0 | 0 | 0 | 0 | 0 | 0 | 0 | 0 | 0 | 0 | 0 | 0 | 0 | 0 | 0 | 0 | 0 | 0 | 0 | 0 | 0 | 0 | 0 | 0 | 0 |  |  | C2 | 0 | 0 | 0 | 0 | 0 | C2 | 0 | 0 | 0 | 0 | 0 | C2 | [5 empty] | C2 | [5 empty] | 0 | [6 empty] | 0 | [6 empty] | 0 | [6 empty] | 0 | [6 empty] | 0 | [6 empty] | 0
[5 empty] | C3 | 0 | 0 | 0 | 0 | 0 | 0 | 0 | 0 | 0 | 0 | 0 | 0 | 0 | 0 | 0 | 0 | 0 | 0 | 0 | 0 | 0 | 0 | 0 | 0 | 0 | 0 | 0 | 0 | 0 | 0 | 0 | 0 | 0 | 0 | 0 | 0 |  |  | C3 | 0 | 0 | 0 | 0 | 0 | C3 | 0 | 0 | 0 | 0 | 0 | C3 | [5 empty] | C3 | [5 empty] | 0 | [6 empty] | 0 | [6 empty] | 0 | [6 empty] | 0 | [6 empty] | 0 | [6 empty] | 0
[5 empty] | C4 | 0 | 0 | 0 | 0 | 0 | 0 | 0 | 0 | 0 | 0 | 0 | 0 | 0 | 0 | 0 | 0 | 0 | 0 | 0 | 0 | 0 | 0 | 0 | 0 | 0 | 0 | 0 | 0 | 0 | 0 | 0 | 0 | 0 | 0 | 0 | 0 |  |  | C4 | 0 | 0 | 0 | 0 | 0 | C4 | 0 | 0 | 0 | 0 | 0 | C4 | [5 empty] | C4 | [5 empty] | 0 | [6 empty] | 0 | [6 empty] | 0 | [6 empty] | 0 | [6 empty] | 0 | [6 empty] | 0
|  | 0 | 0 | 0 |  | 0 | 0 | 0 | 0 | 0 |  | 0 | 0 | 0 | 0 | 0 |  | 0 | 0 | 0 | 0 | 0 |  | 0 | 0 | 0 | 0 | 0 |  | 0 | 0 | 0 | 0 | 0 |  | 0 | 0 | 0 | 0 | 0 | [22 empty] | 0 | 0 | 0 | 0 | 0 | 0 |  | 0 | 0 | 0 | 0 | 0 | 0 |  | 0 | 0 | 0 | 0 | 0 | 0 |  | 0 | 0 | 0 | 0 | 0 | 0 |  | 0 | 0 | 0 | 0 | 0 | 0 |  | 0 | 0 | 0 | 0 | 0 | 0
| [Please insert new asset category as required] |  |  |  | C1 | 0 | 0 | 0 | 0 | 0 | 0 | 0 | 0 | 0 | 0 | 0 | 0 | 0 | 0 | 0 | 0 | 0 | 0 | 0 | 0 | 0 | 0 | 0 | 0 | 0 | 0 | 0 | 0 | 0 | 0 | 0 | 0 | 0 | 0 | 0 | 0 |  |  | C1 | 0 | 0 | 0 | 0 | 0 | C1 | 0 | 0 | 0 | 0 | 0 | C1 | [5 empty] | C1 | [5 empty] | 0 | [6 empty] | 0 | [6 empty] | 0 | [6 empty] | 0 | [6 empty] | 0 | [6 empty] | 0
[5 empty] | C2 | 0 | 0 | 0 | 0 | 0 | 0 | 0 | 0 | 0 | 0 | 0 | 0 | 0 | 0 | 0 | 0 | 0 | 0 | 0 | 0 | 0 | 0 | 0 | 0 | 0 | 0 | 0 | 0 | 0 | 0 | 0 | 0 | 0 | 0 | 0 | 0 |  |  | C2 | 0 | 0 | 0 | 0 | 0 | C2 | 0 | 0 | 0 | 0 | 0 | C2 | [5 empty] | C2 | [5 empty] | 0 | [6 empty] | 0 | [6 empty] | 0 | [6 empty] | 0 | [6 empty] | 0 | [6 empty] | 0
[5 empty] | C3 | 0 | 0 | 0 | 0 | 0 | 0 | 0 | 0 | 0 | 0 | 0 | 0 | 0 | 0 | 0 | 0 | 0 | 0 | 0 | 0 | 0 | 0 | 0 | 0 | 0 | 0 | 0 | 0 | 0 | 0 | 0 | 0 | 0 | 0 | 0 | 0 |  |  | C3 | 0 | 0 | 0 | 0 | 0 | C3 | 0 | 0 | 0 | 0 | 0 | C3 | [5 empty] | C3 | [5 empty] | 0 | [6 empty] | 0 | [6 empty] | 0 | [6 empty] | 0 | [6 empty] | 0 | [6 empty] | 0
[5 empty] | C4 | 0 | 0 | 0 | 0 | 0 | 0 | 0 | 0 | 0 | 0 | 0 | 0 | 0 | 0 | 0 | 0 | 0 | 0 | 0 | 0 | 0 | 0 | 0 | 0 | 0 | 0 | 0 | 0 | 0 | 0 | 0 | 0 | 0 | 0 | 0 | 0 |  |  | C4 | 0 | 0 | 0 | 0 | 0 | C4 | 0 | 0 | 0 | 0 | 0 | C4 | [5 empty] | C4 | [5 empty] | 0 | [6 empty] | 0 | [6 empty] | 0 | [6 empty] | 0 | [6 empty] | 0 | [6 empty] | 0
|  | 0 | 0 | 0 |  | 0 | 0 | 0 | 0 | 0 |  | 0 | 0 | 0 | 0 | 0 |  | 0 | 0 | 0 | 0 | 0 |  | 0 | 0 | 0 | 0 | 0 |  | 0 | 0 | 0 | 0 | 0 |  | 0 | 0 | 0 | 0 | 0 | [22 empty] | 0 | 0 | 0 | 0 | 0 | 0 |  | 0 | 0 | 0 | 0 | 0 | 0 |  | 0 | 0 | 0 | 0 | 0 | 0 |  | 0 | 0 | 0 | 0 | 0 | 0 |  | 0 | 0 | 0 | 0 | 0 | 0 |  | 0 | 0 | 0 | 0 | 0 | 0
| [Please insert new asset category as required] |  |  |  | C1 | 0 | 0 | 0 | 0 | 0 | 0 | 0 | 0 | 0 | 0 | 0 | 0 | 0 | 0 | 0 | 0 | 0 | 0 | 0 | 0 | 0 | 0 | 0 | 0 | 0 | 0 | 0 | 0 | 0 | 0 | 0 | 0 | 0 | 0 | 0 | 0 |  |  | C1 | 0 | 0 | 0 | 0 | 0 | C1 | 0 | 0 | 0 | 0 | 0 | C1 | [5 empty] | C1 | [5 empty] | 0 | [6 empty] | 0 | [6 empty] | 0 | [6 empty] | 0 | [6 empty] | 0 | [6 empty] | 0
[5 empty] | C2 | 0 | 0 | 0 | 0 | 0 | 0 | 0 | 0 | 0 | 0 | 0 | 0 | 0 | 0 | 0 | 0 | 0 | 0 | 0 | 0 | 0 | 0 | 0 | 0 | 0 | 0 | 0 | 0 | 0 | 0 | 0 | 0 | 0 | 0 | 0 | 0 |  |  | C2 | 0 | 0 | 0 | 0 | 0 | C2 | 0 | 0 | 0 | 0 | 0 | C2 | [5 empty] | C2 | [5 empty] | 0 | [6 empty] | 0 | [6 empty] | 0 | [6 empty] | 0 | [6 empty] | 0 | [6 empty] | 0
[5 empty] | C3 | 0 | 0 | 0 | 0 | 0 | 0 | 0 | 0 | 0 | 0 | 0 | 0 | 0 | 0 | 0 | 0 | 0 | 0 | 0 | 0 | 0 | 0 | 0 | 0 | 0 | 0 | 0 | 0 | 0 | 0 | 0 | 0 | 0 | 0 | 0 | 0 |  |  | C3 | 0 | 0 | 0 | 0 | 0 | C3 | 0 | 0 | 0 | 0 | 0 | C3 | [5 empty] | C3 | [5 empty] | 0 | [6 empty] | 0 | [6 empty] | 0 | [6 empty] | 0 | [6 empty] | 0 | [6 empty] | 0
[5 empty] | C4 | 0 | 0 | 0 | 0 | 0 | 0 | 0 | 0 | 0 | 0 | 0 | 0 | 0 | 0 | 0 | 0 | 0 | 0 | 0 | 0 | 0 | 0 | 0 | 0 | 0 | 0 | 0 | 0 | 0 | 0 | 0 | 0 | 0 | 0 | 0 | 0 |  |  | C4 | 0 | 0 | 0 | 0 | 0 | C4 | 0 | 0 | 0 | 0 | 0 | C4 | [5 empty] | C4 | [5 empty] | 0 | [6 empty] | 0 | [6 empty] | 0 | [6 empty] | 0 | [6 empty] | 0 | [6 empty] | 0
|  | 0 | 0 | 0 |  | 0 | 0 | 0 | 0 | 0 |  | 0 | 0 | 0 | 0 | 0 |  | 0 | 0 | 0 | 0 | 0 |  | 0 | 0 | 0 | 0 | 0 |  | 0 | 0 | 0 | 0 | 0 |  | 0 | 0 | 0 | 0 | 0 | [22 empty] | 0 | 0 | 0 | 0 | 0 | 0 |  | 0 | 0 | 0 | 0 | 0 | 0 |  | 0 | 0 | 0 | 0 | 0 | 0 |  | 0 | 0 | 0 | 0 | 0 | 0 |  | 0 | 0 | 0 | 0 | 0 | 0 |  | 0 | 0 | 0 | 0 | 0 | 0
| [Please insert new asset category as required] |  |  |  | C1 | 0 | 0 | 0 | 0 | 0 | 0 | 0 | 0 | 0 | 0 | 0 | 0 | 0 | 0 | 0 | 0 | 0 | 0 | 0 | 0 | 0 | 0 | 0 | 0 | 0 | 0 | 0 | 0 | 0 | 0 | 0 | 0 | 0 | 0 | 0 | 0 |  |  | C1 | 0 | 0 | 0 | 0 | 0 | C1 | 0 | 0 | 0 | 0 | 0 | C1 | [5 empty] | C1 | [5 empty] | 0 | [6 empty] | 0 | [6 empty] | 0 | [6 empty] | 0 | [6 empty] | 0 | [6 empty] | 0
[5 empty] | C2 | 0 | 0 | 0 | 0 | 0 | 0 | 0 | 0 | 0 | 0 | 0 | 0 | 0 | 0 | 0 | 0 | 0 | 0 | 0 | 0 | 0 | 0 | 0 | 0 | 0 | 0 | 0 | 0 | 0 | 0 | 0 | 0 | 0 | 0 | 0 | 0 |  |  | C2 | 0 | 0 | 0 | 0 | 0 | C2 | 0 | 0 | 0 | 0 | 0 | C2 | [5 empty] | C2 | [5 empty] | 0 | [6 empty] | 0 | [6 empty] | 0 | [6 empty] | 0 | [6 empty] | 0 | [6 empty] | 0
[5 empty] | C3 | 0 | 0 | 0 | 0 | 0 | 0 | 0 | 0 | 0 | 0 | 0 | 0 | 0 | 0 | 0 | 0 | 0 | 0 | 0 | 0 | 0 | 0 | 0 | 0 | 0 | 0 | 0 | 0 | 0 | 0 | 0 | 0 | 0 | 0 | 0 | 0 |  |  | C3 | 0 | 0 | 0 | 0 | 0 | C3 | 0 | 0 | 0 | 0 | 0 | C3 | [5 empty] | C3 | [5 empty] | 0 | [6 empty] | 0 | [6 empty] | 0 | [6 empty] | 0 | [6 empty] | 0 | [6 empty] | 0
[5 empty] | C4 | 0 | 0 | 0 | 0 | 0 | 0 | 0 | 0 | 0 | 0 | 0 | 0 | 0 | 0 | 0 | 0 | 0 | 0 | 0 | 0 | 0 | 0 | 0 | 0 | 0 | 0 | 0 | 0 | 0 | 0 | 0 | 0 | 0 | 0 | 0 | 0 |  |  | C4 | 0 | 0 | 0 | 0 | 0 | C4 | 0 | 0 | 0 | 0 | 0 | C4 | [5 empty] | C4 | [5 empty] | 0 | [6 empty] | 0 | [6 empty] | 0 | [6 empty] | 0 | [6 empty] | 0 | [6 empty] | 0
|  | 0 | 0 | 0 |  | 0 | 0 | 0 | 0 | 0 |  | 0 | 0 | 0 | 0 | 0 |  | 0 | 0 | 0 | 0 | 0 |  | 0 | 0 | 0 | 0 | 0 |  | 0 | 0 | 0 | 0 | 0 |  | 0 | 0 | 0 | 0 | 0 | [22 empty] | 0 | 0 | 0 | 0 | 0 | 0 |  | 0 | 0 | 0 | 0 | 0 | 0 |  | 0 | 0 | 0 | 0 | 0 | 0 |  | 0 | 0 | 0 | 0 | 0 | 0 |  | 0 | 0 | 0 | 0 | 0 | 0 |  | 0 | 0 | 0 | 0 | 0 | 0
| [Please insert new asset category as required] |  |  |  | C1 | 0 | 0 | 0 | 0 | 0 | 0 | 0 | 0 | 0 | 0 | 0 | 0 | 0 | 0 | 0 | 0 | 0 | 0 | 0 | 0 | 0 | 0 | 0 | 0 | 0 | 0 | 0 | 0 | 0 | 0 | 0 | 0 | 0 | 0 | 0 | 0 |  |  | C1 | 0 | 0 | 0 | 0 | 0 | C1 | 0 | 0 | 0 | 0 | 0 | C1 | [5 empty] | C1 | [5 empty] | 0 | [6 empty] | 0 | [6 empty] | 0 | [6 empty] | 0 | [6 empty] | 0 | [6 empty] | 0
[5 empty] | C2 | 0 | 0 | 0 | 0 | 0 | 0 | 0 | 0 | 0 | 0 | 0 | 0 | 0 | 0 | 0 | 0 | 0 | 0 | 0 | 0 | 0 | 0 | 0 | 0 | 0 | 0 | 0 | 0 | 0 | 0 | 0 | 0 | 0 | 0 | 0 | 0 |  |  | C2 | 0 | 0 | 0 | 0 | 0 | C2 | 0 | 0 | 0 | 0 | 0 | C2 | [5 empty] | C2 | [5 empty] | 0 | [6 empty] | 0 | [6 empty] | 0 | [6 empty] | 0 | [6 empty] | 0 | [6 empty] | 0
[5 empty] | C3 | 0 | 0 | 0 | 0 | 0 | 0 | 0 | 0 | 0 | 0 | 0 | 0 | 0 | 0 | 0 | 0 | 0 | 0 | 0 | 0 | 0 | 0 | 0 | 0 | 0 | 0 | 0 | 0 | 0 | 0 | 0 | 0 | 0 | 0 | 0 | 0 |  |  | C3 | 0 | 0 | 0 | 0 | 0 | C3 | 0 | 0 | 0 | 0 | 0 | C3 | [5 empty] | C3 | [5 empty] | 0 | [6 empty] | 0 | [6 empty] | 0 | [6 empty] | 0 | [6 empty] | 0 | [6 empty] | 0
[5 empty] | C4 | 0 | 0 | 0 | 0 | 0 | 0 | 0 | 0 | 0 | 0 | 0 | 0 | 0 | 0 | 0 | 0 | 0 | 0 | 0 | 0 | 0 | 0 | 0 | 0 | 0 | 0 | 0 | 0 | 0 | 0 | 0 | 0 | 0 | 0 | 0 | 0 |  |  | C4 | 0 | 0 | 0 | 0 | 0 | C4 | 0 | 0 | 0 | 0 | 0 | C4 | [5 empty] | C4 | [5 empty] | 0 | [6 empty] | 0 | [6 empty] | 0 | [6 empty] | 0 | [6 empty] | 0 | [6 empty] | 0
|  | 0 | 0 | 0 |  | 0 | 0 | 0 | 0 | 0 |  | 0 | 0 | 0 | 0 | 0 |  | 0 | 0 | 0 | 0 | 0 |  | 0 | 0 | 0 | 0 | 0 |  | 0 | 0 | 0 | 0 | 0 |  | 0 | 0 | 0 | 0 | 0 | [22 empty] | 0 | 0 | 0 | 0 | 0 | 0 |  | 0 | 0 | 0 | 0 | 0 | 0 |  | 0 | 0 | 0 | 0 | 0 | 0 |  | 0 | 0 | 0 | 0 | 0 | 0 |  | 0 | 0 | 0 | 0 | 0 | 0 |  | 0 | 0 | 0 | 0 | 0 | 0
[63 empty] | 0 | 0 | 0 | 0 | 0 | 0 |  | 0 | 0 | 0 | 0 | 0 | 0 |  | 0 | 0 | 0 | 0 | 0 | 0 |  | 0 | 0 | 0 | 0 | 0 | 0 |  | 0 | 0 | 0 | 0 | 0 | 0 |  | 0 | 0 | 0 | 0 | 0 | 0
| TOTAL |  | 334374 | 334465 |  | 181785 | 31764 | 46691 | 46534 | 27600 |  | 0 | 0 | 0 | 0 | 0 |  | 0 | 0 | 0 | 0 | 0 |  | 172959 | 30835 | 50869 | 19696 | 60015 |  | 0 | 0 | 0 | 0 | 0 |  | 163423 | 20988 | 20730 | 53274 | 75959 |  |  |  |  | 0 | 0 | 0 | 0 | 0 |  | 0 | 0 | 0 | 0 | 0 | [7 empty] | 0 | 0 | 0 | 0 | 0 | 0 |  | 6394099.0868 | 2268996.0931 | 4091927.1263 | 7539284.3233 | 10648547.4134 | 30942854.0429 |  | 6038009.4372 | 2089519.6793 | 4452097.338 | 4064002.9396 | 22198407.8087 | 38842037.2028 |  | 6038009.4372 | 2089519.6793 | 4452097.338 | 4064002.9396 | 22198407.8087 | 38842037.2028 |  | 5655487.295 | 1327714.1455 | 2530346.8266 | 7795412.6967 | 29688179.3801 | 46997140.3438 |  | 5655487.295 | 1327714.1455 | 2530346.8266 | 7795412.6967 | 29688179.3801 | 46997140.3438
Health Index Definitions
|  |  | HI1 | New or as new | [57 empty] | LV Network | 0 | 0 | 0 | 0 | 0 | 0 | LV Network | 461595.3274 | 63787.488 | 576843.5064 | 547382.8296 | 812731.6404 | 2462340.7917 | LV Network | 447782.485 | 58818.3337 | 603555.048 | 197039.9928 | 1704533.8189 | 3011729.6784 | LV Network | 447782.485 | 58818.3337 | 603555.048 | 197039.9928 | 1704533.8189 | 3011729.6784 | LV Network | 434036.8402 | 46690.04 | 100929.9239 | 928284.373 | 2117582.1823 | 3627523.3593 | LV Network | 434036.8402 | 46690.04 | 100929.9239 | 928284.373 | 2117582.1823 | 3627523.3593
|  |  | HI2 | Good or seviceable condition | [57 empty] | HV Network | 0 | 0 | 0 | 0 | 0 | 0 | HV Network | 4583454.2452 | 1428549.6798 | 2657933.657 | 4870258.1298 | 6734662.8387 | 20274858.5505 | HV Network | 4364582.8657 | 1352969.5576 | 2888482.5178 | 2248295.3554 | 14705344.9446 | 25559675.2412 | HV Network | 4364582.8657 | 1352969.5576 | 2888482.5178 | 2248295.3554 | 14705344.9446 | 25559675.2412 | HV Network | 4117969.6094 | 866964.9805 | 1518476.5856 | 5190617.1469 | 18738540.7168 | 30432569.0393 | HV Network | 4117969.6094 | 866964.9805 | 1518476.5856 | 5190617.1469 | 18738540.7168 | 30432569.0393
|  |  | HI3 | Deterioration requires assessment and monitoring | [57 empty] | EHV Network | 0 | 0 | 0 | 0 | 0 | 0 | EHV Network | 1349049.5142 | 776658.9254 | 857149.9629 | 2121643.3638 | 3101152.9343 | 8205654.7006 | EHV Network | 1225644.0865 | 677731.7879 | 960059.7721 | 1618667.5914 | 5788529.0452 | 10270632.2831 | EHV Network | 1225644.0865 | 677731.7879 | 960059.7721 | 1618667.5914 | 5788529.0452 | 10270632.2831 | EHV Network | 1103480.8455 | 414059.1249 | 910940.3171 | 1676511.1768 | 8832056.481 | 12937047.9453 | EHV Network | 1103480.8455 | 414059.1249 | 910940.3171 | 1676511.1768 | 8832056.481 | 12937047.9453
|  |  | HI4 | Material deterioration, intervention requires consideration | [57 empty] | 132kV Network | 0 | 0 | 0 | 0 | 0 | 0 | 132kV Network | 0 | 0 | 0 | 0 | 0 | 0 | 132kV Network | 0 | 0 | 0 | 0 | 0 | 0 | 132kV Network | 0 | 0 | 0 | 0 | 0 | 0 | 132kV Network | 0 | 0 | 0 | 0 | 0 | 0 | 132kV Network | 0 | 0 | 0 | 0 | 0 | 0
|  |  | HI5 | End of serviceable life, intervention required | [57 empty] | Other | 0 | 0 | 0 | 0 | 0 | 0 | Other | 0 | 0 | 0 | 0 | 0 | 0 | Other | 0 | 0 | 0 | 0 | 0 | 0 | Other | 0 | 0 | 0 | 0 | 0 | 0 | Other | 0 | 0 | 0 | 0 | 0 | 0 | Other | 0 | 0 | 0 | 0 | 0 | 0
[62 empty] | Total | 0 | 0 | 0 | 0 | 0 | 0 | Total | 6394099.0868 | 2268996.0931 | 4091927.1263 | 7539284.3233 | 10648547.4134 | 30942854.0429 | Total | 6038009.4372 | 2089519.6793 | 4452097.338 | 4064002.9396 | 22198407.8087 | 38842037.2028 | Total | 6038009.4372 | 2089519.6793 | 4452097.338 | 4064002.9396 | 22198407.8087 | 38842037.2028 | Total | 5655487.295 | 1327714.1455 | 2530346.8266 | 7795412.6967 | 29688179.3801 | 46997140.3438 | Total | 5655487.295 | 1327714.1455 | 2530346.8266 | 7795412.6967 | 29688179.3801 | 46997140.3438
Criticality Index Definitions
|  |  | C1 | Low criticality
|  |  | C2 | Average criticality
|  |  | C3 | High criticality
|  |  | C4 | Very high criticality

## SPD - Average Cons. of Failure
Secondary deliverables RIIO-ED1 - Average Consequence of Asset Failure
SPD
Price base (2012/13)
| ASSET CATEGORIES | RIIO-ED1 period |  |  |  |  | ASSET CATEGORIES | RIIO-ED1 period
|  | Network Performance | Safety | Environmental | Financial consequence of repair/ replacement | Average Consequence of Asset Failure |  | Network Performance | Safety | Environmental | Financial consequence of repair/ replacement | Average Consequence of Asset Failure
| LV Network | [5 empty] | LV Network
| LV Switchgear and Other | 0 | 0 | 0 | 0 | 0 | LV Switchgear and Other |  |  |  |  | 0
| LV UGB | 0 | 0 | 0 | 0 | 0 | LV UGB |  |  |  |  | 0
| LV OHL Support | 149.56 | 477.56 | 75.05 | 1136.25 | 1838.42 | LV OHL Support | 149.56 | 477.56 | 75.05 | 1136.25 | 1838.42
| [Please insert new asset category as required] | 0 | 0 | 0 | 0 | 0 | [Please insert new asset category as required] |  |  |  |  | 0
| [Please insert new asset category as required] | 0 | 0 | 0 | 0 | 0 | [Please insert new asset category as required] |  |  |  |  | 0
| [Please insert new asset category as required] | 0 | 0 | 0 | 0 | 0 | [Please insert new asset category as required] |  |  |  |  | 0
| [Please insert new asset category as required] | 0 | 0 | 0 | 0 | 0 | [Please insert new asset category as required] |  |  |  |  | 0
| [Please insert new asset category as required] | 0 | 0 | 0 | 0 | 0 | [Please insert new asset category as required] |  |  |  |  | 0
0
| HV Network | [5 empty] | HV Network
| HV Switchgear (GM) - Primary | 53988.5 | 27862.2 | 786.35 | 6314.75 | 88951.8 | HV Switchgear (GM) - Primary | 53988.5 | 27862.2 | 786.35 | 6314.75 | 88951.8
| HV Switchgear (GM) - Distribution | 1327.83 | 5150.51 | 993.18 | 6931.16 | 14402.68 | HV Switchgear (GM) - Distribution | 1327.83 | 5150.51 | 993.18 | 6931.16 | 14402.68
| HV Transformer (GM) | 3763.06 | 5280.51 | 3256.2 | 7776.37 | 20076.14 | HV Transformer (GM) | 3763.06 | 5280.51 | 3256.2 | 7776.37 | 20076.14
| HV UG Cable | 0 | 0 | 0 | 0 | 0 | HV UG Cable |  |  |  |  | 0
| HV OHL Support - Poles | 1894.13 | 157.67 | 75.05 | 1811.92 | 3938.77 | HV OHL Support - Poles | 1894.13 | 157.67 | 75.05 | 1811.92 | 3938.77
| [Please insert new asset category as required] | 0 | 0 | 0 | 0 | 0 | [Please insert new asset category as required] |  |  |  |  | 0
| [Please insert new asset category as required] | 0 | 0 | 0 | 0 | 0 | [Please insert new asset category as required] |  |  |  |  | 0
| [Please insert new asset category as required] | 0 | 0 | 0 | 0 | 0 | [Please insert new asset category as required] |  |  |  |  | 0
| [Please insert new asset category as required] | 0 | 0 | 0 | 0 | 0 | [Please insert new asset category as required] |  |  |  |  | 0
| [Please insert new asset category as required] | 0 | 0 | 0 | 0 | 0 | [Please insert new asset category as required] |  |  |  |  | 0
| EHV Network | [5 empty] | EHV Network
| EHV Switchgear (GM) | 35293.73 | 25026.37 | 1002.92 | 13493.37 | 74816.39 | EHV Switchgear (GM) | 35293.73 | 25026.37 | 1002.92 | 13493.37 | 74816.39
| EHV Transformer | 18905.5 | 25561.8 | 14052.7 | 71145.9 | 129665.9 | EHV Transformer | 18905.5 | 25561.8 | 14052.7 | 71145.9 | 129665.9
| EHV UG Cable (Gas) | 0 | 0 | 0 | 0 | 0 | EHV UG Cable (Gas) |  |  |  |  | 0
| EHV UG Cable (Oil) | 0 | 0 | 0 | 0 | 0 | EHV UG Cable (Oil) |  |  |  |  | 0
| EHV UG Cable (Non Pressurised) | 0 | 0 | 0 | 0 | 0 | EHV UG Cable (Non Pressurised) |  |  |  |  | 0
| EHV OHL Support - Towers | 0 | 0 | 0 | 0 | 0 | EHV OHL Support - Towers |  |  |  |  | 0
| EHV OHL Support - Poles | 46.82 | 158.13 | 75.05 | 2641.48 | 2921.48 | EHV OHL Support - Poles | 46.82 | 158.13 | 75.05 | 2641.48 | 2921.48
| EHV OHL Fittings | 0 | 0 | 0 | 0 | 0 | EHV OHL Fittings |  |  |  |  | 0
| EHV OHL (Tower Line) Conductors | 0 | 0 | 0 | 0 | 0 | EHV OHL (Tower Line) Conductors |  |  |  |  | 0
| [Please insert new asset category as required] | 0 | 0 | 0 | 0 | 0 | [Please insert new asset category as required] |  |  |  |  | 0
| [Please insert new asset category as required] | 0 | 0 | 0 | 0 | 0 | [Please insert new asset category as required] |  |  |  |  | 0
| [Please insert new asset category as required] | 0 | 0 | 0 | 0 | 0 | [Please insert new asset category as required] |  |  |  |  | 0
| [Please insert new asset category as required] | 0 | 0 | 0 | 0 | 0 | [Please insert new asset category as required] |  |  |  |  | 0
| 132kV Network | [5 empty] | 132kV Network
| 132kV CBs | 0 | 0 | 0 | 0 | 0 | 132kV CBs |  |  |  |  | 0
| 132kV Transformer | 0 | 0 | 0 | 0 | 0 | 132kV Transformer |  |  |  |  | 0
| 132kV UG Cable (Gas) | 0 | 0 | 0 | 0 | 0 | 132kV UG Cable (Gas) |  |  |  |  | 0
| 132kV UG Cable (Oil) | 0 | 0 | 0 | 0 | 0 | 132kV UG Cable (Oil) |  |  |  |  | 0
| 132kV UG Cable (Non Pressurised) | 0 | 0 | 0 | 0 | 0 | 132kV UG Cable (Non Pressurised) |  |  |  |  | 0
| 132kV OHL Support - Tower | 0 | 0 | 0 | 0 | 0 | 132kV OHL Support - Tower |  |  |  |  | 0
| 132kV OHL Fittings | 0 | 0 | 0 | 0 | 0 | 132kV OHL Fittings |  |  |  |  | 0
| 132kV OHL (Tower Line) Conductors | 0 | 0 | 0 | 0 | 0 | 132kV OHL (Tower Line) Conductors |  |  |  |  | 0
| [Please insert new asset category as required] | 0 | 0 | 0 | 0 | 0 | [Please insert new asset category as required] |  |  |  |  | 0
| [Please insert new asset category as required] | 0 | 0 | 0 | 0 | 0 | [Please insert new asset category as required] |  |  |  |  | 0
| [Please insert new asset category as required] | 0 | 0 | 0 | 0 | 0 | [Please insert new asset category as required] |  |  |  |  | 0
| [Please insert new asset category as required] | 0 | 0 | 0 | 0 | 0 | [Please insert new asset category as required] |  |  |  |  | 0
| Other | [5 empty] | Other
| Submarine Cables | 0 | 0 | 0 | 0 | 0 | Submarine Cables |  |  |  |  | 0
| [Please insert new asset category as required] | 0 | 0 | 0 | 0 | 0 | [Please insert new asset category as required] |  |  |  |  | 0
| [Please insert new asset category as required] | 0 | 0 | 0 | 0 | 0 | [Please insert new asset category as required] |  |  |  |  | 0
| [Please insert new asset category as required] | 0 | 0 | 0 | 0 | 0 | [Please insert new asset category as required] |  |  |  |  | 0
| [Please insert new asset category as required] | 0 | 0 | 0 | 0 | 0 | [Please insert new asset category as required] |  |  |  |  | 0
| [Please insert new asset category as required] | 0 | 0 | 0 | 0 | 0 | [Please insert new asset category as required] |  |  |  |  | 0

## SPD - Probs. of Failure
Probabilities of Asset Failure
SPD
Price base (2012/13)
Average Probabilities of Asset Failure
| ASSET CATEGORIES | HI Rating | [9 empty] | ASSET CATEGORIES | HI1 | HI2 | HI3 | HI4 | HI5
|  | HI 1 |  | HI 2 |  | HI 3 |  | HI 4 |  | HI 5
|  | Low boundary | High boundary | Low boundary | High boundary | Low boundary | High boundary | Low boundary | High boundary | Low boundary | High boundary
| LV Network | [10 empty] | LV Network
| LV Switchgear and Other | 0 | 0 | 0 | 0 | 0 | 0 | 0 | 0 | 0 | 0 | LV Switchgear and Other | 0 | 0 | 0 | 0 | 0
| LV UGB | 0 | 0 | 0 | 0 | 0 | 0 | 0 | 0 | 0 | 0 | LV UGB | 0 | 0 | 0 | 0 | 0
| LV OHL Support | 0.0081226 | 0.0081226 | 0.0081226 | 0.017232 | 0.017232 | 0.026167 | 0.026167 | 0.044775 | 0.044775 | 0.24872 | LV OHL Support | 0.0081226 | 0.012094 | 0.021383 | 0.03463 | 0.081228
| [Please insert new asset category as required] | 0 | 0 | 0 | 0 | 0 | 0 | 0 | 0 | 0 | 0 | LV Switchgear (at s/s) | 0 | 0 | 0 | 0 | 0
| [Please insert new asset category as required] | 0 | 0 | 0 | 0 | 0 | 0 | 0 | 0 | 0 | 0 | LV UGB and LV Pillar OD (not at s/s) | 0 | 0 | 0 | 0 | 0
| [Please insert new asset category as required] | 0 | 0 | 0 | 0 | 0 | 0 | 0 | 0 | 0 | 0
| [Please insert new asset category as required] | 0 | 0 | 0 | 0 | 0 | 0 | 0 | 0 | 0 | 0
| [Please insert new asset category as required] | 0 | 0 | 0 | 0 | 0 | 0 | 0 | 0 | 0 | 0
| HV Network | [10 empty] | HV Network
| HV Switchgear (GM) - Primary | 0.001482 | 0.001482 | 0.001482 | 0.0031441 | 0.0031441 | 0.0047743 | 0.0047743 | 0.0081695 | 0.0081695 | 0.04538 | HV Switchgear (GM) - Primary | 0.001482 | 0.0022066 | 0.0039014 | 0.0063184 | 0.01482
| HV Switchgear (GM) - Distribution | 0.0019095 | 0.0019095 | 0.0019095 | 0.0040511 | 0.0040511 | 0.0061514 | 0.0061514 | 0.010526 | 0.010526 | 0.05847 | HV Switchgear (GM) - Distribution | 0.0019095 | 0.0028431 | 0.0050268 | 0.008141 | 0.019096
| HV Transformer (GM) | 0.002223 | 0.002223 | 0.002223 | 0.0047162 | 0.0047162 | 0.0071614 | 0.0071614 | 0.012254 | 0.012254 | 0.06807 | HV Transformer (GM) | 0.002223 | 0.0033099 | 0.0058521 | 0.0094776 | 0.022231
| HV UG Cable | 0 | 0 | 0 | 0 | 0 | 0 | 0 | 0 | 0 | 0 | HV UG Cable | 0 | 0 | 0 | 0 | 0
| HV OHL Support - Poles | 0.0081226 | 0.0081226 | 0.0081226 | 0.017232 | 0.017232 | 0.026167 | 0.026167 | 0.044775 | 0.044775 | 0.24872 | HV OHL Support - Poles | 0.0081226 | 0.012094 | 0.021383 | 0.03463 | 0.081228
| [Please insert new asset category as required] | 0 | 0 | 0 | 0 | 0 | 0 | 0 | 0 | 0 | 0
| [Please insert new asset category as required] | 0 | 0 | 0 | 0 | 0 | 0 | 0 | 0 | 0 | 0
| [Please insert new asset category as required] | 0 | 0 | 0 | 0 | 0 | 0 | 0 | 0 | 0 | 0
| [Please insert new asset category as required] | 0 | 0 | 0 | 0 | 0 | 0 | 0 | 0 | 0 | 0
| [Please insert new asset category as required] | 0 | 0 | 0 | 0 | 0 | 0 | 0 | 0 | 0 | 0
| EHV Network | [10 empty] | EHV Network
| EHV Switchgear (GM) | 0.0063556 | 0.0063556 | 0.0063556 | 0.013483 | 0.013483 | 0.020474 | 0.020474 | 0.035035 | 0.035035 | 0.19461 | EHV Switchgear (GM) | 0.0063556 | 0.0094628 | 0.016731 | 0.027096 | 0.063557
| EHV Transformer | 0.012939 | 0.012939 | 0.012939 | 0.027451 | 0.027451 | 0.041683 | 0.041683 | 0.071326 | 0.071326 | 0.3962 | EHV Transformer | 0.012939 | 0.019265 | 0.034062 | 0.055165 | 0.12939
| EHV UG Cable (Gas) | 0 | 0 | 0 | 0 | 0 | 0 | 0 | 0 | 0 | 0 | EHV UG Cable (Gas) | 0 | 0 | 0 | 0 | 0
| EHV UG Cable (Oil) | 0 | 0 | 0 | 0 | 0 | 0 | 0 | 0 | 0 | 0 | EHV UG Cable (Oil) | 0 | 0 | 0 | 0 | 0
| EHV UG Cable (Non Pressurised) | 0 | 0 | 0 | 0 | 0 | 0 | 0 | 0 | 0 | 0 | EHV UG Cable (Non Pressurised) | 0 | 0 | 0 | 0 | 0
| EHV OHL Support - Towers | 0 | 0 | 0 | 0 | 0 | 0 | 0 | 0 | 0 | 0 | EHV OHL Support - Towers | 0 | 0 | 0 | 0 | 0
| EHV OHL Support - Poles | 0.0081226 | 0.0081226 | 0.0081226 | 0.017232 | 0.017232 | 0.026167 | 0.026167 | 0.044775 | 0.044775 | 0.24872 | EHV OHL Support - Poles | 0.0081226 | 0.012094 | 0.021383 | 0.03463 | 0.081228
| EHV OHL Fittings | 0 | 0 | 0 | 0 | 0 | 0 | 0 | 0 | 0 | 0 | EHV OHL Fittings | 0 | 0 | 0 | 0 | 0
| EHV OHL (Tower Line) Conductors | 0 | 0 | 0 | 0 | 0 | 0 | 0 | 0 | 0 | 0 | EHV OHL (Tower Line) Conductors | 0 | 0 | 0 | 0 | 0
| [Please insert new asset category as required] | 0 | 0 | 0 | 0 | 0 | 0 | 0 | 0 | 0 | 0
| [Please insert new asset category as required] | 0 | 0 | 0 | 0 | 0 | 0 | 0 | 0 | 0 | 0
| [Please insert new asset category as required] | 0 | 0 | 0 | 0 | 0 | 0 | 0 | 0 | 0 | 0
| [Please insert new asset category as required] | 0 | 0 | 0 | 0 | 0 | 0 | 0 | 0 | 0 | 0
| 132kV Network | [10 empty] | 132kV Network
| 132kV CBs | 0 | 0 | 0 | 0 | 0 | 0 | 0 | 0 | 0 | 0 | 132kV CBs | 0 | 0 | 0 | 0 | 0
| 132kV Transformer | 0 | 0 | 0 | 0 | 0 | 0 | 0 | 0 | 0 | 0 | 132kV Transformer | 0 | 0 | 0 | 0 | 0
| 132kV UG Cable (Gas) | 0 | 0 | 0 | 0 | 0 | 0 | 0 | 0 | 0 | 0 | 132kV UG Cable (Gas) | 0 | 0 | 0 | 0 | 0
| 132kV UG Cable (Oil) | 0 | 0 | 0 | 0 | 0 | 0 | 0 | 0 | 0 | 0 | 132kV UG Cable (Oil) | 0 | 0 | 0 | 0 | 0
| 132kV UG Cable (Non Pressurised) | 0 | 0 | 0 | 0 | 0 | 0 | 0 | 0 | 0 | 0 | 132kV UG Cable (Non Pressurised) | 0 | 0 | 0 | 0 | 0
| 132kV OHL Support - Tower | 0 | 0 | 0 | 0 | 0 | 0 | 0 | 0 | 0 | 0 | 132kV OHL Support - Tower | 0 | 0 | 0 | 0 | 0
| 132kV OHL Fittings | 0 | 0 | 0 | 0 | 0 | 0 | 0 | 0 | 0 | 0 | 132kV OHL Fittings | 0 | 0 | 0 | 0 | 0
| 132kV OHL (Tower Line) Conductors | 0 | 0 | 0 | 0 | 0 | 0 | 0 | 0 | 0 | 0 | 132kV OHL (Tower Line) Conductors | 0 | 0 | 0 | 0 | 0
| [Please insert new asset category as required] | 0 | 0 | 0 | 0 | 0 | 0 | 0 | 0 | 0 | 0
| [Please insert new asset category as required] | 0 | 0 | 0 | 0 | 0 | 0 | 0 | 0 | 0 | 0
| [Please insert new asset category as required] | 0 | 0 | 0 | 0 | 0 | 0 | 0 | 0 | 0 | 0
| [Please insert new asset category as required] | 0 | 0 | 0 | 0 | 0 | 0 | 0 | 0 | 0 | 0
| Other | [10 empty] | Other
| Submarine Cables | 0 | 0 | 0 | 0 | 0 | 0 | 0 | 0 | 0 | 0 | Submarine Cables | 0 | 0 | 0 | 0 | 0
| [Please insert new asset category as required] | 0 | 0 | 0 | 0 | 0 | 0 | 0 | 0 | 0 | 0
| [Please insert new asset category as required] | 0 | 0 | 0 | 0 | 0 | 0 | 0 | 0 | 0 | 0
| [Please insert new asset category as required] | 0 | 0 | 0 | 0 | 0 | 0 | 0 | 0 | 0 | 0
| [Please insert new asset category as required] | 0 | 0 | 0 | 0 | 0 | 0 | 0 | 0 | 0 | 0
| [Please insert new asset category as required] | 0 | 0 | 0 | 0 | 0 | 0 | 0 | 0 | 0 | 0

## SPD - ED1 Monetised Risk Prof
| Start ED1 | Mid ED1 |  | End ED1
| Position at Beginning of RIIO-ED1 | Mid Period (Without Investment) | Mid Period (With Investment) | End of RIIO-ED1 (Without Investment) | End of RIIO-ED1 (With Investment)
LV Network | 2462340.7917 | 3011729.6784 | 2850672.0153 | 3627523.3593 | 3305876.8062
HV Network | 20274858.5505 | 25559675.2412 | 23528154.799 | 30432569.0393 | 26202736.2767
EHV Network | 8205654.7006 | 10270632.2831 | 9303637.1026 | 12937047.9453 | 10605783.4474
132kV Network | 0 | 0 | 0 | 0 | 0
Other | 0 | 0 | 0 | 0 | 0
Total | 30942854.0429 | 38842037.2028 | 35682463.9169 | 46997140.3438 | 40114396.5303
|  | Increase in risk since start of RIIO-ED1 | Reduction in risk compared to mid-point without investment | Increase in risk since start of RIIO-ED1 | Reduction in risk compared to end-point without investment (Secondary Deliverables target)
LV Network |  | 549388.8867 | -161057.6631 | 1165182.5675 | -321646.5531
HV Network |  | 5284816.6907 | -2031520.4422 | 10157710.4888 | -4229832.7626
EHV Network |  | 2064977.5825 | -966995.1805 | 4731393.2446 | -2331264.4979
132kV Network |  | 0 | 0 | 0 | 0
Other |  | 0 | 0 | 0 | 0
|  | 0 | 0 | 0 | 0
Total |  | 7899183.1599 | -3159573.2858 | 16054286.3009 | -6882743.8136