## SSES - Total
Total Secondary deliverables RIIO-ED1 - Asset replacement, Refurbishment and HVP | [50 empty] | Criticality weightings C1 to C4 | Criticality Rating Boundaries
SSES | [49 empty] | C1 | 0.7 | Below 75% of average
[50 empty] | C2 | 1 | 75%-125%
[50 empty] | C3 | 1.5 | 125%-200%
[50 empty] | C4 | 2.5 | Over 200% of average
Price base (2012/13)
| ASSET CATEGORIES |  | ASSET REGISTER |  |  | End of DPCR5 (31 March 2015) with investment | [5 empty] | End of DPCR5 (31 March 2015) without investment | [5 empty] | Mid-Period Review (31 March 2019) planned investment | [5 empty] | Mid-Period Review (31 March 2019) without investment | [5 empty] | End of RIIO-ED1 (31 March 2023) planned investment | [5 empty] | End of RIIO-ED1 (31 March 2023) without investment | [8 empty] | Probability of Asset Failure | [5 empty] | Consequence of Asset Failure | [5 empty] | Probability of Asset Failure x Consequence of Asset Failure
Is it your current intention to have a health index for this asset category in the RIIO-ED1 control period.
|  |  | as at 31st March 2015 | as at 31st March 2023 |  | HI 1 | HI 2 | HI 3 | HI 4 | HI 5 |  | HI 1 | HI 2 | HI 3 | HI 4 | HI 5 |  | HI 1 | HI 2 | HI 3 | HI 4 | HI 5 |  | HI 1 | HI 2 | HI 3 | HI 4 | HI 5 |  | HI 1 | HI 2 | HI 3 | HI 4 | HI 5 |  | HI 1 | HI 2 | HI 3 | HI 4 | HI 5 |  |  |  |  | HI 1 | HI 2 | HI 3 | HI 4 | HI 5 |  | HI 1 | HI 2 | HI 3 | HI 4 | HI 5 |  | HI 1 | HI 2 | HI 3 | HI 4 | HI 5 |  | End of DPCR5 (without investment) | [6 empty] | Position at Beginning of RIIO-ED1 | [6 empty] | Mid Period (Without Investment) | [6 empty] | Mid Period (With Investment) | [6 empty] | End of RIIO-ED1 (Without Investment) | [6 empty] | End of RIIO-ED1 (With Investment)
| LV Network | [61 empty] | 1 | 2 | 3 | 4 | 5 | Total |  | 1 | 2 | 3 | 4 | 5 | Total |  | 1 | 2 | 3 | 4 | 5 | Total |  | 1 | 2 | 3 | 4 | 5 | Total |  | 1 | 2 | 3 | 4 | 5 | Total |  | 1 | 2 | 3 | 4 | 5 | Total
| LV Switchgear and Other |  | 483 | 483 | C1 | 225 | 126 | 116 | 15 | 1 | 483 | 215 | 126 | 116 | 17 | 2 | 476 | 1 | 0 | 0 | 0 | -1 | 0 | 195 | 139 | 117 | 29 | 3 | 483 | 3 | 0 | 0 | 0 | -3 | 0 | 166 | 152 | 118 | 42 | 5 | 483 | Yes |  | C1 | 0.025 | 0.075 | 0.175 | 0.375 | 0.75 | C1 | 4616.7864 | 4616.7864 | 4616.7864 | 4616.7864 | 4616.7864 | C1 | 115.4197 | 346.259 | 807.9376 | 1731.2949 | 3462.5898 | C1 | 24815.2269 | 43628.6314 | 93720.7638 | 29432.0133 | 6925.1796 | 198521.8149 |  | 25969.4235 | 43628.6314 | 93720.7638 | 25969.4235 | 3462.5898 | 192750.8319 |  | 22506.8337 | 48129.9982 | 94528.7014 | 50207.552 | 10387.7694 | 225760.8546 |  | 22622.2533 | 48129.9982 | 94528.7014 | 50207.552 | 6925.1796 | 222413.6845 |  | 19159.6635 | 52631.3649 | 95336.639 | 72714.3857 | 17312.949 | 257155.0021 |  | 19505.9225 | 52631.3649 | 95336.639 | 72714.3857 | 6925.1796 | 247113.4917
|  |  | 12057 | 12057 | C2 | 5615 | 3139 | 2898 | 385 | 20 | 12057 | 5357 | 3149 | 2908 | 439 | 39 | 11892 | 112 | 0 | 0 | -92 | -20 | 0 | 4867 | 3469 | 2930 | 720 | 71 | 12057 | 226 | 0 | 0 | -162 | -64 | 0 | 4118 | 3799 | 2962 | 1055 | 123 | 12057 | No |  | C2 | 0.025 | 0.075 | 0.175 | 0.375 | 0.75 | C2 | 6595.4091 | 6595.4091 | 6595.4091 | 6595.4091 | 6595.4091 | C2 | 164.8852 | 494.6557 | 1154.1966 | 2473.2784 | 4946.5569 | C2 | 883290.1682 | 1557670.7522 | 3356403.7082 | 1085769.2286 | 192915.7172 | 7076049.5744 |  | 925830.5571 | 1552724.1953 | 3344861.7422 | 952212.1937 | 98931.137 | 6874559.8253 |  | 802496.4063 | 1715960.5714 | 3381796.0333 | 1780760.4661 | 351205.5364 | 8032219.0135 |  | 820963.5519 | 1715960.5714 | 3381796.0333 | 1553218.851 | 252274.3994 | 7724213.407 |  | 678997.3703 | 1879196.9474 | 3418730.3245 | 2609308.7385 | 608426.4926 | 9194659.8733 |  | 716261.4319 | 1879196.9474 | 3418730.3245 | 2208637.6337 | 291846.8542 | 8514673.1916
|  |  | 9730 | 9730 | C3 | 4531 | 2533 | 2339 | 311 | 16 | 9730 | 4324 | 2540 | 2346 | 355 | 30 | 9595 | 95 | 0 | 0 | -79 | -16 | 0 | 3928 | 2799 | 2365 | 581 | 57 | 9730 | 190 | 0 | 0 | -139 | -51 | 0 | 3323 | 3066 | 2390 | 852 | 99 | 9730 |  |  | C3 | 0.025 | 0.075 | 0.175 | 0.375 | 0.75 | C3 | 9893.1137 | 9893.1137 | 9893.1137 | 9893.1137 | 9893.1137 | C3 | 247.3278 | 741.9835 | 1731.2949 | 3709.9176 | 7419.8353 | C3 | 1069445.591 | 1884638.16 | 4061617.8298 | 1317020.7614 | 222595.0583 | 8555317.4004 |  | 1120642.4544 | 1879444.2753 | 4049498.7655 | 1153784.3853 | 118717.3644 | 8322087.2449 |  | 971503.7654 | 2076811.8936 | 4094512.4328 | 2155462.1475 | 422930.6107 | 9721220.8501 |  | 994999.9104 | 2076811.8936 | 4094512.4328 | 1862378.6541 | 304213.2463 | 9332916.1373 |  | 821870.4207 | 2274921.4955 | 4137794.8053 | 3160849.8273 | 734563.6923 | 11130000.241 |  | 868862.7108 | 2274921.4955 | 4137794.8053 | 2645171.2757 | 356152.0932 | 10282902.3804
|  |  | 9669 | 9669 | C4 | 4503 | 2517 | 2324 | 309 | 16 | 9669 | 4297 | 2524 | 2331 | 353 | 30 | 9535 | 94 | 0 | 0 | -78 | -16 | 0 | 3901 | 2783 | 2350 | 578 | 57 | 9669 | 189 | 0 | 0 | -138 | -51 | 0 | 3301 | 3047 | 2377 | 846 | 98 | 9669 |  |  | C4 | 0.025 | 0.075 | 0.175 | 0.375 | 0.75 | C4 | 16488.5228 | 16488.5228 | 16488.5228 | 16488.5228 | 16488.5228 | C4 | 412.2131 | 1236.6392 | 2885.4915 | 6183.1961 | 12366.3921 | C4 | 1771279.5655 | 3121277.3725 | 6726080.6772 | 2182668.2102 | 370991.7638 | 14172297.5892 |  | 1856195.4581 | 3112620.8981 | 6705882.2367 | 1910607.5834 | 197862.274 | 13783168.4503 |  | 1608043.1894 | 3441566.9286 | 6780905.0156 | 3573887.3243 | 704884.3512 | 16109286.8091 |  | 1646791.2181 | 3441566.9286 | 6780905.0156 | 3091598.0314 | 507022.0772 | 15467883.2709 |  | 1360715.3469 | 3768039.6807 | 6858813.286 | 5230983.8692 | 1211906.4283 | 18430458.6111 |  | 1438623.6173 | 3768039.6807 | 6858813.286 | 4377702.8125 | 581220.4299 | 17024399.8264
|  |  | 31939 | 31939 |  | 14874 | 8315 | 7677 | 1020 | 53 |  | 14193 | 8339 | 7701 | 1164 | 101 |  | 302 | 0 | 0 | -249 | -53 |  | 12891 | 9190 | 7762 | 1908 | 188 |  | 608 | 0 | 0 | -439 | -169 |  | 10908 | 10064 | 7847 | 2795 | 325 | [22 empty] | 3748830.5516 | 6607214.9161 | 14237822.9789 | 4614890.2135 | 793427.7188 | 30002186.3789 |  | 3928637.8931 | 6588418.0001 | 14193963.5082 | 4042573.5859 | 418973.3652 | 29172566.3525 |  | 3404550.1948 | 7282469.3917 | 14351742.1832 | 7560317.49 | 1489408.2676 | 34088487.5274 |  | 3485376.9338 | 7282469.3917 | 14351742.1832 | 6557403.0886 | 1070434.9024 | 32747426.4997 |  | 2880742.8014 | 7974789.4885 | 14510675.0548 | 11073856.8208 | 2572209.5622 | 39012273.7276 |  | 3043253.6825 | 7974789.4885 | 14510675.0548 | 9304226.1076 | 1236144.5569 | 36069088.8902
| LV UGB |  | 0 | 0 | C1 | 0 | 0 | 0 | 0 | 0 | 0 | 0 | 0 | 0 | 0 | 0 | 0 | 0 | 0 | 0 | 0 | 0 | 0 | 0 | 0 | 0 | 0 | 0 | 0 | 0 | 0 | 0 | 0 | 0 | 0 | 0 | 0 | 0 | 0 | 0 | 0 |  |  | C1 | 0.025 | 0.075 | 0.175 | 0.375 | 0.75 | C1 | 0 | 0 | 0 | 0 | 0 | C1 | [5 empty] | C1 | [5 empty] | 0 | [6 empty] | 0 | [6 empty] | 0 | [6 empty] | 0 | [6 empty] | 0 | [6 empty] | 0
|  |  | 0 | 0 | C2 | 0 | 0 | 0 | 0 | 0 | 0 | 0 | 0 | 0 | 0 | 0 | 0 | 0 | 0 | 0 | 0 | 0 | 0 | 0 | 0 | 0 | 0 | 0 | 0 | 0 | 0 | 0 | 0 | 0 | 0 | 0 | 0 | 0 | 0 | 0 | 0 |  |  | C2 | 0.025 | 0.075 | 0.175 | 0.375 | 0.75 | C2 | 0 | 0 | 0 | 0 | 0 | C2 | [5 empty] | C2 | [5 empty] | 0 | [6 empty] | 0 | [6 empty] | 0 | [6 empty] | 0 | [6 empty] | 0 | [6 empty] | 0
|  |  | 0 | 0 | C3 | 0 | 0 | 0 | 0 | 0 | 0 | 0 | 0 | 0 | 0 | 0 | 0 | 0 | 0 | 0 | 0 | 0 | 0 | 0 | 0 | 0 | 0 | 0 | 0 | 0 | 0 | 0 | 0 | 0 | 0 | 0 | 0 | 0 | 0 | 0 | 0 |  |  | C3 | 0.025 | 0.075 | 0.175 | 0.375 | 0.75 | C3 | 0 | 0 | 0 | 0 | 0 | C3 | [5 empty] | C3 | [5 empty] | 0 | [6 empty] | 0 | [6 empty] | 0 | [6 empty] | 0 | [6 empty] | 0 | [6 empty] | 0
|  |  | 0 | 0 | C4 | 0 | 0 | 0 | 0 | 0 | 0 | 0 | 0 | 0 | 0 | 0 | 0 | 0 | 0 | 0 | 0 | 0 | 0 | 0 | 0 | 0 | 0 | 0 | 0 | 0 | 0 | 0 | 0 | 0 | 0 | 0 | 0 | 0 | 0 | 0 | 0 |  |  | C4 | 0.025 | 0.075 | 0.175 | 0.375 | 0.75 | C4 | 0 | 0 | 0 | 0 | 0 | C4 | [5 empty] | C4 | [5 empty] | 0 | [6 empty] | 0 | [6 empty] | 0 | [6 empty] | 0 | [6 empty] | 0 | [6 empty] | 0
|  |  | 0 | 0 |  | 0 | 0 | 0 | 0 | 0 |  | 0 | 0 | 0 | 0 | 0 |  | 0 | 0 | 0 | 0 | 0 |  | 0 | 0 | 0 | 0 | 0 |  | 0 | 0 | 0 | 0 | 0 |  | 0 | 0 | 0 | 0 | 0 | [22 empty] | 0 | 0 | 0 | 0 | 0 | 0 |  | 0 | 0 | 0 | 0 | 0 | 0 |  | 0 | 0 | 0 | 0 | 0 | 0 |  | 0 | 0 | 0 | 0 | 0 | 0 |  | 0 | 0 | 0 | 0 | 0 | 0 |  | 0 | 0 | 0 | 0 | 0 | 0
| LV OHL Support |  | 504 | 504 | C1 | 156 | 142 | 97 | 94 | 15 | 504 | 121 | 145 | 100 | 114 | 22 | 502 | 15 | 13 | 0 | -13 | -15 | 0 | 142 | 142 | 102 | 94 | 24 | 504 | 22 | 25 | 0 | -25 | -22 | 0 | 125 | 144 | 106 | 95 | 34 | 504 |  |  | C1 | 0.025 | 0.075 | 0.175 | 0.375 | 0.75 | C1 | 1157.2006 | 1157.2006 | 1157.2006 | 1157.2006 | 1157.2006 | C1 | 28.93 | 86.79 | 202.5101 | 433.9502 | 867.9004 | C1 | 3500.5317 | 12584.5561 | 20251.0098 | 49470.3239 | 19093.8092 | 104900.2308 |  | 4513.0822 | 12324.186 | 19643.4795 | 40791.3197 | 13018.5063 | 90290.5737 |  | 4108.062 | 12324.186 | 20656.03 | 40791.3197 | 20829.6101 | 98709.2078 |  | 4542.0122 | 13452.4565 | 20656.03 | 35149.967 | 7811.1038 | 81611.5695 |  | 3616.2517 | 12497.766 | 21466.0704 | 41225.2699 | 29508.6143 | 108313.9724 |  | 4252.7121 | 14667.5171 | 21466.0704 | 30376.5147 | 10414.805 | 81177.6193
|  |  | 210698 | 210698 | C2 | 65142 | 59212 | 40659 | 39435 | 6250 | 210698 | 50672 | 60633 | 42079 | 47950 | 9088 | 210422 | 14767 | 5455 | 0 | -13972 | -6250 | 0 | 58627 | 59805 | 42515 | 39558 | 10193 | 210698 | 29543 | 10603 | 0 | -30971 | -9175 | 0 | 52112 | 60398 | 44369 | 39679 | 14140 | 210698 |  |  | C2 | 0.025 | 0.075 | 0.175 | 0.375 | 0.75 | C2 | 1653.1437 | 1653.1437 | 1653.1437 | 1653.1437 | 1653.1437 | C2 | 41.3286 | 123.9858 | 289.3001 | 619.9289 | 1239.8577 | C2 | 2094202.3846 | 7517629.4513 | 12173460.5895 | 29725589.3812 | 11267827.1656 | 62778708.9722 |  | 2692227.1025 | 7341445.6661 | 11762654.3907 | 24446895.0416 | 7749110.8919 | 53992333.0928 |  | 2422971.3294 | 7414969.2302 | 12299595.4505 | 24523146.2928 | 12637869.9713 | 59298552.2742 |  | 3033270.6389 | 8091311.6288 | 12299595.4505 | 15861500.1023 | 4888759.0795 | 44174436.9001 |  | 2153715.5562 | 7488492.7943 | 12835957.91 | 24598157.6862 | 17531588.4817 | 64607912.4286 |  | 3374686.1327 | 8803113.9589 | 12835957.91 | 5398340.6117 | 6155893.6925 | 36567992.3058
|  |  | 8358 | 8358 | C3 | 2584 | 2348 | 1613 | 1565 | 248 | 8358 | 2010 | 2404 | 1669 | 1903 | 361 | 8347 | 602 | 216 | 0 | -570 | -248 | 0 | 2326 | 2372 | 1686 | 1569 | 405 | 8358 | 1203 | 420 | 0 | -1260 | -363 | 0 | 2068 | 2395 | 1760 | 1574 | 561 | 8358 |  |  | C3 | 0.025 | 0.075 | 0.175 | 0.375 | 0.75 | C3 | 2479.7155 | 2479.7155 | 2479.7155 | 2479.7155 | 2479.7155 | C3 | 61.9929 | 185.9787 | 433.9502 | 929.8933 | 1859.7866 | C3 | 124605.7031 | 447092.702 | 724262.9004 | 1769586.9633 | 671382.9677 | 3736931.2365 |  | 160189.6204 | 436677.897 | 699961.6886 | 1455283.0255 | 461227.0803 | 3213339.3117 |  | 144195.4555 | 441141.3849 | 731640.054 | 1459002.5987 | 753213.5787 | 3529193.0717 |  | 181515.1735 | 481312.7757 | 731640.054 | 928963.4137 | 291986.4984 | 2615417.9153 |  | 128201.2906 | 445418.8941 | 763752.3695 | 1463652.0653 | 1043340.2905 | 3844364.9099 |  | 202778.7338 | 523529.9319 | 763752.3695 | 291986.4984 | 368237.7496 | 2150285.2832
|  |  | 2886 | 2886 | C4 | 892 | 811 | 557 | 540 | 86 | 2886 | 694 | 830 | 576 | 657 | 125 | 2882 | 208 | 75 | 0 | -197 | -86 | 0 | 802 | 820 | 582 | 542 | 140 | 2886 | 416 | 145 | 0 | -435 | -126 | 0 | 714 | 828 | 608 | 544 | 192 | 2886 |  |  | C4 | 0.025 | 0.075 | 0.175 | 0.375 | 0.75 | C4 | 4132.8591 | 4132.8591 | 4132.8591 | 4132.8591 | 4132.8591 | C4 | 103.3215 | 309.9644 | 723.2503 | 1549.8222 | 3099.6444 | C4 | 71705.1061 | 257270.4816 | 416592.2015 | 1018233.1712 | 387455.5446 | 2151256.5051 |  | 92162.7589 | 251381.1573 | 402850.4449 | 836903.9763 | 266569.4147 | 1849867.7521 |  | 82863.8258 | 254170.8373 | 420931.7036 | 840003.6207 | 433950.2099 | 2031920.1973 |  | 104354.6933 | 277418.1699 | 420931.7036 | 534688.6515 | 167380.7953 | 1504774.0137 |  | 73771.5357 | 256650.5527 | 439736.2127 | 843103.265 | 595131.7165 | 2208393.2827 |  | 116753.2708 | 301595.3959 | 439736.2127 | 168930.6174 | 204576.5275 | 1231592.0244
|  |  | 222446 | 222446 |  | 68774 | 62513 | 42926 | 41634 | 6599 |  | 53497 | 64012 | 44424 | 50624 | 9596 |  | 15592 | 5759 | 0 | -14752 | -6599 |  | 61897 | 63139 | 44885 | 41763 | 10762 |  | 31184 | 11193 | 0 | -32691 | -9686 |  | 55019 | 63765 | 46843 | 41892 | 14927 | [22 empty] | 2294013.7256 | 8234577.191 | 13334566.7012 | 32562879.8396 | 12345759.4871 | 68771796.9445 |  | 2949092.5639 | 8041828.9063 | 12885110.0038 | 26779873.3632 | 8489925.8931 | 59145830.7303 |  | 2654138.6726 | 8122605.6383 | 13472823.2381 | 26862943.8319 | 13845863.37 | 64958374.751 |  | 3323682.518 | 8863495.031 | 13472823.2381 | 17360302.1346 | 5355937.4769 | 48376240.3986 |  | 2359304.6343 | 8203060.0072 | 14060912.5626 | 26946138.2865 | 19199569.103 | 70768984.5936 |  | 3698470.8493 | 9642906.8038 | 14060912.5626 | 5889634.2422 | 6739122.7747 | 40031047.2326
| [Please insert new asset category as required] |  | 0 | 0 | C1 | 0 | 0 | 0 | 0 | 0 | 0 | 0 | 0 | 0 | 0 | 0 | 0 | 0 | 0 | 0 | 0 | 0 | 0 | 0 | 0 | 0 | 0 | 0 | 0 | 0 | 0 | 0 | 0 | 0 | 0 | 0 | 0 | 0 | 0 | 0 | 0 |  |  | C1 | 0 | 0 | 0 | 0 | 0 | C1 | 0 | 0 | 0 | 0 | 0 | C1 | [5 empty] | C1 | [5 empty] | 0 | [6 empty] | 0 | [6 empty] | 0 | [6 empty] | 0 | [6 empty] | 0 | [6 empty] | 0
|  |  | 0 | 0 | C2 | 0 | 0 | 0 | 0 | 0 | 0 | 0 | 0 | 0 | 0 | 0 | 0 | 0 | 0 | 0 | 0 | 0 | 0 | 0 | 0 | 0 | 0 | 0 | 0 | 0 | 0 | 0 | 0 | 0 | 0 | 0 | 0 | 0 | 0 | 0 | 0 |  |  | C2 | 0 | 0 | 0 | 0 | 0 | C2 | 0 | 0 | 0 | 0 | 0 | C2 | [5 empty] | C2 | [5 empty] | 0 | [6 empty] | 0 | [6 empty] | 0 | [6 empty] | 0 | [6 empty] | 0 | [6 empty] | 0
|  |  | 0 | 0 | C3 | 0 | 0 | 0 | 0 | 0 | 0 | 0 | 0 | 0 | 0 | 0 | 0 | 0 | 0 | 0 | 0 | 0 | 0 | 0 | 0 | 0 | 0 | 0 | 0 | 0 | 0 | 0 | 0 | 0 | 0 | 0 | 0 | 0 | 0 | 0 | 0 |  |  | C3 | 0 | 0 | 0 | 0 | 0 | C3 | 0 | 0 | 0 | 0 | 0 | C3 | [5 empty] | C3 | [5 empty] | 0 | [6 empty] | 0 | [6 empty] | 0 | [6 empty] | 0 | [6 empty] | 0 | [6 empty] | 0
|  |  | 0 | 0 | C4 | 0 | 0 | 0 | 0 | 0 | 0 | 0 | 0 | 0 | 0 | 0 | 0 | 0 | 0 | 0 | 0 | 0 | 0 | 0 | 0 | 0 | 0 | 0 | 0 | 0 | 0 | 0 | 0 | 0 | 0 | 0 | 0 | 0 | 0 | 0 | 0 |  |  | C4 | 0 | 0 | 0 | 0 | 0 | C4 | 0 | 0 | 0 | 0 | 0 | C4 | [5 empty] | C4 | [5 empty] | 0 | [6 empty] | 0 | [6 empty] | 0 | [6 empty] | 0 | [6 empty] | 0 | [6 empty] | 0
|  |  | 0 | 0 |  | 0 | 0 | 0 | 0 | 0 |  | 0 | 0 | 0 | 0 | 0 |  | 0 | 0 | 0 | 0 | 0 |  | 0 | 0 | 0 | 0 | 0 |  | 0 | 0 | 0 | 0 | 0 |  | 0 | 0 | 0 | 0 | 0 | [22 empty] | 0 | 0 | 0 | 0 | 0 | 0 |  | 0 | 0 | 0 | 0 | 0 | 0 |  | 0 | 0 | 0 | 0 | 0 | 0 |  | 0 | 0 | 0 | 0 | 0 | 0 |  | 0 | 0 | 0 | 0 | 0 | 0 |  | 0 | 0 | 0 | 0 | 0 | 0
| [Please insert new asset category as required] |  | 0 | 0 | C1 | 0 | 0 | 0 | 0 | 0 | 0 | 0 | 0 | 0 | 0 | 0 | 0 | 0 | 0 | 0 | 0 | 0 | 0 | 0 | 0 | 0 | 0 | 0 | 0 | 0 | 0 | 0 | 0 | 0 | 0 | 0 | 0 | 0 | 0 | 0 | 0 |  |  | C1 | 0 | 0 | 0 | 0 | 0 | C1 | 0 | 0 | 0 | 0 | 0 | C1 | [5 empty] | C1 | [5 empty] | 0 | [6 empty] | 0 | [6 empty] | 0 | [6 empty] | 0 | [6 empty] | 0 | [6 empty] | 0
|  |  | 0 | 0 | C2 | 0 | 0 | 0 | 0 | 0 | 0 | 0 | 0 | 0 | 0 | 0 | 0 | 0 | 0 | 0 | 0 | 0 | 0 | 0 | 0 | 0 | 0 | 0 | 0 | 0 | 0 | 0 | 0 | 0 | 0 | 0 | 0 | 0 | 0 | 0 | 0 |  |  | C2 | 0 | 0 | 0 | 0 | 0 | C2 | 0 | 0 | 0 | 0 | 0 | C2 | [5 empty] | C2 | [5 empty] | 0 | [6 empty] | 0 | [6 empty] | 0 | [6 empty] | 0 | [6 empty] | 0 | [6 empty] | 0
|  |  | 0 | 0 | C3 | 0 | 0 | 0 | 0 | 0 | 0 | 0 | 0 | 0 | 0 | 0 | 0 | 0 | 0 | 0 | 0 | 0 | 0 | 0 | 0 | 0 | 0 | 0 | 0 | 0 | 0 | 0 | 0 | 0 | 0 | 0 | 0 | 0 | 0 | 0 | 0 |  |  | C3 | 0 | 0 | 0 | 0 | 0 | C3 | 0 | 0 | 0 | 0 | 0 | C3 | [5 empty] | C3 | [5 empty] | 0 | [6 empty] | 0 | [6 empty] | 0 | [6 empty] | 0 | [6 empty] | 0 | [6 empty] | 0
|  |  | 0 | 0 | C4 | 0 | 0 | 0 | 0 | 0 | 0 | 0 | 0 | 0 | 0 | 0 | 0 | 0 | 0 | 0 | 0 | 0 | 0 | 0 | 0 | 0 | 0 | 0 | 0 | 0 | 0 | 0 | 0 | 0 | 0 | 0 | 0 | 0 | 0 | 0 | 0 |  |  | C4 | 0 | 0 | 0 | 0 | 0 | C4 | 0 | 0 | 0 | 0 | 0 | C4 | [5 empty] | C4 | [5 empty] | 0 | [6 empty] | 0 | [6 empty] | 0 | [6 empty] | 0 | [6 empty] | 0 | [6 empty] | 0
|  |  | 0 | 0 |  | 0 | 0 | 0 | 0 | 0 |  | 0 | 0 | 0 | 0 | 0 |  | 0 | 0 | 0 | 0 | 0 |  | 0 | 0 | 0 | 0 | 0 |  | 0 | 0 | 0 | 0 | 0 |  | 0 | 0 | 0 | 0 | 0 | [22 empty] | 0 | 0 | 0 | 0 | 0 | 0 |  | 0 | 0 | 0 | 0 | 0 | 0 |  | 0 | 0 | 0 | 0 | 0 | 0 |  | 0 | 0 | 0 | 0 | 0 | 0 |  | 0 | 0 | 0 | 0 | 0 | 0 |  | 0 | 0 | 0 | 0 | 0 | 0
| [Please insert new asset category as required] |  | 0 | 0 | C1 | 0 | 0 | 0 | 0 | 0 | 0 | 0 | 0 | 0 | 0 | 0 | 0 | 0 | 0 | 0 | 0 | 0 | 0 | 0 | 0 | 0 | 0 | 0 | 0 | 0 | 0 | 0 | 0 | 0 | 0 | 0 | 0 | 0 | 0 | 0 | 0 |  |  | C1 | 0 | 0 | 0 | 0 | 0 | C1 | 0 | 0 | 0 | 0 | 0 | C1 | [5 empty] | C1 | [5 empty] | 0 | [6 empty] | 0 | [6 empty] | 0 | [6 empty] | 0 | [6 empty] | 0 | [6 empty] | 0
|  |  | 0 | 0 | C2 | 0 | 0 | 0 | 0 | 0 | 0 | 0 | 0 | 0 | 0 | 0 | 0 | 0 | 0 | 0 | 0 | 0 | 0 | 0 | 0 | 0 | 0 | 0 | 0 | 0 | 0 | 0 | 0 | 0 | 0 | 0 | 0 | 0 | 0 | 0 | 0 |  |  | C2 | 0 | 0 | 0 | 0 | 0 | C2 | 0 | 0 | 0 | 0 | 0 | C2 | [5 empty] | C2 | [5 empty] | 0 | [6 empty] | 0 | [6 empty] | 0 | [6 empty] | 0 | [6 empty] | 0 | [6 empty] | 0
|  |  | 0 | 0 | C3 | 0 | 0 | 0 | 0 | 0 | 0 | 0 | 0 | 0 | 0 | 0 | 0 | 0 | 0 | 0 | 0 | 0 | 0 | 0 | 0 | 0 | 0 | 0 | 0 | 0 | 0 | 0 | 0 | 0 | 0 | 0 | 0 | 0 | 0 | 0 | 0 |  |  | C3 | 0 | 0 | 0 | 0 | 0 | C3 | 0 | 0 | 0 | 0 | 0 | C3 | [5 empty] | C3 | [5 empty] | 0 | [6 empty] | 0 | [6 empty] | 0 | [6 empty] | 0 | [6 empty] | 0 | [6 empty] | 0
|  |  | 0 | 0 | C4 | 0 | 0 | 0 | 0 | 0 | 0 | 0 | 0 | 0 | 0 | 0 | 0 | 0 | 0 | 0 | 0 | 0 | 0 | 0 | 0 | 0 | 0 | 0 | 0 | 0 | 0 | 0 | 0 | 0 | 0 | 0 | 0 | 0 | 0 | 0 | 0 |  |  | C4 | 0 | 0 | 0 | 0 | 0 | C4 | 0 | 0 | 0 | 0 | 0 | C4 | [5 empty] | C4 | [5 empty] | 0 | [6 empty] | 0 | [6 empty] | 0 | [6 empty] | 0 | [6 empty] | 0 | [6 empty] | 0
|  |  | 0 | 0 |  | 0 | 0 | 0 | 0 | 0 |  | 0 | 0 | 0 | 0 | 0 |  | 0 | 0 | 0 | 0 | 0 |  | 0 | 0 | 0 | 0 | 0 |  | 0 | 0 | 0 | 0 | 0 |  | 0 | 0 | 0 | 0 | 0 | [22 empty] | 0 | 0 | 0 | 0 | 0 | 0 |  | 0 | 0 | 0 | 0 | 0 | 0 |  | 0 | 0 | 0 | 0 | 0 | 0 |  | 0 | 0 | 0 | 0 | 0 | 0 |  | 0 | 0 | 0 | 0 | 0 | 0 |  | 0 | 0 | 0 | 0 | 0 | 0
| [Please insert new asset category as required] |  | 0 | 0 | C1 | 0 | 0 | 0 | 0 | 0 | 0 | 0 | 0 | 0 | 0 | 0 | 0 | 0 | 0 | 0 | 0 | 0 | 0 | 0 | 0 | 0 | 0 | 0 | 0 | 0 | 0 | 0 | 0 | 0 | 0 | 0 | 0 | 0 | 0 | 0 | 0 |  |  | C1 | 0 | 0 | 0 | 0 | 0 | C1 | 0 | 0 | 0 | 0 | 0 | C1 | [5 empty] | C1 | [5 empty] | 0 | [6 empty] | 0 | [6 empty] | 0 | [6 empty] | 0 | [6 empty] | 0 | [6 empty] | 0
|  |  | 0 | 0 | C2 | 0 | 0 | 0 | 0 | 0 | 0 | 0 | 0 | 0 | 0 | 0 | 0 | 0 | 0 | 0 | 0 | 0 | 0 | 0 | 0 | 0 | 0 | 0 | 0 | 0 | 0 | 0 | 0 | 0 | 0 | 0 | 0 | 0 | 0 | 0 | 0 |  |  | C2 | 0 | 0 | 0 | 0 | 0 | C2 | 0 | 0 | 0 | 0 | 0 | C2 | [5 empty] | C2 | [5 empty] | 0 | [6 empty] | 0 | [6 empty] | 0 | [6 empty] | 0 | [6 empty] | 0 | [6 empty] | 0
|  |  | 0 | 0 | C3 | 0 | 0 | 0 | 0 | 0 | 0 | 0 | 0 | 0 | 0 | 0 | 0 | 0 | 0 | 0 | 0 | 0 | 0 | 0 | 0 | 0 | 0 | 0 | 0 | 0 | 0 | 0 | 0 | 0 | 0 | 0 | 0 | 0 | 0 | 0 | 0 |  |  | C3 | 0 | 0 | 0 | 0 | 0 | C3 | 0 | 0 | 0 | 0 | 0 | C3 | [5 empty] | C3 | [5 empty] | 0 | [6 empty] | 0 | [6 empty] | 0 | [6 empty] | 0 | [6 empty] | 0 | [6 empty] | 0
|  |  | 0 | 0 | C4 | 0 | 0 | 0 | 0 | 0 | 0 | 0 | 0 | 0 | 0 | 0 | 0 | 0 | 0 | 0 | 0 | 0 | 0 | 0 | 0 | 0 | 0 | 0 | 0 | 0 | 0 | 0 | 0 | 0 | 0 | 0 | 0 | 0 | 0 | 0 | 0 |  |  | C4 | 0 | 0 | 0 | 0 | 0 | C4 | 0 | 0 | 0 | 0 | 0 | C4 | [5 empty] | C4 | [5 empty] | 0 | [6 empty] | 0 | [6 empty] | 0 | [6 empty] | 0 | [6 empty] | 0 | [6 empty] | 0
|  |  | 0 | 0 |  | 0 | 0 | 0 | 0 | 0 |  | 0 | 0 | 0 | 0 | 0 |  | 0 | 0 | 0 | 0 | 0 |  | 0 | 0 | 0 | 0 | 0 |  | 0 | 0 | 0 | 0 | 0 |  | 0 | 0 | 0 | 0 | 0 | [22 empty] | 0 | 0 | 0 | 0 | 0 | 0 |  | 0 | 0 | 0 | 0 | 0 | 0 |  | 0 | 0 | 0 | 0 | 0 | 0 |  | 0 | 0 | 0 | 0 | 0 | 0 |  | 0 | 0 | 0 | 0 | 0 | 0 |  | 0 | 0 | 0 | 0 | 0 | 0
| [Please insert new asset category as required] |  | 0 | 0 | C1 | 0 | 0 | 0 | 0 | 0 | 0 | 0 | 0 | 0 | 0 | 0 | 0 | 0 | 0 | 0 | 0 | 0 | 0 | 0 | 0 | 0 | 0 | 0 | 0 | 0 | 0 | 0 | 0 | 0 | 0 | 0 | 0 | 0 | 0 | 0 | 0 |  |  | C1 | 0 | 0 | 0 | 0 | 0 | C1 | 0 | 0 | 0 | 0 | 0 | C1 | [5 empty] | C1 | [5 empty] | 0 | [6 empty] | 0 | [6 empty] | 0 | [6 empty] | 0 | [6 empty] | 0 | [6 empty] | 0
|  |  | 0 | 0 | C2 | 0 | 0 | 0 | 0 | 0 | 0 | 0 | 0 | 0 | 0 | 0 | 0 | 0 | 0 | 0 | 0 | 0 | 0 | 0 | 0 | 0 | 0 | 0 | 0 | 0 | 0 | 0 | 0 | 0 | 0 | 0 | 0 | 0 | 0 | 0 | 0 |  |  | C2 | 0 | 0 | 0 | 0 | 0 | C2 | 0 | 0 | 0 | 0 | 0 | C2 | [5 empty] | C2 | [5 empty] | 0 | [6 empty] | 0 | [6 empty] | 0 | [6 empty] | 0 | [6 empty] | 0 | [6 empty] | 0
|  |  | 0 | 0 | C3 | 0 | 0 | 0 | 0 | 0 | 0 | 0 | 0 | 0 | 0 | 0 | 0 | 0 | 0 | 0 | 0 | 0 | 0 | 0 | 0 | 0 | 0 | 0 | 0 | 0 | 0 | 0 | 0 | 0 | 0 | 0 | 0 | 0 | 0 | 0 | 0 |  |  | C3 | 0 | 0 | 0 | 0 | 0 | C3 | 0 | 0 | 0 | 0 | 0 | C3 | [5 empty] | C3 | [5 empty] | 0 | [6 empty] | 0 | [6 empty] | 0 | [6 empty] | 0 | [6 empty] | 0 | [6 empty] | 0
|  |  | 0 | 0 | C4 | 0 | 0 | 0 | 0 | 0 | 0 | 0 | 0 | 0 | 0 | 0 | 0 | 0 | 0 | 0 | 0 | 0 | 0 | 0 | 0 | 0 | 0 | 0 | 0 | 0 | 0 | 0 | 0 | 0 | 0 | 0 | 0 | 0 | 0 | 0 | 0 |  |  | C4 | 0 | 0 | 0 | 0 | 0 | C4 | 0 | 0 | 0 | 0 | 0 | C4 | [5 empty] | C4 | [5 empty] | 0 | [6 empty] | 0 | [6 empty] | 0 | [6 empty] | 0 | [6 empty] | 0 | [6 empty] | 0
|  |  | 0 | 0 |  | 0 | 0 | 0 | 0 | 0 |  | 0 | 0 | 0 | 0 | 0 |  | 0 | 0 | 0 | 0 | 0 |  | 0 | 0 | 0 | 0 | 0 |  | 0 | 0 | 0 | 0 | 0 |  | 0 | 0 | 0 | 0 | 0 | [22 empty] | 0 | 0 | 0 | 0 | 0 | 0 |  | 0 | 0 | 0 | 0 | 0 | 0 |  | 0 | 0 | 0 | 0 | 0 | 0 |  | 0 | 0 | 0 | 0 | 0 | 0 |  | 0 | 0 | 0 | 0 | 0 | 0 |  | 0 | 0 | 0 | 0 | 0 | 0
[63 empty] | 6042844.2772 | 14841792.1071 | 27572389.6802 | 37177770.053 | 13139187.2059 | 98773983.3234 |  | 6877730.457 | 14630246.9064 | 27079073.512 | 30822446.9491 | 8908899.2583 | 88318397.0828 |  | 6058688.8675 | 15405075.03 | 27824565.4213 | 34423261.3219 | 15335271.6376 | 99046862.2783 |  | 6809059.4518 | 16145964.4227 | 27824565.4213 | 23917705.2232 | 6426372.3793 | 81123666.8983 |  | 5240047.4357 | 16177849.4957 | 28571587.6174 | 38019995.1072 | 21771778.6651 | 109781258.3212 |  | 6741724.5318 | 17617696.2923 | 28571587.6174 | 15193860.3498 | 7975267.3315 | 76100136.1229
| HV Network | [73 empty] | 0 | [6 empty] | 0 | [6 empty] | 0 | [6 empty] | 0 | [6 empty] | 0
| HV Switchgear (GM) - Primary |  | 79 | 79 | C1 | 31 | 18 | 26 | 2 | 2 | 79 | 22 | 19 | 28 | 7 | 3 | 79 | 2 | 2 | -1 | -2 | -1 | 0 | 28 | 20 | 25 | 4 | 2 | 79 | 5 | 2 | -1 | -5 | -1 | 0 | 25 | 21 | 24 | 6 | 3 | 79 |  |  | C1 | 0.025 | 0.075 | 0.175 | 0.375 | 0.75 | C1 | 22933.927 | 22933.927 | 22933.927 | 22933.927 | 22933.927 | C1 | 573.3482 | 1720.0445 | 4013.4372 | 8600.2226 | 17200.4453 | C1 | 12613.6599 | 32680.846 | 112376.2424 | 60201.5584 | 51601.3358 | 269473.6425 |  | 17773.7934 | 30960.8015 | 104349.368 | 17200.4453 | 34400.8905 | 204685.2987 |  | 16053.7489 | 34400.8905 | 100335.9307 | 34400.8905 | 34400.8905 | 219592.3512 |  | 17200.4453 | 37840.9796 | 96322.4935 | 17200.4453 | 17200.4453 | 185764.8089 |  | 14333.7044 | 36120.9351 | 96322.4935 | 51601.3358 | 51601.3358 | 249979.8045 |  | 17200.4453 | 39561.0241 | 92309.0563 | 8600.2226 | 34400.8905 | 192071.6388
|  |  | 1973 | 1973 | C2 | 778 | 455 | 641 | 42 | 57 | 1973 | 561 | 474 | 680 | 140 | 97 | 1952 | 115 | 41 | -62 | -66 | -28 | 0 | 700 | 489 | 622 | 102 | 60 | 1973 | 251 | 53 | -145 | -129 | -30 | 0 | 622 | 520 | 604 | 162 | 65 | 1973 |  |  | C2 | 0.025 | 0.075 | 0.175 | 0.375 | 0.75 | C2 | 32762.7529 | 32762.7529 | 32762.7529 | 32762.7529 | 32762.7529 | C2 | 819.0688 | 2457.2065 | 5733.4818 | 12286.0323 | 24572.0647 | C2 | 459497.6093 | 1164715.8652 | 3898767.5938 | 1720044.5267 | 2383490.2727 | 9626515.8677 |  | 637235.5437 | 1118028.9423 | 3675161.8054 | 516013.358 | 1400607.686 | 7347047.3354 |  | 573348.1756 | 1201573.9622 | 3566225.652 | 1253175.298 | 1474323.88 | 8068646.9678 |  | 667541.0901 | 1302319.4274 | 3210749.7832 | 442297.164 | 786306.0693 | 6409213.534 |  | 509460.8074 | 1277747.3627 | 3463022.9804 | 1990337.238 | 1597184.2034 | 8837752.5919 |  | 715047.0818 | 1407979.3054 | 2631668.1258 | 405439.067 | 860022.2633 | 6020155.8434
|  |  | 1592 | 1592 | C3 | 628 | 367 | 517 | 34 | 46 | 1592 | 452 | 383 | 548 | 113 | 78 | 1574 | 98 | 33 | -56 | -52 | -23 | 0 | 565 | 394 | 502 | 82 | 49 | 1592 | 213 | 43 | -127 | -105 | -24 | 0 | 504 | 419 | 487 | 130 | 52 | 1592 |  |  | C3 | 0.025 | 0.075 | 0.175 | 0.375 | 0.75 | C3 | 49144.1293 | 49144.1293 | 49144.1293 | 49144.1293 | 49144.1293 | C3 | 1228.6032 | 3685.8097 | 8600.2226 | 18429.0485 | 36858.097 | C3 | 555328.6615 | 1411665.1151 | 4712922.0031 | 2082482.4805 | 2874931.566 | 11637329.8263 |  | 771562.8305 | 1352692.1599 | 4446315.1015 | 626587.649 | 1695472.462 | 8892630.203 |  | 694160.8268 | 1452209.0218 | 4317311.762 | 1511181.977 | 1806046.753 | 9780910.3407 |  | 814563.9437 | 1573840.7419 | 3835699.2945 | 552871.455 | 958310.522 | 7735285.9572 |  | 619216.0296 | 1544354.2643 | 4188308.4225 | 2395776.305 | 1916621.044 | 10664276.0655 |  | 880908.5183 | 1702844.0814 | 3096080.148 | 460726.2125 | 1032026.716 | 7172585.6763
|  |  | 1581 | 1581 | C4 | 624 | 366 | 513 | 33 | 45 | 1581 | 449 | 382 | 544 | 110 | 76 | 1561 | 98 | 33 | -56 | -52 | -23 | 0 | 562 | 389 | 499 | 82 | 49 | 1581 | 212 | 42 | -127 | -102 | -25 | 0 | 498 | 417 | 484 | 130 | 52 | 1581 |  |  | C4 | 0.025 | 0.075 | 0.175 | 0.375 | 0.75 | C4 | 81906.8822 | 81906.8822 | 81906.8822 | 81906.8822 | 81906.8822 | C4 | 2047.6721 | 6143.0162 | 14333.7044 | 30715.0808 | 61430.1617 | C4 | 919404.753 | 2346632.1757 | 7797535.1877 | 3378658.8917 | 4668692.2867 | 19110923.2948 |  | 1277747.3627 | 2248343.917 | 7353190.3516 | 1013597.6675 | 2764357.275 | 14657236.5739 |  | 1150791.6952 | 2389633.2889 | 7152518.4902 | 2518636.6284 | 3010077.9217 | 16221658.0243 |  | 1351463.5567 | 2592352.8224 | 6349831.0444 | 921452.425 | 1597184.2034 | 12812284.0518 |  | 1019740.6837 | 2561637.7415 | 6937512.9243 | 3992960.5084 | 3194368.4067 | 17706220.2646 |  | 1453847.1595 | 2819644.4205 | 5117132.4669 | 860022.2633 | 1658614.365 | 11909260.6753
|  |  | 5225 | 5225 |  | 2061 | 1206 | 1697 | 111 | 150 |  | 1484 | 1258 | 1800 | 370 | 254 |  | 313 | 109 | -175 | -172 | -75 |  | 1855 | 1292 | 1648 | 270 | 160 |  | 681 | 140 | -400 | -341 | -80 |  | 1649 | 1377 | 1599 | 428 | 172 | [22 empty] | 1946844.6836 | 4955694.002 | 16521601.027 | 7241387.4574 | 9978715.4613 | 40644242.6313 |  | 2704319.5304 | 4750025.8208 | 15579016.6264 | 2173399.1198 | 5894838.3136 | 31101599.411 |  | 2434354.4466 | 5077817.1634 | 15136391.8349 | 5317394.7939 | 6324849.4453 | 34290807.6841 |  | 2850769.0358 | 5506353.9712 | 13492602.6155 | 1933821.4893 | 3359001.24 | 27142548.3518 |  | 2162751.2251 | 5419860.3036 | 14685166.8207 | 8430675.3872 | 6759774.9899 | 37458228.7266 |  | 3067003.2049 | 5970028.8315 | 10937189.797 | 1734787.7655 | 3585064.2349 | 25294073.8338
| HV Switchgear (GM) - Distribution |  | 739 | 739 | C1 | 234 | 373 | 79 | 31 | 22 | 739 | 210 | 375 | 81 | 41 | 25 | 732 | 13 | 0 | 0 | 0 | -13 | 0 | 211 | 360 | 108 | 35 | 25 | 739 | 18 | 0 | 0 | 0 | -18 | 0 | 187 | 346 | 138 | 40 | 28 | 739 |  |  | C1 | 0.025 | 0.075 | 0.175 | 0.375 | 0.75 | C1 | 7070.3095 | 7070.3095 | 7070.3095 | 7070.3095 | 7070.3095 | C1 | 176.7577 | 530.2732 | 1237.3042 | 2651.3661 | 5302.7321 | C1 | 37119.1247 | 198852.4539 | 100221.6367 | 108706.0081 | 132568.3026 | 577467.526 |  | 41361.3104 | 197791.9074 | 97747.0284 | 82192.3476 | 116660.1063 | 535752.7001 |  | 37295.8825 | 190898.3557 | 133628.849 | 92797.8118 | 132568.3026 | 587189.2015 |  | 39593.733 | 190898.3557 | 133628.849 | 92797.8118 | 63632.7852 | 520551.5348 |  | 33053.6968 | 183474.5308 | 170747.9737 | 106054.6421 | 148476.4989 | 641807.3422 |  | 36235.336 | 183474.5308 | 170747.9737 | 106054.6421 | 53027.321 | 549539.8036
|  |  | 18472 | 18472 | C2 | 5858 | 9337 | 1965 | 764 | 548 | 18472 | 5267 | 9378 | 2006 | 1017 | 633 | 18301 | 428 | 0 | 0 | -110 | -318 | 0 | 5272 | 8989 | 2702 | 884 | 625 | 18472 | 861 | 0 | 0 | -424 | -437 | 0 | 4686 | 8641 | 3439 | 1004 | 702 | 18472 |  |  | C2 | 0.025 | 0.075 | 0.175 | 0.375 | 0.75 | C2 | 10100.4421 | 10100.4421 | 10100.4421 | 10100.4421 | 10100.4421 | C2 | 252.5111 | 757.5332 | 1767.5774 | 3787.6658 | 7575.3316 | C2 | 1329975.7136 | 7104145.9517 | 3545760.1996 | 3852056.1063 | 4795184.8874 | 20627122.8586 |  | 1479209.7457 | 7073087.0923 | 3473289.5275 | 2893776.6619 | 4151281.7035 | 19070644.7309 |  | 1331238.2689 | 6809465.5534 | 4775994.0475 | 3348296.5565 | 4734582.2348 | 20999576.6611 |  | 1439312.9994 | 6809465.5534 | 4775994.0475 | 2931653.3198 | 2325626.7938 | 18282052.7138 |  | 1183266.7921 | 6545844.0146 | 6078698.5674 | 3802816.451 | 5317882.7662 | 22928508.5913 |  | 1400678.8084 | 6545844.0146 | 6078698.5674 | 2196846.157 | 2007462.8676 | 18229530.4149
|  |  | 14908 | 14908 | C3 | 4727 | 7535 | 1586 | 617 | 443 | 14908 | 4249 | 7569 | 1620 | 821 | 511 | 14770 | 367 | 0 | 0 | -110 | -257 | 0 | 4254 | 7254 | 2181 | 714 | 505 | 14908 | 731 | 0 | 0 | -378 | -353 | 0 | 3783 | 6973 | 2775 | 811 | 566 | 14908 |  |  | C3 | 0.025 | 0.075 | 0.175 | 0.375 | 0.75 | C3 | 15150.6632 | 15150.6632 | 15150.6632 | 15150.6632 | 15150.6632 | C3 | 378.7666 | 1136.2997 | 2651.3661 | 5681.4987 | 11362.9974 | C3 | 1609379.1933 | 8600652.7045 | 4295213.0034 | 4664510.4178 | 5806491.6528 | 24976246.9718 |  | 1790429.6179 | 8562018.5135 | 4205066.5577 | 3505484.6867 | 5033807.8321 | 23096807.2078 |  | 1611273.0262 | 8242718.2876 | 5782629.3583 | 4056590.0588 | 5738313.6686 | 25431524.3995 |  | 1750280.3606 | 8242718.2876 | 5782629.3583 | 3431625.2038 | 2818023.3462 | 22025276.5565 |  | 1432873.9676 | 7923418.0616 | 7357540.7929 | 4607695.4309 | 6431456.5078 | 27752984.7609 |  | 1709752.3366 | 7923418.0616 | 7357540.7929 | 2460088.9292 | 2420318.4384 | 21871118.5589
|  |  | 14817 | 14817 | C4 | 4699 | 7491 | 1575 | 612 | 440 | 14817 | 4224 | 7525 | 1609 | 814 | 508 | 14680 | 365 | 0 | 0 | -109 | -256 | 0 | 4229 | 7211 | 2167 | 709 | 501 | 14817 | 727 | 0 | 0 | -376 | -351 | 0 | 3758 | 6932 | 2759 | 805 | 563 | 14817 |  |  | C4 | 0.025 | 0.075 | 0.175 | 0.375 | 0.75 | C4 | 25251.1053 | 25251.1053 | 25251.1053 | 25251.1053 | 25251.1053 | C4 | 631.2776 | 1893.8329 | 4418.9434 | 9469.1645 | 18938.3289 | C4 | 2666516.7147 | 14251092.5269 | 7110079.9615 | 7707899.8783 | 9620671.1012 | 41356260.1825 |  | 2966373.5895 | 14186702.2085 | 6959835.8852 | 5795128.6554 | 8332864.7333 | 38240905.072 |  | 2669673.1028 | 13656428.9982 | 9575850.3894 | 6713637.609 | 9488102.7986 | 42103692.898 |  | 2900089.4382 | 13656428.9982 | 9575850.3894 | 5681498.6818 | 4639890.5901 | 36453758.0977 |  | 2372341.3385 | 13128049.6208 | 12191864.8935 | 7622677.3981 | 10662279.1929 | 45977212.4437 |  | 2831280.1764 | 13128049.6208 | 12191864.8935 | 4062271.5575 | 4014925.7351 | 36228391.9833
|  |  | 48936 | 48936 |  | 15518 | 24736 | 5205 | 2024 | 1453 |  | 13950 | 24847 | 5316 | 2693 | 1677 |  | 1173 | 0 | 0 | -329 | -844 |  | 13966 | 23814 | 7158 | 2342 | 1656 |  | 2337 | 0 | 0 | -1178 | -1159 |  | 12414 | 22892 | 9111 | 2660 | 1859 | [22 empty] | 5642990.7463 | 30154743.637 | 15051274.8012 | 16333172.4104 | 20354915.944 | 87537097.5389 |  | 6277374.2636 | 30019599.7217 | 14735938.9988 | 12276582.3516 | 17634614.3752 | 80944109.7108 |  | 5649480.2803 | 28899511.1949 | 20268102.6442 | 14211322.0361 | 20093567.0046 | 89121983.1601 |  | 6129276.5312 | 28899511.1949 | 20268102.6442 | 12137575.0172 | 9847173.5153 | 77281638.9028 |  | 5021535.7949 | 27780786.2278 | 25798852.2276 | 16139243.9221 | 22560094.9657 | 97300513.1381 |  | 5977946.6575 | 27780786.2278 | 25798852.2276 | 8825261.2857 | 8495734.3622 | 76878580.7608
| HV Transformer (GM) |  | 483 | 483 | C1 | 220 | 126 | 117 | 14 | 6 | 483 | 208 | 127 | 118 | 18 | 7 | 478 | 3 | 0 | 0 | 0 | -3 | 0 | 191 | 139 | 118 | 27 | 8 | 483 | 4 | 0 | 0 | 0 | -4 | 0 | 162 | 151 | 119 | 41 | 10 | 483 |  |  | C1 | 0.025 | 0.075 | 0.175 | 0.375 | 0.75 | C1 | 13124.3019 | 13124.3019 | 13124.3019 | 13124.3019 | 13124.3019 | C1 | 328.1075 | 984.3226 | 2296.7528 | 4921.6132 | 9843.2264 | C1 | 68246.3697 | 125008.9753 | 271016.8335 | 88589.0376 | 68902.5848 | 621763.8008 |  | 72183.6603 | 124024.6526 | 268720.0807 | 68902.5848 | 59059.3584 | 592890.3367 |  | 62668.5414 | 136820.8469 | 271016.8335 | 132883.5564 | 78745.8112 | 682135.5894 |  | 63652.864 | 136820.8469 | 271016.8335 | 132883.5564 | 49216.132 | 653590.2328 |  | 53153.4225 | 148632.7186 | 273313.5863 | 201786.1412 | 98432.264 | 775318.1326 |  | 54465.8527 | 148632.7186 | 273313.5863 | 201786.1412 | 59059.3584 | 737257.6572
|  |  | 12058 | 12058 | C2 | 5503 | 3141 | 2914 | 344 | 156 | 12058 | 5206 | 3158 | 2930 | 447 | 191 | 11932 | 150 | 0 | 0 | -72 | -78 | 0 | 4769 | 3456 | 2944 | 687 | 202 | 12058 | 306 | 0 | 0 | -205 | -101 | 0 | 4036 | 3771 | 2975 | 1029 | 247 | 12058 |  |  | C2 | 0.025 | 0.075 | 0.175 | 0.375 | 0.75 | C2 | 18749.0027 | 18749.0027 | 18749.0027 | 18749.0027 | 18749.0027 | C2 | 468.7251 | 1406.1752 | 3281.0755 | 7030.876 | 14061.752 | C2 | 2440182.6965 | 4440701.2806 | 9613551.1152 | 3142801.5713 | 2685794.6314 | 22323031.295 |  | 2579394.0413 | 4416796.3022 | 9561053.9077 | 2418621.3435 | 2193633.3115 | 21169498.9062 |  | 2235349.8424 | 4859741.4901 | 9659486.1717 | 4830211.8109 | 2840473.9034 | 24425263.2186 |  | 2305658.6024 | 4859741.4901 | 9659486.1717 | 4323988.739 | 1743657.2476 | 22892532.2509 |  | 1891774.3686 | 5302686.678 | 9761199.5112 | 7234771.4024 | 3473252.7432 | 27663684.7035 |  | 2035204.239 | 5302686.678 | 9761199.5112 | 5793441.8227 | 2053015.7915 | 24945548.0425
|  |  | 9732 | 9732 | C3 | 4441 | 2535 | 2352 | 278 | 126 | 9732 | 4201 | 2549 | 2366 | 362 | 154 | 9632 | 128 | 0 | 0 | -65 | -63 | 0 | 3849 | 2789 | 2376 | 555 | 163 | 9732 | 257 | 0 | 0 | -176 | -81 | 0 | 3257 | 3043 | 2401 | 831 | 200 | 9732 |  |  | C3 | 0.025 | 0.075 | 0.175 | 0.375 | 0.75 | C3 | 28123.504 | 28123.504 | 28123.504 | 28123.504 | 28123.504 | C3 | 703.0876 | 2109.2628 | 4921.6132 | 10546.314 | 21092.628 | C3 | 2953671.0069 | 5376510.876 | 11644536.8286 | 3817765.6672 | 3248264.7113 | 27040749.09 |  | 3122412.0309 | 5346981.1968 | 11575634.2438 | 2931875.2913 | 2657671.1274 | 25634573.8903 |  | 2706184.1718 | 5882733.9479 | 11693752.9606 | 5853204.2687 | 3438098.3632 | 29573973.7122 |  | 2796179.3846 | 5882733.9479 | 11693752.9606 | 5167693.8589 | 2109262.7995 | 27649622.9515 |  | 2289956.3127 | 6418486.699 | 11816793.2906 | 8763986.9321 | 4218525.5991 | 33507748.8334 |  | 2470649.8259 | 6418486.699 | 11816793.2906 | 6907835.6685 | 2510022.7314 | 30123788.2153
|  |  | 9671 | 9671 | C4 | 4414 | 2520 | 2337 | 276 | 124 | 9671 | 4176 | 2534 | 2351 | 359 | 152 | 9572 | 127 | 0 | 0 | -65 | -62 | 0 | 3825 | 2772 | 2362 | 551 | 161 | 9671 | 256 | 0 | 0 | -175 | -81 | 0 | 3236 | 3025 | 2386 | 826 | 198 | 9671 |  |  | C4 | 0.025 | 0.075 | 0.175 | 0.375 | 0.75 | C4 | 46872.5067 | 46872.5067 | 46872.5067 | 46872.5067 | 46872.5067 | C4 | 1171.8127 | 3515.438 | 8202.6887 | 17577.19 | 35154.38 | C4 | 4893489.6949 | 8908119.89 | 19284521.0511 | 6310211.2086 | 5343465.7588 | 44739807.6034 |  | 5172381.1095 | 8858903.758 | 19169683.4097 | 4851304.4389 | 4359143.119 | 42411415.8353 |  | 4482183.449 | 9744794.1338 | 19374750.6264 | 9685031.6879 | 5659855.1787 | 48946615.0758 |  | 4631003.6576 | 9744794.1338 | 19374750.6264 | 8542514.3381 | 3480283.6192 | 45773346.3752 |  | 3791985.7885 | 10634199.9476 | 19571615.1543 | 14518758.9368 | 6960567.2385 | 55477127.0657 |  | 4091969.8311 | 10634199.9476 | 19571615.1543 | 11442750.6875 | 4113062.4591 | 49853598.0796
|  |  | 31944 | 31944 |  | 14578 | 8322 | 7720 | 912 | 412 |  | 13791 | 8368 | 7765 | 1186 | 504 |  | 408 | 0 | 0 | -202 | -206 |  | 12634 | 9156 | 7800 | 1820 | 534 |  | 823 | 0 | 0 | -556 | -267 |  | 10691 | 9990 | 7881 | 2727 | 655 | [22 empty] | 10355589.7681 | 18850341.0219 | 40813625.8284 | 13359367.4846 | 11346427.6863 | 94725351.7893 |  | 10946370.842 | 18746705.9097 | 40575091.642 | 10270703.6585 | 9269506.9163 | 89808378.9685 |  | 9486386.0046 | 20624090.4188 | 40999006.5922 | 20501331.3239 | 12017173.2565 | 103627987.596 |  | 9796494.5087 | 20624090.4188 | 40999006.5922 | 18167080.4924 | 7382419.7984 | 96969091.8104 |  | 8026869.8924 | 22504006.0432 | 41422921.5424 | 30719303.4124 | 14750777.8447 | 117423878.7351 |  | 8652289.7487 | 22504006.0432 | 41422921.5424 | 24345814.3198 | 8735160.3405 | 105660191.9946
| HV UG Cable |  | 261.5952 | 258.8305 | C1 | 91.2308 | 83.8677 | 82.0249 | 4.0309 | 0.44086 | 261.5952 | 86.6698 | 83.9789 | 82.1361 | 4.6981 | 0.66327 | 258.1462 | 0 | 0 | 0 | -0.97134 | -0.39258 | -1.3639 | 82.11 | 84.6013 | 82.2157 | 11.8378 | 0.83484 | 261.5997 | 0 | 0 | 0 | -2.0097 | -0.75496 | -2.7647 | 72.99 | 85.3412 | 82.3968 | 19.6291 | 1.2425 | 261.5997 |  |  | C1 | 0.025 | 0.075 | 0.175 | 0.375 | 0.75 | C1 | 44570.7194 | 44570.7194 | 44570.7194 | 44570.7194 | 44570.7194 | C1 | 1114.268 | 3342.804 | 7799.8759 | 16714.0198 | 33428.0396 | C1 | 96573.336 | 280725.1555 | 640651.1223 | 78524.8142 | 22171.7611 | 1118646.1891 |  | 101655.5865 | 280353.4159 | 639783.7301 | 67372.6282 | 14736.9705 | 1103902.3312 |  | 91492.5022 | 282805.7134 | 641271.9238 | 197858.004 | 27907.204 | 1241335.3474 |  | 91492.5022 | 282805.7134 | 641271.9238 | 181623.0482 | 14783.969 | 1211977.1565 |  | 81330.4074 | 285278.9385 | 642685.1952 | 328080.874 | 41535.1787 | 1378910.5939 |  | 81330.4074 | 285278.9385 | 642685.1952 | 294490.4399 | 16298.1884 | 1320083.1695
|  |  | 6539.8797 | 6718.2728 | C2 | 2280.7706 | 2096.6935 | 2050.6215 | 100.7726 | 11.0214 | 6539.8797 | 2166.7439 | 2099.4737 | 2053.4017 | 117.4535 | 16.5817 | 6453.6545 | 123.7551 | 0 | 0 | -24.2834 | -9.8145 | 89.6571 | 2052.7491 | 2115.0336 | 2055.3914 | 295.9462 | 20.8711 | 6539.9914 | 247.5102 | 0 | 0 | -50.2429 | -18.8741 | 178.3931 | 1824.7497 | 2133.5303 | 2059.9212 | 490.7271 | 31.0631 | 6539.9914 |  |  | C2 | 0.025 | 0.075 | 0.175 | 0.375 | 0.75 | C2 | 63672.4563 | 63672.4563 | 63672.4563 | 63672.4563 | 63672.4563 | C2 | 1591.8114 | 4775.4342 | 11142.6799 | 23877.1711 | 47754.3422 | C2 | 3449047.7128 | 10025898.4099 | 22880397.2251 | 2804457.6496 | 791848.6116 | 39951649.6091 |  | 3630556.6616 | 10012621.998 | 22849418.9308 | 2406165.2939 | 526320.3745 | 39425083.2588 |  | 3267589.3643 | 10100204.0502 | 22902568.7056 | 7066357.2866 | 996685.8559 | 44333405.2627 |  | 3464584.1146 | 10100204.0502 | 22902568.7056 | 6486537.4342 | 527998.893 | 43481893.1977 |  | 2904657.4085 | 10188533.5163 | 22953042.6863 | 11717174.0722 | 1483399.2405 | 49246806.9236 |  | 3298646.9091 | 10188533.5163 | 22953042.6863 | 10517515.7114 | 582078.158 | 47539816.981
|  |  | 5277.3986 | 5427.8342 | C3 | 1840.4827 | 1691.9405 | 1654.7624 | 81.3191 | 8.8938 | 5277.3986 | 1748.4681 | 1694.184 | 1657.0059 | 94.7799 | 13.3807 | 5207.8186 | 103.105 | 0 | 0 | -19.5957 | -7.9199 | 75.5894 | 1656.4792 | 1706.7402 | 1658.6115 | 238.8157 | 16.8421 | 5277.4887 | 206.21 | 0 | 0 | -40.5438 | -15.2306 | 150.4356 | 1472.4937 | 1721.6662 | 1662.2669 | 395.9954 | 25.0666 | 5277.4887 |  |  | C3 | 0.025 | 0.075 | 0.175 | 0.375 | 0.75 | C3 | 95508.6844 | 95508.6844 | 95508.6844 | 95508.6844 | 95508.6844 | C3 | 2387.7171 | 7163.1513 | 16714.0198 | 35815.7567 | 71631.5133 | C3 | 4174847.3185 | 12135696.1622 | 27695228.6412 | 3394613.0854 | 958481.102 | 48358866.3094 |  | 4394552.0634 | 12119625.9315 | 27657731.4362 | 2912506.1645 | 637076.488 | 47721492.0837 |  | 3955203.8219 | 12225638.2938 | 27722065.7724 | 8553364.646 | 1206423.2274 | 53662695.7614 |  | 4201389.4397 | 12225638.2938 | 27722065.7724 | 7851530.5291 | 639108.2253 | 52639732.2603 |  | 3515898.3588 | 12332555.3519 | 27783161.2342 | 14182875.0508 | 1795558.0372 | 59610048.0327 |  | 4008269.5944 | 12332555.3519 | 27783161.2342 | 12730766.8437 | 704567.6486 | 57559320.6727
|  |  | 5246.1209 | 5394.677 | C4 | 1829.5747 | 1681.9128 | 1644.9551 | 80.8372 | 8.8411 | 5246.1209 | 1738.1055 | 1684.143 | 1647.1852 | 94.2181 | 13.3014 | 5176.9533 | 102.4939 | 0 | 0 | -19.4795 | -7.873 | 75.1414 | 1646.6617 | 1696.6248 | 1648.7814 | 237.4003 | 16.7423 | 5246.2105 | 204 | 0 | 0 | -40.3035 | -15.1403 | 148.5561 | 1463.7666 | 1711.4623 | 1652.4151 | 393.6484 | 24.918 | 5246.2105 |  |  | C4 | 0.025 | 0.075 | 0.175 | 0.375 | 0.75 | C4 | 159181.1407 | 159181.1407 | 159181.1407 | 159181.1407 | 159181.1407 | C4 | 3979.5285 | 11938.5856 | 27856.6996 | 59692.9278 | 119385.8556 | C4 | 6916840.2502 | 20106285.3981 | 45885144.4352 | 5624156.9169 | 1588000.7482 | 80120427.7486 |  | 7280844.6093 | 20079660.42 | 45823019.4862 | 4825407.5731 | 1055501.1857 | 79064433.2744 |  | 6552937.3665 | 20255300.5137 | 45929607.8934 | 14171118.6889 | 1998788.4828 | 88907752.9453 |  | 6960814.9391 | 20255300.5137 | 45929607.8934 | 13008327.7893 | 1058867.3453 | 87212918.4808 |  | 5825100.9985 | 20432439.4973 | 46030830.1697 | 23498028.4382 | 2974860.4333 | 98761259.537 |  | 6636924.8162 | 20432439.4973 | 46030830.1697 | 21092191.8342 | 1167319.7842 | 95359706.1018
|  |  | 17324.9943 | 17799.6145 |  | 6042.0588 | 5554.4146 | 5432.3638 | 266.9598 | 29.1972 |  | 5739.9873 | 5561.7796 | 5439.7288 | 311.1497 | 43.9271 |  | 329.354 | 0 | 0 | -64.33 | -26 |  | 5438 | 5603 | 5445 | 784 | 55.2903 |  | 657.7202 | 0 | 0 | -133.1 | -50 |  | 4834 | 5652 | 5457 | 1300 | 82.2903 | [22 empty] | 14637308.6175 | 42548605.1257 | 97101421.4238 | 11901752.4661 | 3360502.223 | 169549589.8561 |  | 15407608.9208 | 42492261.7655 | 96969953.5833 | 10211451.6598 | 2233635.0187 | 167314910.9481 |  | 13867223.0549 | 42863948.5711 | 97195514.2952 | 29988698.6255 | 4229804.7701 | 188145189.3168 |  | 14718280.9956 | 42863948.5711 | 97195514.2952 | 27528018.8008 | 2240758.4327 | 184546521.0953 |  | 12326987.1731 | 43238807.3039 | 97409719.2854 | 49726158.4352 | 6295352.8897 | 208997025.0872 |  | 14025171.7271 | 43238807.3039 | 97409719.2854 | 44634964.8292 | 2470263.7793 | 201778926.9249
| HV OHL Support - Poles |  | 345 | 345 | C1 | 89 | 33 | 106 | 109 | 8 | 345 | 84 | 33 | 106 | 111 | 11 | 345 | 7 | 9 | 0 | -9 | -7 | 0 | 79 | 40 | 100 | 108 | 18 | 345 | 7 | 19 | 0 | -19 | -7 | 0 | 69 | 46 | 92 | 109 | 29 | 345 |  |  | C1 | 0.025 | 0.075 | 0.175 | 0.375 | 0.75 | C1 | 26342.873 | 26342.873 | 26342.873 | 26342.873 | 26342.873 | C1 | 658.5718 | 1975.7155 | 4610.0028 | 9878.5774 | 19757.1548 | C1 | 55320.0334 | 65198.6108 | 488660.2949 | 1096522.0903 | 217328.7026 | 1923029.7319 |  | 58612.8925 | 65198.6108 | 488660.2949 | 1076764.9355 | 158057.2382 | 1847293.9719 |  | 52027.1743 | 79028.6191 | 461000.2782 | 1066886.3581 | 355628.786 | 2014571.2157 |  | 56637.177 | 96810.0584 | 461000.2782 | 977979.1616 | 217328.7026 | 1809755.3778 |  | 45441.456 | 90882.912 | 424120.2559 | 1076764.9355 | 572957.4886 | 2210167.048 |  | 50051.4588 | 128421.5061 | 424120.2559 | 889071.9651 | 434657.4051 | 1926322.591
|  |  | 144887 | 144887 | C2 | 37141 | 14304 | 44725 | 45573 | 3144 | 144887 | 35000 | 14422 | 44843 | 46521 | 4331 | 145117 | 3819 | 4252 | 0 | -5242 | -2829 | 0 | 33428 | 16586 | 41683 | 45488 | 7702 | 144887 | 7517 | 8348 | 0 | -9338 | -6527 | 0 | 29714 | 18870 | 38640 | 45404 | 12259 | 144887 |  |  | C2 | 0.025 | 0.075 | 0.175 | 0.375 | 0.75 | C2 | 37632.6758 | 37632.6758 | 37632.6758 | 37632.6758 | 37632.6758 | C2 | 940.8169 | 2822.4507 | 6585.7183 | 14112.2534 | 28224.5068 | C2 | 32928591.2989 | 40705383.7469 | 295323363.9238 | 656516141.065 | 122240339.0706 | 1147713819.1052 |  | 34942880.2696 | 40372334.5663 | 294546249.1691 | 643137724.8287 | 88737849.4662 | 1101737038.2999 |  | 31449627.1412 | 46813167.0244 | 274512494.2228 | 641938183.2885 | 217385151.5867 | 1212098623.2636 |  | 35042606.8603 | 58814227.3275 | 274512494.2228 | 567961750.8932 | 137538021.7712 | 1073869101.0751 |  | 27955433.1959 | 53259644.3838 | 254472153.5583 | 640752754.0018 | 346004229.2004 | 1322444214.3402 |  | 35027553.79 | 76821462.6836 | 254472153.5583 | 508972531.6234 | 161782873.1362 | 1037076574.7915
|  |  | 5746 | 5746 | C3 | 1473 | 567 | 1774 | 1808 | 124 | 5746 | 1388 | 572 | 1779 | 1846 | 171 | 5756 | 156 | 169 | 0 | -213 | -112 | 0 | 1326 | 658 | 1653 | 1804 | 305 | 5746 | 319 | 331 | 0 | -375 | -275 | 0 | 1179 | 748 | 1533 | 1800 | 486 | 5746 |  |  | C3 | 0.025 | 0.075 | 0.175 | 0.375 | 0.75 | C3 | 56449.0137 | 56449.0137 | 56449.0137 | 56449.0137 | 56449.0137 | C3 | 1411.2253 | 4233.676 | 9878.5774 | 21168.3801 | 42336.7602 | C3 | 1958780.7738 | 2421662.6858 | 17573989.1762 | 39076829.7029 | 7239586.0013 | 68270848.3401 |  | 2078734.9279 | 2400494.3057 | 17524596.2893 | 38272431.2583 | 5249758.2699 | 65526015.0511 |  | 1871284.8027 | 2785758.8239 | 16329288.4251 | 38187757.7378 | 12912711.8737 | 72086801.6632 |  | 2091435.9559 | 3501250.072 | 16329288.4251 | 33678892.7721 | 8170994.7266 | 63771861.9518 |  | 1663834.6775 | 3166789.6661 | 15143859.1384 | 38103084.2174 | 20575665.4774 | 78653233.1767 |  | 2114015.5614 | 4568136.4301 | 15143859.1384 | 30164941.6721 | 8933056.411 | 60924009.2129
|  |  | 1985 | 1985 | C4 | 509 | 196 | 613 | 624 | 43 | 1985 | 480 | 198 | 615 | 637 | 59 | 1989 | 54 | 58 | 0 | -73 | -39 | 0 | 458 | 227 | 570 | 624 | 106 | 1985 | 110 | 114 | 0 | -129 | -95 | 0 | 408 | 258 | 529 | 622 | 168 | 1985 |  |  | C4 | 0.025 | 0.075 | 0.175 | 0.375 | 0.75 | C4 | 94081.6894 | 94081.6894 | 94081.6894 | 94081.6894 | 94081.6894 | C4 | 2352.0422 | 7056.1267 | 16464.2956 | 35280.6335 | 70561.2671 | C4 | 1128980.2731 | 1397113.088 | 10125541.8244 | 22473763.5615 | 4163114.7571 | 39288513.5041 |  | 1197189.4979 | 1383000.8346 | 10092613.2331 | 22015115.3256 | 3034134.484 | 37722053.3752 |  | 1077235.3439 | 1601740.7625 | 9384648.5202 | 22015115.3256 | 7479494.3093 | 41558234.2615 |  | 1204245.6246 | 2010996.1115 | 9384648.5202 | 19439629.0776 | 4727604.8936 | 36767124.2275 |  | 959633.2321 | 1820480.6904 | 8709612.3986 | 21944554.0585 | 11854292.8676 | 45288573.2472 |  | 1218357.8781 | 2624879.135 | 8709612.3986 | 17393352.3326 | 5150972.496 | 35097174.2402
|  |  | 152963 | 152963 |  | 39212 | 15100 | 47218 | 48114 | 3319 |  | 36952 | 15225 | 47343 | 49115 | 4572 |  | 4036 | 4488 | 0 | -5537 | -2987 |  | 35291 | 17511 | 44006 | 48024 | 8131 |  | 7953 | 8812 | 0 | -9861 | -6904 |  | 31370 | 19922 | 40794 | 47935 | 12942 | [22 empty] | 36071672.3793 | 44589358.1314 | 323511555.2193 | 719163256.4197 | 133860368.5316 | 1257196210.6813 |  | 38277417.5879 | 44221028.3173 | 322652118.9864 | 704502036.3481 | 97179799.4584 | 1206832400.698 |  | 34450174.462 | 51279695.2299 | 300687431.4464 | 703207942.71 | 238132986.5557 | 1327758230.404 |  | 38394925.618 | 64423283.5694 | 300687431.4464 | 622058251.9045 | 150653950.0941 | 1176217842.6322 |  | 30624342.5615 | 58337797.6522 | 278749745.3512 | 701877157.2131 | 379007145.034 | 1448596187.8121 |  | 38409978.6883 | 84142899.7547 | 278749745.3512 | 557419897.5931 | 176301559.4484 | 1135024080.8355
| [Please insert new asset category as required] |  | 0 | 0 | C1 | 0 | 0 | 0 | 0 | 0 | 0 | 0 | 0 | 0 | 0 | 0 | 0 | 0 | 0 | 0 | 0 | 0 | 0 | 0 | 0 | 0 | 0 | 0 | 0 | 0 | 0 | 0 | 0 | 0 | 0 | 0 | 0 | 0 | 0 | 0 | 0 |  |  | C1 | 0 | 0 | 0 | 0 | 0 | C1 | 0 | 0 | 0 | 0 | 0 | C1 | [5 empty] | C1 | [5 empty] | 0 | [6 empty] | 0 | [6 empty] | 0 | [6 empty] | 0 | [6 empty] | 0 | [6 empty] | 0
|  |  | 0 | 0 | C2 | 0 | 0 | 0 | 0 | 0 | 0 | 0 | 0 | 0 | 0 | 0 | 0 | 0 | 0 | 0 | 0 | 0 | 0 | 0 | 0 | 0 | 0 | 0 | 0 | 0 | 0 | 0 | 0 | 0 | 0 | 0 | 0 | 0 | 0 | 0 | 0 |  |  | C2 | 0 | 0 | 0 | 0 | 0 | C2 | 0 | 0 | 0 | 0 | 0 | C2 | [5 empty] | C2 | [5 empty] | 0 | [6 empty] | 0 | [6 empty] | 0 | [6 empty] | 0 | [6 empty] | 0 | [6 empty] | 0
|  |  | 0 | 0 | C3 | 0 | 0 | 0 | 0 | 0 | 0 | 0 | 0 | 0 | 0 | 0 | 0 | 0 | 0 | 0 | 0 | 0 | 0 | 0 | 0 | 0 | 0 | 0 | 0 | 0 | 0 | 0 | 0 | 0 | 0 | 0 | 0 | 0 | 0 | 0 | 0 |  |  | C3 | 0 | 0 | 0 | 0 | 0 | C3 | 0 | 0 | 0 | 0 | 0 | C3 | [5 empty] | C3 | [5 empty] | 0 | [6 empty] | 0 | [6 empty] | 0 | [6 empty] | 0 | [6 empty] | 0 | [6 empty] | 0
|  |  | 0 | 0 | C4 | 0 | 0 | 0 | 0 | 0 | 0 | 0 | 0 | 0 | 0 | 0 | 0 | 0 | 0 | 0 | 0 | 0 | 0 | 0 | 0 | 0 | 0 | 0 | 0 | 0 | 0 | 0 | 0 | 0 | 0 | 0 | 0 | 0 | 0 | 0 | 0 |  |  | C4 | 0 | 0 | 0 | 0 | 0 | C4 | 0 | 0 | 0 | 0 | 0 | C4 | [5 empty] | C4 | [5 empty] | 0 | [6 empty] | 0 | [6 empty] | 0 | [6 empty] | 0 | [6 empty] | 0 | [6 empty] | 0
|  |  | 0 | 0 |  | 0 | 0 | 0 | 0 | 0 |  | 0 | 0 | 0 | 0 | 0 |  | 0 | 0 | 0 | 0 | 0 |  | 0 | 0 | 0 | 0 | 0 |  | 0 | 0 | 0 | 0 | 0 |  | 0 | 0 | 0 | 0 | 0 | [22 empty] | 0 | 0 | 0 | 0 | 0 | 0 |  | 0 | 0 | 0 | 0 | 0 | 0 |  | 0 | 0 | 0 | 0 | 0 | 0 |  | 0 | 0 | 0 | 0 | 0 | 0 |  | 0 | 0 | 0 | 0 | 0 | 0 |  | 0 | 0 | 0 | 0 | 0 | 0
| [Please insert new asset category as required] |  | 0 | 0 | C1 | 0 | 0 | 0 | 0 | 0 | 0 | 0 | 0 | 0 | 0 | 0 | 0 | 0 | 0 | 0 | 0 | 0 | 0 | 0 | 0 | 0 | 0 | 0 | 0 | 0 | 0 | 0 | 0 | 0 | 0 | 0 | 0 | 0 | 0 | 0 | 0 |  |  | C1 | 0 | 0 | 0 | 0 | 0 | C1 | 0 | 0 | 0 | 0 | 0 | C1 | [5 empty] | C1 | [5 empty] | 0 | [6 empty] | 0 | [6 empty] | 0 | [6 empty] | 0 | [6 empty] | 0 | [6 empty] | 0
|  |  | 0 | 0 | C2 | 0 | 0 | 0 | 0 | 0 | 0 | 0 | 0 | 0 | 0 | 0 | 0 | 0 | 0 | 0 | 0 | 0 | 0 | 0 | 0 | 0 | 0 | 0 | 0 | 0 | 0 | 0 | 0 | 0 | 0 | 0 | 0 | 0 | 0 | 0 | 0 |  |  | C2 | 0 | 0 | 0 | 0 | 0 | C2 | 0 | 0 | 0 | 0 | 0 | C2 | [5 empty] | C2 | [5 empty] | 0 | [6 empty] | 0 | [6 empty] | 0 | [6 empty] | 0 | [6 empty] | 0 | [6 empty] | 0
|  |  | 0 | 0 | C3 | 0 | 0 | 0 | 0 | 0 | 0 | 0 | 0 | 0 | 0 | 0 | 0 | 0 | 0 | 0 | 0 | 0 | 0 | 0 | 0 | 0 | 0 | 0 | 0 | 0 | 0 | 0 | 0 | 0 | 0 | 0 | 0 | 0 | 0 | 0 | 0 |  |  | C3 | 0 | 0 | 0 | 0 | 0 | C3 | 0 | 0 | 0 | 0 | 0 | C3 | [5 empty] | C3 | [5 empty] | 0 | [6 empty] | 0 | [6 empty] | 0 | [6 empty] | 0 | [6 empty] | 0 | [6 empty] | 0
|  |  | 0 | 0 | C4 | 0 | 0 | 0 | 0 | 0 | 0 | 0 | 0 | 0 | 0 | 0 | 0 | 0 | 0 | 0 | 0 | 0 | 0 | 0 | 0 | 0 | 0 | 0 | 0 | 0 | 0 | 0 | 0 | 0 | 0 | 0 | 0 | 0 | 0 | 0 | 0 |  |  | C4 | 0 | 0 | 0 | 0 | 0 | C4 | 0 | 0 | 0 | 0 | 0 | C4 | [5 empty] | C4 | [5 empty] | 0 | [6 empty] | 0 | [6 empty] | 0 | [6 empty] | 0 | [6 empty] | 0 | [6 empty] | 0
|  |  | 0 | 0 |  | 0 | 0 | 0 | 0 | 0 |  | 0 | 0 | 0 | 0 | 0 |  | 0 | 0 | 0 | 0 | 0 |  | 0 | 0 | 0 | 0 | 0 |  | 0 | 0 | 0 | 0 | 0 |  | 0 | 0 | 0 | 0 | 0 | [22 empty] | 0 | 0 | 0 | 0 | 0 | 0 |  | 0 | 0 | 0 | 0 | 0 | 0 |  | 0 | 0 | 0 | 0 | 0 | 0 |  | 0 | 0 | 0 | 0 | 0 | 0 |  | 0 | 0 | 0 | 0 | 0 | 0 |  | 0 | 0 | 0 | 0 | 0 | 0
| [Please insert new asset category as required] |  | 0 | 0 | C1 | 0 | 0 | 0 | 0 | 0 | 0 | 0 | 0 | 0 | 0 | 0 | 0 | 0 | 0 | 0 | 0 | 0 | 0 | 0 | 0 | 0 | 0 | 0 | 0 | 0 | 0 | 0 | 0 | 0 | 0 | 0 | 0 | 0 | 0 | 0 | 0 |  |  | C1 | 0 | 0 | 0 | 0 | 0 | C1 | 0 | 0 | 0 | 0 | 0 | C1 | [5 empty] | C1 | [5 empty] | 0 | [6 empty] | 0 | [6 empty] | 0 | [6 empty] | 0 | [6 empty] | 0 | [6 empty] | 0
|  |  | 0 | 0 | C2 | 0 | 0 | 0 | 0 | 0 | 0 | 0 | 0 | 0 | 0 | 0 | 0 | 0 | 0 | 0 | 0 | 0 | 0 | 0 | 0 | 0 | 0 | 0 | 0 | 0 | 0 | 0 | 0 | 0 | 0 | 0 | 0 | 0 | 0 | 0 | 0 |  |  | C2 | 0 | 0 | 0 | 0 | 0 | C2 | 0 | 0 | 0 | 0 | 0 | C2 | [5 empty] | C2 | [5 empty] | 0 | [6 empty] | 0 | [6 empty] | 0 | [6 empty] | 0 | [6 empty] | 0 | [6 empty] | 0
|  |  | 0 | 0 | C3 | 0 | 0 | 0 | 0 | 0 | 0 | 0 | 0 | 0 | 0 | 0 | 0 | 0 | 0 | 0 | 0 | 0 | 0 | 0 | 0 | 0 | 0 | 0 | 0 | 0 | 0 | 0 | 0 | 0 | 0 | 0 | 0 | 0 | 0 | 0 | 0 |  |  | C3 | 0 | 0 | 0 | 0 | 0 | C3 | 0 | 0 | 0 | 0 | 0 | C3 | [5 empty] | C3 | [5 empty] | 0 | [6 empty] | 0 | [6 empty] | 0 | [6 empty] | 0 | [6 empty] | 0 | [6 empty] | 0
|  |  | 0 | 0 | C4 | 0 | 0 | 0 | 0 | 0 | 0 | 0 | 0 | 0 | 0 | 0 | 0 | 0 | 0 | 0 | 0 | 0 | 0 | 0 | 0 | 0 | 0 | 0 | 0 | 0 | 0 | 0 | 0 | 0 | 0 | 0 | 0 | 0 | 0 | 0 | 0 |  |  | C4 | 0 | 0 | 0 | 0 | 0 | C4 | 0 | 0 | 0 | 0 | 0 | C4 | [5 empty] | C4 | [5 empty] | 0 | [6 empty] | 0 | [6 empty] | 0 | [6 empty] | 0 | [6 empty] | 0 | [6 empty] | 0
|  |  | 0 | 0 |  | 0 | 0 | 0 | 0 | 0 |  | 0 | 0 | 0 | 0 | 0 |  | 0 | 0 | 0 | 0 | 0 |  | 0 | 0 | 0 | 0 | 0 |  | 0 | 0 | 0 | 0 | 0 |  | 0 | 0 | 0 | 0 | 0 | [22 empty] | 0 | 0 | 0 | 0 | 0 | 0 |  | 0 | 0 | 0 | 0 | 0 | 0 |  | 0 | 0 | 0 | 0 | 0 | 0 |  | 0 | 0 | 0 | 0 | 0 | 0 |  | 0 | 0 | 0 | 0 | 0 | 0 |  | 0 | 0 | 0 | 0 | 0 | 0
| [Please insert new asset category as required] |  | 0 | 0 | C1 | 0 | 0 | 0 | 0 | 0 | 0 | 0 | 0 | 0 | 0 | 0 | 0 | 0 | 0 | 0 | 0 | 0 | 0 | 0 | 0 | 0 | 0 | 0 | 0 | 0 | 0 | 0 | 0 | 0 | 0 | 0 | 0 | 0 | 0 | 0 | 0 |  |  | C1 | 0 | 0 | 0 | 0 | 0 | C1 | 0 | 0 | 0 | 0 | 0 | C1 | [5 empty] | C1 | [5 empty] | 0 | [6 empty] | 0 | [6 empty] | 0 | [6 empty] | 0 | [6 empty] | 0 | [6 empty] | 0
|  |  | 0 | 0 | C2 | 0 | 0 | 0 | 0 | 0 | 0 | 0 | 0 | 0 | 0 | 0 | 0 | 0 | 0 | 0 | 0 | 0 | 0 | 0 | 0 | 0 | 0 | 0 | 0 | 0 | 0 | 0 | 0 | 0 | 0 | 0 | 0 | 0 | 0 | 0 | 0 |  |  | C2 | 0 | 0 | 0 | 0 | 0 | C2 | 0 | 0 | 0 | 0 | 0 | C2 | [5 empty] | C2 | [5 empty] | 0 | [6 empty] | 0 | [6 empty] | 0 | [6 empty] | 0 | [6 empty] | 0 | [6 empty] | 0
|  |  | 0 | 0 | C3 | 0 | 0 | 0 | 0 | 0 | 0 | 0 | 0 | 0 | 0 | 0 | 0 | 0 | 0 | 0 | 0 | 0 | 0 | 0 | 0 | 0 | 0 | 0 | 0 | 0 | 0 | 0 | 0 | 0 | 0 | 0 | 0 | 0 | 0 | 0 | 0 |  |  | C3 | 0 | 0 | 0 | 0 | 0 | C3 | 0 | 0 | 0 | 0 | 0 | C3 | [5 empty] | C3 | [5 empty] | 0 | [6 empty] | 0 | [6 empty] | 0 | [6 empty] | 0 | [6 empty] | 0 | [6 empty] | 0
|  |  | 0 | 0 | C4 | 0 | 0 | 0 | 0 | 0 | 0 | 0 | 0 | 0 | 0 | 0 | 0 | 0 | 0 | 0 | 0 | 0 | 0 | 0 | 0 | 0 | 0 | 0 | 0 | 0 | 0 | 0 | 0 | 0 | 0 | 0 | 0 | 0 | 0 | 0 | 0 |  |  | C4 | 0 | 0 | 0 | 0 | 0 | C4 | 0 | 0 | 0 | 0 | 0 | C4 | [5 empty] | C4 | [5 empty] | 0 | [6 empty] | 0 | [6 empty] | 0 | [6 empty] | 0 | [6 empty] | 0 | [6 empty] | 0
|  |  | 0 | 0 |  | 0 | 0 | 0 | 0 | 0 |  | 0 | 0 | 0 | 0 | 0 |  | 0 | 0 | 0 | 0 | 0 |  | 0 | 0 | 0 | 0 | 0 |  | 0 | 0 | 0 | 0 | 0 |  | 0 | 0 | 0 | 0 | 0 | [22 empty] | 0 | 0 | 0 | 0 | 0 | 0 |  | 0 | 0 | 0 | 0 | 0 | 0 |  | 0 | 0 | 0 | 0 | 0 | 0 |  | 0 | 0 | 0 | 0 | 0 | 0 |  | 0 | 0 | 0 | 0 | 0 | 0 |  | 0 | 0 | 0 | 0 | 0 | 0
| [Please insert new asset category as required] |  | 0 | 0 | C1 | 0 | 0 | 0 | 0 | 0 | 0 | 0 | 0 | 0 | 0 | 0 | 0 | 0 | 0 | 0 | 0 | 0 | 0 | 0 | 0 | 0 | 0 | 0 | 0 | 0 | 0 | 0 | 0 | 0 | 0 | 0 | 0 | 0 | 0 | 0 | 0 |  |  | C1 | 0 | 0 | 0 | 0 | 0 | C1 | 0 | 0 | 0 | 0 | 0 | C1 | [5 empty] | C1 | [5 empty] | 0 | [6 empty] | 0 | [6 empty] | 0 | [6 empty] | 0 | [6 empty] | 0 | [6 empty] | 0
|  |  | 0 | 0 | C2 | 0 | 0 | 0 | 0 | 0 | 0 | 0 | 0 | 0 | 0 | 0 | 0 | 0 | 0 | 0 | 0 | 0 | 0 | 0 | 0 | 0 | 0 | 0 | 0 | 0 | 0 | 0 | 0 | 0 | 0 | 0 | 0 | 0 | 0 | 0 | 0 |  |  | C2 | 0 | 0 | 0 | 0 | 0 | C2 | 0 | 0 | 0 | 0 | 0 | C2 | [5 empty] | C2 | [5 empty] | 0 | [6 empty] | 0 | [6 empty] | 0 | [6 empty] | 0 | [6 empty] | 0 | [6 empty] | 0
|  |  | 0 | 0 | C3 | 0 | 0 | 0 | 0 | 0 | 0 | 0 | 0 | 0 | 0 | 0 | 0 | 0 | 0 | 0 | 0 | 0 | 0 | 0 | 0 | 0 | 0 | 0 | 0 | 0 | 0 | 0 | 0 | 0 | 0 | 0 | 0 | 0 | 0 | 0 | 0 |  |  | C3 | 0 | 0 | 0 | 0 | 0 | C3 | 0 | 0 | 0 | 0 | 0 | C3 | [5 empty] | C3 | [5 empty] | 0 | [6 empty] | 0 | [6 empty] | 0 | [6 empty] | 0 | [6 empty] | 0 | [6 empty] | 0
|  |  | 0 | 0 | C4 | 0 | 0 | 0 | 0 | 0 | 0 | 0 | 0 | 0 | 0 | 0 | 0 | 0 | 0 | 0 | 0 | 0 | 0 | 0 | 0 | 0 | 0 | 0 | 0 | 0 | 0 | 0 | 0 | 0 | 0 | 0 | 0 | 0 | 0 | 0 | 0 |  |  | C4 | 0 | 0 | 0 | 0 | 0 | C4 | 0 | 0 | 0 | 0 | 0 | C4 | [5 empty] | C4 | [5 empty] | 0 | [6 empty] | 0 | [6 empty] | 0 | [6 empty] | 0 | [6 empty] | 0 | [6 empty] | 0
|  |  | 0 | 0 |  | 0 | 0 | 0 | 0 | 0 |  | 0 | 0 | 0 | 0 | 0 |  | 0 | 0 | 0 | 0 | 0 |  | 0 | 0 | 0 | 0 | 0 |  | 0 | 0 | 0 | 0 | 0 |  | 0 | 0 | 0 | 0 | 0 | [22 empty] | 0 | 0 | 0 | 0 | 0 | 0 |  | 0 | 0 | 0 | 0 | 0 | 0 |  | 0 | 0 | 0 | 0 | 0 | 0 |  | 0 | 0 | 0 | 0 | 0 | 0 |  | 0 | 0 | 0 | 0 | 0 | 0 |  | 0 | 0 | 0 | 0 | 0 | 0
[63 empty] | 68654406.1947 | 141098741.918 | 492999478.2997 | 767998936.2383 | 178900929.8461 | 1649652492.4969 |  | 73613091.1445 | 140229621.5349 | 490512119.8369 | 739434173.1378 | 132212394.0822 | 1576001399.7364 |  | 65887618.2485 | 148745062.578 | 474286446.8127 | 773226689.4894 | 280798381.0323 | 1742944198.161 |  | 71889746.6893 | 162317187.7253 | 472642657.5934 | 681824747.7042 | 173483303.0804 | 1562157642.7925 |  | 58162486.6471 | 157281257.5308 | 458066405.2272 | 806892538.37 | 429373145.724 | 1909775833.4991 |  | 70132390.0264 | 183636528.1611 | 454318428.2036 | 636960725.7933 | 199587782.1652 | 1544635854.3495
| EHV Network | [66 empty] | 0 | [6 empty] | 0 | [6 empty] | 0 | [6 empty] | 0 | [6 empty] | 0 | [6 empty] | 0
| EHV Switchgear (GM) |  | 117 | 117 | C1 | 52 | 15 | 37 | 4 | 9 | 117 | 42 | 16 | 38 | 9 | 11 | 116 | 1 | 0 | 0 | 0 | -1 | 0 | 45 | 19 | 34 | 9 | 10 | 117 | 1 | 0 | 0 | 0 | -1 | 0 | 39 | 24 | 31 | 13 | 10 | 117 |  |  | C1 | 0.025 | 0.075 | 0.175 | 0.375 | 0.75 | C1 | 80348.9758 | 80348.9758 | 80348.9758 | 80348.9758 | 80348.9758 | C1 | 2008.7244 | 6026.1732 | 14061.0708 | 30130.8659 | 60261.7319 | C1 | 84366.4246 | 96418.771 | 534320.6893 | 271177.7935 | 662879.0507 | 1649162.7291 |  | 104453.6686 | 90392.5978 | 520259.6186 | 120523.4638 | 542355.5869 | 1377984.9357 |  | 90392.5978 | 114497.2906 | 478076.4062 | 271177.7935 | 602617.3188 | 1556761.4069 |  | 92401.3222 | 114497.2906 | 478076.4062 | 271177.7935 | 542355.5869 | 1498508.3994 |  | 78340.2514 | 144628.1565 | 435893.1939 | 391701.2572 | 602617.3188 | 1653180.1779 |  | 80348.9758 | 144628.1565 | 435893.1939 | 391701.2572 | 542355.5869 | 1594927.1704
|  |  | 1218 | 1218 | C2 | 535 | 154 | 385 | 46 | 98 | 1218 | 434 | 164 | 396 | 106 | 117 | 1217 | 88 | 0 | 0 | 0 | -88 | 0 | 464 | 205 | 354 | 91 | 104 | 1218 | 177 | 0 | 0 | -84 | -93 | 0 | 393 | 255 | 323 | 136 | 111 | 1218 |  |  | C2 | 0.025 | 0.075 | 0.175 | 0.375 | 0.75 | C2 | 114784.2512 | 114784.2512 | 114784.2512 | 114784.2512 | 114784.2512 | C2 | 2869.6063 | 8608.8188 | 20087.244 | 43044.0942 | 86088.1884 | C2 | 1245409.1255 | 1411846.2898 | 7954548.6082 | 4562673.9852 | 10072318.0428 | 25246796.0515 |  | 1535239.3598 | 1325758.1014 | 7733588.9246 | 1980028.3332 | 8436642.4632 | 21011257.1822 |  | 1331497.3139 | 1764807.8622 | 7110884.3619 | 3917012.5722 | 8953171.5936 | 23077373.7038 |  | 1584022.6666 | 1764807.8622 | 7110884.3619 | 3917012.5722 | 1377411.0144 | 15754138.4772 |  | 1127755.268 | 2195248.8042 | 6488179.7991 | 5853996.8112 | 9555788.9124 | 25220969.595 |  | 1635675.5796 | 2195248.8042 | 6488179.7991 | 2238292.8984 | 1549587.3912 | 14106984.4725
|  |  | 348 | 348 | C3 | 153 | 44 | 110 | 13 | 28 | 348 | 124 | 47 | 113 | 30 | 34 | 348 | 25 | 0 | 0 | 0 | -25 | 0 | 133 | 58 | 102 | 26 | 29 | 348 | 51 | 0 | 0 | -24 | -27 | 0 | 112 | 74 | 92 | 39 | 31 | 348 |  |  | C3 | 0.025 | 0.075 | 0.175 | 0.375 | 0.75 | C3 | 172176.3768 | 172176.3768 | 172176.3768 | 172176.3768 | 172176.3768 | C3 | 4304.4094 | 12913.2283 | 30130.8659 | 64566.1413 | 129132.2826 | C3 | 533746.7681 | 606921.7282 | 3404787.8512 | 1936984.239 | 4390497.6084 | 10872938.1949 |  | 658574.6413 | 568182.0434 | 3314395.2534 | 839359.8369 | 3615703.9128 | 8996215.6878 |  | 572486.4529 | 748967.2391 | 3073348.3259 | 1678719.6738 | 3744836.1954 | 9818357.887 |  | 680096.6884 | 748967.2391 | 3073348.3259 | 1678719.6738 | 516529.1304 | 6697661.0575 |  | 482093.855 | 955578.8912 | 2772039.6665 | 2518079.5107 | 4003100.7606 | 10730892.6841 |  | 701618.7355 | 955578.8912 | 2772039.6665 | 968492.1195 | 516529.1304 | 5914258.5431
|  |  | 35 | 35 | C4 | 15 | 4 | 11 | 2 | 3 | 35 | 12 | 4 | 11 | 5 | 4 | 36 | 2 | 0 | 0 | 0 | -2 | 0 | 12 | 7 | 10 | 3 | 3 | 35 | 5 | 0 | 0 | -3 | -2 | 0 | 10 | 7 | 10 | 4 | 4 | 35 |  |  | C4 | 0.025 | 0.075 | 0.175 | 0.375 | 0.75 | C4 | 286960.628 | 286960.628 | 286960.628 | 286960.628 | 286960.628 | C4 | 7174.0157 | 21522.0471 | 50218.1099 | 107610.2355 | 215220.471 | C4 | 86088.1884 | 86088.1884 | 552399.2089 | 538051.1775 | 860881.884 | 2123508.6472 |  | 107610.2355 | 86088.1884 | 552399.2089 | 215220.471 | 645661.413 | 1606979.5168 |  | 86088.1884 | 150654.3297 | 502181.099 | 322830.7065 | 645661.413 | 1707415.7366 |  | 100436.2198 | 150654.3297 | 502181.099 | 322830.7065 | 215220.471 | 1291322.826 |  | 71740.157 | 150654.3297 | 502181.099 | 430440.942 | 860881.884 | 2015898.4117 |  | 107610.2355 | 150654.3297 | 502181.099 | 107610.2355 | 430440.942 | 1298496.8417
|  |  | 1718 | 1718 |  | 755 | 217 | 543 | 65 | 138 |  | 612 | 231 | 558 | 150 | 166 |  | 116 | 0 | 0 | 0 | -116 |  | 654 | 289 | 500 | 129 | 146 |  | 234 | 0 | 0 | -111 | -123 |  | 554 | 360 | 456 | 192 | 156 | [22 empty] | 1949610.5066 | 2201274.9774 | 12446056.3576 | 7308887.1952 | 15986576.5859 | 39892405.6228 |  | 2405877.9052 | 2070420.931 | 12120643.0055 | 3155132.1049 | 13240363.376 | 32992437.3225 |  | 2080464.553 | 2778926.7216 | 11164490.193 | 6189740.746 | 13946286.5208 | 36159908.7344 |  | 2456956.8969 | 2778926.7216 | 11164490.193 | 6189740.746 | 2651516.2027 | 25241630.7602 |  | 1759929.5315 | 3446110.1817 | 10198293.7585 | 9194218.5211 | 15022388.8758 | 39620940.8687 |  | 2525253.5264 | 3446110.1817 | 10198293.7585 | 3706096.5106 | 3038913.0505 | 22914667.0277
| EHV Transformer |  | 68 | 68 | C1 | 24 | 26 | 11 | 3 | 4 | 68 | 20 | 26 | 11 | 6 | 5 | 68 | 2 | 0 | 0 | 0 | -2 | 0 | 20 | 27 | 13 | 4 | 4 | 68 | 3 | 0 | 0 | 0 | -3 | 0 | 17 | 27 | 15 | 5 | 4 | 68 |  |  | C1 | 0.025 | 0.075 | 0.175 | 0.375 | 0.75 | C1 | 193029.2307 | 193029.2307 | 193029.2307 | 193029.2307 | 193029.2307 | C1 | 4825.7308 | 14477.1923 | 33780.1154 | 72385.9615 | 144771.923 | C1 | 96514.6153 | 376406.9999 | 371581.2691 | 434315.7691 | 723859.6151 | 2002678.2685 |  | 115817.5384 | 376406.9999 | 371581.2691 | 217157.8845 | 579087.6921 | 1660051.384 |  | 96514.6153 | 390884.1922 | 439141.4998 | 289543.846 | 579087.6921 | 1795171.8455 |  | 106166.0769 | 390884.1922 | 439141.4998 | 289543.846 | 289543.846 | 1515279.461 |  | 82037.423 | 390884.1922 | 506701.7306 | 361929.8076 | 579087.6921 | 1920640.8455 |  | 96514.6153 | 390884.1922 | 506701.7306 | 361929.8076 | 144771.923 | 1500802.2687
|  |  | 695 | 695 | C2 | 249 | 270 | 112 | 26 | 38 | 695 | 211 | 274 | 116 | 48 | 46 | 695 | 27 | 47 | -47 | -5 | -22 | 0 | 217 | 267 | 132 | 38 | 41 | 695 | 65 | 96 | -96 | -32 | -33 | 0 | 183 | 264 | 154 | 49 | 45 | 695 |  |  | C2 | 0.025 | 0.075 | 0.175 | 0.375 | 0.75 | C2 | 275756.0439 | 275756.0439 | 275756.0439 | 275756.0439 | 275756.0439 | C2 | 6893.9011 | 20681.7033 | 48257.3077 | 103408.5164 | 206817.0329 | C2 | 1454613.1313 | 5666786.7013 | 5597847.6903 | 4963608.7894 | 9513583.5131 | 27196439.8254 |  | 1716581.373 | 5584059.8881 | 5404818.4596 | 2688621.4276 | 7859047.2499 | 23253128.3982 |  | 1495976.5379 | 5522014.7782 | 6369964.6131 | 3929523.625 | 8479498.3486 | 25796977.9028 |  | 1682111.8675 | 6494054.8328 | 4101871.1524 | 3412481.0427 | 3929523.625 | 19620042.5204 |  | 1261583.9006 | 5459969.6684 | 7431625.3819 | 5067017.3059 | 9306766.4802 | 28526962.737 |  | 1709687.4719 | 7445413.1841 | 2798923.8451 | 1757944.7796 | 2481804.3947 | 16193773.6755
|  |  | 199 | 199 | C3 | 71 | 77 | 32 | 8 | 11 | 199 | 60 | 78 | 33 | 15 | 13 | 199 | 8 | 14 | -14 | -2 | -6 | 0 | 61 | 77 | 38 | 11 | 12 | 199 | 18 | 29 | -29 | -9 | -9 | 0 | 52 | 76 | 44 | 14 | 13 | 199 |  |  | C3 | 0.025 | 0.075 | 0.175 | 0.375 | 0.75 | C3 | 413634.0658 | 413634.0658 | 413634.0658 | 413634.0658 | 413634.0658 | C3 | 10340.8516 | 31022.5549 | 72385.9615 | 155112.7747 | 310225.5493 | C3 | 620451.0987 | 2419759.2848 | 2388736.7299 | 2326691.62 | 4032932.1414 | 11788570.8749 |  | 734200.4668 | 2388736.7299 | 2316350.7684 | 1240902.1974 | 3412481.0427 | 10092671.2051 |  | 630791.9503 | 2388736.7299 | 2750666.5375 | 1706240.5214 | 3722706.5921 | 11199142.3311 |  | 713518.7635 | 2823052.499 | 1737263.0763 | 1396014.972 | 1861353.296 | 8531202.6068 |  | 537724.2855 | 2357714.175 | 3184982.3065 | 2171578.8454 | 4032932.1414 | 12284931.7538 |  | 723859.6151 | 3257368.2681 | 1085789.4227 | 775563.8733 | 1240902.1974 | 7083483.3766
|  |  | 7 | 7 | C4 | 3 | 3 | 1 | 0 | 0 | 7 | 3 | 3 | 1 | 0 | 0 | 7 | 0 | 1 | -1 | 0 | 0 | 0 | 3 | 1 | 2 | 0 | 1 | 7 | 1 | 1 | -1 | 0 | -1 | 0 | 2 | 1 | 2 | 1 | 1 | 7 |  |  | C4 | 0.025 | 0.075 | 0.175 | 0.375 | 0.75 | C4 | 689390.1096 | 689390.1096 | 689390.1096 | 689390.1096 | 689390.1096 | C4 | 17234.7527 | 51704.2582 | 120643.2692 | 258521.2911 | 517042.5822 | C4 | 51704.2582 | 155112.7747 | 120643.2692 | 0 | 0 | 327460.3021 |  | 51704.2582 | 155112.7747 | 120643.2692 | 0 | 0 | 327460.3021 |  | 51704.2582 | 51704.2582 | 241286.5384 | 0 | 517042.5822 | 861737.6371 |  | 51704.2582 | 103408.5164 | 120643.2692 | 0 | 517042.5822 | 792798.6261 |  | 34469.5055 | 51704.2582 | 241286.5384 | 258521.2911 | 517042.5822 | 1103024.1754 |  | 51704.2582 | 103408.5164 | 120643.2692 | 258521.2911 | 0 | 534277.335
|  |  | 969 | 969 |  | 347 | 376 | 156 | 37 | 53 |  | 294 | 381 | 161 | 69 | 64 |  | 37 | 62 | -62 | -7 | -30 |  | 301 | 372 | 185 | 53 | 58 |  | 87 | 126 | -126 | -41 | -46 |  | 254 | 368 | 215 | 69 | 63 | [22 empty] | 2223283.1036 | 8618065.7606 | 8478808.9585 | 7724616.1785 | 14270375.2696 | 41315149.2708 |  | 2618303.6364 | 8504316.3925 | 8213393.7663 | 4146681.5095 | 11850615.9847 | 35333311.2894 |  | 2274987.3618 | 8353339.9585 | 9801059.1888 | 5925307.9924 | 13298335.215 | 39653029.7165 |  | 2553500.9661 | 9811400.0404 | 6398918.9977 | 5098039.8608 | 6597463.3493 | 30459323.2143 |  | 1915815.1147 | 8260272.2937 | 11364595.9574 | 7859047.2499 | 14435828.8959 | 43835559.5117 |  | 2581765.9606 | 11197074.1608 | 4512058.2676 | 3153959.7516 | 3867478.5151 | 25312336.6557
| EHV UG Cable (Gas) |  | 0 | 0 | C1 | 0 | 0 | 0 | 0 | 0 | 0 | 0 | 0 | 0 | 0 | 0 | 0 | 0 | 0 | 0 | 0 | 0 | 0 | 0 | 0 | 0 | 0 | 0 | 0 | 0 | 0 | 0 | 0 | 0 | 0 | 0 | 0 | 0 | 0 | 0 | 0 |  |  | C1 | 0.025 | 0.075 | 0.175 | 0.375 | 0.75 | C1 | 7754.6 | 7754.6 | 7754.6 | 7754.6 | 7754.6 | C1 | 193.865 | 581.595 | 1357.055 | 2907.975 | 5815.95 | C1 | 0 | 0 | 0 | 0 | 0 | 0 |  | 0 | 0 | 0 | 0 | 0 | 0 |  | 0 | 0 | 0 | 0 | 0 | 0 |  | 0 | 0 | 0 | 0 | 0 | 0 |  | 0 | 0 | 0 | 0 | 0 | 0 |  | 0 | 0 | 0 | 0 | 0 | 0
|  |  | 0 | 0 | C2 | 0 | 0 | 0 | 0 | 0 | 0 | 0 | 0 | 0 | 0 | 0 | 0 | 0 | 0 | 0 | 0 | 0 | 0 | 0 | 0 | 0 | 0 | 0 | 0 | 0 | 0 | 0 | 0 | 0 | 0 | 0 | 0 | 0 | 0 | 0 | 0 |  |  | C2 | 0.025 | 0.075 | 0.175 | 0.375 | 0.75 | C2 | 11078 | 11078 | 11078 | 11078 | 11078 | C2 | 276.95 | 830.85 | 1938.65 | 4154.25 | 8308.5 | C2 | 0 | 0 | 0 | 0 | 0 | 0 |  | 0 | 0 | 0 | 0 | 0 | 0 |  | 0 | 0 | 0 | 0 | 0 | 0 |  | 0 | 0 | 0 | 0 | 0 | 0 |  | 0 | 0 | 0 | 0 | 0 | 0 |  | 0 | 0 | 0 | 0 | 0 | 0
|  |  | 0 | 0 | C3 | 0 | 0 | 0 | 0 | 0 | 0 | 0 | 0 | 0 | 0 | 0 | 0 | 0 | 0 | 0 | 0 | 0 | 0 | 0 | 0 | 0 | 0 | 0 | 0 | 0 | 0 | 0 | 0 | 0 | 0 | 0 | 0 | 0 | 0 | 0 | 0 |  |  | C3 | 0.025 | 0.075 | 0.175 | 0.375 | 0.75 | C3 | 16617 | 16617 | 16617 | 16617 | 16617 | C3 | 415.425 | 1246.275 | 2907.975 | 6231.375 | 12462.75 | C3 | 0 | 0 | 0 | 0 | 0 | 0 |  | 0 | 0 | 0 | 0 | 0 | 0 |  | 0 | 0 | 0 | 0 | 0 | 0 |  | 0 | 0 | 0 | 0 | 0 | 0 |  | 0 | 0 | 0 | 0 | 0 | 0 |  | 0 | 0 | 0 | 0 | 0 | 0
|  |  | 0 | 0 | C4 | 0 | 0 | 0 | 0 | 0 | 0 | 0 | 0 | 0 | 0 | 0 | 0 | 0 | 0 | 0 | 0 | 0 | 0 | 0 | 0 | 0 | 0 | 0 | 0 | 0 | 0 | 0 | 0 | 0 | 0 | 0 | 0 | 0 | 0 | 0 | 0 |  |  | C4 | 0.025 | 0.075 | 0.175 | 0.375 | 0.75 | C4 | 27695 | 27695 | 27695 | 27695 | 27695 | C4 | 692.375 | 2077.125 | 4846.625 | 10385.625 | 20771.25 | C4 | 0 | 0 | 0 | 0 | 0 | 0 |  | 0 | 0 | 0 | 0 | 0 | 0 |  | 0 | 0 | 0 | 0 | 0 | 0 |  | 0 | 0 | 0 | 0 | 0 | 0 |  | 0 | 0 | 0 | 0 | 0 | 0 |  | 0 | 0 | 0 | 0 | 0 | 0
|  |  | 0 | 0 |  | 0 | 0 | 0 | 0 | 0 |  | 0 | 0 | 0 | 0 | 0 |  | 0 | 0 | 0 | 0 | 0 |  | 0 | 0 | 0 | 0 | 0 |  | 0 | 0 | 0 | 0 | 0 |  | 0 | 0 | 0 | 0 | 0 | [22 empty] | 0 | 0 | 0 | 0 | 0 | 0 |  | 0 | 0 | 0 | 0 | 0 | 0 |  | 0 | 0 | 0 | 0 | 0 | 0 |  | 0 | 0 | 0 | 0 | 0 | 0 |  | 0 | 0 | 0 | 0 | 0 | 0 |  | 0 | 0 | 0 | 0 | 0 | 0
| EHV UG Cable (Oil) |  | 0 | 0 | C1 | 0 | 0 | 0 | 0 | 0 | 0 | 0 | 0 | 0 | 0 | 0 | 0 | 0 | 0 | 0 | 0 | 0 | 0 | 0 | 0 | 0 | 0 | 0 | 0 | 0 | 0 | 0 | 0 | 0 | 0 | 0 | 0 | 0 | 0 | 0 | 0 |  |  | C1 | 0.025 | 0.075 | 0.175 | 0.375 | 0.75 | C1 | 7761.6119 | 7761.6119 | 7761.6119 | 7761.6119 | 7761.6119 | C1 | 194.0403 | 582.1209 | 1358.2821 | 2910.6044 | 5821.2089 | C1 | 0 | 0 | 0 | 0 | 0 | 0 |  | 0 | 0 | 0 | 0 | 0 | 0 |  | 0 | 0 | 0 | 0 | 0 | 0 |  | 0 | 0 | 0 | 0 | 0 | 0 |  | 0 | 0 | 0 | 0 | 0 | 0 |  | 0 | 0 | 0 | 0 | 0 | 0
|  |  | 0 | 0 | C2 | 0 | 0 | 0 | 0 | 0 | 0 | 0 | 0 | 0 | 0 | 0 | 0 | 0 | 0 | 0 | 0 | 0 | 0 | 0 | 0 | 0 | 0 | 0 | 0 | 0 | 0 | 0 | 0 | 0 | 0 | 0 | 0 | 0 | 0 | 0 | 0 |  |  | C2 | 0.025 | 0.075 | 0.175 | 0.375 | 0.75 | C2 | 11088.0169 | 11088.0169 | 11088.0169 | 11088.0169 | 11088.0169 | C2 | 277.2004 | 831.6013 | 1940.403 | 4158.0064 | 8316.0127 | C2 | 0 | 0 | 0 | 0 | 0 | 0 |  | 0 | 0 | 0 | 0 | 0 | 0 |  | 0 | 0 | 0 | 0 | 0 | 0 |  | 0 | 0 | 0 | 0 | 0 | 0 |  | 0 | 0 | 0 | 0 | 0 | 0 |  | 0 | 0 | 0 | 0 | 0 | 0
|  |  | 0 | 0 | C3 | 0 | 0 | 0 | 0 | 0 | 0 | 0 | 0 | 0 | 0 | 0 | 0 | 0 | 0 | 0 | 0 | 0 | 0 | 0 | 0 | 0 | 0 | 0 | 0 | 0 | 0 | 0 | 0 | 0 | 0 | 0 | 0 | 0 | 0 | 0 | 0 |  |  | C3 | 0.025 | 0.075 | 0.175 | 0.375 | 0.75 | C3 | 16632.0254 | 16632.0254 | 16632.0254 | 16632.0254 | 16632.0254 | C3 | 415.8006 | 1247.4019 | 2910.6044 | 6237.0095 | 12474.0191 | C3 | 0 | 0 | 0 | 0 | 0 | 0 |  | 0 | 0 | 0 | 0 | 0 | 0 |  | 0 | 0 | 0 | 0 | 0 | 0 |  | 0 | 0 | 0 | 0 | 0 | 0 |  | 0 | 0 | 0 | 0 | 0 | 0 |  | 0 | 0 | 0 | 0 | 0 | 0
|  |  | 0 | 0 | C4 | 0 | 0 | 0 | 0 | 0 | 0 | 0 | 0 | 0 | 0 | 0 | 0 | 0 | 0 | 0 | 0 | 0 | 0 | 0 | 0 | 0 | 0 | 0 | 0 | 0 | 0 | 0 | 0 | 0 | 0 | 0 | 0 | 0 | 0 | 0 | 0 |  |  | C4 | 0.025 | 0.075 | 0.175 | 0.375 | 0.75 | C4 | 27720.0424 | 27720.0424 | 27720.0424 | 27720.0424 | 27720.0424 | C4 | 693.0011 | 2079.0032 | 4851.0074 | 10395.0159 | 20790.0318 | C4 | 0 | 0 | 0 | 0 | 0 | 0 |  | 0 | 0 | 0 | 0 | 0 | 0 |  | 0 | 0 | 0 | 0 | 0 | 0 |  | 0 | 0 | 0 | 0 | 0 | 0 |  | 0 | 0 | 0 | 0 | 0 | 0 |  | 0 | 0 | 0 | 0 | 0 | 0
|  |  | 0 | 0 |  | 0 | 0 | 0 | 0 | 0 |  | 0 | 0 | 0 | 0 | 0 |  | 0 | 0 | 0 | 0 | 0 |  | 0 | 0 | 0 | 0 | 0 |  | 0 | 0 | 0 | 0 | 0 |  | 0 | 0 | 0 | 0 | 0 | [22 empty] | 0 | 0 | 0 | 0 | 0 | 0 |  | 0 | 0 | 0 | 0 | 0 | 0 |  | 0 | 0 | 0 | 0 | 0 | 0 |  | 0 | 0 | 0 | 0 | 0 | 0 |  | 0 | 0 | 0 | 0 | 0 | 0 |  | 0 | 0 | 0 | 0 | 0 | 0
| EHV UG Cable (Non Pressurised) |  | 0 | 0 | C1 | 0 | 0 | 0 | 0 | 0 | 0 | 0 | 0 | 0 | 0 | 0 | 0 | 0 | 0 | 0 | 0 | 0 | 0 | 0 | 0 | 0 | 0 | 0 | 0 | 0 | 0 | 0 | 0 | 0 | 0 | 0 | 0 | 0 | 0 | 0 | 0 |  |  | C1 | 0.025 | 0.075 | 0.175 | 0.375 | 0.75 | C1 | 0 | 0 | 0 | 0 | 0 | C1 | [5 empty] | C1 | [5 empty] | 0 | [6 empty] | 0 | [6 empty] | 0 | [6 empty] | 0 | [6 empty] | 0 | [6 empty] | 0
|  |  | 0 | 0 | C2 | 0 | 0 | 0 | 0 | 0 | 0 | 0 | 0 | 0 | 0 | 0 | 0 | 0 | 0 | 0 | 0 | 0 | 0 | 0 | 0 | 0 | 0 | 0 | 0 | 0 | 0 | 0 | 0 | 0 | 0 | 0 | 0 | 0 | 0 | 0 | 0 |  |  | C2 | 0.025 | 0.075 | 0.175 | 0.375 | 0.75 | C2 | 0 | 0 | 0 | 0 | 0 | C2 | [5 empty] | C2 | [5 empty] | 0 | [6 empty] | 0 | [6 empty] | 0 | [6 empty] | 0 | [6 empty] | 0 | [6 empty] | 0
|  |  | 0 | 0 | C3 | 0 | 0 | 0 | 0 | 0 | 0 | 0 | 0 | 0 | 0 | 0 | 0 | 0 | 0 | 0 | 0 | 0 | 0 | 0 | 0 | 0 | 0 | 0 | 0 | 0 | 0 | 0 | 0 | 0 | 0 | 0 | 0 | 0 | 0 | 0 | 0 |  |  | C3 | 0.025 | 0.075 | 0.175 | 0.375 | 0.75 | C3 | 0 | 0 | 0 | 0 | 0 | C3 | [5 empty] | C3 | [5 empty] | 0 | [6 empty] | 0 | [6 empty] | 0 | [6 empty] | 0 | [6 empty] | 0 | [6 empty] | 0
|  |  | 0 | 0 | C4 | 0 | 0 | 0 | 0 | 0 | 0 | 0 | 0 | 0 | 0 | 0 | 0 | 0 | 0 | 0 | 0 | 0 | 0 | 0 | 0 | 0 | 0 | 0 | 0 | 0 | 0 | 0 | 0 | 0 | 0 | 0 | 0 | 0 | 0 | 0 | 0 |  |  | C4 | 0.025 | 0.075 | 0.175 | 0.375 | 0.75 | C4 | 0 | 0 | 0 | 0 | 0 | C4 | [5 empty] | C4 | [5 empty] | 0 | [6 empty] | 0 | [6 empty] | 0 | [6 empty] | 0 | [6 empty] | 0 | [6 empty] | 0
|  |  | 0 | 0 |  | 0 | 0 | 0 | 0 | 0 |  | 0 | 0 | 0 | 0 | 0 |  | 0 | 0 | 0 | 0 | 0 |  | 0 | 0 | 0 | 0 | 0 |  | 0 | 0 | 0 | 0 | 0 |  | 0 | 0 | 0 | 0 | 0 | [22 empty] | 0 | 0 | 0 | 0 | 0 | 0 |  | 0 | 0 | 0 | 0 | 0 | 0 |  | 0 | 0 | 0 | 0 | 0 | 0 |  | 0 | 0 | 0 | 0 | 0 | 0 |  | 0 | 0 | 0 | 0 | 0 | 0 |  | 0 | 0 | 0 | 0 | 0 | 0
| EHV OHL Support - Towers |  | 0 | 0 | C1 | 0 | 0 | 0 | 0 | 0 | 0 | 0 | 0 | 0 | 0 | 0 | 0 | 0 | 0 | 0 | 0 | 0 | 0 | 0 | 0 | 0 | 0 | 0 | 0 | 0 | 0 | 0 | 0 | 0 | 0 | 0 | 0 | 0 | 0 | 0 | 0 |  |  | C1 | 0.025 | 0.075 | 0.175 | 0.375 | 0.75 | C1 | 0 | 0 | 0 | 0 | 0 | C1 | [5 empty] | C1 | [5 empty] | 0 | [6 empty] | 0 | [6 empty] | 0 | [6 empty] | 0 | [6 empty] | 0 | [6 empty] | 0
|  |  | 0 | 0 | C2 | 0 | 0 | 0 | 0 | 0 | 0 | 0 | 0 | 0 | 0 | 0 | 0 | 0 | 0 | 0 | 0 | 0 | 0 | 0 | 0 | 0 | 0 | 0 | 0 | 0 | 0 | 0 | 0 | 0 | 0 | 0 | 0 | 0 | 0 | 0 | 0 |  |  | C2 | 0.025 | 0.075 | 0.175 | 0.375 | 0.75 | C2 | 0 | 0 | 0 | 0 | 0 | C2 | [5 empty] | C2 | [5 empty] | 0 | [6 empty] | 0 | [6 empty] | 0 | [6 empty] | 0 | [6 empty] | 0 | [6 empty] | 0
|  |  | 0 | 0 | C3 | 0 | 0 | 0 | 0 | 0 | 0 | 0 | 0 | 0 | 0 | 0 | 0 | 0 | 0 | 0 | 0 | 0 | 0 | 0 | 0 | 0 | 0 | 0 | 0 | 0 | 0 | 0 | 0 | 0 | 0 | 0 | 0 | 0 | 0 | 0 | 0 |  |  | C3 | 0.025 | 0.075 | 0.175 | 0.375 | 0.75 | C3 | 0 | 0 | 0 | 0 | 0 | C3 | [5 empty] | C3 | [5 empty] | 0 | [6 empty] | 0 | [6 empty] | 0 | [6 empty] | 0 | [6 empty] | 0 | [6 empty] | 0
|  |  | 0 | 0 | C4 | 0 | 0 | 0 | 0 | 0 | 0 | 0 | 0 | 0 | 0 | 0 | 0 | 0 | 0 | 0 | 0 | 0 | 0 | 0 | 0 | 0 | 0 | 0 | 0 | 0 | 0 | 0 | 0 | 0 | 0 | 0 | 0 | 0 | 0 | 0 | 0 |  |  | C4 | 0.025 | 0.075 | 0.175 | 0.375 | 0.75 | C4 | 0 | 0 | 0 | 0 | 0 | C4 | [5 empty] | C4 | [5 empty] | 0 | [6 empty] | 0 | [6 empty] | 0 | [6 empty] | 0 | [6 empty] | 0 | [6 empty] | 0
|  |  | 0 | 0 |  | 0 | 0 | 0 | 0 | 0 |  | 0 | 0 | 0 | 0 | 0 |  | 0 | 0 | 0 | 0 | 0 |  | 0 | 0 | 0 | 0 | 0 |  | 0 | 0 | 0 | 0 | 0 |  | 0 | 0 | 0 | 0 | 0 | [22 empty] | 0 | 0 | 0 | 0 | 0 | 0 |  | 0 | 0 | 0 | 0 | 0 | 0 |  | 0 | 0 | 0 | 0 | 0 | 0 |  | 0 | 0 | 0 | 0 | 0 | 0 |  | 0 | 0 | 0 | 0 | 0 | 0 |  | 0 | 0 | 0 | 0 | 0 | 0
| EHV OHL Support - Poles |  | 71 | 71 | C1 | 8 | 6 | 24 | 29 | 4 | 71 | 7 | 6 | 24 | 30 | 4 | 71 | 3 | 1 | 1 | -2 | -3 | 0 | 7 | 6 | 22 | 29 | 7 | 71 | 6 | 2 | 1 | -3 | -6 | 0 | 7 | 7 | 20 | 28 | 9 | 71 |  |  | C1 | 0.025 | 0.075 | 0.175 | 0.375 | 0.75 | C1 | 23171.5913 | 23171.5913 | 23171.5913 | 23171.5913 | 23171.5913 | C1 | 579.2898 | 1737.8693 | 4055.0285 | 8689.3467 | 17378.6935 | C1 | 4055.0285 | 10427.2161 | 97320.6836 | 260680.4024 | 69514.774 | 441998.1045 |  | 4634.3183 | 10427.2161 | 97320.6836 | 251991.0556 | 69514.774 | 433888.0475 |  | 4055.0285 | 10427.2161 | 89210.6266 | 251991.0556 | 121650.8545 | 477334.7813 |  | 5792.8978 | 12165.0854 | 93265.6551 | 234612.3622 | 69514.774 | 415350.7745 |  | 4055.0285 | 12165.0854 | 81100.5696 | 243301.7089 | 156408.2414 | 497030.6339 |  | 7530.7672 | 15640.8241 | 85155.5981 | 217233.6687 | 52136.0805 | 377696.9386
|  |  | 29950 | 29950 | C2 | 3446 | 2637 | 10002 | 12245 | 1620 | 29950 | 3059 | 2674 | 10039 | 12475 | 1699 | 29946 | 1485 | 473 | 237 | -737 | -1458 | 0 | 3102 | 2717 | 9266 | 12020 | 2845 | 29950 | 2988 | 951 | 474 | -1851 | -2562 | 0 | 2756 | 2799 | 8530 | 11797 | 4068 | 29950 |  |  | C2 | 0.025 | 0.075 | 0.175 | 0.375 | 0.75 | C2 | 33102.2733 | 33102.2733 | 33102.2733 | 33102.2733 | 33102.2733 | C2 | 827.5568 | 2482.6705 | 5792.8978 | 12413.3525 | 24826.705 | C2 | 2531496.3521 | 6638660.9143 | 58154901.3253 | 154856572.3749 | 42180571.7779 | 264362202.7446 |  | 2851760.8465 | 6546802.1059 | 57940564.1056 | 152001501.301 | 40219262.0837 | 259559890.4427 |  | 2567081.296 | 6745415.7458 | 53676991.302 | 149208496.9897 | 70631975.6964 | 282829961.0298 |  | 3796003.193 | 7919718.8918 | 55049908.0879 | 140059856.2009 | 34434639.8211 | 241260126.1946 |  | 2280746.6317 | 6948994.7267 | 49413418.4984 | 146440319.3833 | 100995035.8992 | 306078515.1392 |  | 4753486.4487 | 9310014.3712 | 52159252.0702 | 123463203.9151 | 37389017.7149 | 227074974.5202
|  |  | 1189 | 1189 | C3 | 137 | 105 | 397 | 486 | 64 | 1189 | 122 | 107 | 399 | 495 | 67 | 1190 | 61 | 19 | 9 | -31 | -58 | 0 | 123 | 108 | 368 | 477 | 113 | 1189 | 122 | 38 | 19 | -77 | -102 | 0 | 110 | 111 | 338 | 468 | 162 | 1189 |  |  | C3 | 0.025 | 0.075 | 0.175 | 0.375 | 0.75 | C3 | 49653.41 | 49653.41 | 49653.41 | 49653.41 | 49653.41 | C3 | 1241.3352 | 3724.0057 | 8689.3467 | 18620.0287 | 37240.0575 | C3 | 151442.9004 | 398468.6151 | 3467049.3518 | 9216914.2275 | 2495083.8515 | 15728958.9464 |  | 170062.9292 | 391020.6036 | 3449670.6584 | 9049333.9688 | 2383363.679 | 15443451.839 |  | 152684.2357 | 402192.6208 | 3197679.6027 | 8881753.7102 | 4208126.4958 | 16842436.6652 |  | 228405.6859 | 472948.7301 | 3275883.7234 | 8304532.8191 | 2048203.1617 | 14329974.1202 |  | 136546.8774 | 413364.6381 | 2936999.2003 | 8714173.4515 | 6032889.3126 | 18233973.4799 |  | 287989.7779 | 554876.8565 | 3102096.7885 | 7280431.2383 | 2234403.4491 | 13459798.1103
|  |  | 411 | 411 | C4 | 47 | 36 | 138 | 168 | 22 | 411 | 42 | 37 | 139 | 171 | 23 | 412 | 21 | 6 | 3 | -10 | -20 | 0 | 42 | 38 | 127 | 165 | 39 | 411 | 42 | 13 | 8 | -29 | -34 | 0 | 37 | 38 | 118 | 162 | 56 | 411 |  |  | C4 | 0.025 | 0.075 | 0.175 | 0.375 | 0.75 | C4 | 82755.6833 | 82755.6833 | 82755.6833 | 82755.6833 | 82755.6833 | C4 | 2068.8921 | 6206.6762 | 14482.2446 | 31033.3812 | 62066.7625 | C4 | 86893.4675 | 229647.0212 | 2013031.9963 | 5306708.1916 | 1427535.5369 | 9063816.2134 |  | 97237.9279 | 223440.3449 | 1998549.7517 | 5213608.0479 | 1365468.7744 | 8898304.8468 |  | 86893.4675 | 235853.6974 | 1839245.0613 | 5120507.9042 | 2420603.7365 | 9703103.8669 |  | 130340.2012 | 273093.7549 | 1882691.7951 | 4810174.0918 | 1179268.487 | 8275568.33 |  | 76549.0071 | 235853.6974 | 1708904.8601 | 5027407.7605 | 3475738.6986 | 10524454.0237 |  | 163442.4745 | 316540.4886 | 1824762.8168 | 4127439.7046 | 1365468.7744 | 7797654.2589
|  |  | 31621 | 31621 |  | 3638 | 2784 | 10561 | 12928 | 1710 |  | 3230 | 2824 | 10601 | 13171 | 1793 |  | 1570 | 499 | 250 | -780 | -1539 |  | 3274 | 2869 | 9783 | 12691 | 3004 |  | 3158 | 1004 | 502 | -1960 | -2704 |  | 2910 | 2955 | 9006 | 12455 | 4295 | [22 empty] | 2773887.7485 | 7277203.7667 | 63732303.357 | 169640875.1964 | 46172705.9403 | 289596976.0089 |  | 3123696.0218 | 7171690.2704 | 63486105.1992 | 166516434.3734 | 44037609.3112 | 284335535.1761 |  | 2810714.0276 | 7393889.2801 | 58803126.5926 | 163462749.6597 | 77382356.7832 | 309852836.3432 |  | 4160541.9779 | 8677926.4622 | 60301749.2615 | 153409175.474 | 37731626.2437 | 264281019.4193 |  | 2497897.5447 | 7610378.1476 | 54140423.1284 | 160425202.3041 | 110660072.1518 | 335333973.2767 |  | 5212449.4683 | 10197072.5405 | 57171267.2736 | 135088308.5266 | 41041026.0189 | 248710123.828
| EHV OHL (Tower Line) Conductor |  | 36 | 36 | C1 | 14 | 6 | 6 | 4 | 6 | 36 | 14 | 6 | 6 | 4 | 6 | 36 | 3 | 0 | 0 | -1 | -2 | 0 | 13 | 7 | 6 | 4 | 6 | 36 | 6 | 0 | 0 | -1 | -5 | 0 | 12 | 7 | 6 | 4 | 7 | 36 |  |  | C1 | 0.025 | 0.075 | 0.175 | 0.375 | 0.75 | C1 | 29537.6198 | 29537.6198 | 29537.6198 | 29537.6198 | 29537.6198 | C1 | 738.4405 | 2215.3215 | 5169.0835 | 11076.6074 | 22153.2148 | C1 | 10338.1669 | 13291.9289 | 31014.5007 | 44306.4296 | 132919.2889 | 231870.3151 |  | 10338.1669 | 13291.9289 | 31014.5007 | 44306.4296 | 132919.2889 | 231870.3151 |  | 9599.7264 | 15507.2504 | 31014.5007 | 44306.4296 | 132919.2889 | 233347.1961 |  | 11815.0479 | 15507.2504 | 31014.5007 | 33229.8222 | 88612.8593 | 180179.4805 |  | 8861.2859 | 15507.2504 | 31014.5007 | 44306.4296 | 155072.5037 | 254761.9704 |  | 13291.9289 | 15507.2504 | 31014.5007 | 33229.8222 | 44306.4296 | 137349.9319
|  |  | 18 | 18 | C2 | 7 | 3 | 3 | 2 | 3 | 18 | 7 | 3 | 3 | 2 | 3 | 18 | 1 | 0 | 0 | 0 | -1 | 0 | 7 | 3 | 3 | 2 | 3 | 18 | 3 | 0 | 0 | 0 | -3 | 0 | 6 | 4 | 3 | 2 | 3 | 18 |  |  | C2 | 0.025 | 0.075 | 0.175 | 0.375 | 0.75 | C2 | 42196.5997 | 42196.5997 | 42196.5997 | 42196.5997 | 42196.5997 | C2 | 1054.915 | 3164.745 | 7384.4049 | 15823.7249 | 31647.4497 | C2 | 7384.4049 | 9494.2349 | 22153.2148 | 31647.4497 | 94942.3492 | 165621.6536 |  | 7384.4049 | 9494.2349 | 22153.2148 | 31647.4497 | 94942.3492 | 165621.6536 |  | 7384.4049 | 9494.2349 | 22153.2148 | 31647.4497 | 94942.3492 | 165621.6536 |  | 8439.3199 | 9494.2349 | 22153.2148 | 31647.4497 | 63294.8995 | 135029.1189 |  | 6329.4899 | 12658.9799 | 22153.2148 | 31647.4497 | 94942.3492 | 167731.4836 |  | 9494.2349 | 12658.9799 | 22153.2148 | 31647.4497 | 0 | 75953.8794
|  |  | 56 | 56 | C3 | 22 | 9 | 10 | 6 | 9 | 56 | 22 | 9 | 10 | 6 | 9 | 56 | 4 | 0 | 0 | 0 | -4 | 0 | 20 | 10 | 10 | 6 | 10 | 56 | 8 | 0 | 0 | -1 | -7 | 0 | 17 | 12 | 10 | 7 | 10 | 56 |  |  | C3 | 0.025 | 0.075 | 0.175 | 0.375 | 0.75 | C3 | 63294.8995 | 63294.8995 | 63294.8995 | 63294.8995 | 63294.8995 | C3 | 1582.3725 | 4747.1175 | 11076.6074 | 23735.5873 | 47471.1746 | C3 | 34812.1947 | 42724.0571 | 110766.0741 | 142413.5238 | 427240.5715 | 757956.4212 |  | 34812.1947 | 42724.0571 | 110766.0741 | 142413.5238 | 427240.5715 | 757956.4212 |  | 31647.4497 | 47471.1746 | 110766.0741 | 142413.5238 | 474711.7461 | 807009.9683 |  | 37976.9397 | 47471.1746 | 110766.0741 | 142413.5238 | 284827.0476 | 623454.7598 |  | 26900.3323 | 56965.4095 | 110766.0741 | 166149.1111 | 474711.7461 | 835492.6731 |  | 39559.3122 | 56965.4095 | 110766.0741 | 142413.5238 | 142413.5238 | 492117.8434
|  |  | 244 | 244 | C4 | 97 | 38 | 42 | 27 | 40 | 244 | 97 | 38 | 42 | 27 | 40 | 244 | 19 | 0 | 0 | -2 | -17 | 0 | 86 | 44 | 42 | 29 | 43 | 244 | 37 | 0 | 0 | -3 | -34 | 0 | 77 | 50 | 41 | 30 | 46 | 244 |  |  | C4 | 0.025 | 0.075 | 0.175 | 0.375 | 0.75 | C4 | 105491.4991 | 105491.4991 | 105491.4991 | 105491.4991 | 105491.4991 | C4 | 2637.2875 | 7911.8624 | 18461.0123 | 39559.3122 | 79118.6243 | C4 | 255816.8854 | 300650.7725 | 775362.5186 | 1068101.4287 | 3164744.9738 | 5564676.5789 |  | 255816.8854 | 300650.7725 | 775362.5186 | 1068101.4287 | 3164744.9738 | 5564676.5789 |  | 226806.7231 | 348121.9471 | 775362.5186 | 1147220.053 | 3402100.8468 | 5899612.0886 |  | 276915.1852 | 348121.9471 | 775362.5186 | 1068101.4287 | 2057084.233 | 4525585.3125 |  | 203071.1358 | 395593.1217 | 756901.5062 | 1186779.3652 | 3639456.7199 | 6181801.8488 |  | 300650.7725 | 395593.1217 | 756901.5062 | 1068101.4287 | 949423.4921 | 3470670.3213
|  |  | 354 | 354 |  | 140 | 56 | 61 | 39 | 58 |  | 140 | 56 | 61 | 39 | 58 |  | 27 | 0 | 0 | -3 | -24 |  | 126 | 64 | 61 | 41 | 62 |  | 54 | 0 | 0 | -5 | -49 |  | 112 | 73 | 60 | 43 | 66 | [22 empty] | 308351.6519 | 366160.9935 | 939296.3082 | 1286468.8318 | 3819847.1834 | 6720124.9688 |  | 308351.6519 | 366160.9935 | 939296.3082 | 1286468.8318 | 3819847.1834 | 6720124.9688 |  | 275438.3042 | 420594.607 | 939296.3082 | 1365587.4562 | 4104674.231 | 7105590.9066 |  | 335146.4927 | 420594.607 | 939296.3082 | 1275392.2244 | 2493819.0393 | 5464248.6717 |  | 245162.244 | 480724.7615 | 920835.2959 | 1428882.3557 | 4364183.3189 | 7439787.9759 |  | 362996.2485 | 480724.7615 | 920835.2959 | 1275392.2244 | 1136143.4456 | 4176091.9759
| [Please insert new asset category as required] |  | 0 | 0 | C1 | 0 | 0 | 0 | 0 | 0 | 0 | 0 | 0 | 0 | 0 | 0 | 0 | 0 | 0 | 0 | 0 | 0 | 0 | 0 | 0 | 0 | 0 | 0 | 0 | 0 | 0 | 0 | 0 | 0 | 0 | 0 | 0 | 0 | 0 | 0 | 0 |  |  | C1 | 0 | 0 | 0 | 0 | 0 | C1 | 0 | 0 | 0 | 0 | 0 | C1 | [5 empty] | C1 | [5 empty] | 0 | [6 empty] | 0 | [6 empty] | 0 | [6 empty] | 0 | [6 empty] | 0 | [6 empty] | 0
|  |  | 0 | 0 | C2 | 0 | 0 | 0 | 0 | 0 | 0 | 0 | 0 | 0 | 0 | 0 | 0 | 0 | 0 | 0 | 0 | 0 | 0 | 0 | 0 | 0 | 0 | 0 | 0 | 0 | 0 | 0 | 0 | 0 | 0 | 0 | 0 | 0 | 0 | 0 | 0 |  |  | C2 | 0 | 0 | 0 | 0 | 0 | C2 | 0 | 0 | 0 | 0 | 0 | C2 | [5 empty] | C2 | [5 empty] | 0 | [6 empty] | 0 | [6 empty] | 0 | [6 empty] | 0 | [6 empty] | 0 | [6 empty] | 0
|  |  | 0 | 0 | C3 | 0 | 0 | 0 | 0 | 0 | 0 | 0 | 0 | 0 | 0 | 0 | 0 | 0 | 0 | 0 | 0 | 0 | 0 | 0 | 0 | 0 | 0 | 0 | 0 | 0 | 0 | 0 | 0 | 0 | 0 | 0 | 0 | 0 | 0 | 0 | 0 |  |  | C3 | 0 | 0 | 0 | 0 | 0 | C3 | 0 | 0 | 0 | 0 | 0 | C3 | [5 empty] | C3 | [5 empty] | 0 | [6 empty] | 0 | [6 empty] | 0 | [6 empty] | 0 | [6 empty] | 0 | [6 empty] | 0
|  |  | 0 | 0 | C4 | 0 | 0 | 0 | 0 | 0 | 0 | 0 | 0 | 0 | 0 | 0 | 0 | 0 | 0 | 0 | 0 | 0 | 0 | 0 | 0 | 0 | 0 | 0 | 0 | 0 | 0 | 0 | 0 | 0 | 0 | 0 | 0 | 0 | 0 | 0 | 0 |  |  | C4 | 0 | 0 | 0 | 0 | 0 | C4 | 0 | 0 | 0 | 0 | 0 | C4 | [5 empty] | C4 | [5 empty] | 0 | [6 empty] | 0 | [6 empty] | 0 | [6 empty] | 0 | [6 empty] | 0 | [6 empty] | 0
|  |  | 0 | 0 |  | 0 | 0 | 0 | 0 | 0 |  | 0 | 0 | 0 | 0 | 0 |  | 0 | 0 | 0 | 0 | 0 |  | 0 | 0 | 0 | 0 | 0 |  | 0 | 0 | 0 | 0 | 0 |  | 0 | 0 | 0 | 0 | 0 | [22 empty] | 0 | 0 | 0 | 0 | 0 | 0 |  | 0 | 0 | 0 | 0 | 0 | 0 |  | 0 | 0 | 0 | 0 | 0 | 0 |  | 0 | 0 | 0 | 0 | 0 | 0 |  | 0 | 0 | 0 | 0 | 0 | 0 |  | 0 | 0 | 0 | 0 | 0 | 0
| [Please insert new asset category as required] |  | 0 | 0 | C1 | 0 | 0 | 0 | 0 | 0 | 0 | 0 | 0 | 0 | 0 | 0 | 0 | 0 | 0 | 0 | 0 | 0 | 0 | 0 | 0 | 0 | 0 | 0 | 0 | 0 | 0 | 0 | 0 | 0 | 0 | 0 | 0 | 0 | 0 | 0 | 0 |  |  | C1 | 0 | 0 | 0 | 0 | 0 | C1 | 0 | 0 | 0 | 0 | 0 | C1 | [5 empty] | C1 | [5 empty] | 0 | [6 empty] | 0 | [6 empty] | 0 | [6 empty] | 0 | [6 empty] | 0 | [6 empty] | 0
|  |  | 0 | 0 | C2 | 0 | 0 | 0 | 0 | 0 | 0 | 0 | 0 | 0 | 0 | 0 | 0 | 0 | 0 | 0 | 0 | 0 | 0 | 0 | 0 | 0 | 0 | 0 | 0 | 0 | 0 | 0 | 0 | 0 | 0 | 0 | 0 | 0 | 0 | 0 | 0 |  |  | C2 | 0 | 0 | 0 | 0 | 0 | C2 | 0 | 0 | 0 | 0 | 0 | C2 | [5 empty] | C2 | [5 empty] | 0 | [6 empty] | 0 | [6 empty] | 0 | [6 empty] | 0 | [6 empty] | 0 | [6 empty] | 0
|  |  | 0 | 0 | C3 | 0 | 0 | 0 | 0 | 0 | 0 | 0 | 0 | 0 | 0 | 0 | 0 | 0 | 0 | 0 | 0 | 0 | 0 | 0 | 0 | 0 | 0 | 0 | 0 | 0 | 0 | 0 | 0 | 0 | 0 | 0 | 0 | 0 | 0 | 0 | 0 |  |  | C3 | 0 | 0 | 0 | 0 | 0 | C3 | 0 | 0 | 0 | 0 | 0 | C3 | [5 empty] | C3 | [5 empty] | 0 | [6 empty] | 0 | [6 empty] | 0 | [6 empty] | 0 | [6 empty] | 0 | [6 empty] | 0
|  |  | 0 | 0 | C4 | 0 | 0 | 0 | 0 | 0 | 0 | 0 | 0 | 0 | 0 | 0 | 0 | 0 | 0 | 0 | 0 | 0 | 0 | 0 | 0 | 0 | 0 | 0 | 0 | 0 | 0 | 0 | 0 | 0 | 0 | 0 | 0 | 0 | 0 | 0 | 0 |  |  | C4 | 0 | 0 | 0 | 0 | 0 | C4 | 0 | 0 | 0 | 0 | 0 | C4 | [5 empty] | C4 | [5 empty] | 0 | [6 empty] | 0 | [6 empty] | 0 | [6 empty] | 0 | [6 empty] | 0 | [6 empty] | 0
|  |  | 0 | 0 |  | 0 | 0 | 0 | 0 | 0 |  | 0 | 0 | 0 | 0 | 0 |  | 0 | 0 | 0 | 0 | 0 |  | 0 | 0 | 0 | 0 | 0 |  | 0 | 0 | 0 | 0 | 0 |  | 0 | 0 | 0 | 0 | 0 | [22 empty] | 0 | 0 | 0 | 0 | 0 | 0 |  | 0 | 0 | 0 | 0 | 0 | 0 |  | 0 | 0 | 0 | 0 | 0 | 0 |  | 0 | 0 | 0 | 0 | 0 | 0 |  | 0 | 0 | 0 | 0 | 0 | 0 |  | 0 | 0 | 0 | 0 | 0 | 0
| [Please insert new asset category as required] |  | 0 | 0 | C1 | 0 | 0 | 0 | 0 | 0 | 0 | 0 | 0 | 0 | 0 | 0 | 0 | 0 | 0 | 0 | 0 | 0 | 0 | 0 | 0 | 0 | 0 | 0 | 0 | 0 | 0 | 0 | 0 | 0 | 0 | 0 | 0 | 0 | 0 | 0 | 0 |  |  | C1 | 0 | 0 | 0 | 0 | 0 | C1 | 0 | 0 | 0 | 0 | 0 | C1 | [5 empty] | C1 | [5 empty] | 0 | [6 empty] | 0 | [6 empty] | 0 | [6 empty] | 0 | [6 empty] | 0 | [6 empty] | 0
|  |  | 0 | 0 | C2 | 0 | 0 | 0 | 0 | 0 | 0 | 0 | 0 | 0 | 0 | 0 | 0 | 0 | 0 | 0 | 0 | 0 | 0 | 0 | 0 | 0 | 0 | 0 | 0 | 0 | 0 | 0 | 0 | 0 | 0 | 0 | 0 | 0 | 0 | 0 | 0 |  |  | C2 | 0 | 0 | 0 | 0 | 0 | C2 | 0 | 0 | 0 | 0 | 0 | C2 | [5 empty] | C2 | [5 empty] | 0 | [6 empty] | 0 | [6 empty] | 0 | [6 empty] | 0 | [6 empty] | 0 | [6 empty] | 0
|  |  | 0 | 0 | C3 | 0 | 0 | 0 | 0 | 0 | 0 | 0 | 0 | 0 | 0 | 0 | 0 | 0 | 0 | 0 | 0 | 0 | 0 | 0 | 0 | 0 | 0 | 0 | 0 | 0 | 0 | 0 | 0 | 0 | 0 | 0 | 0 | 0 | 0 | 0 | 0 |  |  | C3 | 0 | 0 | 0 | 0 | 0 | C3 | 0 | 0 | 0 | 0 | 0 | C3 | [5 empty] | C3 | [5 empty] | 0 | [6 empty] | 0 | [6 empty] | 0 | [6 empty] | 0 | [6 empty] | 0 | [6 empty] | 0
|  |  | 0 | 0 | C4 | 0 | 0 | 0 | 0 | 0 | 0 | 0 | 0 | 0 | 0 | 0 | 0 | 0 | 0 | 0 | 0 | 0 | 0 | 0 | 0 | 0 | 0 | 0 | 0 | 0 | 0 | 0 | 0 | 0 | 0 | 0 | 0 | 0 | 0 | 0 | 0 |  |  | C4 | 0 | 0 | 0 | 0 | 0 | C4 | 0 | 0 | 0 | 0 | 0 | C4 | [5 empty] | C4 | [5 empty] | 0 | [6 empty] | 0 | [6 empty] | 0 | [6 empty] | 0 | [6 empty] | 0 | [6 empty] | 0
|  |  | 0 | 0 |  | 0 | 0 | 0 | 0 | 0 |  | 0 | 0 | 0 | 0 | 0 |  | 0 | 0 | 0 | 0 | 0 |  | 0 | 0 | 0 | 0 | 0 |  | 0 | 0 | 0 | 0 | 0 |  | 0 | 0 | 0 | 0 | 0 | [22 empty] | 0 | 0 | 0 | 0 | 0 | 0 |  | 0 | 0 | 0 | 0 | 0 | 0 |  | 0 | 0 | 0 | 0 | 0 | 0 |  | 0 | 0 | 0 | 0 | 0 | 0 |  | 0 | 0 | 0 | 0 | 0 | 0 |  | 0 | 0 | 0 | 0 | 0 | 0
| [Please insert new asset category as required] |  | 0 | 0 | C1 | 0 | 0 | 0 | 0 | 0 | 0 | 0 | 0 | 0 | 0 | 0 | 0 | 0 | 0 | 0 | 0 | 0 | 0 | 0 | 0 | 0 | 0 | 0 | 0 | 0 | 0 | 0 | 0 | 0 | 0 | 0 | 0 | 0 | 0 | 0 | 0 |  |  | C1 | 0 | 0 | 0 | 0 | 0 | C1 | 0 | 0 | 0 | 0 | 0 | C1 | [5 empty] | C1 | [5 empty] | 0 | [6 empty] | 0 | [6 empty] | 0 | [6 empty] | 0 | [6 empty] | 0 | [6 empty] | 0
|  |  | 0 | 0 | C2 | 0 | 0 | 0 | 0 | 0 | 0 | 0 | 0 | 0 | 0 | 0 | 0 | 0 | 0 | 0 | 0 | 0 | 0 | 0 | 0 | 0 | 0 | 0 | 0 | 0 | 0 | 0 | 0 | 0 | 0 | 0 | 0 | 0 | 0 | 0 | 0 |  |  | C2 | 0 | 0 | 0 | 0 | 0 | C2 | 0 | 0 | 0 | 0 | 0 | C2 | [5 empty] | C2 | [5 empty] | 0 | [6 empty] | 0 | [6 empty] | 0 | [6 empty] | 0 | [6 empty] | 0 | [6 empty] | 0
|  |  | 0 | 0 | C3 | 0 | 0 | 0 | 0 | 0 | 0 | 0 | 0 | 0 | 0 | 0 | 0 | 0 | 0 | 0 | 0 | 0 | 0 | 0 | 0 | 0 | 0 | 0 | 0 | 0 | 0 | 0 | 0 | 0 | 0 | 0 | 0 | 0 | 0 | 0 | 0 |  |  | C3 | 0 | 0 | 0 | 0 | 0 | C3 | 0 | 0 | 0 | 0 | 0 | C3 | [5 empty] | C3 | [5 empty] | 0 | [6 empty] | 0 | [6 empty] | 0 | [6 empty] | 0 | [6 empty] | 0 | [6 empty] | 0
|  |  | 0 | 0 | C4 | 0 | 0 | 0 | 0 | 0 | 0 | 0 | 0 | 0 | 0 | 0 | 0 | 0 | 0 | 0 | 0 | 0 | 0 | 0 | 0 | 0 | 0 | 0 | 0 | 0 | 0 | 0 | 0 | 0 | 0 | 0 | 0 | 0 | 0 | 0 | 0 |  |  | C4 | 0 | 0 | 0 | 0 | 0 | C4 | 0 | 0 | 0 | 0 | 0 | C4 | [5 empty] | C4 | [5 empty] | 0 | [6 empty] | 0 | [6 empty] | 0 | [6 empty] | 0 | [6 empty] | 0 | [6 empty] | 0
|  |  | 0 | 0 |  | 0 | 0 | 0 | 0 | 0 |  | 0 | 0 | 0 | 0 | 0 |  | 0 | 0 | 0 | 0 | 0 |  | 0 | 0 | 0 | 0 | 0 |  | 0 | 0 | 0 | 0 | 0 |  | 0 | 0 | 0 | 0 | 0 | [22 empty] | 0 | 0 | 0 | 0 | 0 | 0 |  | 0 | 0 | 0 | 0 | 0 | 0 |  | 0 | 0 | 0 | 0 | 0 | 0 |  | 0 | 0 | 0 | 0 | 0 | 0 |  | 0 | 0 | 0 | 0 | 0 | 0 |  | 0 | 0 | 0 | 0 | 0 | 0
| [Please insert new asset category as required] |  | 0 | 0 | C1 | 0 | 0 | 0 | 0 | 0 | 0 | 0 | 0 | 0 | 0 | 0 | 0 | 0 | 0 | 0 | 0 | 0 | 0 | 0 | 0 | 0 | 0 | 0 | 0 | 0 | 0 | 0 | 0 | 0 | 0 | 0 | 0 | 0 | 0 | 0 | 0 |  |  | C1 | 0 | 0 | 0 | 0 | 0 | C1 | 0 | 0 | 0 | 0 | 0 | C1 | [5 empty] | C1 | [5 empty] | 0 | [6 empty] | 0 | [6 empty] | 0 | [6 empty] | 0 | [6 empty] | 0 | [6 empty] | 0
|  |  | 0 | 0 | C2 | 0 | 0 | 0 | 0 | 0 | 0 | 0 | 0 | 0 | 0 | 0 | 0 | 0 | 0 | 0 | 0 | 0 | 0 | 0 | 0 | 0 | 0 | 0 | 0 | 0 | 0 | 0 | 0 | 0 | 0 | 0 | 0 | 0 | 0 | 0 | 0 |  |  | C2 | 0 | 0 | 0 | 0 | 0 | C2 | 0 | 0 | 0 | 0 | 0 | C2 | [5 empty] | C2 | [5 empty] | 0 | [6 empty] | 0 | [6 empty] | 0 | [6 empty] | 0 | [6 empty] | 0 | [6 empty] | 0
|  |  | 0 | 0 | C3 | 0 | 0 | 0 | 0 | 0 | 0 | 0 | 0 | 0 | 0 | 0 | 0 | 0 | 0 | 0 | 0 | 0 | 0 | 0 | 0 | 0 | 0 | 0 | 0 | 0 | 0 | 0 | 0 | 0 | 0 | 0 | 0 | 0 | 0 | 0 | 0 |  |  | C3 | 0 | 0 | 0 | 0 | 0 | C3 | 0 | 0 | 0 | 0 | 0 | C3 | [5 empty] | C3 | [5 empty] | 0 | [6 empty] | 0 | [6 empty] | 0 | [6 empty] | 0 | [6 empty] | 0 | [6 empty] | 0
|  |  | 0 | 0 | C4 | 0 | 0 | 0 | 0 | 0 | 0 | 0 | 0 | 0 | 0 | 0 | 0 | 0 | 0 | 0 | 0 | 0 | 0 | 0 | 0 | 0 | 0 | 0 | 0 | 0 | 0 | 0 | 0 | 0 | 0 | 0 | 0 | 0 | 0 | 0 | 0 |  |  | C4 | 0 | 0 | 0 | 0 | 0 | C4 | 0 | 0 | 0 | 0 | 0 | C4 | [5 empty] | C4 | [5 empty] | 0 | [6 empty] | 0 | [6 empty] | 0 | [6 empty] | 0 | [6 empty] | 0 | [6 empty] | 0
|  |  | 0 | 0 |  | 0 | 0 | 0 | 0 | 0 |  | 0 | 0 | 0 | 0 | 0 |  | 0 | 0 | 0 | 0 | 0 |  | 0 | 0 | 0 | 0 | 0 |  | 0 | 0 | 0 | 0 | 0 |  | 0 | 0 | 0 | 0 | 0 | [22 empty] | 0 | 0 | 0 | 0 | 0 | 0 |  | 0 | 0 | 0 | 0 | 0 | 0 |  | 0 | 0 | 0 | 0 | 0 | 0 |  | 0 | 0 | 0 | 0 | 0 | 0 |  | 0 | 0 | 0 | 0 | 0 | 0 |  | 0 | 0 | 0 | 0 | 0 | 0
[63 empty] | 7255133.0107 | 18462705.4981 | 85596464.9813 | 185960847.402 | 80249504.9792 | 377524655.8713 |  | 8456229.2154 | 18112588.5875 | 84759438.2792 | 175104716.8196 | 72948435.8552 | 359381408.7569 |  | 7441604.2466 | 18946750.5672 | 80707972.2826 | 176943385.8542 | 108731652.75 | 392771365.7006 |  | 9506146.3337 | 21688847.8312 | 78804454.7604 | 165972348.3052 | 49474424.8351 | 325446222.0655 |  | 6418804.4349 | 19797485.3845 | 76624148.1403 | 178907350.4308 | 144482473.2423 | 426230261.6329 |  | 10682465.2038 | 25320981.6445 | 72802454.5956 | 143223757.0133 | 49083561.0301 | 301113219.4873
| 132kV Network | [66 empty] | 0 | [6 empty] | 0 | [6 empty] | 0 | [6 empty] | 0 | [6 empty] | 0 | [6 empty] | 0
| 132kV CBs |  | 35 | 35 | C1 | 16 | 8 | 7 | 3 | 1 | 35 | 13 | 8 | 7 | 4 | 1 | 33 | 0 | 0 | 0 | 0 | 0 | 0 | 15 | 9 | 7 | 3 | 1 | 35 | 1 | 0 | 0 | 0 | -1 | 0 | 14 | 9 | 7 | 3 | 2 | 35 |  |  | C1 | 0.025 | 0.075 | 0.175 | 0.375 | 0.75 | C1 | 146027.3644 | 146027.3644 | 146027.3644 | 146027.3644 | 146027.3644 | C1 | 3650.6841 | 10952.0523 | 25554.7888 | 54760.2616 | 109520.5233 | C1 | 47458.8934 | 87616.4186 | 178883.5214 | 219041.0466 | 109520.5233 | 642520.4033 |  | 58410.9458 | 87616.4186 | 178883.5214 | 164280.7849 | 109520.5233 | 598712.194 |  | 54760.2616 | 98568.471 | 178883.5214 | 164280.7849 | 109520.5233 | 606013.5622 |  | 54760.2616 | 98568.471 | 178883.5214 | 164280.7849 | 109520.5233 | 606013.5622 |  | 51109.5775 | 98568.471 | 178883.5214 | 164280.7849 | 219041.0466 | 711883.4014 |  | 54760.2616 | 98568.471 | 178883.5214 | 164280.7849 | 109520.5233 | 606013.5622
|  |  | 93 | 93 | C2 | 43 | 21 | 18 | 8 | 3 | 93 | 34 | 22 | 19 | 9 | 3 | 87 | 1 | 0 | 0 | 0 | -1 | 0 | 38 | 23 | 19 | 9 | 4 | 93 | 3 | 0 | 0 | -1 | -2 | 0 | 33 | 26 | 19 | 10 | 5 | 93 |  |  | C2 | 0.025 | 0.075 | 0.175 | 0.375 | 0.75 | C2 | 208610.5206 | 208610.5206 | 208610.5206 | 208610.5206 | 208610.5206 | C2 | 5215.263 | 15645.789 | 36506.8411 | 78228.9452 | 156457.8904 | C2 | 177318.9425 | 344207.3589 | 693629.9809 | 704060.5069 | 469373.6713 | 2388590.4605 |  | 224256.3096 | 328561.5699 | 657123.1398 | 625831.5617 | 469373.6713 | 2305146.2523 |  | 198179.9945 | 359853.148 | 693629.9809 | 704060.5069 | 625831.5617 | 2581555.192 |  | 203395.2576 | 359853.148 | 693629.9809 | 704060.5069 | 469373.6713 | 2430312.5646 |  | 172103.6795 | 406790.5151 | 693629.9809 | 782289.4521 | 782289.4521 | 2837103.0797 |  | 187749.4685 | 406790.5151 | 693629.9809 | 704060.5069 | 469373.6713 | 2461604.1427
|  |  | 82 | 82 | C3 | 37 | 19 | 16 | 7 | 3 | 82 | 30 | 19 | 16 | 9 | 4 | 78 | 1 | 0 | 0 | 0 | -1 | 0 | 34 | 20 | 16 | 8 | 4 | 82 | 3 | 0 | 0 | -2 | -1 | 0 | 32 | 22 | 16 | 8 | 4 | 82 |  |  | C3 | 0.025 | 0.075 | 0.175 | 0.375 | 0.75 | C3 | 312915.7809 | 312915.7809 | 312915.7809 | 312915.7809 | 312915.7809 | C3 | 7822.8945 | 23468.6836 | 54760.2616 | 117343.4178 | 234686.8356 | C3 | 234686.8356 | 445904.9877 | 876164.1864 | 1056090.7604 | 938747.3426 | 3551594.1127 |  | 289447.0973 | 445904.9877 | 876164.1864 | 821403.9247 | 704060.5069 | 3136980.703 |  | 265978.4137 | 469373.6713 | 876164.1864 | 938747.3426 | 938747.3426 | 3489010.9565 |  | 273801.3082 | 469373.6713 | 876164.1864 | 938747.3426 | 704060.5069 | 3262147.0154 |  | 250332.6247 | 516311.0384 | 876164.1864 | 938747.3426 | 938747.3426 | 3520302.5346 |  | 273801.3082 | 516311.0384 | 876164.1864 | 704060.5069 | 704060.5069 | 3074397.5469
|  |  | 112 | 112 | C4 | 52 | 26 | 22 | 8 | 4 | 112 | 41 | 26 | 22 | 10 | 5 | 104 | 2 | 0 | 0 | 0 | -2 | 0 | 46 | 29 | 22 | 10 | 5 | 112 | 5 | 0 | 0 | -1 | -4 | 0 | 39 | 32 | 23 | 12 | 6 | 112 |  |  | C4 | 0.025 | 0.075 | 0.175 | 0.375 | 0.75 | C4 | 521526.3014 | 521526.3014 | 521526.3014 | 521526.3014 | 521526.3014 | C4 | 13038.1575 | 39114.4726 | 91267.1027 | 195572.363 | 391144.7261 | C4 | 534564.459 | 1016976.2878 | 2007876.2605 | 1955723.6303 | 1955723.6303 | 7470864.2678 |  | 677984.1918 | 1016976.2878 | 2007876.2605 | 1564578.9043 | 1564578.9043 | 6831994.5486 |  | 599755.2466 | 1134319.7056 | 2007876.2605 | 1955723.6303 | 1955723.6303 | 7653398.4733 |  | 625831.5617 | 1134319.7056 | 2007876.2605 | 1955723.6303 | 1173434.1782 | 6897185.3363 |  | 508488.1439 | 1251663.1234 | 2099143.3632 | 2346868.3564 | 2346868.3564 | 8553031.3433 |  | 573678.9316 | 1251663.1234 | 2099143.3632 | 2151295.9934 | 782289.4521 | 6858070.8637
|  |  | 322 | 322 |  | 148 | 74 | 63 | 26 | 11 |  | 118 | 75 | 64 | 32 | 13 |  | 4 | 0 | 0 | 0 | -4 |  | 133 | 81 | 64 | 30 | 14 |  | 12 | 0 | 0 | -4 | -8 |  | 118 | 89 | 65 | 33 | 17 | [22 empty] | 994029.1305 | 1894705.0531 | 3756553.9491 | 3934915.9442 | 3473365.1675 | 14053569.2443 |  | 1250098.5445 | 1879059.264 | 3720047.108 | 3176095.1756 | 2847533.6058 | 12872833.6979 |  | 1118673.9165 | 2062114.9958 | 3756553.9491 | 3762812.2647 | 3629823.0579 | 14329978.1841 |  | 1157788.3892 | 2062114.9958 | 3756553.9491 | 3762812.2647 | 2456388.8797 | 13195658.4785 |  | 982034.0256 | 2273333.1479 | 3847821.0519 | 4232185.936 | 4286946.1977 | 15622320.359 |  | 1089989.97 | 2273333.1479 | 3847821.0519 | 3723697.7921 | 2065244.1536 | 13000086.1155
| 132kV Transformer |  | 23 | 23 | C1 | 6 | 6 | 7 | 2 | 2 | 23 | 5 | 6 | 7 | 2 | 2 | 22 | 1 | 1 | 1 | -2 | -1 | 0 | 7 | 6 | 6 | 2 | 2 | 23 | 2 | 1 | 1 | -2 | -2 | 0 | 5 | 6 | 7 | 3 | 2 | 23 |  |  | C1 | 0.025 | 0.075 | 0.175 | 0.375 | 0.75 | C1 | 905439.8577 | 905439.8577 | 905439.8577 | 905439.8577 | 905439.8577 | C1 | 22635.9964 | 67907.9893 | 158451.9751 | 339539.9466 | 679079.8933 | C1 | 113179.9822 | 407447.936 | 1109163.8257 | 679079.8933 | 1358159.7865 | 3667031.4236 |  | 135815.9787 | 407447.936 | 1109163.8257 | 679079.8933 | 1358159.7865 | 3689667.4201 |  | 158451.9751 | 407447.936 | 950711.8506 | 679079.8933 | 1358159.7865 | 3553851.4414 |  | 181087.9715 | 475355.9253 | 1109163.8257 | 0 | 679079.8933 | 2444687.6158 |  | 113179.9822 | 407447.936 | 1109163.8257 | 1018619.8399 | 1358159.7865 | 4006571.3703 |  | 158451.9751 | 475355.9253 | 1267615.8008 | 339539.9466 | 0 | 2240963.6478
|  |  | 62 | 62 | C2 | 17 | 16 | 18 | 6 | 5 | 62 | 15 | 17 | 19 | 7 | 6 | 64 | 3 | 1 | 1 | -3 | -2 | 0 | 15 | 16 | 18 | 7 | 6 | 62 | 6 | 2 | 2 | -6 | -4 | 0 | 13 | 18 | 17 | 8 | 6 | 62 |  |  | C2 | 0.025 | 0.075 | 0.175 | 0.375 | 0.75 | C2 | 1293485.511 | 1293485.511 | 1293485.511 | 1293485.511 | 1293485.511 | C2 | 32337.1378 | 97011.4133 | 226359.9644 | 485057.0666 | 970114.1332 | C2 | 485057.0666 | 1649194.0265 | 4300839.324 | 3395399.4663 | 5820684.7994 | 15651174.6828 |  | 549731.3422 | 1552182.6132 | 4074479.3596 | 2910342.3997 | 4850570.6662 | 13937306.3808 |  | 485057.0666 | 1552182.6132 | 4074479.3596 | 3395399.4663 | 5820684.7994 | 15327803.3051 |  | 582068.4799 | 1649194.0265 | 4300839.324 | 1940228.2665 | 3880456.5329 | 12352786.6298 |  | 420382.7911 | 1746205.4398 | 3848119.3952 | 3880456.5329 | 5820684.7994 | 15715848.9584 |  | 614405.6177 | 1940228.2665 | 4300839.324 | 970114.1332 | 1940228.2665 | 9765815.6079
|  |  | 54 | 54 | C3 | 15 | 14 | 16 | 5 | 4 | 54 | 13 | 14 | 16 | 6 | 4 | 53 | 3 | 1 | 1 | -3 | -2 | 0 | 12 | 14 | 15 | 6 | 5 | 52 | 5 | 3 | 3 | -6 | -5 | 0 | 12 | 13 | 15 | 7 | 5 | 52 |  |  | C3 | 0.025 | 0.075 | 0.175 | 0.375 | 0.75 | C3 | 1940228.2665 | 1940228.2665 | 1940228.2665 | 1940228.2665 | 1940228.2665 | C3 | 48505.7067 | 145517.12 | 339539.9466 | 727585.5999 | 1455171.1999 | C3 | 630574.1866 | 2037239.6798 | 5432639.1461 | 4365513.5996 | 5820684.7994 | 18286651.4115 |  | 727585.5999 | 2037239.6798 | 5432639.1461 | 3637927.9996 | 5820684.7994 | 17656077.2249 |  | 582068.4799 | 2037239.6798 | 5093099.1995 | 4365513.5996 | 7275855.9993 | 19353776.958 |  | 727585.5999 | 2182756.7998 | 5432639.1461 | 2182756.7998 | 4365513.5996 | 14891251.9451 |  | 582068.4799 | 1891722.5598 | 5093099.1995 | 5093099.1995 | 7275855.9993 | 19935845.438 |  | 824597.0132 | 2328273.9198 | 6111719.0394 | 727585.5999 | 0 | 9992175.5723
|  |  | 70 | 70 | C4 | 20 | 18 | 21 | 6 | 5 | 70 | 18 | 18 | 21 | 7 | 5 | 69 | 3 | 2 | 2 | -3 | -4 | 0 | 18 | 18 | 22 | 8 | 6 | 72 | 7 | 4 | 4 | -8 | -7 | 0 | 16 | 18 | 21 | 10 | 7 | 72 |  |  | C4 | 0.025 | 0.075 | 0.175 | 0.375 | 0.75 | C4 | 3233713.7774 | 3233713.7774 | 3233713.7774 | 3233713.7774 | 3233713.7774 | C4 | 80842.8444 | 242528.5333 | 565899.9111 | 1212642.6665 | 2425285.3331 | C4 | 1455171.1999 | 4365513.5996 | 11883898.1321 | 8488498.6658 | 12126426.6654 | 38319508.2628 |  | 1616856.8887 | 4365513.5996 | 11883898.1321 | 7275855.9993 | 12126426.6654 | 37268551.2851 |  | 1455171.1999 | 4365513.5996 | 12449798.0432 | 9701141.3323 | 14551711.9985 | 42523336.1734 |  | 1697699.7332 | 4850570.6662 | 13581597.8653 | 6063213.3327 | 4850570.6662 | 31043652.2635 |  | 1293485.511 | 4365513.5996 | 11883898.1321 | 12126426.6654 | 16976997.3316 | 46646321.2397 |  | 1859385.422 | 5335627.7328 | 14147497.7763 | 2425285.3331 | 0 | 23767796.2642
|  |  | 209 | 209 |  | 58 | 54 | 62 | 19 | 16 |  | 51 | 55 | 63 | 22 | 17 |  | 10 | 5 | 5 | -11 | -9 |  | 52 | 54 | 61 | 23 | 19 |  | 20 | 10 | 10 | -22 | -18 |  | 46 | 55 | 60 | 28 | 20 | [22 empty] | 2683982.4353 | 8459395.2418 | 22726540.4279 | 16928491.6249 | 25125956.0508 | 75924365.7807 |  | 3029989.8095 | 8362383.8285 | 22500180.4635 | 14503206.2919 | 24155841.9175 | 72551602.3108 |  | 2680748.7215 | 8362383.8285 | 22568088.4528 | 18141134.2915 | 29006412.5837 | 80758767.878 |  | 3188441.7846 | 9157877.4177 | 24424240.1611 | 10186198.399 | 13775620.6919 | 60732378.4542 |  | 2409116.7642 | 8410889.5351 | 21934280.5524 | 22118602.2377 | 31431697.9168 | 86304587.0063 |  | 3456840.0281 | 10079485.8443 | 25827671.9405 | 4462525.0129 | 1940228.2665 | 45766751.0922
| 132kV UG Cable (Gas) |  | 0 | 0 | C1 | 0 | 0 | 0 | 0 | 0 | 0 | 0 | 0 | 0 | 0 | 0 | 0 | 0 | 0 | 0 | 0 | 0 | 0 | 0 | 0 | 0 | 0 | 0 | 0 | 0 | 0 | 0 | 0 | 0 | 0 | 0 | 0 | 0 | 0 | 0 | 0 |  |  | C1 | 0.025 | 0.075 | 0.175 | 0.375 | 0.75 | C1 | 22471.9173 | 22471.9173 | 22471.9173 | 22471.9173 | 22471.9173 | C1 | 561.7979 | 1685.3938 | 3932.5855 | 8426.969 | 16853.9379 | C1 | 0 | 0 | 0 | 0 | 0 | 0 |  | 0 | 0 | 0 | 0 | 0 | 0 |  | 0 | 0 | 0 | 0 | 0 | 0 |  | 0 | 0 | 0 | 0 | 0 | 0 |  | 0 | 0 | 0 | 0 | 0 | 0 |  | 0 | 0 | 0 | 0 | 0 | 0
|  |  | 0 | 0 | C2 | 0 | 0 | 0 | 0 | 0 | 0 | 0 | 0 | 0 | 0 | 0 | 0 | 0 | 0 | 0 | 0 | 0 | 0 | 0 | 0 | 0 | 0 | 0 | 0 | 0 | 0 | 0 | 0 | 0 | 0 | 0 | 0 | 0 | 0 | 0 | 0 |  |  | C2 | 0.025 | 0.075 | 0.175 | 0.375 | 0.75 | C2 | 32102.7389 | 32102.7389 | 32102.7389 | 32102.7389 | 32102.7389 | C2 | 802.5685 | 2407.7054 | 5617.9793 | 12038.5271 | 24077.0542 | C2 | 0 | 0 | 0 | 0 | 0 | 0 |  | 0 | 0 | 0 | 0 | 0 | 0 |  | 0 | 0 | 0 | 0 | 0 | 0 |  | 0 | 0 | 0 | 0 | 0 | 0 |  | 0 | 0 | 0 | 0 | 0 | 0 |  | 0 | 0 | 0 | 0 | 0 | 0
|  |  | 0 | 0 | C3 | 0 | 0 | 0 | 0 | 0 | 0 | 0 | 0 | 0 | 0 | 0 | 0 | 0 | 0 | 0 | 0 | 0 | 0 | 0 | 0 | 0 | 0 | 0 | 0 | 0 | 0 | 0 | 0 | 0 | 0 | 0 | 0 | 0 | 0 | 0 | 0 |  |  | C3 | 0.025 | 0.075 | 0.175 | 0.375 | 0.75 | C3 | 48154.1084 | 48154.1084 | 48154.1084 | 48154.1084 | 48154.1084 | C3 | 1203.8527 | 3611.5581 | 8426.969 | 18057.7907 | 36115.5813 | C3 | 0 | 0 | 0 | 0 | 0 | 0 |  | 0 | 0 | 0 | 0 | 0 | 0 |  | 0 | 0 | 0 | 0 | 0 | 0 |  | 0 | 0 | 0 | 0 | 0 | 0 |  | 0 | 0 | 0 | 0 | 0 | 0 |  | 0 | 0 | 0 | 0 | 0 | 0
|  |  | 0 | 0 | C4 | 0 | 0 | 0 | 0 | 0 | 0 | 0 | 0 | 0 | 0 | 0 | 0 | 0 | 0 | 0 | 0 | 0 | 0 | 0 | 0 | 0 | 0 | 0 | 0 | 0 | 0 | 0 | 0 | 0 | 0 | 0 | 0 | 0 | 0 | 0 | 0 |  |  | C4 | 0.025 | 0.075 | 0.175 | 0.375 | 0.75 | C4 | 80256.8474 | 80256.8474 | 80256.8474 | 80256.8474 | 80256.8474 | C4 | 2006.4212 | 6019.2636 | 14044.9483 | 30096.3178 | 60192.6355 | C4 | 0 | 0 | 0 | 0 | 0 | 0 |  | 0 | 0 | 0 | 0 | 0 | 0 |  | 0 | 0 | 0 | 0 | 0 | 0 |  | 0 | 0 | 0 | 0 | 0 | 0 |  | 0 | 0 | 0 | 0 | 0 | 0 |  | 0 | 0 | 0 | 0 | 0 | 0
|  |  | 0 | 0 |  | 0 | 0 | 0 | 0 | 0 |  | 0 | 0 | 0 | 0 | 0 |  | 0 | 0 | 0 | 0 | 0 |  | 0 | 0 | 0 | 0 | 0 |  | 0 | 0 | 0 | 0 | 0 |  | 0 | 0 | 0 | 0 | 0 | [22 empty] | 0 | 0 | 0 | 0 | 0 | 0 |  | 0 | 0 | 0 | 0 | 0 | 0 |  | 0 | 0 | 0 | 0 | 0 | 0 |  | 0 | 0 | 0 | 0 | 0 | 0 |  | 0 | 0 | 0 | 0 | 0 | 0 |  | 0 | 0 | 0 | 0 | 0 | 0
| 132kV UG Cable (Oil) |  | 0 | 0 | C1 | 0 | 0 | 0 | 0 | 0 | 0 | 0 | 0 | 0 | 0 | 0 | 0 | 0 | 0 | 0 | 0 | 0 | 0 | 0 | 0 | 0 | 0 | 0 | 0 | 0 | 0 | 0 | 0 | 0 | 0 | 0 | 0 | 0 | 0 | 0 | 0 |  |  | C1 | 0.025 | 0.075 | 0.175 | 0.375 | 0.75 | C1 | 22481.5908 | 22481.5908 | 22481.5908 | 22481.5908 | 22481.5908 | C1 | 562.0398 | 1686.1193 | 3934.2784 | 8430.5965 | 16861.1931 | C1 | 0 | 0 | 0 | 0 | 0 | 0 |  | 0 | 0 | 0 | 0 | 0 | 0 |  | 0 | 0 | 0 | 0 | 0 | 0 |  | 0 | 0 | 0 | 0 | 0 | 0 |  | 0 | 0 | 0 | 0 | 0 | 0 |  | 0 | 0 | 0 | 0 | 0 | 0
|  |  | 0 | 0 | C2 | 0 | 0 | 0 | 0 | 0 | 0 | 0 | 0 | 0 | 0 | 0 | 0 | 0 | 0 | 0 | 0 | 0 | 0 | 0 | 0 | 0 | 0 | 0 | 0 | 0 | 0 | 0 | 0 | 0 | 0 | 0 | 0 | 0 | 0 | 0 | 0 |  |  | C2 | 0.025 | 0.075 | 0.175 | 0.375 | 0.75 | C2 | 32116.5583 | 32116.5583 | 32116.5583 | 32116.5583 | 32116.5583 | C2 | 802.914 | 2408.7419 | 5620.3977 | 12043.7093 | 24087.4187 | C2 | 0 | 0 | 0 | 0 | 0 | 0 |  | 0 | 0 | 0 | 0 | 0 | 0 |  | 0 | 0 | 0 | 0 | 0 | 0 |  | 0 | 0 | 0 | 0 | 0 | 0 |  | 0 | 0 | 0 | 0 | 0 | 0 |  | 0 | 0 | 0 | 0 | 0 | 0
|  |  | 0 | 0 | C3 | 0 | 0 | 0 | 0 | 0 | 0 | 0 | 0 | 0 | 0 | 0 | 0 | 0 | 0 | 0 | 0 | 0 | 0 | 0 | 0 | 0 | 0 | 0 | 0 | 0 | 0 | 0 | 0 | 0 | 0 | 0 | 0 | 0 | 0 | 0 | 0 |  |  | C3 | 0.025 | 0.075 | 0.175 | 0.375 | 0.75 | C3 | 48174.8374 | 48174.8374 | 48174.8374 | 48174.8374 | 48174.8374 | C3 | 1204.3709 | 3613.1128 | 8430.5965 | 18065.564 | 36131.128 | C3 | 0 | 0 | 0 | 0 | 0 | 0 |  | 0 | 0 | 0 | 0 | 0 | 0 |  | 0 | 0 | 0 | 0 | 0 | 0 |  | 0 | 0 | 0 | 0 | 0 | 0 |  | 0 | 0 | 0 | 0 | 0 | 0 |  | 0 | 0 | 0 | 0 | 0 | 0
|  |  | 0 | 0 | C4 | 0 | 0 | 0 | 0 | 0 | 0 | 0 | 0 | 0 | 0 | 0 | 0 | 0 | 0 | 0 | 0 | 0 | 0 | 0 | 0 | 0 | 0 | 0 | 0 | 0 | 0 | 0 | 0 | 0 | 0 | 0 | 0 | 0 | 0 | 0 | 0 |  |  | C4 | 0.025 | 0.075 | 0.175 | 0.375 | 0.75 | C4 | 80291.3956 | 80291.3956 | 80291.3956 | 80291.3956 | 80291.3956 | C4 | 2007.2849 | 6021.8547 | 14050.9942 | 30109.2734 | 60218.5467 | C4 | 0 | 0 | 0 | 0 | 0 | 0 |  | 0 | 0 | 0 | 0 | 0 | 0 |  | 0 | 0 | 0 | 0 | 0 | 0 |  | 0 | 0 | 0 | 0 | 0 | 0 |  | 0 | 0 | 0 | 0 | 0 | 0 |  | 0 | 0 | 0 | 0 | 0 | 0
|  |  | 0 | 0 |  | 0 | 0 | 0 | 0 | 0 |  | 0 | 0 | 0 | 0 | 0 |  | 0 | 0 | 0 | 0 | 0 |  | 0 | 0 | 0 | 0 | 0 |  | 0 | 0 | 0 | 0 | 0 |  | 0 | 0 | 0 | 0 | 0 | [22 empty] | 0 | 0 | 0 | 0 | 0 | 0 |  | 0 | 0 | 0 | 0 | 0 | 0 |  | 0 | 0 | 0 | 0 | 0 | 0 |  | 0 | 0 | 0 | 0 | 0 | 0 |  | 0 | 0 | 0 | 0 | 0 | 0 |  | 0 | 0 | 0 | 0 | 0 | 0
| 132kV UG Cable (Non Pressurised) |  | 0 | 0 | C1 | 0 | 0 | 0 | 0 | 0 | 0 | 0 | 0 | 0 | 0 | 0 | 0 | 0 | 0 | 0 | 0 | 0 | 0 | 0 | 0 | 0 | 0 | 0 | 0 | 0 | 0 | 0 | 0 | 0 | 0 | 0 | 0 | 0 | 0 | 0 | 0 |  |  | C1 | 0.025 | 0.075 | 0.175 | 0.375 | 0.75 | C1 | 0 | 0 | 0 | 0 | 0 | C1 | [5 empty] | C1 | [5 empty] | 0 | [6 empty] | 0 | [6 empty] | 0 | [6 empty] | 0 | [6 empty] | 0 | [6 empty] | 0
|  |  | 0 | 0 | C2 | 0 | 0 | 0 | 0 | 0 | 0 | 0 | 0 | 0 | 0 | 0 | 0 | 0 | 0 | 0 | 0 | 0 | 0 | 0 | 0 | 0 | 0 | 0 | 0 | 0 | 0 | 0 | 0 | 0 | 0 | 0 | 0 | 0 | 0 | 0 | 0 |  |  | C2 | 0.025 | 0.075 | 0.175 | 0.375 | 0.75 | C2 | 0 | 0 | 0 | 0 | 0 | C2 | [5 empty] | C2 | [5 empty] | 0 | [6 empty] | 0 | [6 empty] | 0 | [6 empty] | 0 | [6 empty] | 0 | [6 empty] | 0
|  |  | 0 | 0 | C3 | 0 | 0 | 0 | 0 | 0 | 0 | 0 | 0 | 0 | 0 | 0 | 0 | 0 | 0 | 0 | 0 | 0 | 0 | 0 | 0 | 0 | 0 | 0 | 0 | 0 | 0 | 0 | 0 | 0 | 0 | 0 | 0 | 0 | 0 | 0 | 0 |  |  | C3 | 0.025 | 0.075 | 0.175 | 0.375 | 0.75 | C3 | 0 | 0 | 0 | 0 | 0 | C3 | [5 empty] | C3 | [5 empty] | 0 | [6 empty] | 0 | [6 empty] | 0 | [6 empty] | 0 | [6 empty] | 0 | [6 empty] | 0
|  |  | 0 | 0 | C4 | 0 | 0 | 0 | 0 | 0 | 0 | 0 | 0 | 0 | 0 | 0 | 0 | 0 | 0 | 0 | 0 | 0 | 0 | 0 | 0 | 0 | 0 | 0 | 0 | 0 | 0 | 0 | 0 | 0 | 0 | 0 | 0 | 0 | 0 | 0 | 0 |  |  | C4 | 0.025 | 0.075 | 0.175 | 0.375 | 0.75 | C4 | 0 | 0 | 0 | 0 | 0 | C4 | [5 empty] | C4 | [5 empty] | 0 | [6 empty] | 0 | [6 empty] | 0 | [6 empty] | 0 | [6 empty] | 0 | [6 empty] | 0
|  |  | 0 | 0 |  | 0 | 0 | 0 | 0 | 0 |  | 0 | 0 | 0 | 0 | 0 |  | 0 | 0 | 0 | 0 | 0 |  | 0 | 0 | 0 | 0 | 0 |  | 0 | 0 | 0 | 0 | 0 |  | 0 | 0 | 0 | 0 | 0 | [22 empty] | 0 | 0 | 0 | 0 | 0 | 0 |  | 0 | 0 | 0 | 0 | 0 | 0 |  | 0 | 0 | 0 | 0 | 0 | 0 |  | 0 | 0 | 0 | 0 | 0 | 0 |  | 0 | 0 | 0 | 0 | 0 | 0 |  | 0 | 0 | 0 | 0 | 0 | 0
| 132kV OHL Support - Tower |  | 0 | 0 | C1 | 0 | 0 | 0 | 0 | 0 | 0 | 0 | 0 | 0 | 0 | 0 | 0 | 0 | 0 | 0 | 0 | 0 | 0 | 0 | 0 | 0 | 0 | 0 | 0 | 0 | 0 | 0 | 0 | 0 | 0 | 0 | 0 | 0 | 0 | 0 | 0 |  |  | C1 | 0.025 | 0.075 | 0.175 | 0.375 | 0.75 | C1 | 0 | 0 | 0 | 0 | 0 | C1 | [5 empty] | C1 | [5 empty] | 0 | [6 empty] | 0 | [6 empty] | 0 | [6 empty] | 0 | [6 empty] | 0 | [6 empty] | 0
|  |  | 0 | 0 | C2 | 0 | 0 | 0 | 0 | 0 | 0 | 0 | 0 | 0 | 0 | 0 | 0 | 0 | 0 | 0 | 0 | 0 | 0 | 0 | 0 | 0 | 0 | 0 | 0 | 0 | 0 | 0 | 0 | 0 | 0 | 0 | 0 | 0 | 0 | 0 | 0 |  |  | C2 | 0.025 | 0.075 | 0.175 | 0.375 | 0.75 | C2 | 0 | 0 | 0 | 0 | 0 | C2 | [5 empty] | C2 | [5 empty] | 0 | [6 empty] | 0 | [6 empty] | 0 | [6 empty] | 0 | [6 empty] | 0 | [6 empty] | 0
|  |  | 0 | 0 | C3 | 0 | 0 | 0 | 0 | 0 | 0 | 0 | 0 | 0 | 0 | 0 | 0 | 0 | 0 | 0 | 0 | 0 | 0 | 0 | 0 | 0 | 0 | 0 | 0 | 0 | 0 | 0 | 0 | 0 | 0 | 0 | 0 | 0 | 0 | 0 | 0 |  |  | C3 | 0.025 | 0.075 | 0.175 | 0.375 | 0.75 | C3 | 0 | 0 | 0 | 0 | 0 | C3 | [5 empty] | C3 | [5 empty] | 0 | [6 empty] | 0 | [6 empty] | 0 | [6 empty] | 0 | [6 empty] | 0 | [6 empty] | 0
|  |  | 0 | 0 | C4 | 0 | 0 | 0 | 0 | 0 | 0 | 0 | 0 | 0 | 0 | 0 | 0 | 0 | 0 | 0 | 0 | 0 | 0 | 0 | 0 | 0 | 0 | 0 | 0 | 0 | 0 | 0 | 0 | 0 | 0 | 0 | 0 | 0 | 0 | 0 | 0 |  |  | C4 | 0.025 | 0.075 | 0.175 | 0.375 | 0.75 | C4 | 0 | 0 | 0 | 0 | 0 | C4 | [5 empty] | C4 | [5 empty] | 0 | [6 empty] | 0 | [6 empty] | 0 | [6 empty] | 0 | [6 empty] | 0 | [6 empty] | 0
|  |  | 0 | 0 |  | 0 | 0 | 0 | 0 | 0 |  | 0 | 0 | 0 | 0 | 0 |  | 0 | 0 | 0 | 0 | 0 |  | 0 | 0 | 0 | 0 | 0 |  | 0 | 0 | 0 | 0 | 0 |  | 0 | 0 | 0 | 0 | 0 | [22 empty] | 0 | 0 | 0 | 0 | 0 | 0 |  | 0 | 0 | 0 | 0 | 0 | 0 |  | 0 | 0 | 0 | 0 | 0 | 0 |  | 0 | 0 | 0 | 0 | 0 | 0 |  | 0 | 0 | 0 | 0 | 0 | 0 |  | 0 | 0 | 0 | 0 | 0 | 0
| 132kV OHL (Tower Line) Conductor |  | 0 | 0 | C1 | 0 | 0 | 0 | 0 | 0 | 0 | 0 | 0 | 0 | 0 | 0 | 0 | 0 | 0 | 0 | 0 | 0 | 0 | 0 | 0 | 0 | 0 | 0 | 0 | 0 | 0 | 0 | 0 | 0 | 0 | 0 | 0 | 0 | 0 | 0 | 0 |  | 0 | C1 | 0.025 | 0.075 | 0.175 | 0.375 | 0.75 | C1 | 21605.7593 | 21605.7593 | 21605.7593 | 21605.7593 | 21605.7593 | C1 | 540.144 | 1620.432 | 3781.0079 | 8102.1598 | 16204.3195 | C1 | 0 | 0 | 0 | 0 | 0 | 0 |  | 0 | 0 | 0 | 0 | 0 | 0 |  | 0 | 0 | 0 | 0 | 0 | 0 |  | 0 | 0 | 0 | 0 | 0 | 0 |  | 0 | 0 | 0 | 0 | 0 | 0 |  | 0 | 0 | 0 | 0 | 0 | 0
|  |  | 353 | 353 | C2 | 106 | 61 | 40 | 63 | 83 | 353 | 102 | 61 | 40 | 66 | 84.2 | 353.2 | 34.6886 | 0 | 0 | -10.6886 | -24 | 0 | 96 | 66 | 42 | 61 | 88 | 353 | 69.4041 | 0 | 0 | -25.4041 | -44 | 0 | 85 | 71 | 44 | 59 | 94 | 353 |  |  | C2 | 0.025 | 0.075 | 0.175 | 0.375 | 0.75 | C2 | 30865.3705 | 30865.3705 | 30865.3705 | 30865.3705 | 30865.3705 | C2 | 771.6343 | 2314.9028 | 5401.4398 | 11574.5139 | 23149.0279 | C2 | 78706.6947 | 141209.07 | 216057.5934 | 763917.9194 | 1949148.1459 | 3149039.4234 |  | 81793.2318 | 141209.07 | 216057.5934 | 729194.3776 | 1921369.3125 | 3089623.5852 |  | 74076.8892 | 152783.5839 | 226860.473 | 706045.3498 | 2037114.4518 | 3196880.7476 |  | 100843.7772 | 152783.5839 | 226860.473 | 582330.3637 | 1481537.7831 | 2544355.9809 |  | 65588.9123 | 164358.0978 | 237663.3527 | 682896.3219 | 2176008.619 | 3326515.3037 |  | 119143.4928 | 164358.0978 | 237663.3527 | 388856.2269 | 1157451.3931 | 2067472.5633
|  |  | 460 | 460 | C3 | 139 | 80 | 52 | 83 | 106 | 460 | 133 | 81 | 53 | 86 | 107 | 460 | 53 | 0 | 0 | -21 | -32 | 0 | 125 | 86 | 55 | 79 | 115 | 460 | 105 | 0 | 0 | -48 | -57 | 0 | 110 | 92 | 58 | 76 | 124 | 460 |  |  | C3 | 0.025 | 0.075 | 0.175 | 0.375 | 0.75 | C3 | 46298.0557 | 46298.0557 | 46298.0557 | 46298.0557 | 46298.0557 | C3 | 1157.4514 | 3472.3542 | 8102.1598 | 17361.7709 | 34723.5418 | C3 | 153941.0353 | 281260.6885 | 429414.4668 | 1493112.2971 | 3715418.9717 | 6073147.4594 |  | 160885.7436 | 277788.3343 | 421312.3071 | 1441026.9844 | 3680695.4299 | 5981708.7994 |  | 144681.4241 | 298622.4594 | 445618.7863 | 1371579.9008 | 3993207.3061 | 6253709.8767 |  | 206026.348 | 298622.4594 | 445618.7863 | 1006982.712 | 2882053.9687 | 4839304.2744 |  | 127319.6532 | 319456.5845 | 469925.2656 | 1319494.5881 | 4305719.1822 | 6541915.2736 |  | 248852.0495 | 319456.5845 | 469925.2656 | 486129.5851 | 2326477.3001 | 3850840.7847
|  |  | 910 | 910 | C4 | 276 | 159 | 103 | 163 | 209 | 910 | 265 | 160 | 104 | 170 | 211 | 910 | 104 | 0 | 0 | -42 | -62 | 0 | 248 | 170 | 108 | 158 | 226 | 910 | 208 | 0 | 0 | -94 | -114 | 0 | 222 | 182 | 114 | 151 | 241 | 910 |  |  | C4 | 0.025 | 0.075 | 0.175 | 0.375 | 0.75 | C4 | 77163.4262 | 77163.4262 | 77163.4262 | 77163.4262 | 77163.4262 | C4 | 1929.0857 | 5787.257 | 13503.5996 | 28936.2848 | 57872.5697 | C4 | 511207.6986 | 925961.1145 | 1404374.3569 | 4919168.4205 | 12211112.1968 | 19971823.7873 |  | 532427.6408 | 920173.8575 | 1390870.7573 | 4716614.4267 | 12095367.0575 | 19655453.7399 |  | 478413.2425 | 983833.6841 | 1458388.7553 | 4571933.0026 | 13079200.7416 | 20571769.4261 |  | 679038.1506 | 983833.6841 | 1458388.7553 | 3356609.0399 | 9491101.4231 | 15968971.053 |  | 428257.0154 | 1053280.7677 | 1539410.3528 | 4369379.0088 | 13947289.2864 | 21337616.4312 |  | 829506.8317 | 1053280.7677 | 1539410.3528 | 1649368.2351 | 7349816.346 | 12421382.5332
|  |  | 1723 | 1723 |  | 521 | 300 | 195 | 309 | 398 |  | 500 | 302 | 197 | 322 | 402.2 |  | 191.6886 | 0 | 0 | -73.6886 | -118 |  | 469 | 322 | 205 | 298 | 429 |  | 382.4041 | 0 | 0 | -167.4041 | -215 |  | 417 | 345 | 216 | 286 | 459 | [22 empty] | 743855.4286 | 1348430.8729 | 2049846.4171 | 7176198.637 | 17875679.3145 | 29194010.6702 |  | 775106.6162 | 1339171.2618 | 2028240.6578 | 6886835.7887 | 17697431.8 | 28726786.1245 |  | 697171.5558 | 1435239.7274 | 2130868.0146 | 6649558.2532 | 19109522.4995 | 30022360.0505 |  | 985908.2757 | 1435239.7274 | 2130868.0146 | 4945922.1156 | 13854693.175 | 23352631.3083 |  | 621165.5809 | 1537095.45 | 2246998.9711 | 6371769.9188 | 20429017.0876 | 31206047.0084 |  | 1197502.374 | 1537095.45 | 2246998.9711 | 2524354.0471 | 10833745.0391 | 18339695.8812
| [Please insert new asset category as required] |  | 0 | 0 | C1 | 0 | 0 | 0 | 0 | 0 | 0 | 0 | 0 | 0 | 0 | 0 | 0 | 0 | 0 | 0 | 0 | 0 | 0 | 0 | 0 | 0 | 0 | 0 | 0 | 0 | 0 | 0 | 0 | 0 | 0 | 0 | 0 | 0 | 0 | 0 | 0 |  |  | C1 | 0 | 0 | 0 | 0 | 0 | C1 | 0 | 0 | 0 | 0 | 0 | C1 | [5 empty] | C1 | [5 empty] | 0 | [6 empty] | 0 | [6 empty] | 0 | [6 empty] | 0 | [6 empty] | 0 | [6 empty] | 0
|  |  | 0 | 0 | C2 | 0 | 0 | 0 | 0 | 0 | 0 | 0 | 0 | 0 | 0 | 0 | 0 | 0 | 0 | 0 | 0 | 0 | 0 | 0 | 0 | 0 | 0 | 0 | 0 | 0 | 0 | 0 | 0 | 0 | 0 | 0 | 0 | 0 | 0 | 0 | 0 |  |  | C2 | 0 | 0 | 0 | 0 | 0 | C2 | 0 | 0 | 0 | 0 | 0 | C2 | [5 empty] | C2 | [5 empty] | 0 | [6 empty] | 0 | [6 empty] | 0 | [6 empty] | 0 | [6 empty] | 0 | [6 empty] | 0
|  |  | 0 | 0 | C3 | 0 | 0 | 0 | 0 | 0 | 0 | 0 | 0 | 0 | 0 | 0 | 0 | 0 | 0 | 0 | 0 | 0 | 0 | 0 | 0 | 0 | 0 | 0 | 0 | 0 | 0 | 0 | 0 | 0 | 0 | 0 | 0 | 0 | 0 | 0 | 0 |  |  | C3 | 0 | 0 | 0 | 0 | 0 | C3 | 0 | 0 | 0 | 0 | 0 | C3 | [5 empty] | C3 | [5 empty] | 0 | [6 empty] | 0 | [6 empty] | 0 | [6 empty] | 0 | [6 empty] | 0 | [6 empty] | 0
|  |  | 0 | 0 | C4 | 0 | 0 | 0 | 0 | 0 | 0 | 0 | 0 | 0 | 0 | 0 | 0 | 0 | 0 | 0 | 0 | 0 | 0 | 0 | 0 | 0 | 0 | 0 | 0 | 0 | 0 | 0 | 0 | 0 | 0 | 0 | 0 | 0 | 0 | 0 | 0 |  |  | C4 | 0 | 0 | 0 | 0 | 0 | C4 | 0 | 0 | 0 | 0 | 0 | C4 | [5 empty] | C4 | [5 empty] | 0 | [6 empty] | 0 | [6 empty] | 0 | [6 empty] | 0 | [6 empty] | 0 | [6 empty] | 0
|  |  | 0 | 0 |  | 0 | 0 | 0 | 0 | 0 |  | 0 | 0 | 0 | 0 | 0 |  | 0 | 0 | 0 | 0 | 0 |  | 0 | 0 | 0 | 0 | 0 |  | 0 | 0 | 0 | 0 | 0 |  | 0 | 0 | 0 | 0 | 0 | [22 empty] | 0 | 0 | 0 | 0 | 0 | 0 |  | 0 | 0 | 0 | 0 | 0 | 0 |  | 0 | 0 | 0 | 0 | 0 | 0 |  | 0 | 0 | 0 | 0 | 0 | 0 |  | 0 | 0 | 0 | 0 | 0 | 0 |  | 0 | 0 | 0 | 0 | 0 | 0
| [Please insert new asset category as required] |  | 0 | 0 | C1 | 0 | 0 | 0 | 0 | 0 | 0 | 0 | 0 | 0 | 0 | 0 | 0 | 0 | 0 | 0 | 0 | 0 | 0 | 0 | 0 | 0 | 0 | 0 | 0 | 0 | 0 | 0 | 0 | 0 | 0 | 0 | 0 | 0 | 0 | 0 | 0 |  |  | C1 | 0 | 0 | 0 | 0 | 0 | C1 | 0 | 0 | 0 | 0 | 0 | C1 | [5 empty] | C1 | [5 empty] | 0 | [6 empty] | 0 | [6 empty] | 0 | [6 empty] | 0 | [6 empty] | 0 | [6 empty] | 0
|  |  | 0 | 0 | C2 | 0 | 0 | 0 | 0 | 0 | 0 | 0 | 0 | 0 | 0 | 0 | 0 | 0 | 0 | 0 | 0 | 0 | 0 | 0 | 0 | 0 | 0 | 0 | 0 | 0 | 0 | 0 | 0 | 0 | 0 | 0 | 0 | 0 | 0 | 0 | 0 |  |  | C2 | 0 | 0 | 0 | 0 | 0 | C2 | 0 | 0 | 0 | 0 | 0 | C2 | [5 empty] | C2 | [5 empty] | 0 | [6 empty] | 0 | [6 empty] | 0 | [6 empty] | 0 | [6 empty] | 0 | [6 empty] | 0
|  |  | 0 | 0 | C3 | 0 | 0 | 0 | 0 | 0 | 0 | 0 | 0 | 0 | 0 | 0 | 0 | 0 | 0 | 0 | 0 | 0 | 0 | 0 | 0 | 0 | 0 | 0 | 0 | 0 | 0 | 0 | 0 | 0 | 0 | 0 | 0 | 0 | 0 | 0 | 0 |  |  | C3 | 0 | 0 | 0 | 0 | 0 | C3 | 0 | 0 | 0 | 0 | 0 | C3 | [5 empty] | C3 | [5 empty] | 0 | [6 empty] | 0 | [6 empty] | 0 | [6 empty] | 0 | [6 empty] | 0 | [6 empty] | 0
|  |  | 0 | 0 | C4 | 0 | 0 | 0 | 0 | 0 | 0 | 0 | 0 | 0 | 0 | 0 | 0 | 0 | 0 | 0 | 0 | 0 | 0 | 0 | 0 | 0 | 0 | 0 | 0 | 0 | 0 | 0 | 0 | 0 | 0 | 0 | 0 | 0 | 0 | 0 | 0 |  |  | C4 | 0 | 0 | 0 | 0 | 0 | C4 | 0 | 0 | 0 | 0 | 0 | C4 | [5 empty] | C4 | [5 empty] | 0 | [6 empty] | 0 | [6 empty] | 0 | [6 empty] | 0 | [6 empty] | 0 | [6 empty] | 0
|  |  | 0 | 0 |  | 0 | 0 | 0 | 0 | 0 |  | 0 | 0 | 0 | 0 | 0 |  | 0 | 0 | 0 | 0 | 0 |  | 0 | 0 | 0 | 0 | 0 |  | 0 | 0 | 0 | 0 | 0 |  | 0 | 0 | 0 | 0 | 0 | [22 empty] | 0 | 0 | 0 | 0 | 0 | 0 |  | 0 | 0 | 0 | 0 | 0 | 0 |  | 0 | 0 | 0 | 0 | 0 | 0 |  | 0 | 0 | 0 | 0 | 0 | 0 |  | 0 | 0 | 0 | 0 | 0 | 0 |  | 0 | 0 | 0 | 0 | 0 | 0
| [Please insert new asset category as required] |  | 0 | 0 | C1 | 0 | 0 | 0 | 0 | 0 | 0 | 0 | 0 | 0 | 0 | 0 | 0 | 0 | 0 | 0 | 0 | 0 | 0 | 0 | 0 | 0 | 0 | 0 | 0 | 0 | 0 | 0 | 0 | 0 | 0 | 0 | 0 | 0 | 0 | 0 | 0 |  |  | C1 | 0 | 0 | 0 | 0 | 0 | C1 | 0 | 0 | 0 | 0 | 0 | C1 | [5 empty] | C1 | [5 empty] | 0 | [6 empty] | 0 | [6 empty] | 0 | [6 empty] | 0 | [6 empty] | 0 | [6 empty] | 0
|  |  | 0 | 0 | C2 | 0 | 0 | 0 | 0 | 0 | 0 | 0 | 0 | 0 | 0 | 0 | 0 | 0 | 0 | 0 | 0 | 0 | 0 | 0 | 0 | 0 | 0 | 0 | 0 | 0 | 0 | 0 | 0 | 0 | 0 | 0 | 0 | 0 | 0 | 0 | 0 |  |  | C2 | 0 | 0 | 0 | 0 | 0 | C2 | 0 | 0 | 0 | 0 | 0 | C2 | [5 empty] | C2 | [5 empty] | 0 | [6 empty] | 0 | [6 empty] | 0 | [6 empty] | 0 | [6 empty] | 0 | [6 empty] | 0
|  |  | 0 | 0 | C3 | 0 | 0 | 0 | 0 | 0 | 0 | 0 | 0 | 0 | 0 | 0 | 0 | 0 | 0 | 0 | 0 | 0 | 0 | 0 | 0 | 0 | 0 | 0 | 0 | 0 | 0 | 0 | 0 | 0 | 0 | 0 | 0 | 0 | 0 | 0 | 0 |  |  | C3 | 0 | 0 | 0 | 0 | 0 | C3 | 0 | 0 | 0 | 0 | 0 | C3 | [5 empty] | C3 | [5 empty] | 0 | [6 empty] | 0 | [6 empty] | 0 | [6 empty] | 0 | [6 empty] | 0 | [6 empty] | 0
|  |  | 0 | 0 | C4 | 0 | 0 | 0 | 0 | 0 | 0 | 0 | 0 | 0 | 0 | 0 | 0 | 0 | 0 | 0 | 0 | 0 | 0 | 0 | 0 | 0 | 0 | 0 | 0 | 0 | 0 | 0 | 0 | 0 | 0 | 0 | 0 | 0 | 0 | 0 | 0 |  |  | C4 | 0 | 0 | 0 | 0 | 0 | C4 | 0 | 0 | 0 | 0 | 0 | C4 | [5 empty] | C4 | [5 empty] | 0 | [6 empty] | 0 | [6 empty] | 0 | [6 empty] | 0 | [6 empty] | 0 | [6 empty] | 0
|  |  | 0 | 0 |  | 0 | 0 | 0 | 0 | 0 |  | 0 | 0 | 0 | 0 | 0 |  | 0 | 0 | 0 | 0 | 0 |  | 0 | 0 | 0 | 0 | 0 |  | 0 | 0 | 0 | 0 | 0 |  | 0 | 0 | 0 | 0 | 0 | [22 empty] | 0 | 0 | 0 | 0 | 0 | 0 |  | 0 | 0 | 0 | 0 | 0 | 0 |  | 0 | 0 | 0 | 0 | 0 | 0 |  | 0 | 0 | 0 | 0 | 0 | 0 |  | 0 | 0 | 0 | 0 | 0 | 0 |  | 0 | 0 | 0 | 0 | 0 | 0
| [Please insert new asset category as required] |  | 0 | 0 | C1 | 0 | 0 | 0 | 0 | 0 | 0 | 0 | 0 | 0 | 0 | 0 | 0 | 0 | 0 | 0 | 0 | 0 | 0 | 0 | 0 | 0 | 0 | 0 | 0 | 0 | 0 | 0 | 0 | 0 | 0 | 0 | 0 | 0 | 0 | 0 | 0 |  |  | C1 | 0 | 0 | 0 | 0 | 0 | C1 | 0 | 0 | 0 | 0 | 0 | C1 | [5 empty] | C1 | [5 empty] | 0 | [6 empty] | 0 | [6 empty] | 0 | [6 empty] | 0 | [6 empty] | 0 | [6 empty] | 0
|  |  | 0 | 0 | C2 | 0 | 0 | 0 | 0 | 0 | 0 | 0 | 0 | 0 | 0 | 0 | 0 | 0 | 0 | 0 | 0 | 0 | 0 | 0 | 0 | 0 | 0 | 0 | 0 | 0 | 0 | 0 | 0 | 0 | 0 | 0 | 0 | 0 | 0 | 0 | 0 |  |  | C2 | 0 | 0 | 0 | 0 | 0 | C2 | 0 | 0 | 0 | 0 | 0 | C2 | [5 empty] | C2 | [5 empty] | 0 | [6 empty] | 0 | [6 empty] | 0 | [6 empty] | 0 | [6 empty] | 0 | [6 empty] | 0
|  |  | 0 | 0 | C3 | 0 | 0 | 0 | 0 | 0 | 0 | 0 | 0 | 0 | 0 | 0 | 0 | 0 | 0 | 0 | 0 | 0 | 0 | 0 | 0 | 0 | 0 | 0 | 0 | 0 | 0 | 0 | 0 | 0 | 0 | 0 | 0 | 0 | 0 | 0 | 0 |  |  | C3 | 0 | 0 | 0 | 0 | 0 | C3 | 0 | 0 | 0 | 0 | 0 | C3 | [5 empty] | C3 | [5 empty] | 0 | [6 empty] | 0 | [6 empty] | 0 | [6 empty] | 0 | [6 empty] | 0 | [6 empty] | 0
|  |  | 0 | 0 | C4 | 0 | 0 | 0 | 0 | 0 | 0 | 0 | 0 | 0 | 0 | 0 | 0 | 0 | 0 | 0 | 0 | 0 | 0 | 0 | 0 | 0 | 0 | 0 | 0 | 0 | 0 | 0 | 0 | 0 | 0 | 0 | 0 | 0 | 0 | 0 | 0 |  |  | C4 | 0 | 0 | 0 | 0 | 0 | C4 | 0 | 0 | 0 | 0 | 0 | C4 | [5 empty] | C4 | [5 empty] | 0 | [6 empty] | 0 | [6 empty] | 0 | [6 empty] | 0 | [6 empty] | 0 | [6 empty] | 0
|  |  | 0 | 0 |  | 0 | 0 | 0 | 0 | 0 |  | 0 | 0 | 0 | 0 | 0 |  | 0 | 0 | 0 | 0 | 0 |  | 0 | 0 | 0 | 0 | 0 |  | 0 | 0 | 0 | 0 | 0 |  | 0 | 0 | 0 | 0 | 0 | [22 empty] | 0 | 0 | 0 | 0 | 0 | 0 |  | 0 | 0 | 0 | 0 | 0 | 0 |  | 0 | 0 | 0 | 0 | 0 | 0 |  | 0 | 0 | 0 | 0 | 0 | 0 |  | 0 | 0 | 0 | 0 | 0 | 0 |  | 0 | 0 | 0 | 0 | 0 | 0
| [Please insert new asset category as required] |  | 0 | 0 | C1 | 0 | 0 | 0 | 0 | 0 | 0 | 0 | 0 | 0 | 0 | 0 | 0 | 0 | 0 | 0 | 0 | 0 | 0 | 0 | 0 | 0 | 0 | 0 | 0 | 0 | 0 | 0 | 0 | 0 | 0 | 0 | 0 | 0 | 0 | 0 | 0 |  |  | C1 | 0 | 0 | 0 | 0 | 0 | C1 | 0 | 0 | 0 | 0 | 0 | C1 | [5 empty] | C1 | [5 empty] | 0 | [6 empty] | 0 | [6 empty] | 0 | [6 empty] | 0 | [6 empty] | 0 | [6 empty] | 0
|  |  | 0 | 0 | C2 | 0 | 0 | 0 | 0 | 0 | 0 | 0 | 0 | 0 | 0 | 0 | 0 | 0 | 0 | 0 | 0 | 0 | 0 | 0 | 0 | 0 | 0 | 0 | 0 | 0 | 0 | 0 | 0 | 0 | 0 | 0 | 0 | 0 | 0 | 0 | 0 |  |  | C2 | 0 | 0 | 0 | 0 | 0 | C2 | 0 | 0 | 0 | 0 | 0 | C2 | [5 empty] | C2 | [5 empty] | 0 | [6 empty] | 0 | [6 empty] | 0 | [6 empty] | 0 | [6 empty] | 0 | [6 empty] | 0
|  |  | 0 | 0 | C3 | 0 | 0 | 0 | 0 | 0 | 0 | 0 | 0 | 0 | 0 | 0 | 0 | 0 | 0 | 0 | 0 | 0 | 0 | 0 | 0 | 0 | 0 | 0 | 0 | 0 | 0 | 0 | 0 | 0 | 0 | 0 | 0 | 0 | 0 | 0 | 0 |  |  | C3 | 0 | 0 | 0 | 0 | 0 | C3 | 0 | 0 | 0 | 0 | 0 | C3 | [5 empty] | C3 | [5 empty] | 0 | [6 empty] | 0 | [6 empty] | 0 | [6 empty] | 0 | [6 empty] | 0 | [6 empty] | 0
|  |  | 0 | 0 | C4 | 0 | 0 | 0 | 0 | 0 | 0 | 0 | 0 | 0 | 0 | 0 | 0 | 0 | 0 | 0 | 0 | 0 | 0 | 0 | 0 | 0 | 0 | 0 | 0 | 0 | 0 | 0 | 0 | 0 | 0 | 0 | 0 | 0 | 0 | 0 | 0 |  |  | C4 | 0 | 0 | 0 | 0 | 0 | C4 | 0 | 0 | 0 | 0 | 0 | C4 | [5 empty] | C4 | [5 empty] | 0 | [6 empty] | 0 | [6 empty] | 0 | [6 empty] | 0 | [6 empty] | 0 | [6 empty] | 0
|  |  | 0 | 0 |  | 0 | 0 | 0 | 0 | 0 |  | 0 | 0 | 0 | 0 | 0 |  | 0 | 0 | 0 | 0 | 0 |  | 0 | 0 | 0 | 0 | 0 |  | 0 | 0 | 0 | 0 | 0 |  | 0 | 0 | 0 | 0 | 0 | [22 empty] | 0 | 0 | 0 | 0 | 0 | 0 |  | 0 | 0 | 0 | 0 | 0 | 0 |  | 0 | 0 | 0 | 0 | 0 | 0 |  | 0 | 0 | 0 | 0 | 0 | 0 |  | 0 | 0 | 0 | 0 | 0 | 0 |  | 0 | 0 | 0 | 0 | 0 | 0
[63 empty] | 4421866.9944 | 11702531.1678 | 28532940.7941 | 28039606.2062 | 46475000.5327 | 119171945.6952 |  | 5055194.9702 | 11580614.3543 | 28248468.2293 | 24566137.2562 | 44700807.3233 | 114151222.1332 |  | 4496594.1938 | 11859738.5517 | 28455510.4166 | 28553504.8094 | 51745758.1411 | 125111106.1125 |  | 5332138.4495 | 12655232.1409 | 30311662.1248 | 18894932.7793 | 30086702.7466 | 97280668.2411 |  | 4012316.3707 | 12221318.133 | 28029100.5754 | 32722558.0926 | 56147661.2021 | 133132954.3737 |  | 5744332.3721 | 13889914.4422 | 31922491.9634 | 10710576.8521 | 14839217.4592 | 77106533.0889
| Other | [66 empty] | 0 | [6 empty] | 0 | [6 empty] | 0 | [6 empty] | 0 | [6 empty] | 0 | [6 empty] | 0
| Submarine Cables |  | 0 | 0 | C1 | 0 | 0 | 0 | 0 | 0 | 0 | 0 | 0 | 0 | 0 | 0 | 0 | 0 | 0 | 0 | 0 | 0 | 0 | 0 | 0 | 0 | 0 | 0 | 0 | 0 | 0 | 0 | 0 | 0 | 0 | 0 | 0 | 0 | 0 | 0 | 0 |  |  | C1 | 0.025 | 0.075 | 0.175 | 0.375 | 0.75 | C1 | 418959.3771 | 418959.3771 | 418959.3771 | 418959.3771 | 418959.3771 | C1 | 10473.9844 | 31421.9533 | 73317.891 | 157109.7664 | 314219.5328 | C1 | 0 | 0 | 0 | 0 | 0 | 0 |  | 0 | 0 | 0 | 0 | 0 | 0 |  | 0 | 0 | 0 | 0 | 0 | 0 |  | 0 | 0 | 0 | 0 | 0 | 0 |  | 0 | 0 | 0 | 0 | 0 | 0 |  | 0 | 0 | 0 | 0 | 0 | 0
|  |  | 29 | 29 | C2 | 0 | 25 | 0 | 0 | 4 | 29 | 0 | 25 | 0 | 0 | 4 | 29 | 0 | 0 | 0 | 0 | 0 | 0 | 0 | 25 | 0 | 0 | 4 | 29 | 0 | 0 | 0 | 0 | 0 | 0 | 0 | 25 | 0 | 0 | 4 | 29 |  |  | C2 | 0.025 | 0.075 | 0.175 | 0.375 | 0.75 | C2 | 598513.3958 | 598513.3958 | 598513.3958 | 598513.3958 | 598513.3958 | C2 | 14962.8349 | 44888.5047 | 104739.8443 | 224442.5234 | 448885.0468 | C2 | 0 | 1122212.6171 | 0 | 0 | 1795540.1874 | 2917752.8045 |  | 0 | 1122212.6171 | 0 | 0 | 1795540.1874 | 2917752.8045 |  | 0 | 1122212.6171 | 0 | 0 | 1795540.1874 | 2917752.8045 |  | 0 | 1122212.6171 | 0 | 0 | 1795540.1874 | 2917752.8045 |  | 0 | 1122212.6171 | 0 | 0 | 1795540.1874 | 2917752.8045 |  | 0 | 1122212.6171 | 0 | 0 | 1795540.1874 | 2917752.8045
|  |  | 0 | 0 | C3 | 0 | 0 | 0 | 0 | 0 | 0 | 0 | 0 | 0 | 0 | 0 | 0 | 0 | 0 | 0 | 0 | 0 | 0 | 0 | 0 | 0 | 0 | 0 | 0 | 0 | 0 | 0 | 0 | 0 | 0 | 0 | 0 | 0 | 0 | 0 | 0 |  |  | C3 | 0.025 | 0.075 | 0.175 | 0.375 | 0.75 | C3 | 897770.0937 | 897770.0937 | 897770.0937 | 897770.0937 | 897770.0937 | C3 | 22444.2523 | 67332.757 | 157109.7664 | 336663.7851 | 673327.5703 | C3 | 0 | 0 | 0 | 0 | 0 | 0 |  | 0 | 0 | 0 | 0 | 0 | 0 |  | 0 | 0 | 0 | 0 | 0 | 0 |  | 0 | 0 | 0 | 0 | 0 | 0 |  | 0 | 0 | 0 | 0 | 0 | 0 |  | 0 | 0 | 0 | 0 | 0 | 0
|  |  | 0 | 0 | C4 | 0 | 0 | 0 | 0 | 0 | 0 | 0 | 0 | 0 | 0 | 0 | 0 | 0 | 0 | 0 | 0 | 0 | 0 | 0 | 0 | 0 | 0 | 0 | 0 | 0 | 0 | 0 | 0 | 0 | 0 | 0 | 0 | 0 | 0 | 0 | 0 |  |  | C4 | 0.025 | 0.075 | 0.175 | 0.375 | 0.75 | C4 | 1496283.4895 | 1496283.4895 | 1496283.4895 | 1496283.4895 | 1496283.4895 | C4 | 37407.0872 | 112221.2617 | 261849.6107 | 561106.3086 | 1122212.6171 | C4 | 0 | 0 | 0 | 0 | 0 | 0 |  | 0 | 0 | 0 | 0 | 0 | 0 |  | 0 | 0 | 0 | 0 | 0 | 0 |  | 0 | 0 | 0 | 0 | 0 | 0 |  | 0 | 0 | 0 | 0 | 0 | 0 |  | 0 | 0 | 0 | 0 | 0 | 0
|  |  | 29 | 29 |  | 0 | 25 | 0 | 0 | 4 |  | 0 | 25 | 0 | 0 | 4 |  | 0 | 0 | 0 | 0 | 0 |  | 0 | 25 | 0 | 0 | 4 |  | 0 | 0 | 0 | 0 | 0 |  | 0 | 25 | 0 | 0 | 4 | [22 empty] | 0 | 1122212.6171 | 0 | 0 | 1795540.1874 | 2917752.8045 |  | 0 | 1122212.6171 | 0 | 0 | 1795540.1874 | 2917752.8045 |  | 0 | 1122212.6171 | 0 | 0 | 1795540.1874 | 2917752.8045 |  | 0 | 1122212.6171 | 0 | 0 | 1795540.1874 | 2917752.8045 |  | 0 | 1122212.6171 | 0 | 0 | 1795540.1874 | 2917752.8045 |  | 0 | 1122212.6171 | 0 | 0 | 1795540.1874 | 2917752.8045
| [Please insert new asset category as required] |  | 0 | 0 | C1 | 0 | 0 | 0 | 0 | 0 | 0 | 0 | 0 | 0 | 0 | 0 | 0 | 0 | 0 | 0 | 0 | 0 | 0 | 0 | 0 | 0 | 0 | 0 | 0 | 0 | 0 | 0 | 0 | 0 | 0 | 0 | 0 | 0 | 0 | 0 | 0 |  |  | C1 | 0 | 0 | 0 | 0 | 0 | C1 | 0 | 0 | 0 | 0 | 0 | C1 | [5 empty] | C1 | [5 empty] | 0 | [6 empty] | 0 | [6 empty] | 0 | [6 empty] | 0 | [6 empty] | 0 | [6 empty] | 0
|  |  | 0 | 0 | C2 | 0 | 0 | 0 | 0 | 0 | 0 | 0 | 0 | 0 | 0 | 0 | 0 | 0 | 0 | 0 | 0 | 0 | 0 | 0 | 0 | 0 | 0 | 0 | 0 | 0 | 0 | 0 | 0 | 0 | 0 | 0 | 0 | 0 | 0 | 0 | 0 |  |  | C2 | 0 | 0 | 0 | 0 | 0 | C2 | 0 | 0 | 0 | 0 | 0 | C2 | [5 empty] | C2 | [5 empty] | 0 | [6 empty] | 0 | [6 empty] | 0 | [6 empty] | 0 | [6 empty] | 0 | [6 empty] | 0
|  |  | 0 | 0 | C3 | 0 | 0 | 0 | 0 | 0 | 0 | 0 | 0 | 0 | 0 | 0 | 0 | 0 | 0 | 0 | 0 | 0 | 0 | 0 | 0 | 0 | 0 | 0 | 0 | 0 | 0 | 0 | 0 | 0 | 0 | 0 | 0 | 0 | 0 | 0 | 0 |  |  | C3 | 0 | 0 | 0 | 0 | 0 | C3 | 0 | 0 | 0 | 0 | 0 | C3 | [5 empty] | C3 | [5 empty] | 0 | [6 empty] | 0 | [6 empty] | 0 | [6 empty] | 0 | [6 empty] | 0 | [6 empty] | 0
|  |  | 0 | 0 | C4 | 0 | 0 | 0 | 0 | 0 | 0 | 0 | 0 | 0 | 0 | 0 | 0 | 0 | 0 | 0 | 0 | 0 | 0 | 0 | 0 | 0 | 0 | 0 | 0 | 0 | 0 | 0 | 0 | 0 | 0 | 0 | 0 | 0 | 0 | 0 | 0 |  |  | C4 | 0 | 0 | 0 | 0 | 0 | C4 | 0 | 0 | 0 | 0 | 0 | C4 | [5 empty] | C4 | [5 empty] | 0 | [6 empty] | 0 | [6 empty] | 0 | [6 empty] | 0 | [6 empty] | 0 | [6 empty] | 0
|  |  | 0 | 0 |  | 0 | 0 | 0 | 0 | 0 |  | 0 | 0 | 0 | 0 | 0 |  | 0 | 0 | 0 | 0 | 0 |  | 0 | 0 | 0 | 0 | 0 |  | 0 | 0 | 0 | 0 | 0 |  | 0 | 0 | 0 | 0 | 0 | [22 empty] | 0 | 0 | 0 | 0 | 0 | 0 |  | 0 | 0 | 0 | 0 | 0 | 0 |  | 0 | 0 | 0 | 0 | 0 | 0 |  | 0 | 0 | 0 | 0 | 0 | 0 |  | 0 | 0 | 0 | 0 | 0 | 0 |  | 0 | 0 | 0 | 0 | 0 | 0
| [Please insert new asset category as required] |  | 0 | 0 | C1 | 0 | 0 | 0 | 0 | 0 | 0 | 0 | 0 | 0 | 0 | 0 | 0 | 0 | 0 | 0 | 0 | 0 | 0 | 0 | 0 | 0 | 0 | 0 | 0 | 0 | 0 | 0 | 0 | 0 | 0 | 0 | 0 | 0 | 0 | 0 | 0 |  |  | C1 | 0 | 0 | 0 | 0 | 0 | C1 | 0 | 0 | 0 | 0 | 0 | C1 | [5 empty] | C1 | [5 empty] | 0 | [6 empty] | 0 | [6 empty] | 0 | [6 empty] | 0 | [6 empty] | 0 | [6 empty] | 0
|  |  | 0 | 0 | C2 | 0 | 0 | 0 | 0 | 0 | 0 | 0 | 0 | 0 | 0 | 0 | 0 | 0 | 0 | 0 | 0 | 0 | 0 | 0 | 0 | 0 | 0 | 0 | 0 | 0 | 0 | 0 | 0 | 0 | 0 | 0 | 0 | 0 | 0 | 0 | 0 |  |  | C2 | 0 | 0 | 0 | 0 | 0 | C2 | 0 | 0 | 0 | 0 | 0 | C2 | [5 empty] | C2 | [5 empty] | 0 | [6 empty] | 0 | [6 empty] | 0 | [6 empty] | 0 | [6 empty] | 0 | [6 empty] | 0
|  |  | 0 | 0 | C3 | 0 | 0 | 0 | 0 | 0 | 0 | 0 | 0 | 0 | 0 | 0 | 0 | 0 | 0 | 0 | 0 | 0 | 0 | 0 | 0 | 0 | 0 | 0 | 0 | 0 | 0 | 0 | 0 | 0 | 0 | 0 | 0 | 0 | 0 | 0 | 0 |  |  | C3 | 0 | 0 | 0 | 0 | 0 | C3 | 0 | 0 | 0 | 0 | 0 | C3 | [5 empty] | C3 | [5 empty] | 0 | [6 empty] | 0 | [6 empty] | 0 | [6 empty] | 0 | [6 empty] | 0 | [6 empty] | 0
|  |  | 0 | 0 | C4 | 0 | 0 | 0 | 0 | 0 | 0 | 0 | 0 | 0 | 0 | 0 | 0 | 0 | 0 | 0 | 0 | 0 | 0 | 0 | 0 | 0 | 0 | 0 | 0 | 0 | 0 | 0 | 0 | 0 | 0 | 0 | 0 | 0 | 0 | 0 | 0 |  |  | C4 | 0 | 0 | 0 | 0 | 0 | C4 | 0 | 0 | 0 | 0 | 0 | C4 | [5 empty] | C4 | [5 empty] | 0 | [6 empty] | 0 | [6 empty] | 0 | [6 empty] | 0 | [6 empty] | 0 | [6 empty] | 0
|  |  | 0 | 0 |  | 0 | 0 | 0 | 0 | 0 |  | 0 | 0 | 0 | 0 | 0 |  | 0 | 0 | 0 | 0 | 0 |  | 0 | 0 | 0 | 0 | 0 |  | 0 | 0 | 0 | 0 | 0 |  | 0 | 0 | 0 | 0 | 0 | [22 empty] | 0 | 0 | 0 | 0 | 0 | 0 |  | 0 | 0 | 0 | 0 | 0 | 0 |  | 0 | 0 | 0 | 0 | 0 | 0 |  | 0 | 0 | 0 | 0 | 0 | 0 |  | 0 | 0 | 0 | 0 | 0 | 0 |  | 0 | 0 | 0 | 0 | 0 | 0
| [Please insert new asset category as required] |  | 0 | 0 | C1 | 0 | 0 | 0 | 0 | 0 | 0 | 0 | 0 | 0 | 0 | 0 | 0 | 0 | 0 | 0 | 0 | 0 | 0 | 0 | 0 | 0 | 0 | 0 | 0 | 0 | 0 | 0 | 0 | 0 | 0 | 0 | 0 | 0 | 0 | 0 | 0 |  |  | C1 | 0 | 0 | 0 | 0 | 0 | C1 | 0 | 0 | 0 | 0 | 0 | C1 | [5 empty] | C1 | [5 empty] | 0 | [6 empty] | 0 | [6 empty] | 0 | [6 empty] | 0 | [6 empty] | 0 | [6 empty] | 0
|  |  | 0 | 0 | C2 | 0 | 0 | 0 | 0 | 0 | 0 | 0 | 0 | 0 | 0 | 0 | 0 | 0 | 0 | 0 | 0 | 0 | 0 | 0 | 0 | 0 | 0 | 0 | 0 | 0 | 0 | 0 | 0 | 0 | 0 | 0 | 0 | 0 | 0 | 0 | 0 |  |  | C2 | 0 | 0 | 0 | 0 | 0 | C2 | 0 | 0 | 0 | 0 | 0 | C2 | [5 empty] | C2 | [5 empty] | 0 | [6 empty] | 0 | [6 empty] | 0 | [6 empty] | 0 | [6 empty] | 0 | [6 empty] | 0
|  |  | 0 | 0 | C3 | 0 | 0 | 0 | 0 | 0 | 0 | 0 | 0 | 0 | 0 | 0 | 0 | 0 | 0 | 0 | 0 | 0 | 0 | 0 | 0 | 0 | 0 | 0 | 0 | 0 | 0 | 0 | 0 | 0 | 0 | 0 | 0 | 0 | 0 | 0 | 0 |  |  | C3 | 0 | 0 | 0 | 0 | 0 | C3 | 0 | 0 | 0 | 0 | 0 | C3 | [5 empty] | C3 | [5 empty] | 0 | [6 empty] | 0 | [6 empty] | 0 | [6 empty] | 0 | [6 empty] | 0 | [6 empty] | 0
|  |  | 0 | 0 | C4 | 0 | 0 | 0 | 0 | 0 | 0 | 0 | 0 | 0 | 0 | 0 | 0 | 0 | 0 | 0 | 0 | 0 | 0 | 0 | 0 | 0 | 0 | 0 | 0 | 0 | 0 | 0 | 0 | 0 | 0 | 0 | 0 | 0 | 0 | 0 | 0 |  |  | C4 | 0 | 0 | 0 | 0 | 0 | C4 | 0 | 0 | 0 | 0 | 0 | C4 | [5 empty] | C4 | [5 empty] | 0 | [6 empty] | 0 | [6 empty] | 0 | [6 empty] | 0 | [6 empty] | 0 | [6 empty] | 0
|  |  | 0 | 0 |  | 0 | 0 | 0 | 0 | 0 |  | 0 | 0 | 0 | 0 | 0 |  | 0 | 0 | 0 | 0 | 0 |  | 0 | 0 | 0 | 0 | 0 |  | 0 | 0 | 0 | 0 | 0 |  | 0 | 0 | 0 | 0 | 0 | [22 empty] | 0 | 0 | 0 | 0 | 0 | 0 |  | 0 | 0 | 0 | 0 | 0 | 0 |  | 0 | 0 | 0 | 0 | 0 | 0 |  | 0 | 0 | 0 | 0 | 0 | 0 |  | 0 | 0 | 0 | 0 | 0 | 0 |  | 0 | 0 | 0 | 0 | 0 | 0
| [Please insert new asset category as required] |  | 0 | 0 | C1 | 0 | 0 | 0 | 0 | 0 | 0 | 0 | 0 | 0 | 0 | 0 | 0 | 0 | 0 | 0 | 0 | 0 | 0 | 0 | 0 | 0 | 0 | 0 | 0 | 0 | 0 | 0 | 0 | 0 | 0 | 0 | 0 | 0 | 0 | 0 | 0 |  |  | C1 | 0 | 0 | 0 | 0 | 0 | C1 | 0 | 0 | 0 | 0 | 0 | C1 | [5 empty] | C1 | [5 empty] | 0 | [6 empty] | 0 | [6 empty] | 0 | [6 empty] | 0 | [6 empty] | 0 | [6 empty] | 0
|  |  | 0 | 0 | C2 | 0 | 0 | 0 | 0 | 0 | 0 | 0 | 0 | 0 | 0 | 0 | 0 | 0 | 0 | 0 | 0 | 0 | 0 | 0 | 0 | 0 | 0 | 0 | 0 | 0 | 0 | 0 | 0 | 0 | 0 | 0 | 0 | 0 | 0 | 0 | 0 |  |  | C2 | 0 | 0 | 0 | 0 | 0 | C2 | 0 | 0 | 0 | 0 | 0 | C2 | [5 empty] | C2 | [5 empty] | 0 | [6 empty] | 0 | [6 empty] | 0 | [6 empty] | 0 | [6 empty] | 0 | [6 empty] | 0
|  |  | 0 | 0 | C3 | 0 | 0 | 0 | 0 | 0 | 0 | 0 | 0 | 0 | 0 | 0 | 0 | 0 | 0 | 0 | 0 | 0 | 0 | 0 | 0 | 0 | 0 | 0 | 0 | 0 | 0 | 0 | 0 | 0 | 0 | 0 | 0 | 0 | 0 | 0 | 0 |  |  | C3 | 0 | 0 | 0 | 0 | 0 | C3 | 0 | 0 | 0 | 0 | 0 | C3 | [5 empty] | C3 | [5 empty] | 0 | [6 empty] | 0 | [6 empty] | 0 | [6 empty] | 0 | [6 empty] | 0 | [6 empty] | 0
|  |  | 0 | 0 | C4 | 0 | 0 | 0 | 0 | 0 | 0 | 0 | 0 | 0 | 0 | 0 | 0 | 0 | 0 | 0 | 0 | 0 | 0 | 0 | 0 | 0 | 0 | 0 | 0 | 0 | 0 | 0 | 0 | 0 | 0 | 0 | 0 | 0 | 0 | 0 | 0 |  |  | C4 | 0 | 0 | 0 | 0 | 0 | C4 | 0 | 0 | 0 | 0 | 0 | C4 | [5 empty] | C4 | [5 empty] | 0 | [6 empty] | 0 | [6 empty] | 0 | [6 empty] | 0 | [6 empty] | 0 | [6 empty] | 0
|  |  | 0 | 0 |  | 0 | 0 | 0 | 0 | 0 |  | 0 | 0 | 0 | 0 | 0 |  | 0 | 0 | 0 | 0 | 0 |  | 0 | 0 | 0 | 0 | 0 |  | 0 | 0 | 0 | 0 | 0 |  | 0 | 0 | 0 | 0 | 0 | [22 empty] | 0 | 0 | 0 | 0 | 0 | 0 |  | 0 | 0 | 0 | 0 | 0 | 0 |  | 0 | 0 | 0 | 0 | 0 | 0 |  | 0 | 0 | 0 | 0 | 0 | 0 |  | 0 | 0 | 0 | 0 | 0 | 0 |  | 0 | 0 | 0 | 0 | 0 | 0
| [Please insert new asset category as required] |  | 0 | 0 | C1 | 0 | 0 | 0 | 0 | 0 | 0 | 0 | 0 | 0 | 0 | 0 | 0 | 0 | 0 | 0 | 0 | 0 | 0 | 0 | 0 | 0 | 0 | 0 | 0 | 0 | 0 | 0 | 0 | 0 | 0 | 0 | 0 | 0 | 0 | 0 | 0 |  |  | C1 | 0 | 0 | 0 | 0 | 0 | C1 | 0 | 0 | 0 | 0 | 0 | C1 | [5 empty] | C1 | [5 empty] | 0 | [6 empty] | 0 | [6 empty] | 0 | [6 empty] | 0 | [6 empty] | 0 | [6 empty] | 0
|  |  | 0 | 0 | C2 | 0 | 0 | 0 | 0 | 0 | 0 | 0 | 0 | 0 | 0 | 0 | 0 | 0 | 0 | 0 | 0 | 0 | 0 | 0 | 0 | 0 | 0 | 0 | 0 | 0 | 0 | 0 | 0 | 0 | 0 | 0 | 0 | 0 | 0 | 0 | 0 |  |  | C2 | 0 | 0 | 0 | 0 | 0 | C2 | 0 | 0 | 0 | 0 | 0 | C2 | [5 empty] | C2 | [5 empty] | 0 | [6 empty] | 0 | [6 empty] | 0 | [6 empty] | 0 | [6 empty] | 0 | [6 empty] | 0
|  |  | 0 | 0 | C3 | 0 | 0 | 0 | 0 | 0 | 0 | 0 | 0 | 0 | 0 | 0 | 0 | 0 | 0 | 0 | 0 | 0 | 0 | 0 | 0 | 0 | 0 | 0 | 0 | 0 | 0 | 0 | 0 | 0 | 0 | 0 | 0 | 0 | 0 | 0 | 0 |  |  | C3 | 0 | 0 | 0 | 0 | 0 | C3 | 0 | 0 | 0 | 0 | 0 | C3 | [5 empty] | C3 | [5 empty] | 0 | [6 empty] | 0 | [6 empty] | 0 | [6 empty] | 0 | [6 empty] | 0 | [6 empty] | 0
|  |  | 0 | 0 | C4 | 0 | 0 | 0 | 0 | 0 | 0 | 0 | 0 | 0 | 0 | 0 | 0 | 0 | 0 | 0 | 0 | 0 | 0 | 0 | 0 | 0 | 0 | 0 | 0 | 0 | 0 | 0 | 0 | 0 | 0 | 0 | 0 | 0 | 0 | 0 | 0 |  |  | C4 | 0 | 0 | 0 | 0 | 0 | C4 | 0 | 0 | 0 | 0 | 0 | C4 | [5 empty] | C4 | [5 empty] | 0 | [6 empty] | 0 | [6 empty] | 0 | [6 empty] | 0 | [6 empty] | 0 | [6 empty] | 0
|  |  | 0 | 0 |  | 0 | 0 | 0 | 0 | 0 |  | 0 | 0 | 0 | 0 | 0 |  | 0 | 0 | 0 | 0 | 0 |  | 0 | 0 | 0 | 0 | 0 |  | 0 | 0 | 0 | 0 | 0 |  | 0 | 0 | 0 | 0 | 0 | [22 empty] | 0 | 0 | 0 | 0 | 0 | 0 |  | 0 | 0 | 0 | 0 | 0 | 0 |  | 0 | 0 | 0 | 0 | 0 | 0 |  | 0 | 0 | 0 | 0 | 0 | 0 |  | 0 | 0 | 0 | 0 | 0 | 0 |  | 0 | 0 | 0 | 0 | 0 | 0
[63 empty] | 0 | 1122212.6171 | 0 | 0 | 1795540.1874 | 2917752.8045 |  | 0 | 1122212.6171 | 0 | 0 | 1795540.1874 | 2917752.8045 |  | 0 | 1122212.6171 | 0 | 0 | 1795540.1874 | 2917752.8045 |  | 0 | 1122212.6171 | 0 | 0 | 1795540.1874 | 2917752.8045 |  | 0 | 1122212.6171 | 0 | 0 | 1795540.1874 | 2917752.8045 |  | 0 | 1122212.6171 | 0 | 0 | 1795540.1874 | 2917752.8045
| TOTAL |  | 547722.9943 | 548197.6145 |  | 166666.0588 | 129632.4146 | 129516.3638 | 107504.9598 | 14403.1972 |  | 144551.9873 | 131559.7796 | 131493.7288 | 119268.1497 | 19265.1271 |  | 24109.0426 | 10922 | 18 | -22180.0186 | -12630 |  | 148981 | 133781 | 129563 | 110176 | 25222.2903 |  | 48191.1243 | 21285 | -14 | -47509.5041 | -21478 |  | 131296 | 137932 | 129610 | 112843 | 36042.2903 |  |  |  |  | 0 | 0 | 0 | 0 | 0 |  | 0 | 0 | 0 | 0 | 0 | [7 empty] | 86374250.477 | 187227983.3082 | 634701273.7554 | 1019177159.8995 | 320560162.7513 | 2248040830.1913 |  | 94002245.7871 | 185675284.0002 | 630599099.8573 | 969927474.1628 | 260566076.7064 | 2140770180.5138 |  | 83884505.5564 | 196078839.3441 | 611274494.9332 | 1013146841.4749 | 458406603.7484 | 2362791285.057 |  | 93537090.9242 | 213929444.7373 | 609583339.8999 | 890609734.0118 | 261266343.2288 | 2068925952.8019 |  | 73833654.8884 | 206600123.1611 | 591291241.5603 | 1056542442.0007 | 653570599.021 | 2581838060.6315 |  | 93300912.1341 | 241587333.1572 | 587614962.38 | 806088920.0085 | 273281368.1735 | 2001873495.8532
Health Index Definitions
|  |  | HI1 | New or as new | [57 empty] | LV Network | 6042844.2772 | 14841792.1071 | 27572389.6802 | 37177770.053 | 13139187.2059 | 98773983.3234 | LV Network | 6877730.457 | 14630246.9064 | 27079073.512 | 30822446.9491 | 8908899.2583 | 88318397.0828 | LV Network | 6058688.8675 | 15405075.03 | 27824565.4213 | 34423261.3219 | 15335271.6376 | 99046862.2783 | LV Network | 6809059.4518 | 16145964.4227 | 27824565.4213 | 23917705.2232 | 6426372.3793 | 81123666.8983 | LV Network | 5240047.4357 | 16177849.4957 | 28571587.6174 | 38019995.1072 | 21771778.6651 | 109781258.3212 | LV Network | 6741724.5318 | 17617696.2923 | 28571587.6174 | 15193860.3498 | 7975267.3315 | 76100136.1229
|  |  | HI2 | Good or seviceable condition | [57 empty] | HV Network | 68654406.1947 | 141098741.918 | 492999478.2997 | 767998936.2383 | 178900929.8461 | 1649652492.4969 | HV Network | 73613091.1445 | 140229621.5349 | 490512119.8369 | 739434173.1378 | 132212394.0822 | 1576001399.7364 | HV Network | 65887618.2485 | 148745062.578 | 474286446.8127 | 773226689.4894 | 280798381.0323 | 1742944198.161 | HV Network | 71889746.6893 | 162317187.7253 | 472642657.5934 | 681824747.7042 | 173483303.0804 | 1562157642.7925 | HV Network | 58162486.6471 | 157281257.5308 | 458066405.2272 | 806892538.37 | 429373145.724 | 1909775833.4991 | HV Network | 70132390.0264 | 183636528.1611 | 454318428.2036 | 636960725.7933 | 199587782.1652 | 1544635854.3495
|  |  | HI3 | Deterioration requires assessment and monitoring | [57 empty] | EHV Network | 7255133.0107 | 18462705.4981 | 85596464.9813 | 185960847.402 | 80249504.9792 | 377524655.8713 | EHV Network | 8456229.2154 | 18112588.5875 | 84759438.2792 | 175104716.8196 | 72948435.8552 | 359381408.7569 | EHV Network | 7441604.2466 | 18946750.5672 | 80707972.2826 | 176943385.8542 | 108731652.75 | 392771365.7006 | EHV Network | 9506146.3337 | 21688847.8312 | 78804454.7604 | 165972348.3052 | 49474424.8351 | 325446222.0655 | EHV Network | 6418804.4349 | 19797485.3845 | 76624148.1403 | 178907350.4308 | 144482473.2423 | 426230261.6329 | EHV Network | 10682465.2038 | 25320981.6445 | 72802454.5956 | 143223757.0133 | 49083561.0301 | 301113219.4873
|  |  | HI4 | Material deterioration, intervention requires consideration | [57 empty] | 132kV Network | 4421866.9944 | 11702531.1678 | 28532940.7941 | 28039606.2062 | 46475000.5327 | 119171945.6952 | 132kV Network | 5055194.9702 | 11580614.3543 | 28248468.2293 | 24566137.2562 | 44700807.3233 | 114151222.1332 | 132kV Network | 4496594.1938 | 11859738.5517 | 28455510.4166 | 28553504.8094 | 51745758.1411 | 125111106.1125 | 132kV Network | 5332138.4495 | 12655232.1409 | 30311662.1248 | 18894932.7793 | 30086702.7466 | 97280668.2411 | 132kV Network | 4012316.3707 | 12221318.133 | 28029100.5754 | 32722558.0926 | 56147661.2021 | 133132954.3737 | 132kV Network | 5744332.3721 | 13889914.4422 | 31922491.9634 | 10710576.8521 | 14839217.4592 | 77106533.0889
|  |  | HI5 | End of serviceable life, intervention required | [57 empty] | Other | 0 | 1122212.6171 | 0 | 0 | 1795540.1874 | 2917752.8045 | Other | 0 | 1122212.6171 | 0 | 0 | 1795540.1874 | 2917752.8045 | Other | 0 | 1122212.6171 | 0 | 0 | 1795540.1874 | 2917752.8045 | Other | 0 | 1122212.6171 | 0 | 0 | 1795540.1874 | 2917752.8045 | Other | 0 | 1122212.6171 | 0 | 0 | 1795540.1874 | 2917752.8045 | Other | 0 | 1122212.6171 | 0 | 0 | 1795540.1874 | 2917752.8045
[62 empty] | Total | 86374250.477 | 187227983.3082 | 634701273.7554 | 1019177159.8995 | 320560162.7513 | 2248040830.1913 | Total | 94002245.7871 | 185675284.0002 | 630599099.8573 | 969927474.1628 | 260566076.7064 | 2140770180.5138 | Total | 83884505.5564 | 196078839.3441 | 611274494.9332 | 1013146841.4749 | 458406603.7484 | 2362791285.057 | Total | 93537090.9242 | 213929444.7373 | 609583339.8999 | 890609734.0118 | 261266343.2288 | 2068925952.8019 | Total | 73833654.8884 | 206600123.1611 | 591291241.5603 | 1056542442.0007 | 653570599.021 | 2581838060.6315 | Total | 93300912.1341 | 241587333.1572 | 587614962.38 | 806088920.0085 | 273281368.1735 | 2001873495.8532
Criticality Index Definitions
|  |  | C1 | Low criticality
|  |  | C2 | Average criticality
|  |  | C3 | High criticality
|  |  | C4 | Very high criticality

## SSES - Asset Rep
Secondary deliverables RIIO-ED1 - Asset Replacement | [50 empty] | Criticality weightings C1 to C4 | Criticality Rating Boundaries
SSES | [49 empty] | C1 | 0.7 | Below 75% of average
[50 empty] | C2 | 1 | 75%-125%
[50 empty] | C3 | 1.5 | 125%-200%
[50 empty] | C4 | 2.5 | Over 200% of average
Price base (2012/13)
| ASSET CATEGORIES |  | ASSET REGISTER |  |  | End of DPCR5 (31 March 2015) with investment | [5 empty] | End of DPCR5 (31 March 2015) without investment | [5 empty] | Mid-Period Review (31 March 2019) planned investment | [5 empty] | Mid-Period Review (31 March 2019) without investment | [5 empty] | End of RIIO-ED1 (31 March 2023) planned investment | [5 empty] | End of RIIO-ED1 (31 March 2023) without investment | [8 empty] | Probability of Asset Failure | [5 empty] | Consequence of Asset Failure | [5 empty] | Probability of Asset Failure x Consequence of Asset Failure
Is it your current intention to have a health index for this asset category in the RIIO-ED1 control period.
|  |  | as at 31st March 2015 | as at 31st March 2023 |  | HI 1 | HI 2 | HI 3 | HI 4 | HI 5 |  | HI 1 | HI 2 | HI 3 | HI 4 | HI 5 |  | HI 1 | HI 2 | HI 3 | HI 4 | HI 5 |  | HI 1 | HI 2 | HI 3 | HI 4 | HI 5 |  | HI 1 | HI 2 | HI 3 | HI 4 | HI 5 |  | HI 1 | HI 2 | HI 3 | HI 4 | HI 5 |  |  |  |  | HI 1 | HI 2 | HI 3 | HI 4 | HI 5 |  | HI 1 | HI 2 | HI 3 | HI 4 | HI 5 |  | HI 1 | HI 2 | HI 3 | HI 4 | HI 5 |  | End of DPCR5 (without investment) | [6 empty] | Position at Beginning of RIIO-ED1 | [6 empty] | Mid Period (Without Investment) | [6 empty] | Mid Period (With Investment) | [6 empty] | End of RIIO-ED1 (Without Investment) | [6 empty] | End of RIIO-ED1 (With Investment)
| LV Network | [61 empty] | 1 | 2 | 3 | 4 | 5 | Total |  | 1 | 2 | 3 | 4 | 5 | Total |  | 1 | 2 | 3 | 4 | 5 | Total |  | 1 | 2 | 3 | 4 | 5 | Total |  | 1 | 2 | 3 | 4 | 5 | Total |  | 1 | 2 | 3 | 4 | 5 | Total
| LV Switchgear and Other |  | 483 | 483 | C1 | 225 | 126 | 116 | 15 | 1 | 483 | 215 | 126 | 116 | 17 | 2 | 476 | 1 | 0 | 0 | 0 | -1 | 0 | 195 | 139 | 117 | 29 | 3 | 483 | 3 | 0 | 0 | 0 | -3 | 0 | 166 | 152 | 118 | 42 | 5 | 483 | Yes |  | C1 | 0.025 | 0.075 | 0.175 | 0.375 | 0.75 | C1 | 4616.7864 | 4616.7864 | 4616.7864 | 4616.7864 | 4616.7864 | C1 | 115.4197 | 346.259 | 807.9376 | 1731.2949 | 3462.5898 | C1 | 24815.2269 | 43628.6314 | 93720.7638 | 29432.0133 | 6925.1796 | 198521.8149 |  | 25969.4235 | 43628.6314 | 93720.7638 | 25969.4235 | 3462.5898 | 192750.8319 |  | 22506.8337 | 48129.9982 | 94528.7014 | 50207.552 | 10387.7694 | 225760.8546 |  | 22622.2533 | 48129.9982 | 94528.7014 | 50207.552 | 6925.1796 | 222413.6845 |  | 19159.6635 | 52631.3649 | 95336.639 | 72714.3857 | 17312.949 | 257155.0021 |  | 19505.9225 | 52631.3649 | 95336.639 | 72714.3857 | 6925.1796 | 247113.4917
|  |  | 12057 | 12057 | C2 | 5615 | 3139 | 2898 | 385 | 20 | 12057 | 5357 | 3149 | 2908 | 439 | 39 | 11892 | 112 | 0 | 0 | -92 | -20 | 0 | 4867 | 3469 | 2930 | 720 | 71 | 12057 | 226 | 0 | 0 | -162 | -64 | 0 | 4118 | 3799 | 2962 | 1055 | 123 | 12057 | No |  | C2 | 0.025 | 0.075 | 0.175 | 0.375 | 0.75 | C2 | 6595.4091 | 6595.4091 | 6595.4091 | 6595.4091 | 6595.4091 | C2 | 164.8852 | 494.6557 | 1154.1966 | 2473.2784 | 4946.5569 | C2 | 883290.1682 | 1557670.7522 | 3356403.7082 | 1085769.2286 | 192915.7172 | 7076049.5744 |  | 925830.5571 | 1552724.1953 | 3344861.7422 | 952212.1937 | 98931.137 | 6874559.8253 |  | 802496.4063 | 1715960.5714 | 3381796.0333 | 1780760.4661 | 351205.5364 | 8032219.0135 |  | 820963.5519 | 1715960.5714 | 3381796.0333 | 1553218.851 | 252274.3994 | 7724213.407 |  | 678997.3703 | 1879196.9474 | 3418730.3245 | 2609308.7385 | 608426.4926 | 9194659.8733 |  | 716261.4319 | 1879196.9474 | 3418730.3245 | 2208637.6337 | 291846.8542 | 8514673.1916
|  |  | 9730 | 9730 | C3 | 4531 | 2533 | 2339 | 311 | 16 | 9730 | 4324 | 2540 | 2346 | 355 | 30 | 9595 | 95 | 0 | 0 | -79 | -16 | 0 | 3928 | 2799 | 2365 | 581 | 57 | 9730 | 190 | 0 | 0 | -139 | -51 | 0 | 3323 | 3066 | 2390 | 852 | 99 | 9730 |  |  | C3 | 0.025 | 0.075 | 0.175 | 0.375 | 0.75 | C3 | 9893.1137 | 9893.1137 | 9893.1137 | 9893.1137 | 9893.1137 | C3 | 247.3278 | 741.9835 | 1731.2949 | 3709.9176 | 7419.8353 | C3 | 1069445.591 | 1884638.16 | 4061617.8298 | 1317020.7614 | 222595.0583 | 8555317.4004 |  | 1120642.4544 | 1879444.2753 | 4049498.7655 | 1153784.3853 | 118717.3644 | 8322087.2449 |  | 971503.7654 | 2076811.8936 | 4094512.4328 | 2155462.1475 | 422930.6107 | 9721220.8501 |  | 994999.9104 | 2076811.8936 | 4094512.4328 | 1862378.6541 | 304213.2463 | 9332916.1373 |  | 821870.4207 | 2274921.4955 | 4137794.8053 | 3160849.8273 | 734563.6923 | 11130000.241 |  | 868862.7108 | 2274921.4955 | 4137794.8053 | 2645171.2757 | 356152.0932 | 10282902.3804
|  |  | 9669 | 9669 | C4 | 4503 | 2517 | 2324 | 309 | 16 | 9669 | 4297 | 2524 | 2331 | 353 | 30 | 9535 | 94 | 0 | 0 | -78 | -16 | 0 | 3901 | 2783 | 2350 | 578 | 57 | 9669 | 189 | 0 | 0 | -138 | -51 | 0 | 3301 | 3047 | 2377 | 846 | 98 | 9669 |  |  | C4 | 0.025 | 0.075 | 0.175 | 0.375 | 0.75 | C4 | 16488.5228 | 16488.5228 | 16488.5228 | 16488.5228 | 16488.5228 | C4 | 412.2131 | 1236.6392 | 2885.4915 | 6183.1961 | 12366.3921 | C4 | 1771279.5655 | 3121277.3725 | 6726080.6772 | 2182668.2102 | 370991.7638 | 14172297.5892 |  | 1856195.4581 | 3112620.8981 | 6705882.2367 | 1910607.5834 | 197862.274 | 13783168.4503 |  | 1608043.1894 | 3441566.9286 | 6780905.0156 | 3573887.3243 | 704884.3512 | 16109286.8091 |  | 1646791.2181 | 3441566.9286 | 6780905.0156 | 3091598.0314 | 507022.0772 | 15467883.2709 |  | 1360715.3469 | 3768039.6807 | 6858813.286 | 5230983.8692 | 1211906.4283 | 18430458.6111 |  | 1438623.6173 | 3768039.6807 | 6858813.286 | 4377702.8125 | 581220.4299 | 17024399.8264
|  |  | 31939 | 31939 |  | 14874 | 8315 | 7677 | 1020 | 53 |  | 14193 | 8339 | 7701 | 1164 | 101 |  | 302 | 0 | 0 | -249 | -53 |  | 12891 | 9190 | 7762 | 1908 | 188 |  | 608 | 0 | 0 | -439 | -169 |  | 10908 | 10064 | 7847 | 2795 | 325 | [22 empty] | 3748830.5516 | 6607214.9161 | 14237822.9789 | 4614890.2135 | 793427.7188 | 30002186.3789 |  | 3928637.8931 | 6588418.0001 | 14193963.5082 | 4042573.5859 | 418973.3652 | 29172566.3525 |  | 3404550.1948 | 7282469.3917 | 14351742.1832 | 7560317.49 | 1489408.2676 | 34088487.5274 |  | 3485376.9338 | 7282469.3917 | 14351742.1832 | 6557403.0886 | 1070434.9024 | 32747426.4997 |  | 2880742.8014 | 7974789.4885 | 14510675.0548 | 11073856.8208 | 2572209.5622 | 39012273.7276 |  | 3043253.6825 | 7974789.4885 | 14510675.0548 | 9304226.1076 | 1236144.5569 | 36069088.8902
| LV UGB |  | 0 | 0 | C1 | 0 | 0 | 0 | 0 | 0 | 0 | 0 | 0 | 0 | 0 | 0 | 0 | 0 | 0 | 0 | 0 | 0 | 0 | 0 | 0 | 0 | 0 | 0 | 0 | 0 | 0 | 0 | 0 | 0 | 0 | 0 | 0 | 0 | 0 | 0 | 0 |  |  | C1 | 0.025 | 0.075 | 0.175 | 0.375 | 0.75 | C1 | 0 | 0 | 0 | 0 | 0 | C1 | [5 empty] | C1 | [5 empty] | 0 | [6 empty] | 0 | [6 empty] | 0 | [6 empty] | 0 | [6 empty] | 0 | [6 empty] | 0
|  |  | 0 | 0 | C2 | 0 | 0 | 0 | 0 | 0 | 0 | 0 | 0 | 0 | 0 | 0 | 0 | 0 | 0 | 0 | 0 | 0 | 0 | 0 | 0 | 0 | 0 | 0 | 0 | 0 | 0 | 0 | 0 | 0 | 0 | 0 | 0 | 0 | 0 | 0 | 0 |  |  | C2 | 0.025 | 0.075 | 0.175 | 0.375 | 0.75 | C2 | 0 | 0 | 0 | 0 | 0 | C2 | [5 empty] | C2 | [5 empty] | 0 | [6 empty] | 0 | [6 empty] | 0 | [6 empty] | 0 | [6 empty] | 0 | [6 empty] | 0
|  |  | 0 | 0 | C3 | 0 | 0 | 0 | 0 | 0 | 0 | 0 | 0 | 0 | 0 | 0 | 0 | 0 | 0 | 0 | 0 | 0 | 0 | 0 | 0 | 0 | 0 | 0 | 0 | 0 | 0 | 0 | 0 | 0 | 0 | 0 | 0 | 0 | 0 | 0 | 0 |  |  | C3 | 0.025 | 0.075 | 0.175 | 0.375 | 0.75 | C3 | 0 | 0 | 0 | 0 | 0 | C3 | [5 empty] | C3 | [5 empty] | 0 | [6 empty] | 0 | [6 empty] | 0 | [6 empty] | 0 | [6 empty] | 0 | [6 empty] | 0
|  |  | 0 | 0 | C4 | 0 | 0 | 0 | 0 | 0 | 0 | 0 | 0 | 0 | 0 | 0 | 0 | 0 | 0 | 0 | 0 | 0 | 0 | 0 | 0 | 0 | 0 | 0 | 0 | 0 | 0 | 0 | 0 | 0 | 0 | 0 | 0 | 0 | 0 | 0 | 0 |  |  | C4 | 0.025 | 0.075 | 0.175 | 0.375 | 0.75 | C4 | 0 | 0 | 0 | 0 | 0 | C4 | [5 empty] | C4 | [5 empty] | 0 | [6 empty] | 0 | [6 empty] | 0 | [6 empty] | 0 | [6 empty] | 0 | [6 empty] | 0
|  |  | 0 | 0 |  | 0 | 0 | 0 | 0 | 0 |  | 0 | 0 | 0 | 0 | 0 |  | 0 | 0 | 0 | 0 | 0 |  | 0 | 0 | 0 | 0 | 0 |  | 0 | 0 | 0 | 0 | 0 |  | 0 | 0 | 0 | 0 | 0 | [22 empty] | 0 | 0 | 0 | 0 | 0 | 0 |  | 0 | 0 | 0 | 0 | 0 | 0 |  | 0 | 0 | 0 | 0 | 0 | 0 |  | 0 | 0 | 0 | 0 | 0 | 0 |  | 0 | 0 | 0 | 0 | 0 | 0 |  | 0 | 0 | 0 | 0 | 0 | 0
| LV OHL Support |  | 504 | 504 | C1 | 156 | 142 | 97 | 94 | 15 | 504 | 121 | 145 | 100 | 114 | 22 | 502 | 15 | 0 | 0 | 0 | -15 | 0 | 142 | 142 | 102 | 94 | 24 | 504 | 22 | 0 | 0 | 0 | -22 | 0 | 125 | 144 | 106 | 95 | 34 | 504 |  |  | C1 | 0.025 | 0.075 | 0.175 | 0.375 | 0.75 | C1 | 1157.2006 | 1157.2006 | 1157.2006 | 1157.2006 | 1157.2006 | C1 | 28.93 | 86.79 | 202.5101 | 433.9502 | 867.9004 | C1 | 3500.5317 | 12584.5561 | 20251.0098 | 49470.3239 | 19093.8092 | 104900.2308 |  | 4513.0822 | 12324.186 | 19643.4795 | 40791.3197 | 13018.5063 | 90290.5737 |  | 4108.062 | 12324.186 | 20656.03 | 40791.3197 | 20829.6101 | 98709.2078 |  | 4542.0122 | 12324.186 | 20656.03 | 40791.3197 | 7811.1038 | 86124.6517 |  | 3616.2517 | 12497.766 | 21466.0704 | 41225.2699 | 29508.6143 | 108313.9724 |  | 4252.7121 | 12497.766 | 21466.0704 | 41225.2699 | 10414.805 | 89856.6235
|  |  | 210698 | 210698 | C2 | 65142 | 59212 | 40659 | 39435 | 6250 | 210698 | 50672 | 60633 | 42079 | 47950 | 9088 | 210422 | 14767 | 0 | 0 | -8517 | -6250 | 0 | 58627 | 59805 | 42515 | 39558 | 10193 | 210698 | 29543 | 0 | 0 | -20368 | -9175 | 0 | 52112 | 60398 | 44369 | 39679 | 14140 | 210698 |  |  | C2 | 0.025 | 0.075 | 0.175 | 0.375 | 0.75 | C2 | 1653.1437 | 1653.1437 | 1653.1437 | 1653.1437 | 1653.1437 | C2 | 41.3286 | 123.9858 | 289.3001 | 619.9289 | 1239.8577 | C2 | 2094202.3846 | 7517629.4513 | 12173460.5895 | 29725589.3812 | 11267827.1656 | 62778708.9722 |  | 2692227.1025 | 7341445.6661 | 11762654.3907 | 24446895.0416 | 7749110.8919 | 53992333.0928 |  | 2422971.3294 | 7414969.2302 | 12299595.4505 | 24523146.2928 | 12637869.9713 | 59298552.2742 |  | 3033270.6389 | 7414969.2302 | 12299595.4505 | 19243212.0955 | 4888759.0795 | 46879806.4946 |  | 2153715.5562 | 7488492.7943 | 12835957.91 | 24598157.6862 | 17531588.4817 | 64607912.4286 |  | 3374686.1327 | 7488492.7943 | 12835957.91 | 11971446.4346 | 6155893.6925 | 41826476.9641
|  |  | 8358 | 8358 | C3 | 2584 | 2348 | 1613 | 1565 | 248 | 8358 | 2010 | 2404 | 1669 | 1903 | 361 | 8347 | 602 | 0 | 0 | -354 | -248 | 0 | 2326 | 2372 | 1686 | 1569 | 405 | 8358 | 1203 | 0 | 0 | -840 | -363 | 0 | 2068 | 2395 | 1760 | 1574 | 561 | 8358 |  |  | C3 | 0.025 | 0.075 | 0.175 | 0.375 | 0.75 | C3 | 2479.7155 | 2479.7155 | 2479.7155 | 2479.7155 | 2479.7155 | C3 | 61.9929 | 185.9787 | 433.9502 | 929.8933 | 1859.7866 | C3 | 124605.7031 | 447092.702 | 724262.9004 | 1769586.9633 | 671382.9677 | 3736931.2365 |  | 160189.6204 | 436677.897 | 699961.6886 | 1455283.0255 | 461227.0803 | 3213339.3117 |  | 144195.4555 | 441141.3849 | 731640.054 | 1459002.5987 | 753213.5787 | 3529193.0717 |  | 181515.1735 | 441141.3849 | 731640.054 | 1129820.368 | 291986.4984 | 2776103.4788 |  | 128201.2906 | 445418.8941 | 763752.3695 | 1463652.0653 | 1043340.2905 | 3844364.9099 |  | 202778.7338 | 445418.8941 | 763752.3695 | 682541.6874 | 368237.7496 | 2462729.4343
|  |  | 2886 | 2886 | C4 | 892 | 811 | 557 | 540 | 86 | 2886 | 694 | 830 | 576 | 657 | 125 | 2882 | 208 | 0 | 0 | -122 | -86 | 0 | 802 | 820 | 582 | 542 | 140 | 2886 | 416 | 0 | 0 | -290 | -126 | 0 | 714 | 828 | 608 | 544 | 192 | 2886 |  |  | C4 | 0.025 | 0.075 | 0.175 | 0.375 | 0.75 | C4 | 4132.8591 | 4132.8591 | 4132.8591 | 4132.8591 | 4132.8591 | C4 | 103.3215 | 309.9644 | 723.2503 | 1549.8222 | 3099.6444 | C4 | 71705.1061 | 257270.4816 | 416592.2015 | 1018233.1712 | 387455.5446 | 2151256.5051 |  | 92162.7589 | 251381.1573 | 402850.4449 | 836903.9763 | 266569.4147 | 1849867.7521 |  | 82863.8258 | 254170.8373 | 420931.7036 | 840003.6207 | 433950.2099 | 2031920.1973 |  | 104354.6933 | 254170.8373 | 420931.7036 | 650925.3149 | 167380.7953 | 1597763.3444 |  | 73771.5357 | 256650.5527 | 439736.2127 | 843103.265 | 595131.7165 | 2208393.2827 |  | 116753.2708 | 256650.5527 | 439736.2127 | 393654.8333 | 204576.5275 | 1411371.3971
|  |  | 222446 | 222446 |  | 68774 | 62513 | 42926 | 41634 | 6599 |  | 53497 | 64012 | 44424 | 50624 | 9596 |  | 15592 | 0 | 0 | -8993 | -6599 |  | 61897 | 63139 | 44885 | 41763 | 10762 |  | 31184 | 0 | 0 | -21498 | -9686 |  | 55019 | 63765 | 46843 | 41892 | 14927 | [22 empty] | 2294013.7256 | 8234577.191 | 13334566.7012 | 32562879.8396 | 12345759.4871 | 68771796.9445 |  | 2949092.5639 | 8041828.9063 | 12885110.0038 | 26779873.3632 | 8489925.8931 | 59145830.7303 |  | 2654138.6726 | 8122605.6383 | 13472823.2381 | 26862943.8319 | 13845863.37 | 64958374.751 |  | 3323682.518 | 8122605.6383 | 13472823.2381 | 21064749.0982 | 5355937.4769 | 51339797.9695 |  | 2359304.6343 | 8203060.0072 | 14060912.5626 | 26946138.2865 | 19199569.103 | 70768984.5936 |  | 3698470.8493 | 8203060.0072 | 14060912.5626 | 13088868.2252 | 6739122.7747 | 45790434.419
| [Please insert new asset category as required] |  | 0 | 0 | C1 | 0 | 0 | 0 | 0 | 0 | 0 | 0 | 0 | 0 | 0 | 0 | 0 | 0 | 0 | 0 | 0 | 0 | 0 | 0 | 0 | 0 | 0 | 0 | 0 | 0 | 0 | 0 | 0 | 0 | 0 | 0 | 0 | 0 | 0 | 0 | 0 |  |  | C1 | 0 | 0 | 0 | 0 | 0 | C1 | 0 | 0 | 0 | 0 | 0 | C1 | [5 empty] | C1 | [5 empty] | 0 | [6 empty] | 0 | [6 empty] | 0 | [6 empty] | 0 | [6 empty] | 0 | [6 empty] | 0
|  |  | 0 | 0 | C2 | 0 | 0 | 0 | 0 | 0 | 0 | 0 | 0 | 0 | 0 | 0 | 0 | 0 | 0 | 0 | 0 | 0 | 0 | 0 | 0 | 0 | 0 | 0 | 0 | 0 | 0 | 0 | 0 | 0 | 0 | 0 | 0 | 0 | 0 | 0 | 0 |  |  | C2 | 0 | 0 | 0 | 0 | 0 | C2 | 0 | 0 | 0 | 0 | 0 | C2 | [5 empty] | C2 | [5 empty] | 0 | [6 empty] | 0 | [6 empty] | 0 | [6 empty] | 0 | [6 empty] | 0 | [6 empty] | 0
|  |  | 0 | 0 | C3 | 0 | 0 | 0 | 0 | 0 | 0 | 0 | 0 | 0 | 0 | 0 | 0 | 0 | 0 | 0 | 0 | 0 | 0 | 0 | 0 | 0 | 0 | 0 | 0 | 0 | 0 | 0 | 0 | 0 | 0 | 0 | 0 | 0 | 0 | 0 | 0 |  |  | C3 | 0 | 0 | 0 | 0 | 0 | C3 | 0 | 0 | 0 | 0 | 0 | C3 | [5 empty] | C3 | [5 empty] | 0 | [6 empty] | 0 | [6 empty] | 0 | [6 empty] | 0 | [6 empty] | 0 | [6 empty] | 0
|  |  | 0 | 0 | C4 | 0 | 0 | 0 | 0 | 0 | 0 | 0 | 0 | 0 | 0 | 0 | 0 | 0 | 0 | 0 | 0 | 0 | 0 | 0 | 0 | 0 | 0 | 0 | 0 | 0 | 0 | 0 | 0 | 0 | 0 | 0 | 0 | 0 | 0 | 0 | 0 |  |  | C4 | 0 | 0 | 0 | 0 | 0 | C4 | 0 | 0 | 0 | 0 | 0 | C4 | [5 empty] | C4 | [5 empty] | 0 | [6 empty] | 0 | [6 empty] | 0 | [6 empty] | 0 | [6 empty] | 0 | [6 empty] | 0
|  |  | 0 | 0 |  | 0 | 0 | 0 | 0 | 0 |  | 0 | 0 | 0 | 0 | 0 |  | 0 | 0 | 0 | 0 | 0 |  | 0 | 0 | 0 | 0 | 0 |  | 0 | 0 | 0 | 0 | 0 |  | 0 | 0 | 0 | 0 | 0 | [22 empty] | 0 | 0 | 0 | 0 | 0 | 0 |  | 0 | 0 | 0 | 0 | 0 | 0 |  | 0 | 0 | 0 | 0 | 0 | 0 |  | 0 | 0 | 0 | 0 | 0 | 0 |  | 0 | 0 | 0 | 0 | 0 | 0 |  | 0 | 0 | 0 | 0 | 0 | 0
| [Please insert new asset category as required] |  | 0 | 0 | C1 | 0 | 0 | 0 | 0 | 0 | 0 | 0 | 0 | 0 | 0 | 0 | 0 | 0 | 0 | 0 | 0 | 0 | 0 | 0 | 0 | 0 | 0 | 0 | 0 | 0 | 0 | 0 | 0 | 0 | 0 | 0 | 0 | 0 | 0 | 0 | 0 |  |  | C1 | 0 | 0 | 0 | 0 | 0 | C1 | 0 | 0 | 0 | 0 | 0 | C1 | [5 empty] | C1 | [5 empty] | 0 | [6 empty] | 0 | [6 empty] | 0 | [6 empty] | 0 | [6 empty] | 0 | [6 empty] | 0
|  |  | 0 | 0 | C2 | 0 | 0 | 0 | 0 | 0 | 0 | 0 | 0 | 0 | 0 | 0 | 0 | 0 | 0 | 0 | 0 | 0 | 0 | 0 | 0 | 0 | 0 | 0 | 0 | 0 | 0 | 0 | 0 | 0 | 0 | 0 | 0 | 0 | 0 | 0 | 0 |  |  | C2 | 0 | 0 | 0 | 0 | 0 | C2 | 0 | 0 | 0 | 0 | 0 | C2 | [5 empty] | C2 | [5 empty] | 0 | [6 empty] | 0 | [6 empty] | 0 | [6 empty] | 0 | [6 empty] | 0 | [6 empty] | 0
|  |  | 0 | 0 | C3 | 0 | 0 | 0 | 0 | 0 | 0 | 0 | 0 | 0 | 0 | 0 | 0 | 0 | 0 | 0 | 0 | 0 | 0 | 0 | 0 | 0 | 0 | 0 | 0 | 0 | 0 | 0 | 0 | 0 | 0 | 0 | 0 | 0 | 0 | 0 | 0 |  |  | C3 | 0 | 0 | 0 | 0 | 0 | C3 | 0 | 0 | 0 | 0 | 0 | C3 | [5 empty] | C3 | [5 empty] | 0 | [6 empty] | 0 | [6 empty] | 0 | [6 empty] | 0 | [6 empty] | 0 | [6 empty] | 0
|  |  | 0 | 0 | C4 | 0 | 0 | 0 | 0 | 0 | 0 | 0 | 0 | 0 | 0 | 0 | 0 | 0 | 0 | 0 | 0 | 0 | 0 | 0 | 0 | 0 | 0 | 0 | 0 | 0 | 0 | 0 | 0 | 0 | 0 | 0 | 0 | 0 | 0 | 0 | 0 |  |  | C4 | 0 | 0 | 0 | 0 | 0 | C4 | 0 | 0 | 0 | 0 | 0 | C4 | [5 empty] | C4 | [5 empty] | 0 | [6 empty] | 0 | [6 empty] | 0 | [6 empty] | 0 | [6 empty] | 0 | [6 empty] | 0
|  |  | 0 | 0 |  | 0 | 0 | 0 | 0 | 0 |  | 0 | 0 | 0 | 0 | 0 |  | 0 | 0 | 0 | 0 | 0 |  | 0 | 0 | 0 | 0 | 0 |  | 0 | 0 | 0 | 0 | 0 |  | 0 | 0 | 0 | 0 | 0 | [22 empty] | 0 | 0 | 0 | 0 | 0 | 0 |  | 0 | 0 | 0 | 0 | 0 | 0 |  | 0 | 0 | 0 | 0 | 0 | 0 |  | 0 | 0 | 0 | 0 | 0 | 0 |  | 0 | 0 | 0 | 0 | 0 | 0 |  | 0 | 0 | 0 | 0 | 0 | 0
| [Please insert new asset category as required] |  | 0 | 0 | C1 | 0 | 0 | 0 | 0 | 0 | 0 | 0 | 0 | 0 | 0 | 0 | 0 | 0 | 0 | 0 | 0 | 0 | 0 | 0 | 0 | 0 | 0 | 0 | 0 | 0 | 0 | 0 | 0 | 0 | 0 | 0 | 0 | 0 | 0 | 0 | 0 |  |  | C1 | 0 | 0 | 0 | 0 | 0 | C1 | 0 | 0 | 0 | 0 | 0 | C1 | [5 empty] | C1 | [5 empty] | 0 | [6 empty] | 0 | [6 empty] | 0 | [6 empty] | 0 | [6 empty] | 0 | [6 empty] | 0
|  |  | 0 | 0 | C2 | 0 | 0 | 0 | 0 | 0 | 0 | 0 | 0 | 0 | 0 | 0 | 0 | 0 | 0 | 0 | 0 | 0 | 0 | 0 | 0 | 0 | 0 | 0 | 0 | 0 | 0 | 0 | 0 | 0 | 0 | 0 | 0 | 0 | 0 | 0 | 0 |  |  | C2 | 0 | 0 | 0 | 0 | 0 | C2 | 0 | 0 | 0 | 0 | 0 | C2 | [5 empty] | C2 | [5 empty] | 0 | [6 empty] | 0 | [6 empty] | 0 | [6 empty] | 0 | [6 empty] | 0 | [6 empty] | 0
|  |  | 0 | 0 | C3 | 0 | 0 | 0 | 0 | 0 | 0 | 0 | 0 | 0 | 0 | 0 | 0 | 0 | 0 | 0 | 0 | 0 | 0 | 0 | 0 | 0 | 0 | 0 | 0 | 0 | 0 | 0 | 0 | 0 | 0 | 0 | 0 | 0 | 0 | 0 | 0 |  |  | C3 | 0 | 0 | 0 | 0 | 0 | C3 | 0 | 0 | 0 | 0 | 0 | C3 | [5 empty] | C3 | [5 empty] | 0 | [6 empty] | 0 | [6 empty] | 0 | [6 empty] | 0 | [6 empty] | 0 | [6 empty] | 0
|  |  | 0 | 0 | C4 | 0 | 0 | 0 | 0 | 0 | 0 | 0 | 0 | 0 | 0 | 0 | 0 | 0 | 0 | 0 | 0 | 0 | 0 | 0 | 0 | 0 | 0 | 0 | 0 | 0 | 0 | 0 | 0 | 0 | 0 | 0 | 0 | 0 | 0 | 0 | 0 |  |  | C4 | 0 | 0 | 0 | 0 | 0 | C4 | 0 | 0 | 0 | 0 | 0 | C4 | [5 empty] | C4 | [5 empty] | 0 | [6 empty] | 0 | [6 empty] | 0 | [6 empty] | 0 | [6 empty] | 0 | [6 empty] | 0
|  |  | 0 | 0 |  | 0 | 0 | 0 | 0 | 0 |  | 0 | 0 | 0 | 0 | 0 |  | 0 | 0 | 0 | 0 | 0 |  | 0 | 0 | 0 | 0 | 0 |  | 0 | 0 | 0 | 0 | 0 |  | 0 | 0 | 0 | 0 | 0 | [22 empty] | 0 | 0 | 0 | 0 | 0 | 0 |  | 0 | 0 | 0 | 0 | 0 | 0 |  | 0 | 0 | 0 | 0 | 0 | 0 |  | 0 | 0 | 0 | 0 | 0 | 0 |  | 0 | 0 | 0 | 0 | 0 | 0 |  | 0 | 0 | 0 | 0 | 0 | 0
| [Please insert new asset category as required] |  | 0 | 0 | C1 | 0 | 0 | 0 | 0 | 0 | 0 | 0 | 0 | 0 | 0 | 0 | 0 | 0 | 0 | 0 | 0 | 0 | 0 | 0 | 0 | 0 | 0 | 0 | 0 | 0 | 0 | 0 | 0 | 0 | 0 | 0 | 0 | 0 | 0 | 0 | 0 |  |  | C1 | 0 | 0 | 0 | 0 | 0 | C1 | 0 | 0 | 0 | 0 | 0 | C1 | [5 empty] | C1 | [5 empty] | 0 | [6 empty] | 0 | [6 empty] | 0 | [6 empty] | 0 | [6 empty] | 0 | [6 empty] | 0
|  |  | 0 | 0 | C2 | 0 | 0 | 0 | 0 | 0 | 0 | 0 | 0 | 0 | 0 | 0 | 0 | 0 | 0 | 0 | 0 | 0 | 0 | 0 | 0 | 0 | 0 | 0 | 0 | 0 | 0 | 0 | 0 | 0 | 0 | 0 | 0 | 0 | 0 | 0 | 0 |  |  | C2 | 0 | 0 | 0 | 0 | 0 | C2 | 0 | 0 | 0 | 0 | 0 | C2 | [5 empty] | C2 | [5 empty] | 0 | [6 empty] | 0 | [6 empty] | 0 | [6 empty] | 0 | [6 empty] | 0 | [6 empty] | 0
|  |  | 0 | 0 | C3 | 0 | 0 | 0 | 0 | 0 | 0 | 0 | 0 | 0 | 0 | 0 | 0 | 0 | 0 | 0 | 0 | 0 | 0 | 0 | 0 | 0 | 0 | 0 | 0 | 0 | 0 | 0 | 0 | 0 | 0 | 0 | 0 | 0 | 0 | 0 | 0 |  |  | C3 | 0 | 0 | 0 | 0 | 0 | C3 | 0 | 0 | 0 | 0 | 0 | C3 | [5 empty] | C3 | [5 empty] | 0 | [6 empty] | 0 | [6 empty] | 0 | [6 empty] | 0 | [6 empty] | 0 | [6 empty] | 0
|  |  | 0 | 0 | C4 | 0 | 0 | 0 | 0 | 0 | 0 | 0 | 0 | 0 | 0 | 0 | 0 | 0 | 0 | 0 | 0 | 0 | 0 | 0 | 0 | 0 | 0 | 0 | 0 | 0 | 0 | 0 | 0 | 0 | 0 | 0 | 0 | 0 | 0 | 0 | 0 |  |  | C4 | 0 | 0 | 0 | 0 | 0 | C4 | 0 | 0 | 0 | 0 | 0 | C4 | [5 empty] | C4 | [5 empty] | 0 | [6 empty] | 0 | [6 empty] | 0 | [6 empty] | 0 | [6 empty] | 0 | [6 empty] | 0
|  |  | 0 | 0 |  | 0 | 0 | 0 | 0 | 0 |  | 0 | 0 | 0 | 0 | 0 |  | 0 | 0 | 0 | 0 | 0 |  | 0 | 0 | 0 | 0 | 0 |  | 0 | 0 | 0 | 0 | 0 |  | 0 | 0 | 0 | 0 | 0 | [22 empty] | 0 | 0 | 0 | 0 | 0 | 0 |  | 0 | 0 | 0 | 0 | 0 | 0 |  | 0 | 0 | 0 | 0 | 0 | 0 |  | 0 | 0 | 0 | 0 | 0 | 0 |  | 0 | 0 | 0 | 0 | 0 | 0 |  | 0 | 0 | 0 | 0 | 0 | 0
| [Please insert new asset category as required] |  | 0 | 0 | C1 | 0 | 0 | 0 | 0 | 0 | 0 | 0 | 0 | 0 | 0 | 0 | 0 | 0 | 0 | 0 | 0 | 0 | 0 | 0 | 0 | 0 | 0 | 0 | 0 | 0 | 0 | 0 | 0 | 0 | 0 | 0 | 0 | 0 | 0 | 0 | 0 |  |  | C1 | 0 | 0 | 0 | 0 | 0 | C1 | 0 | 0 | 0 | 0 | 0 | C1 | [5 empty] | C1 | [5 empty] | 0 | [6 empty] | 0 | [6 empty] | 0 | [6 empty] | 0 | [6 empty] | 0 | [6 empty] | 0
|  |  | 0 | 0 | C2 | 0 | 0 | 0 | 0 | 0 | 0 | 0 | 0 | 0 | 0 | 0 | 0 | 0 | 0 | 0 | 0 | 0 | 0 | 0 | 0 | 0 | 0 | 0 | 0 | 0 | 0 | 0 | 0 | 0 | 0 | 0 | 0 | 0 | 0 | 0 | 0 |  |  | C2 | 0 | 0 | 0 | 0 | 0 | C2 | 0 | 0 | 0 | 0 | 0 | C2 | [5 empty] | C2 | [5 empty] | 0 | [6 empty] | 0 | [6 empty] | 0 | [6 empty] | 0 | [6 empty] | 0 | [6 empty] | 0
|  |  | 0 | 0 | C3 | 0 | 0 | 0 | 0 | 0 | 0 | 0 | 0 | 0 | 0 | 0 | 0 | 0 | 0 | 0 | 0 | 0 | 0 | 0 | 0 | 0 | 0 | 0 | 0 | 0 | 0 | 0 | 0 | 0 | 0 | 0 | 0 | 0 | 0 | 0 | 0 |  |  | C3 | 0 | 0 | 0 | 0 | 0 | C3 | 0 | 0 | 0 | 0 | 0 | C3 | [5 empty] | C3 | [5 empty] | 0 | [6 empty] | 0 | [6 empty] | 0 | [6 empty] | 0 | [6 empty] | 0 | [6 empty] | 0
|  |  | 0 | 0 | C4 | 0 | 0 | 0 | 0 | 0 | 0 | 0 | 0 | 0 | 0 | 0 | 0 | 0 | 0 | 0 | 0 | 0 | 0 | 0 | 0 | 0 | 0 | 0 | 0 | 0 | 0 | 0 | 0 | 0 | 0 | 0 | 0 | 0 | 0 | 0 | 0 |  |  | C4 | 0 | 0 | 0 | 0 | 0 | C4 | 0 | 0 | 0 | 0 | 0 | C4 | [5 empty] | C4 | [5 empty] | 0 | [6 empty] | 0 | [6 empty] | 0 | [6 empty] | 0 | [6 empty] | 0 | [6 empty] | 0
|  |  | 0 | 0 |  | 0 | 0 | 0 | 0 | 0 |  | 0 | 0 | 0 | 0 | 0 |  | 0 | 0 | 0 | 0 | 0 |  | 0 | 0 | 0 | 0 | 0 |  | 0 | 0 | 0 | 0 | 0 |  | 0 | 0 | 0 | 0 | 0 | [22 empty] | 0 | 0 | 0 | 0 | 0 | 0 |  | 0 | 0 | 0 | 0 | 0 | 0 |  | 0 | 0 | 0 | 0 | 0 | 0 |  | 0 | 0 | 0 | 0 | 0 | 0 |  | 0 | 0 | 0 | 0 | 0 | 0 |  | 0 | 0 | 0 | 0 | 0 | 0
[63 empty] | 6042844.2772 | 14841792.1071 | 27572389.6802 | 37177770.053 | 13139187.2059 | 98773983.3234 |  | 6877730.457 | 14630246.9064 | 27079073.512 | 30822446.9491 | 8908899.2583 | 88318397.0828 |  | 6058688.8675 | 15405075.03 | 27824565.4213 | 34423261.3219 | 15335271.6376 | 99046862.2783 |  | 6809059.4518 | 15405075.03 | 27824565.4213 | 27622152.1868 | 6426372.3793 | 84087224.4692 |  | 5240047.4357 | 16177849.4957 | 28571587.6174 | 38019995.1072 | 21771778.6651 | 109781258.3212 |  | 6741724.5318 | 16177849.4957 | 28571587.6174 | 22393094.3328 | 7975267.3315 | 81859523.3092
| HV Network | [73 empty] | 0 | [6 empty] | 0 | [6 empty] | 0 | [6 empty] | 0 | [6 empty] | 0
| HV Switchgear (GM) - Primary |  | 79 | 79 | C1 | 31 | 18 | 26 | 2 | 2 | 79 | 22 | 19 | 28 | 7 | 3 | 79 | 2 | 0 | 0 | -1 | -1 | 0 | 28 | 20 | 25 | 4 | 2 | 79 | 5 | 0 | 0 | -4 | -1 | 0 | 25 | 21 | 24 | 6 | 3 | 79 |  |  | C1 | 0.025 | 0.075 | 0.175 | 0.375 | 0.75 | C1 | 22933.927 | 22933.927 | 22933.927 | 22933.927 | 22933.927 | C1 | 573.3482 | 1720.0445 | 4013.4372 | 8600.2226 | 17200.4453 | C1 | 12613.6599 | 32680.846 | 112376.2424 | 60201.5584 | 51601.3358 | 269473.6425 |  | 17773.7934 | 30960.8015 | 104349.368 | 17200.4453 | 34400.8905 | 204685.2987 |  | 16053.7489 | 34400.8905 | 100335.9307 | 34400.8905 | 34400.8905 | 219592.3512 |  | 17200.4453 | 34400.8905 | 100335.9307 | 25800.6679 | 17200.4453 | 194938.3797 |  | 14333.7044 | 36120.9351 | 96322.4935 | 51601.3358 | 51601.3358 | 249979.8045 |  | 17200.4453 | 36120.9351 | 96322.4935 | 17200.4453 | 34400.8905 | 201245.2096
|  |  | 1973 | 1973 | C2 | 778 | 455 | 641 | 42 | 57 | 1973 | 561 | 474 | 680 | 140 | 97 | 1952 | 115 | 0 | -49 | -38 | -28 | 0 | 700 | 489 | 622 | 102 | 60 | 1973 | 251 | 0 | -127 | -94 | -30 | 0 | 622 | 520 | 604 | 162 | 65 | 1973 |  |  | C2 | 0.025 | 0.075 | 0.175 | 0.375 | 0.75 | C2 | 32762.7529 | 32762.7529 | 32762.7529 | 32762.7529 | 32762.7529 | C2 | 819.0688 | 2457.2065 | 5733.4818 | 12286.0323 | 24572.0647 | C2 | 459497.6093 | 1164715.8652 | 3898767.5938 | 1720044.5267 | 2383490.2727 | 9626515.8677 |  | 637235.5437 | 1118028.9423 | 3675161.8054 | 516013.358 | 1400607.686 | 7347047.3354 |  | 573348.1756 | 1201573.9622 | 3566225.652 | 1253175.298 | 1474323.88 | 8068646.9678 |  | 667541.0901 | 1201573.9622 | 3285285.046 | 786306.0693 | 786306.0693 | 6727012.237 |  | 509460.8074 | 1277747.3627 | 3463022.9804 | 1990337.238 | 1597184.2034 | 8837752.5919 |  | 715047.0818 | 1277747.3627 | 2734870.7974 | 835450.1987 | 860022.2633 | 6423137.704
|  |  | 1592 | 1592 | C3 | 628 | 367 | 517 | 34 | 46 | 1592 | 452 | 383 | 548 | 113 | 78 | 1574 | 98 | 0 | -45 | -30 | -23 | 0 | 565 | 394 | 502 | 82 | 49 | 1592 | 213 | 0 | -113 | -76 | -24 | 0 | 504 | 419 | 487 | 130 | 52 | 1592 |  |  | C3 | 0.025 | 0.075 | 0.175 | 0.375 | 0.75 | C3 | 49144.1293 | 49144.1293 | 49144.1293 | 49144.1293 | 49144.1293 | C3 | 1228.6032 | 3685.8097 | 8600.2226 | 18429.0485 | 36858.097 | C3 | 555328.6615 | 1411665.1151 | 4712922.0031 | 2082482.4805 | 2874931.566 | 11637329.8263 |  | 771562.8305 | 1352692.1599 | 4446315.1015 | 626587.649 | 1695472.462 | 8892630.203 |  | 694160.8268 | 1452209.0218 | 4317311.762 | 1511181.977 | 1806046.753 | 9780910.3407 |  | 814563.9437 | 1452209.0218 | 3930301.7435 | 958310.522 | 958310.522 | 8113695.753 |  | 619216.0296 | 1544354.2643 | 4188308.4225 | 2395776.305 | 1916621.044 | 10664276.0655 |  | 880908.5183 | 1544354.2643 | 3216483.2649 | 995168.619 | 1032026.716 | 7668941.3826
|  |  | 1581 | 1581 | C4 | 624 | 366 | 513 | 33 | 45 | 1581 | 449 | 382 | 544 | 110 | 76 | 1561 | 98 | 0 | -45 | -30 | -23 | 0 | 562 | 389 | 499 | 82 | 49 | 1581 | 212 | 0 | -113 | -74 | -25 | 0 | 498 | 417 | 484 | 130 | 52 | 1581 |  |  | C4 | 0.025 | 0.075 | 0.175 | 0.375 | 0.75 | C4 | 81906.8822 | 81906.8822 | 81906.8822 | 81906.8822 | 81906.8822 | C4 | 2047.6721 | 6143.0162 | 14333.7044 | 30715.0808 | 61430.1617 | C4 | 919404.753 | 2346632.1757 | 7797535.1877 | 3378658.8917 | 4668692.2867 | 19110923.2948 |  | 1277747.3627 | 2248343.917 | 7353190.3516 | 1013597.6675 | 2764357.275 | 14657236.5739 |  | 1150791.6952 | 2389633.2889 | 7152518.4902 | 2518636.6284 | 3010077.9217 | 16221658.0243 |  | 1351463.5567 | 2389633.2889 | 6507501.7926 | 1597184.2034 | 1597184.2034 | 13442967.0449 |  | 1019740.6837 | 2561637.7415 | 6937512.9243 | 3992960.5084 | 3194368.4067 | 17706220.2646 |  | 1453847.1595 | 2561637.7415 | 5317804.3284 | 1720044.5267 | 1658614.365 | 12711948.1211
|  |  | 5225 | 5225 |  | 2061 | 1206 | 1697 | 111 | 150 |  | 1484 | 1258 | 1800 | 370 | 254 |  | 313 | 0 | -139 | -99 | -75 |  | 1855 | 1292 | 1648 | 270 | 160 |  | 681 | 0 | -353 | -248 | -80 |  | 1649 | 1377 | 1599 | 428 | 172 | [22 empty] | 1946844.6836 | 4955694.002 | 16521601.027 | 7241387.4574 | 9978715.4613 | 40644242.6313 |  | 2704319.5304 | 4750025.8208 | 15579016.6264 | 2173399.1198 | 5894838.3136 | 31101599.411 |  | 2434354.4466 | 5077817.1634 | 15136391.8349 | 5317394.7939 | 6324849.4453 | 34290807.6841 |  | 2850769.0358 | 5077817.1634 | 13823424.5128 | 3367601.4626 | 3359001.24 | 28478613.4146 |  | 2162751.2251 | 5419860.3036 | 14685166.8207 | 8430675.3872 | 6759774.9899 | 37458228.7266 |  | 3067003.2049 | 5419860.3036 | 11365480.8842 | 3567863.7896 | 3585064.2349 | 27005272.4172
| HV Switchgear (GM) - Distribution |  | 739 | 739 | C1 | 234 | 373 | 79 | 31 | 22 | 739 | 210 | 375 | 81 | 41 | 25 | 732 | 13 | 0 | 0 | 0 | -13 | 0 | 211 | 360 | 108 | 35 | 25 | 739 | 18 | 0 | 0 | 0 | -18 | 0 | 187 | 346 | 138 | 40 | 28 | 739 |  |  | C1 | 0.025 | 0.075 | 0.175 | 0.375 | 0.75 | C1 | 7070.3095 | 7070.3095 | 7070.3095 | 7070.3095 | 7070.3095 | C1 | 176.7577 | 530.2732 | 1237.3042 | 2651.3661 | 5302.7321 | C1 | 37119.1247 | 198852.4539 | 100221.6367 | 108706.0081 | 132568.3026 | 577467.526 |  | 41361.3104 | 197791.9074 | 97747.0284 | 82192.3476 | 116660.1063 | 535752.7001 |  | 37295.8825 | 190898.3557 | 133628.849 | 92797.8118 | 132568.3026 | 587189.2015 |  | 39593.733 | 190898.3557 | 133628.849 | 92797.8118 | 63632.7852 | 520551.5348 |  | 33053.6968 | 183474.5308 | 170747.9737 | 106054.6421 | 148476.4989 | 641807.3422 |  | 36235.336 | 183474.5308 | 170747.9737 | 106054.6421 | 53027.321 | 549539.8036
|  |  | 18472 | 18472 | C2 | 5858 | 9337 | 1965 | 764 | 548 | 18472 | 5267 | 9378 | 2006 | 1017 | 633 | 18301 | 428 | 0 | 0 | -110 | -318 | 0 | 5272 | 8989 | 2702 | 884 | 625 | 18472 | 861 | 0 | 0 | -424 | -437 | 0 | 4686 | 8641 | 3439 | 1004 | 702 | 18472 |  |  | C2 | 0.025 | 0.075 | 0.175 | 0.375 | 0.75 | C2 | 10100.4421 | 10100.4421 | 10100.4421 | 10100.4421 | 10100.4421 | C2 | 252.5111 | 757.5332 | 1767.5774 | 3787.6658 | 7575.3316 | C2 | 1329975.7136 | 7104145.9517 | 3545760.1996 | 3852056.1063 | 4795184.8874 | 20627122.8586 |  | 1479209.7457 | 7073087.0923 | 3473289.5275 | 2893776.6619 | 4151281.7035 | 19070644.7309 |  | 1331238.2689 | 6809465.5534 | 4775994.0475 | 3348296.5565 | 4734582.2348 | 20999576.6611 |  | 1439312.9994 | 6809465.5534 | 4775994.0475 | 2931653.3198 | 2325626.7938 | 18282052.7138 |  | 1183266.7921 | 6545844.0146 | 6078698.5674 | 3802816.451 | 5317882.7662 | 22928508.5913 |  | 1400678.8084 | 6545844.0146 | 6078698.5674 | 2196846.157 | 2007462.8676 | 18229530.4149
|  |  | 14908 | 14908 | C3 | 4727 | 7535 | 1586 | 617 | 443 | 14908 | 4249 | 7569 | 1620 | 821 | 511 | 14770 | 367 | 0 | 0 | -110 | -257 | 0 | 4254 | 7254 | 2181 | 714 | 505 | 14908 | 731 | 0 | 0 | -378 | -353 | 0 | 3783 | 6973 | 2775 | 811 | 566 | 14908 |  |  | C3 | 0.025 | 0.075 | 0.175 | 0.375 | 0.75 | C3 | 15150.6632 | 15150.6632 | 15150.6632 | 15150.6632 | 15150.6632 | C3 | 378.7666 | 1136.2997 | 2651.3661 | 5681.4987 | 11362.9974 | C3 | 1609379.1933 | 8600652.7045 | 4295213.0034 | 4664510.4178 | 5806491.6528 | 24976246.9718 |  | 1790429.6179 | 8562018.5135 | 4205066.5577 | 3505484.6867 | 5033807.8321 | 23096807.2078 |  | 1611273.0262 | 8242718.2876 | 5782629.3583 | 4056590.0588 | 5738313.6686 | 25431524.3995 |  | 1750280.3606 | 8242718.2876 | 5782629.3583 | 3431625.2038 | 2818023.3462 | 22025276.5565 |  | 1432873.9676 | 7923418.0616 | 7357540.7929 | 4607695.4309 | 6431456.5078 | 27752984.7609 |  | 1709752.3366 | 7923418.0616 | 7357540.7929 | 2460088.9292 | 2420318.4384 | 21871118.5589
|  |  | 14817 | 14817 | C4 | 4699 | 7491 | 1575 | 612 | 440 | 14817 | 4224 | 7525 | 1609 | 814 | 508 | 14680 | 365 | 0 | 0 | -109 | -256 | 0 | 4229 | 7211 | 2167 | 709 | 501 | 14817 | 727 | 0 | 0 | -376 | -351 | 0 | 3758 | 6932 | 2759 | 805 | 563 | 14817 |  |  | C4 | 0.025 | 0.075 | 0.175 | 0.375 | 0.75 | C4 | 25251.1053 | 25251.1053 | 25251.1053 | 25251.1053 | 25251.1053 | C4 | 631.2776 | 1893.8329 | 4418.9434 | 9469.1645 | 18938.3289 | C4 | 2666516.7147 | 14251092.5269 | 7110079.9615 | 7707899.8783 | 9620671.1012 | 41356260.1825 |  | 2966373.5895 | 14186702.2085 | 6959835.8852 | 5795128.6554 | 8332864.7333 | 38240905.072 |  | 2669673.1028 | 13656428.9982 | 9575850.3894 | 6713637.609 | 9488102.7986 | 42103692.898 |  | 2900089.4382 | 13656428.9982 | 9575850.3894 | 5681498.6818 | 4639890.5901 | 36453758.0977 |  | 2372341.3385 | 13128049.6208 | 12191864.8935 | 7622677.3981 | 10662279.1929 | 45977212.4437 |  | 2831280.1764 | 13128049.6208 | 12191864.8935 | 4062271.5575 | 4014925.7351 | 36228391.9833
|  |  | 48936 | 48936 |  | 15518 | 24736 | 5205 | 2024 | 1453 |  | 13950 | 24847 | 5316 | 2693 | 1677 |  | 1173 | 0 | 0 | -329 | -844 |  | 13966 | 23814 | 7158 | 2342 | 1656 |  | 2337 | 0 | 0 | -1178 | -1159 |  | 12414 | 22892 | 9111 | 2660 | 1859 | [22 empty] | 5642990.7463 | 30154743.637 | 15051274.8012 | 16333172.4104 | 20354915.944 | 87537097.5389 |  | 6277374.2636 | 30019599.7217 | 14735938.9988 | 12276582.3516 | 17634614.3752 | 80944109.7108 |  | 5649480.2803 | 28899511.1949 | 20268102.6442 | 14211322.0361 | 20093567.0046 | 89121983.1601 |  | 6129276.5312 | 28899511.1949 | 20268102.6442 | 12137575.0172 | 9847173.5153 | 77281638.9028 |  | 5021535.7949 | 27780786.2278 | 25798852.2276 | 16139243.9221 | 22560094.9657 | 97300513.1381 |  | 5977946.6575 | 27780786.2278 | 25798852.2276 | 8825261.2857 | 8495734.3622 | 76878580.7608
| HV Transformer (GM) |  | 483 | 483 | C1 | 220 | 126 | 117 | 14 | 6 | 483 | 208 | 127 | 118 | 18 | 7 | 478 | 3 | 0 | 0 | 0 | -3 | 0 | 191 | 139 | 118 | 27 | 8 | 483 | 4 | 0 | 0 | 0 | -4 | 0 | 162 | 151 | 119 | 41 | 10 | 483 |  |  | C1 | 0.025 | 0.075 | 0.175 | 0.375 | 0.75 | C1 | 13124.3019 | 13124.3019 | 13124.3019 | 13124.3019 | 13124.3019 | C1 | 328.1075 | 984.3226 | 2296.7528 | 4921.6132 | 9843.2264 | C1 | 68246.3697 | 125008.9753 | 271016.8335 | 88589.0376 | 68902.5848 | 621763.8008 |  | 72183.6603 | 124024.6526 | 268720.0807 | 68902.5848 | 59059.3584 | 592890.3367 |  | 62668.5414 | 136820.8469 | 271016.8335 | 132883.5564 | 78745.8112 | 682135.5894 |  | 63652.864 | 136820.8469 | 271016.8335 | 132883.5564 | 49216.132 | 653590.2328 |  | 53153.4225 | 148632.7186 | 273313.5863 | 201786.1412 | 98432.264 | 775318.1326 |  | 54465.8527 | 148632.7186 | 273313.5863 | 201786.1412 | 59059.3584 | 737257.6572
|  |  | 12058 | 12058 | C2 | 5503 | 3141 | 2914 | 344 | 156 | 12058 | 5206 | 3158 | 2930 | 447 | 191 | 11932 | 150 | 0 | 0 | -72 | -78 | 0 | 4769 | 3456 | 2944 | 687 | 202 | 12058 | 306 | 0 | 0 | -205 | -101 | 0 | 4036 | 3771 | 2975 | 1029 | 247 | 12058 |  |  | C2 | 0.025 | 0.075 | 0.175 | 0.375 | 0.75 | C2 | 18749.0027 | 18749.0027 | 18749.0027 | 18749.0027 | 18749.0027 | C2 | 468.7251 | 1406.1752 | 3281.0755 | 7030.876 | 14061.752 | C2 | 2440182.6965 | 4440701.2806 | 9613551.1152 | 3142801.5713 | 2685794.6314 | 22323031.295 |  | 2579394.0413 | 4416796.3022 | 9561053.9077 | 2418621.3435 | 2193633.3115 | 21169498.9062 |  | 2235349.8424 | 4859741.4901 | 9659486.1717 | 4830211.8109 | 2840473.9034 | 24425263.2186 |  | 2305658.6024 | 4859741.4901 | 9659486.1717 | 4323988.739 | 1743657.2476 | 22892532.2509 |  | 1891774.3686 | 5302686.678 | 9761199.5112 | 7234771.4024 | 3473252.7432 | 27663684.7035 |  | 2035204.239 | 5302686.678 | 9761199.5112 | 5793441.8227 | 2053015.7915 | 24945548.0425
|  |  | 9732 | 9732 | C3 | 4441 | 2535 | 2352 | 278 | 126 | 9732 | 4201 | 2549 | 2366 | 362 | 154 | 9632 | 128 | 0 | 0 | -65 | -63 | 0 | 3849 | 2789 | 2376 | 555 | 163 | 9732 | 257 | 0 | 0 | -176 | -81 | 0 | 3257 | 3043 | 2401 | 831 | 200 | 9732 |  |  | C3 | 0.025 | 0.075 | 0.175 | 0.375 | 0.75 | C3 | 28123.504 | 28123.504 | 28123.504 | 28123.504 | 28123.504 | C3 | 703.0876 | 2109.2628 | 4921.6132 | 10546.314 | 21092.628 | C3 | 2953671.0069 | 5376510.876 | 11644536.8286 | 3817765.6672 | 3248264.7113 | 27040749.09 |  | 3122412.0309 | 5346981.1968 | 11575634.2438 | 2931875.2913 | 2657671.1274 | 25634573.8903 |  | 2706184.1718 | 5882733.9479 | 11693752.9606 | 5853204.2687 | 3438098.3632 | 29573973.7122 |  | 2796179.3846 | 5882733.9479 | 11693752.9606 | 5167693.8589 | 2109262.7995 | 27649622.9515 |  | 2289956.3127 | 6418486.699 | 11816793.2906 | 8763986.9321 | 4218525.5991 | 33507748.8334 |  | 2470649.8259 | 6418486.699 | 11816793.2906 | 6907835.6685 | 2510022.7314 | 30123788.2153
|  |  | 9671 | 9671 | C4 | 4414 | 2520 | 2337 | 276 | 124 | 9671 | 4176 | 2534 | 2351 | 359 | 152 | 9572 | 127 | 0 | 0 | -65 | -62 | 0 | 3825 | 2772 | 2362 | 551 | 161 | 9671 | 256 | 0 | 0 | -175 | -81 | 0 | 3236 | 3025 | 2386 | 826 | 198 | 9671 |  |  | C4 | 0.025 | 0.075 | 0.175 | 0.375 | 0.75 | C4 | 46872.5067 | 46872.5067 | 46872.5067 | 46872.5067 | 46872.5067 | C4 | 1171.8127 | 3515.438 | 8202.6887 | 17577.19 | 35154.38 | C4 | 4893489.6949 | 8908119.89 | 19284521.0511 | 6310211.2086 | 5343465.7588 | 44739807.6034 |  | 5172381.1095 | 8858903.758 | 19169683.4097 | 4851304.4389 | 4359143.119 | 42411415.8353 |  | 4482183.449 | 9744794.1338 | 19374750.6264 | 9685031.6879 | 5659855.1787 | 48946615.0758 |  | 4631003.6576 | 9744794.1338 | 19374750.6264 | 8542514.3381 | 3480283.6192 | 45773346.3752 |  | 3791985.7885 | 10634199.9476 | 19571615.1543 | 14518758.9368 | 6960567.2385 | 55477127.0657 |  | 4091969.8311 | 10634199.9476 | 19571615.1543 | 11442750.6875 | 4113062.4591 | 49853598.0796
|  |  | 31944 | 31944 |  | 14578 | 8322 | 7720 | 912 | 412 |  | 13791 | 8368 | 7765 | 1186 | 504 |  | 408 | 0 | 0 | -202 | -206 |  | 12634 | 9156 | 7800 | 1820 | 534 |  | 823 | 0 | 0 | -556 | -267 |  | 10691 | 9990 | 7881 | 2727 | 655 | [22 empty] | 10355589.7681 | 18850341.0219 | 40813625.8284 | 13359367.4846 | 11346427.6863 | 94725351.7893 |  | 10946370.842 | 18746705.9097 | 40575091.642 | 10270703.6585 | 9269506.9163 | 89808378.9685 |  | 9486386.0046 | 20624090.4188 | 40999006.5922 | 20501331.3239 | 12017173.2565 | 103627987.596 |  | 9796494.5087 | 20624090.4188 | 40999006.5922 | 18167080.4924 | 7382419.7984 | 96969091.8104 |  | 8026869.8924 | 22504006.0432 | 41422921.5424 | 30719303.4124 | 14750777.8447 | 117423878.7351 |  | 8652289.7487 | 22504006.0432 | 41422921.5424 | 24345814.3198 | 8735160.3405 | 105660191.9946
| HV UG Cable |  | 261.5952 | 258.8305 | C1 | 91.2308 | 83.8677 | 82.0249 | 4.0309 | 0.44086 | 261.5952 | 86.6698 | 83.9789 | 82.1361 | 4.6981 | 0.66327 | 258.1462 | 0 | 0 | 0 | -0.97134 | -0.39258 | -1.3639 | 82.11 | 84.6013 | 82.2157 | 11.8378 | 0.83484 | 261.5997 | 0 | 0 | 0 | -2.0097 | -0.75496 | -2.7647 | 72.99 | 85.3412 | 82.3968 | 19.6291 | 1.2425 | 261.5997 |  |  | C1 | 0.025 | 0.075 | 0.175 | 0.375 | 0.75 | C1 | 44570.7194 | 44570.7194 | 44570.7194 | 44570.7194 | 44570.7194 | C1 | 1114.268 | 3342.804 | 7799.8759 | 16714.0198 | 33428.0396 | C1 | 96573.336 | 280725.1555 | 640651.1223 | 78524.8142 | 22171.7611 | 1118646.1891 |  | 101655.5865 | 280353.4159 | 639783.7301 | 67372.6282 | 14736.9705 | 1103902.3312 |  | 91492.5022 | 282805.7134 | 641271.9238 | 197858.004 | 27907.204 | 1241335.3474 |  | 91492.5022 | 282805.7134 | 641271.9238 | 181623.0482 | 14783.969 | 1211977.1565 |  | 81330.4074 | 285278.9385 | 642685.1952 | 328080.874 | 41535.1787 | 1378910.5939 |  | 81330.4074 | 285278.9385 | 642685.1952 | 294490.4399 | 16298.1884 | 1320083.1695
|  |  | 6539.8797 | 6718.2728 | C2 | 2280.7706 | 2096.6935 | 2050.6215 | 100.7726 | 11.0214 | 6539.8797 | 2166.7439 | 2099.4737 | 2053.4017 | 117.4535 | 16.5817 | 6453.6545 | 123.7551 | 0 | 0 | -24.2834 | -9.8145 | 89.6571 | 2052.7491 | 2115.0336 | 2055.3914 | 295.9462 | 20.8711 | 6539.9914 | 247.5102 | 0 | 0 | -50.2429 | -18.8741 | 178.3931 | 1824.7497 | 2133.5303 | 2059.9212 | 490.7271 | 31.0631 | 6539.9914 |  |  | C2 | 0.025 | 0.075 | 0.175 | 0.375 | 0.75 | C2 | 63672.4563 | 63672.4563 | 63672.4563 | 63672.4563 | 63672.4563 | C2 | 1591.8114 | 4775.4342 | 11142.6799 | 23877.1711 | 47754.3422 | C2 | 3449047.7128 | 10025898.4099 | 22880397.2251 | 2804457.6496 | 791848.6116 | 39951649.6091 |  | 3630556.6616 | 10012621.998 | 22849418.9308 | 2406165.2939 | 526320.3745 | 39425083.2588 |  | 3267589.3643 | 10100204.0502 | 22902568.7056 | 7066357.2866 | 996685.8559 | 44333405.2627 |  | 3464584.1146 | 10100204.0502 | 22902568.7056 | 6486537.4342 | 527998.893 | 43481893.1977 |  | 2904657.4085 | 10188533.5163 | 22953042.6863 | 11717174.0722 | 1483399.2405 | 49246806.9236 |  | 3298646.9091 | 10188533.5163 | 22953042.6863 | 10517515.7114 | 582078.158 | 47539816.981
|  |  | 5277.3986 | 5427.8342 | C3 | 1840.4827 | 1691.9405 | 1654.7624 | 81.3191 | 8.8938 | 5277.3986 | 1748.4681 | 1694.184 | 1657.0059 | 94.7799 | 13.3807 | 5207.8186 | 103.105 | 0 | 0 | -19.5957 | -7.9199 | 75.5894 | 1656.4792 | 1706.7402 | 1658.6115 | 238.8157 | 16.8421 | 5277.4887 | 206.21 | 0 | 0 | -40.5438 | -15.2306 | 150.4356 | 1472.4937 | 1721.6662 | 1662.2669 | 395.9954 | 25.0666 | 5277.4887 |  |  | C3 | 0.025 | 0.075 | 0.175 | 0.375 | 0.75 | C3 | 95508.6844 | 95508.6844 | 95508.6844 | 95508.6844 | 95508.6844 | C3 | 2387.7171 | 7163.1513 | 16714.0198 | 35815.7567 | 71631.5133 | C3 | 4174847.3185 | 12135696.1622 | 27695228.6412 | 3394613.0854 | 958481.102 | 48358866.3094 |  | 4394552.0634 | 12119625.9315 | 27657731.4362 | 2912506.1645 | 637076.488 | 47721492.0837 |  | 3955203.8219 | 12225638.2938 | 27722065.7724 | 8553364.646 | 1206423.2274 | 53662695.7614 |  | 4201389.4397 | 12225638.2938 | 27722065.7724 | 7851530.5291 | 639108.2253 | 52639732.2603 |  | 3515898.3588 | 12332555.3519 | 27783161.2342 | 14182875.0508 | 1795558.0372 | 59610048.0327 |  | 4008269.5944 | 12332555.3519 | 27783161.2342 | 12730766.8437 | 704567.6486 | 57559320.6727
|  |  | 5246.1209 | 5394.677 | C4 | 1829.5747 | 1681.9128 | 1644.9551 | 80.8372 | 8.8411 | 5246.1209 | 1738.1055 | 1684.143 | 1647.1852 | 94.2181 | 13.3014 | 5176.9533 | 102.4939 | 0 | 0 | -19.4795 | -7.873 | 75.1414 | 1646.6617 | 1696.6248 | 1648.7814 | 237.4003 | 16.7423 | 5246.2105 | 204 | 0 | 0 | -40.3035 | -15.1403 | 148.5561 | 1463.7666 | 1711.4623 | 1652.4151 | 393.6484 | 24.918 | 5246.2105 |  |  | C4 | 0.025 | 0.075 | 0.175 | 0.375 | 0.75 | C4 | 159181.1407 | 159181.1407 | 159181.1407 | 159181.1407 | 159181.1407 | C4 | 3979.5285 | 11938.5856 | 27856.6996 | 59692.9278 | 119385.8556 | C4 | 6916840.2502 | 20106285.3981 | 45885144.4352 | 5624156.9169 | 1588000.7482 | 80120427.7486 |  | 7280844.6093 | 20079660.42 | 45823019.4862 | 4825407.5731 | 1055501.1857 | 79064433.2744 |  | 6552937.3665 | 20255300.5137 | 45929607.8934 | 14171118.6889 | 1998788.4828 | 88907752.9453 |  | 6960814.9391 | 20255300.5137 | 45929607.8934 | 13008327.7893 | 1058867.3453 | 87212918.4808 |  | 5825100.9985 | 20432439.4973 | 46030830.1697 | 23498028.4382 | 2974860.4333 | 98761259.537 |  | 6636924.8162 | 20432439.4973 | 46030830.1697 | 21092191.8342 | 1167319.7842 | 95359706.1018
|  |  | 17324.9943 | 17799.6145 |  | 6042.0588 | 5554.4146 | 5432.3638 | 266.9598 | 29.1972 |  | 5739.9873 | 5561.7796 | 5439.7288 | 311.1497 | 43.9271 |  | 329.354 | 0 | 0 | -64.33 | -26 |  | 5438 | 5603 | 5445 | 784 | 55.2903 |  | 657.7202 | 0 | 0 | -133.1 | -50 |  | 4834 | 5652 | 5457 | 1300 | 82.2903 | [22 empty] | 14637308.6175 | 42548605.1257 | 97101421.4238 | 11901752.4661 | 3360502.223 | 169549589.8561 |  | 15407608.9208 | 42492261.7655 | 96969953.5833 | 10211451.6598 | 2233635.0187 | 167314910.9481 |  | 13867223.0549 | 42863948.5711 | 97195514.2952 | 29988698.6255 | 4229804.7701 | 188145189.3168 |  | 14718280.9956 | 42863948.5711 | 97195514.2952 | 27528018.8008 | 2240758.4327 | 184546521.0953 |  | 12326987.1731 | 43238807.3039 | 97409719.2854 | 49726158.4352 | 6295352.8897 | 208997025.0872 |  | 14025171.7271 | 43238807.3039 | 97409719.2854 | 44634964.8292 | 2470263.7793 | 201778926.9249
| HV OHL Support - Poles |  | 345 | 345 | C1 | 89 | 33 | 106 | 109 | 8 | 345 | 84 | 33 | 106 | 111 | 11 | 345 | 7 | 0 | 0 | 0 | -7 | 0 | 79 | 40 | 100 | 108 | 18 | 345 | 7 | 0 | 0 | 0 | -7 | 0 | 69 | 46 | 92 | 109 | 29 | 345 |  |  | C1 | 0.025 | 0.075 | 0.175 | 0.375 | 0.75 | C1 | 26342.873 | 26342.873 | 26342.873 | 26342.873 | 26342.873 | C1 | 658.5718 | 1975.7155 | 4610.0028 | 9878.5774 | 19757.1548 | C1 | 55320.0334 | 65198.6108 | 488660.2949 | 1096522.0903 | 217328.7026 | 1923029.7319 |  | 58612.8925 | 65198.6108 | 488660.2949 | 1076764.9355 | 158057.2382 | 1847293.9719 |  | 52027.1743 | 79028.6191 | 461000.2782 | 1066886.3581 | 355628.786 | 2014571.2157 |  | 56637.177 | 79028.6191 | 461000.2782 | 1066886.3581 | 217328.7026 | 1880881.135 |  | 45441.456 | 90882.912 | 424120.2559 | 1076764.9355 | 572957.4886 | 2210167.048 |  | 50051.4588 | 90882.912 | 424120.2559 | 1076764.9355 | 434657.4051 | 2076476.9673
|  |  | 144887 | 144887 | C2 | 37141 | 14304 | 44725 | 45573 | 3144 | 144887 | 35000 | 14422 | 44843 | 46521 | 4331 | 145117 | 3819 | 0 | 0 | -990 | -2829 | 0 | 33428 | 16586 | 41683 | 45488 | 7702 | 144887 | 7517 | 0 | 0 | -990 | -6527 | 0 | 29714 | 18870 | 38640 | 45404 | 12259 | 144887 |  |  | C2 | 0.025 | 0.075 | 0.175 | 0.375 | 0.75 | C2 | 37632.6758 | 37632.6758 | 37632.6758 | 37632.6758 | 37632.6758 | C2 | 940.8169 | 2822.4507 | 6585.7183 | 14112.2534 | 28224.5068 | C2 | 32928591.2989 | 40705383.7469 | 295323363.9238 | 656516141.065 | 122240339.0706 | 1147713819.1052 |  | 34942880.2696 | 40372334.5663 | 294546249.1691 | 643137724.8287 | 88737849.4662 | 1101737038.2999 |  | 31449627.1412 | 46813167.0244 | 274512494.2228 | 641938183.2885 | 217385151.5867 | 1212098623.2636 |  | 35042606.8603 | 46813167.0244 | 274512494.2228 | 627967052.4088 | 137538021.7712 | 1121873342.2876 |  | 27955433.1959 | 53259644.3838 | 254472153.5583 | 640752754.0018 | 346004229.2004 | 1322444214.3402 |  | 35027553.79 | 53259644.3838 | 254472153.5583 | 626781623.1221 | 161782873.1362 | 1131323847.9904
|  |  | 5746 | 5746 | C3 | 1473 | 567 | 1774 | 1808 | 124 | 5746 | 1388 | 572 | 1779 | 1846 | 171 | 5756 | 156 | 0 | 0 | -44 | -112 | 0 | 1326 | 658 | 1653 | 1804 | 305 | 5746 | 319 | 0 | 0 | -44 | -275 | 0 | 1179 | 748 | 1533 | 1800 | 486 | 5746 |  |  | C3 | 0.025 | 0.075 | 0.175 | 0.375 | 0.75 | C3 | 56449.0137 | 56449.0137 | 56449.0137 | 56449.0137 | 56449.0137 | C3 | 1411.2253 | 4233.676 | 9878.5774 | 21168.3801 | 42336.7602 | C3 | 1958780.7738 | 2421662.6858 | 17573989.1762 | 39076829.7029 | 7239586.0013 | 68270848.3401 |  | 2078734.9279 | 2400494.3057 | 17524596.2893 | 38272431.2583 | 5249758.2699 | 65526015.0511 |  | 1871284.8027 | 2785758.8239 | 16329288.4251 | 38187757.7378 | 12912711.8737 | 72086801.6632 |  | 2091435.9559 | 2785758.8239 | 16329288.4251 | 37256349.0125 | 8170994.7266 | 66633826.9441 |  | 1663834.6775 | 3166789.6661 | 15143859.1384 | 38103084.2174 | 20575665.4774 | 78653233.1767 |  | 2114015.5614 | 3166789.6661 | 15143859.1384 | 37171675.492 | 8933056.411 | 66529396.2688
|  |  | 1985 | 1985 | C4 | 509 | 196 | 613 | 624 | 43 | 1985 | 480 | 198 | 615 | 637 | 59 | 1989 | 54 | 0 | 0 | -15 | -39 | 0 | 458 | 227 | 570 | 624 | 106 | 1985 | 110 | 0 | 0 | -15 | -95 | 0 | 408 | 258 | 529 | 622 | 168 | 1985 |  |  | C4 | 0.025 | 0.075 | 0.175 | 0.375 | 0.75 | C4 | 94081.6894 | 94081.6894 | 94081.6894 | 94081.6894 | 94081.6894 | C4 | 2352.0422 | 7056.1267 | 16464.2956 | 35280.6335 | 70561.2671 | C4 | 1128980.2731 | 1397113.088 | 10125541.8244 | 22473763.5615 | 4163114.7571 | 39288513.5041 |  | 1197189.4979 | 1383000.8346 | 10092613.2331 | 22015115.3256 | 3034134.484 | 37722053.3752 |  | 1077235.3439 | 1601740.7625 | 9384648.5202 | 22015115.3256 | 7479494.3093 | 41558234.2615 |  | 1204245.6246 | 1601740.7625 | 9384648.5202 | 21485905.8226 | 4727604.8936 | 38404145.6235 |  | 959633.2321 | 1820480.6904 | 8709612.3986 | 21944554.0585 | 11854292.8676 | 45288573.2472 |  | 1218357.8781 | 1820480.6904 | 8709612.3986 | 21415344.5555 | 5150972.496 | 38314768.0186
|  |  | 152963 | 152963 |  | 39212 | 15100 | 47218 | 48114 | 3319 |  | 36952 | 15225 | 47343 | 49115 | 4572 |  | 4036 | 0 | 0 | -1049 | -2987 |  | 35291 | 17511 | 44006 | 48024 | 8131 |  | 7953 | 0 | 0 | -1049 | -6904 |  | 31370 | 19922 | 40794 | 47935 | 12942 | [22 empty] | 36071672.3793 | 44589358.1314 | 323511555.2193 | 719163256.4197 | 133860368.5316 | 1257196210.6813 |  | 38277417.5879 | 44221028.3173 | 322652118.9864 | 704502036.3481 | 97179799.4584 | 1206832400.698 |  | 34450174.462 | 51279695.2299 | 300687431.4464 | 703207942.71 | 238132986.5557 | 1327758230.404 |  | 38394925.618 | 51279695.2299 | 300687431.4464 | 687776193.602 | 150653950.0941 | 1228792195.9902 |  | 30624342.5615 | 58337797.6522 | 278749745.3512 | 701877157.2131 | 379007145.034 | 1448596187.8121 |  | 38409978.6883 | 58337797.6522 | 278749745.3512 | 686445408.1051 | 176301559.4484 | 1238244489.2451
| [Please insert new asset category as required] |  | 0 | 0 | C1 | 0 | 0 | 0 | 0 | 0 | 0 | 0 | 0 | 0 | 0 | 0 | 0 | 0 | 0 | 0 | 0 | 0 | 0 | 0 | 0 | 0 | 0 | 0 | 0 | 0 | 0 | 0 | 0 | 0 | 0 | 0 | 0 | 0 | 0 | 0 | 0 |  |  | C1 | 0 | 0 | 0 | 0 | 0 | C1 | 0 | 0 | 0 | 0 | 0 | C1 | [5 empty] | C1 | [5 empty] | 0 | [6 empty] | 0 | [6 empty] | 0 | [6 empty] | 0 | [6 empty] | 0 | [6 empty] | 0
|  |  | 0 | 0 | C2 | 0 | 0 | 0 | 0 | 0 | 0 | 0 | 0 | 0 | 0 | 0 | 0 | 0 | 0 | 0 | 0 | 0 | 0 | 0 | 0 | 0 | 0 | 0 | 0 | 0 | 0 | 0 | 0 | 0 | 0 | 0 | 0 | 0 | 0 | 0 | 0 |  |  | C2 | 0 | 0 | 0 | 0 | 0 | C2 | 0 | 0 | 0 | 0 | 0 | C2 | [5 empty] | C2 | [5 empty] | 0 | [6 empty] | 0 | [6 empty] | 0 | [6 empty] | 0 | [6 empty] | 0 | [6 empty] | 0
|  |  | 0 | 0 | C3 | 0 | 0 | 0 | 0 | 0 | 0 | 0 | 0 | 0 | 0 | 0 | 0 | 0 | 0 | 0 | 0 | 0 | 0 | 0 | 0 | 0 | 0 | 0 | 0 | 0 | 0 | 0 | 0 | 0 | 0 | 0 | 0 | 0 | 0 | 0 | 0 |  |  | C3 | 0 | 0 | 0 | 0 | 0 | C3 | 0 | 0 | 0 | 0 | 0 | C3 | [5 empty] | C3 | [5 empty] | 0 | [6 empty] | 0 | [6 empty] | 0 | [6 empty] | 0 | [6 empty] | 0 | [6 empty] | 0
|  |  | 0 | 0 | C4 | 0 | 0 | 0 | 0 | 0 | 0 | 0 | 0 | 0 | 0 | 0 | 0 | 0 | 0 | 0 | 0 | 0 | 0 | 0 | 0 | 0 | 0 | 0 | 0 | 0 | 0 | 0 | 0 | 0 | 0 | 0 | 0 | 0 | 0 | 0 | 0 |  |  | C4 | 0 | 0 | 0 | 0 | 0 | C4 | 0 | 0 | 0 | 0 | 0 | C4 | [5 empty] | C4 | [5 empty] | 0 | [6 empty] | 0 | [6 empty] | 0 | [6 empty] | 0 | [6 empty] | 0 | [6 empty] | 0
|  |  | 0 | 0 |  | 0 | 0 | 0 | 0 | 0 |  | 0 | 0 | 0 | 0 | 0 |  | 0 | 0 | 0 | 0 | 0 |  | 0 | 0 | 0 | 0 | 0 |  | 0 | 0 | 0 | 0 | 0 |  | 0 | 0 | 0 | 0 | 0 | [22 empty] | 0 | 0 | 0 | 0 | 0 | 0 |  | 0 | 0 | 0 | 0 | 0 | 0 |  | 0 | 0 | 0 | 0 | 0 | 0 |  | 0 | 0 | 0 | 0 | 0 | 0 |  | 0 | 0 | 0 | 0 | 0 | 0 |  | 0 | 0 | 0 | 0 | 0 | 0
| [Please insert new asset category as required] |  | 0 | 0 | C1 | 0 | 0 | 0 | 0 | 0 | 0 | 0 | 0 | 0 | 0 | 0 | 0 | 0 | 0 | 0 | 0 | 0 | 0 | 0 | 0 | 0 | 0 | 0 | 0 | 0 | 0 | 0 | 0 | 0 | 0 | 0 | 0 | 0 | 0 | 0 | 0 |  |  | C1 | 0 | 0 | 0 | 0 | 0 | C1 | 0 | 0 | 0 | 0 | 0 | C1 | [5 empty] | C1 | [5 empty] | 0 | [6 empty] | 0 | [6 empty] | 0 | [6 empty] | 0 | [6 empty] | 0 | [6 empty] | 0
|  |  | 0 | 0 | C2 | 0 | 0 | 0 | 0 | 0 | 0 | 0 | 0 | 0 | 0 | 0 | 0 | 0 | 0 | 0 | 0 | 0 | 0 | 0 | 0 | 0 | 0 | 0 | 0 | 0 | 0 | 0 | 0 | 0 | 0 | 0 | 0 | 0 | 0 | 0 | 0 |  |  | C2 | 0 | 0 | 0 | 0 | 0 | C2 | 0 | 0 | 0 | 0 | 0 | C2 | [5 empty] | C2 | [5 empty] | 0 | [6 empty] | 0 | [6 empty] | 0 | [6 empty] | 0 | [6 empty] | 0 | [6 empty] | 0
|  |  | 0 | 0 | C3 | 0 | 0 | 0 | 0 | 0 | 0 | 0 | 0 | 0 | 0 | 0 | 0 | 0 | 0 | 0 | 0 | 0 | 0 | 0 | 0 | 0 | 0 | 0 | 0 | 0 | 0 | 0 | 0 | 0 | 0 | 0 | 0 | 0 | 0 | 0 | 0 |  |  | C3 | 0 | 0 | 0 | 0 | 0 | C3 | 0 | 0 | 0 | 0 | 0 | C3 | [5 empty] | C3 | [5 empty] | 0 | [6 empty] | 0 | [6 empty] | 0 | [6 empty] | 0 | [6 empty] | 0 | [6 empty] | 0
|  |  | 0 | 0 | C4 | 0 | 0 | 0 | 0 | 0 | 0 | 0 | 0 | 0 | 0 | 0 | 0 | 0 | 0 | 0 | 0 | 0 | 0 | 0 | 0 | 0 | 0 | 0 | 0 | 0 | 0 | 0 | 0 | 0 | 0 | 0 | 0 | 0 | 0 | 0 | 0 |  |  | C4 | 0 | 0 | 0 | 0 | 0 | C4 | 0 | 0 | 0 | 0 | 0 | C4 | [5 empty] | C4 | [5 empty] | 0 | [6 empty] | 0 | [6 empty] | 0 | [6 empty] | 0 | [6 empty] | 0 | [6 empty] | 0
|  |  | 0 | 0 |  | 0 | 0 | 0 | 0 | 0 |  | 0 | 0 | 0 | 0 | 0 |  | 0 | 0 | 0 | 0 | 0 |  | 0 | 0 | 0 | 0 | 0 |  | 0 | 0 | 0 | 0 | 0 |  | 0 | 0 | 0 | 0 | 0 | [22 empty] | 0 | 0 | 0 | 0 | 0 | 0 |  | 0 | 0 | 0 | 0 | 0 | 0 |  | 0 | 0 | 0 | 0 | 0 | 0 |  | 0 | 0 | 0 | 0 | 0 | 0 |  | 0 | 0 | 0 | 0 | 0 | 0 |  | 0 | 0 | 0 | 0 | 0 | 0
| [Please insert new asset category as required] |  | 0 | 0 | C1 | 0 | 0 | 0 | 0 | 0 | 0 | 0 | 0 | 0 | 0 | 0 | 0 | 0 | 0 | 0 | 0 | 0 | 0 | 0 | 0 | 0 | 0 | 0 | 0 | 0 | 0 | 0 | 0 | 0 | 0 | 0 | 0 | 0 | 0 | 0 | 0 |  |  | C1 | 0 | 0 | 0 | 0 | 0 | C1 | 0 | 0 | 0 | 0 | 0 | C1 | [5 empty] | C1 | [5 empty] | 0 | [6 empty] | 0 | [6 empty] | 0 | [6 empty] | 0 | [6 empty] | 0 | [6 empty] | 0
|  |  | 0 | 0 | C2 | 0 | 0 | 0 | 0 | 0 | 0 | 0 | 0 | 0 | 0 | 0 | 0 | 0 | 0 | 0 | 0 | 0 | 0 | 0 | 0 | 0 | 0 | 0 | 0 | 0 | 0 | 0 | 0 | 0 | 0 | 0 | 0 | 0 | 0 | 0 | 0 |  |  | C2 | 0 | 0 | 0 | 0 | 0 | C2 | 0 | 0 | 0 | 0 | 0 | C2 | [5 empty] | C2 | [5 empty] | 0 | [6 empty] | 0 | [6 empty] | 0 | [6 empty] | 0 | [6 empty] | 0 | [6 empty] | 0
|  |  | 0 | 0 | C3 | 0 | 0 | 0 | 0 | 0 | 0 | 0 | 0 | 0 | 0 | 0 | 0 | 0 | 0 | 0 | 0 | 0 | 0 | 0 | 0 | 0 | 0 | 0 | 0 | 0 | 0 | 0 | 0 | 0 | 0 | 0 | 0 | 0 | 0 | 0 | 0 |  |  | C3 | 0 | 0 | 0 | 0 | 0 | C3 | 0 | 0 | 0 | 0 | 0 | C3 | [5 empty] | C3 | [5 empty] | 0 | [6 empty] | 0 | [6 empty] | 0 | [6 empty] | 0 | [6 empty] | 0 | [6 empty] | 0
|  |  | 0 | 0 | C4 | 0 | 0 | 0 | 0 | 0 | 0 | 0 | 0 | 0 | 0 | 0 | 0 | 0 | 0 | 0 | 0 | 0 | 0 | 0 | 0 | 0 | 0 | 0 | 0 | 0 | 0 | 0 | 0 | 0 | 0 | 0 | 0 | 0 | 0 | 0 | 0 |  |  | C4 | 0 | 0 | 0 | 0 | 0 | C4 | 0 | 0 | 0 | 0 | 0 | C4 | [5 empty] | C4 | [5 empty] | 0 | [6 empty] | 0 | [6 empty] | 0 | [6 empty] | 0 | [6 empty] | 0 | [6 empty] | 0
|  |  | 0 | 0 |  | 0 | 0 | 0 | 0 | 0 |  | 0 | 0 | 0 | 0 | 0 |  | 0 | 0 | 0 | 0 | 0 |  | 0 | 0 | 0 | 0 | 0 |  | 0 | 0 | 0 | 0 | 0 |  | 0 | 0 | 0 | 0 | 0 | [22 empty] | 0 | 0 | 0 | 0 | 0 | 0 |  | 0 | 0 | 0 | 0 | 0 | 0 |  | 0 | 0 | 0 | 0 | 0 | 0 |  | 0 | 0 | 0 | 0 | 0 | 0 |  | 0 | 0 | 0 | 0 | 0 | 0 |  | 0 | 0 | 0 | 0 | 0 | 0
| [Please insert new asset category as required] |  | 0 | 0 | C1 | 0 | 0 | 0 | 0 | 0 | 0 | 0 | 0 | 0 | 0 | 0 | 0 | 0 | 0 | 0 | 0 | 0 | 0 | 0 | 0 | 0 | 0 | 0 | 0 | 0 | 0 | 0 | 0 | 0 | 0 | 0 | 0 | 0 | 0 | 0 | 0 |  |  | C1 | 0 | 0 | 0 | 0 | 0 | C1 | 0 | 0 | 0 | 0 | 0 | C1 | [5 empty] | C1 | [5 empty] | 0 | [6 empty] | 0 | [6 empty] | 0 | [6 empty] | 0 | [6 empty] | 0 | [6 empty] | 0
|  |  | 0 | 0 | C2 | 0 | 0 | 0 | 0 | 0 | 0 | 0 | 0 | 0 | 0 | 0 | 0 | 0 | 0 | 0 | 0 | 0 | 0 | 0 | 0 | 0 | 0 | 0 | 0 | 0 | 0 | 0 | 0 | 0 | 0 | 0 | 0 | 0 | 0 | 0 | 0 |  |  | C2 | 0 | 0 | 0 | 0 | 0 | C2 | 0 | 0 | 0 | 0 | 0 | C2 | [5 empty] | C2 | [5 empty] | 0 | [6 empty] | 0 | [6 empty] | 0 | [6 empty] | 0 | [6 empty] | 0 | [6 empty] | 0
|  |  | 0 | 0 | C3 | 0 | 0 | 0 | 0 | 0 | 0 | 0 | 0 | 0 | 0 | 0 | 0 | 0 | 0 | 0 | 0 | 0 | 0 | 0 | 0 | 0 | 0 | 0 | 0 | 0 | 0 | 0 | 0 | 0 | 0 | 0 | 0 | 0 | 0 | 0 | 0 |  |  | C3 | 0 | 0 | 0 | 0 | 0 | C3 | 0 | 0 | 0 | 0 | 0 | C3 | [5 empty] | C3 | [5 empty] | 0 | [6 empty] | 0 | [6 empty] | 0 | [6 empty] | 0 | [6 empty] | 0 | [6 empty] | 0
|  |  | 0 | 0 | C4 | 0 | 0 | 0 | 0 | 0 | 0 | 0 | 0 | 0 | 0 | 0 | 0 | 0 | 0 | 0 | 0 | 0 | 0 | 0 | 0 | 0 | 0 | 0 | 0 | 0 | 0 | 0 | 0 | 0 | 0 | 0 | 0 | 0 | 0 | 0 | 0 |  |  | C4 | 0 | 0 | 0 | 0 | 0 | C4 | 0 | 0 | 0 | 0 | 0 | C4 | [5 empty] | C4 | [5 empty] | 0 | [6 empty] | 0 | [6 empty] | 0 | [6 empty] | 0 | [6 empty] | 0 | [6 empty] | 0
|  |  | 0 | 0 |  | 0 | 0 | 0 | 0 | 0 |  | 0 | 0 | 0 | 0 | 0 |  | 0 | 0 | 0 | 0 | 0 |  | 0 | 0 | 0 | 0 | 0 |  | 0 | 0 | 0 | 0 | 0 |  | 0 | 0 | 0 | 0 | 0 | [22 empty] | 0 | 0 | 0 | 0 | 0 | 0 |  | 0 | 0 | 0 | 0 | 0 | 0 |  | 0 | 0 | 0 | 0 | 0 | 0 |  | 0 | 0 | 0 | 0 | 0 | 0 |  | 0 | 0 | 0 | 0 | 0 | 0 |  | 0 | 0 | 0 | 0 | 0 | 0
| [Please insert new asset category as required] |  | 0 | 0 | C1 | 0 | 0 | 0 | 0 | 0 | 0 | 0 | 0 | 0 | 0 | 0 | 0 | 0 | 0 | 0 | 0 | 0 | 0 | 0 | 0 | 0 | 0 | 0 | 0 | 0 | 0 | 0 | 0 | 0 | 0 | 0 | 0 | 0 | 0 | 0 | 0 |  |  | C1 | 0 | 0 | 0 | 0 | 0 | C1 | 0 | 0 | 0 | 0 | 0 | C1 | [5 empty] | C1 | [5 empty] | 0 | [6 empty] | 0 | [6 empty] | 0 | [6 empty] | 0 | [6 empty] | 0 | [6 empty] | 0
|  |  | 0 | 0 | C2 | 0 | 0 | 0 | 0 | 0 | 0 | 0 | 0 | 0 | 0 | 0 | 0 | 0 | 0 | 0 | 0 | 0 | 0 | 0 | 0 | 0 | 0 | 0 | 0 | 0 | 0 | 0 | 0 | 0 | 0 | 0 | 0 | 0 | 0 | 0 | 0 |  |  | C2 | 0 | 0 | 0 | 0 | 0 | C2 | 0 | 0 | 0 | 0 | 0 | C2 | [5 empty] | C2 | [5 empty] | 0 | [6 empty] | 0 | [6 empty] | 0 | [6 empty] | 0 | [6 empty] | 0 | [6 empty] | 0
|  |  | 0 | 0 | C3 | 0 | 0 | 0 | 0 | 0 | 0 | 0 | 0 | 0 | 0 | 0 | 0 | 0 | 0 | 0 | 0 | 0 | 0 | 0 | 0 | 0 | 0 | 0 | 0 | 0 | 0 | 0 | 0 | 0 | 0 | 0 | 0 | 0 | 0 | 0 | 0 |  |  | C3 | 0 | 0 | 0 | 0 | 0 | C3 | 0 | 0 | 0 | 0 | 0 | C3 | [5 empty] | C3 | [5 empty] | 0 | [6 empty] | 0 | [6 empty] | 0 | [6 empty] | 0 | [6 empty] | 0 | [6 empty] | 0
|  |  | 0 | 0 | C4 | 0 | 0 | 0 | 0 | 0 | 0 | 0 | 0 | 0 | 0 | 0 | 0 | 0 | 0 | 0 | 0 | 0 | 0 | 0 | 0 | 0 | 0 | 0 | 0 | 0 | 0 | 0 | 0 | 0 | 0 | 0 | 0 | 0 | 0 | 0 | 0 |  |  | C4 | 0 | 0 | 0 | 0 | 0 | C4 | 0 | 0 | 0 | 0 | 0 | C4 | [5 empty] | C4 | [5 empty] | 0 | [6 empty] | 0 | [6 empty] | 0 | [6 empty] | 0 | [6 empty] | 0 | [6 empty] | 0
|  |  | 0 | 0 |  | 0 | 0 | 0 | 0 | 0 |  | 0 | 0 | 0 | 0 | 0 |  | 0 | 0 | 0 | 0 | 0 |  | 0 | 0 | 0 | 0 | 0 |  | 0 | 0 | 0 | 0 | 0 |  | 0 | 0 | 0 | 0 | 0 | [22 empty] | 0 | 0 | 0 | 0 | 0 | 0 |  | 0 | 0 | 0 | 0 | 0 | 0 |  | 0 | 0 | 0 | 0 | 0 | 0 |  | 0 | 0 | 0 | 0 | 0 | 0 |  | 0 | 0 | 0 | 0 | 0 | 0 |  | 0 | 0 | 0 | 0 | 0 | 0
[63 empty] | 68654406.1947 | 141098741.918 | 492999478.2997 | 767998936.2383 | 178900929.8461 | 1649652492.4969 |  | 73613091.1445 | 140229621.5349 | 490512119.8369 | 739434173.1378 | 132212394.0822 | 1576001399.7364 |  | 65887618.2485 | 148745062.578 | 474286446.8127 | 773226689.4894 | 280798381.0323 | 1742944198.161 |  | 71889746.6893 | 148745062.578 | 472973479.4907 | 748976469.375 | 173483303.0804 | 1616068061.2134 |  | 58162486.6471 | 157281257.5308 | 458066405.2272 | 806892538.37 | 429373145.724 | 1909775833.4991 |  | 70132390.0264 | 157281257.5308 | 454746719.2907 | 767819312.3295 | 199587782.1652 | 1649567461.3426
| EHV Network | [66 empty] | 0 | [6 empty] | 0 | [6 empty] | 0 | [6 empty] | 0 | [6 empty] | 0 | [6 empty] | 0
| EHV Switchgear (GM) |  | 117 | 117 | C1 | 52 | 15 | 37 | 4 | 9 | 117 | 42 | 16 | 38 | 9 | 11 | 116 | 1 | 0 | 0 | 0 | -1 | 0 | 45 | 19 | 34 | 9 | 10 | 117 | 1 | 0 | 0 | 0 | -1 | 0 | 39 | 24 | 31 | 13 | 10 | 117 |  |  | C1 | 0.025 | 0.075 | 0.175 | 0.375 | 0.75 | C1 | 80348.9758 | 80348.9758 | 80348.9758 | 80348.9758 | 80348.9758 | C1 | 2008.7244 | 6026.1732 | 14061.0708 | 30130.8659 | 60261.7319 | C1 | 84366.4246 | 96418.771 | 534320.6893 | 271177.7935 | 662879.0507 | 1649162.7291 |  | 104453.6686 | 90392.5978 | 520259.6186 | 120523.4638 | 542355.5869 | 1377984.9357 |  | 90392.5978 | 114497.2906 | 478076.4062 | 271177.7935 | 602617.3188 | 1556761.4069 |  | 92401.3222 | 114497.2906 | 478076.4062 | 271177.7935 | 542355.5869 | 1498508.3994 |  | 78340.2514 | 144628.1565 | 435893.1939 | 391701.2572 | 602617.3188 | 1653180.1779 |  | 80348.9758 | 144628.1565 | 435893.1939 | 391701.2572 | 542355.5869 | 1594927.1704
|  |  | 1218 | 1218 | C2 | 535 | 154 | 385 | 46 | 98 | 1218 | 434 | 164 | 396 | 106 | 117 | 1217 | 88 | 0 | 0 | 0 | -88 | 0 | 464 | 205 | 354 | 91 | 104 | 1218 | 177 | 0 | 0 | -84 | -93 | 0 | 393 | 255 | 323 | 136 | 111 | 1218 |  |  | C2 | 0.025 | 0.075 | 0.175 | 0.375 | 0.75 | C2 | 114784.2512 | 114784.2512 | 114784.2512 | 114784.2512 | 114784.2512 | C2 | 2869.6063 | 8608.8188 | 20087.244 | 43044.0942 | 86088.1884 | C2 | 1245409.1255 | 1411846.2898 | 7954548.6082 | 4562673.9852 | 10072318.0428 | 25246796.0515 |  | 1535239.3598 | 1325758.1014 | 7733588.9246 | 1980028.3332 | 8436642.4632 | 21011257.1822 |  | 1331497.3139 | 1764807.8622 | 7110884.3619 | 3917012.5722 | 8953171.5936 | 23077373.7038 |  | 1584022.6666 | 1764807.8622 | 7110884.3619 | 3917012.5722 | 1377411.0144 | 15754138.4772 |  | 1127755.268 | 2195248.8042 | 6488179.7991 | 5853996.8112 | 9555788.9124 | 25220969.595 |  | 1635675.5796 | 2195248.8042 | 6488179.7991 | 2238292.8984 | 1549587.3912 | 14106984.4725
|  |  | 348 | 348 | C3 | 153 | 44 | 110 | 13 | 28 | 348 | 124 | 47 | 113 | 30 | 34 | 348 | 25 | 0 | 0 | 0 | -25 | 0 | 133 | 58 | 102 | 26 | 29 | 348 | 51 | 0 | 0 | -24 | -27 | 0 | 112 | 74 | 92 | 39 | 31 | 348 |  |  | C3 | 0.025 | 0.075 | 0.175 | 0.375 | 0.75 | C3 | 172176.3768 | 172176.3768 | 172176.3768 | 172176.3768 | 172176.3768 | C3 | 4304.4094 | 12913.2283 | 30130.8659 | 64566.1413 | 129132.2826 | C3 | 533746.7681 | 606921.7282 | 3404787.8512 | 1936984.239 | 4390497.6084 | 10872938.1949 |  | 658574.6413 | 568182.0434 | 3314395.2534 | 839359.8369 | 3615703.9128 | 8996215.6878 |  | 572486.4529 | 748967.2391 | 3073348.3259 | 1678719.6738 | 3744836.1954 | 9818357.887 |  | 680096.6884 | 748967.2391 | 3073348.3259 | 1678719.6738 | 516529.1304 | 6697661.0575 |  | 482093.855 | 955578.8912 | 2772039.6665 | 2518079.5107 | 4003100.7606 | 10730892.6841 |  | 701618.7355 | 955578.8912 | 2772039.6665 | 968492.1195 | 516529.1304 | 5914258.5431
|  |  | 35 | 35 | C4 | 15 | 4 | 11 | 2 | 3 | 35 | 12 | 4 | 11 | 5 | 4 | 36 | 2 | 0 | 0 | 0 | -2 | 0 | 12 | 7 | 10 | 3 | 3 | 35 | 5 | 0 | 0 | -3 | -2 | 0 | 10 | 7 | 10 | 4 | 4 | 35 |  |  | C4 | 0.025 | 0.075 | 0.175 | 0.375 | 0.75 | C4 | 286960.628 | 286960.628 | 286960.628 | 286960.628 | 286960.628 | C4 | 7174.0157 | 21522.0471 | 50218.1099 | 107610.2355 | 215220.471 | C4 | 86088.1884 | 86088.1884 | 552399.2089 | 538051.1775 | 860881.884 | 2123508.6472 |  | 107610.2355 | 86088.1884 | 552399.2089 | 215220.471 | 645661.413 | 1606979.5168 |  | 86088.1884 | 150654.3297 | 502181.099 | 322830.7065 | 645661.413 | 1707415.7366 |  | 100436.2198 | 150654.3297 | 502181.099 | 322830.7065 | 215220.471 | 1291322.826 |  | 71740.157 | 150654.3297 | 502181.099 | 430440.942 | 860881.884 | 2015898.4117 |  | 107610.2355 | 150654.3297 | 502181.099 | 107610.2355 | 430440.942 | 1298496.8417
|  |  | 1718 | 1718 |  | 755 | 217 | 543 | 65 | 138 |  | 612 | 231 | 558 | 150 | 166 |  | 116 | 0 | 0 | 0 | -116 |  | 654 | 289 | 500 | 129 | 146 |  | 234 | 0 | 0 | -111 | -123 |  | 554 | 360 | 456 | 192 | 156 | [22 empty] | 1949610.5066 | 2201274.9774 | 12446056.3576 | 7308887.1952 | 15986576.5859 | 39892405.6228 |  | 2405877.9052 | 2070420.931 | 12120643.0055 | 3155132.1049 | 13240363.376 | 32992437.3225 |  | 2080464.553 | 2778926.7216 | 11164490.193 | 6189740.746 | 13946286.5208 | 36159908.7344 |  | 2456956.8969 | 2778926.7216 | 11164490.193 | 6189740.746 | 2651516.2027 | 25241630.7602 |  | 1759929.5315 | 3446110.1817 | 10198293.7585 | 9194218.5211 | 15022388.8758 | 39620940.8687 |  | 2525253.5264 | 3446110.1817 | 10198293.7585 | 3706096.5106 | 3038913.0505 | 22914667.0277
| EHV Transformer |  | 68 | 68 | C1 | 24 | 26 | 11 | 3 | 4 | 68 | 20 | 26 | 11 | 6 | 5 | 68 | 2 | 0 | 0 | 0 | -2 | 0 | 20 | 27 | 13 | 4 | 4 | 68 | 3 | 0 | 0 | 0 | -3 | 0 | 17 | 27 | 15 | 5 | 4 | 68 |  |  | C1 | 0.025 | 0.075 | 0.175 | 0.375 | 0.75 | C1 | 193029.2307 | 193029.2307 | 193029.2307 | 193029.2307 | 193029.2307 | C1 | 4825.7308 | 14477.1923 | 33780.1154 | 72385.9615 | 144771.923 | C1 | 96514.6153 | 376406.9999 | 371581.2691 | 434315.7691 | 723859.6151 | 2002678.2685 |  | 115817.5384 | 376406.9999 | 371581.2691 | 217157.8845 | 579087.6921 | 1660051.384 |  | 96514.6153 | 390884.1922 | 439141.4998 | 289543.846 | 579087.6921 | 1795171.8455 |  | 106166.0769 | 390884.1922 | 439141.4998 | 289543.846 | 289543.846 | 1515279.461 |  | 82037.423 | 390884.1922 | 506701.7306 | 361929.8076 | 579087.6921 | 1920640.8455 |  | 96514.6153 | 390884.1922 | 506701.7306 | 361929.8076 | 144771.923 | 1500802.2687
|  |  | 695 | 695 | C2 | 249 | 270 | 112 | 26 | 38 | 695 | 211 | 274 | 116 | 48 | 46 | 695 | 27 | 0 | 0 | -5 | -22 | 0 | 217 | 267 | 132 | 38 | 41 | 695 | 65 | 0 | 0 | -32 | -33 | 0 | 183 | 264 | 154 | 49 | 45 | 695 |  |  | C2 | 0.025 | 0.075 | 0.175 | 0.375 | 0.75 | C2 | 275756.0439 | 275756.0439 | 275756.0439 | 275756.0439 | 275756.0439 | C2 | 6893.9011 | 20681.7033 | 48257.3077 | 103408.5164 | 206817.0329 | C2 | 1454613.1313 | 5666786.7013 | 5597847.6903 | 4963608.7894 | 9513583.5131 | 27196439.8254 |  | 1716581.373 | 5584059.8881 | 5404818.4596 | 2688621.4276 | 7859047.2499 | 23253128.3982 |  | 1495976.5379 | 5522014.7782 | 6369964.6131 | 3929523.625 | 8479498.3486 | 25796977.9028 |  | 1682111.8675 | 5522014.7782 | 6369964.6131 | 3412481.0427 | 3929523.625 | 20916095.9265 |  | 1261583.9006 | 5459969.6684 | 7431625.3819 | 5067017.3059 | 9306766.4802 | 28526962.737 |  | 1709687.4719 | 5459969.6684 | 7431625.3819 | 1757944.7796 | 2481804.3947 | 18841031.6965
|  |  | 199 | 199 | C3 | 71 | 77 | 32 | 8 | 11 | 199 | 60 | 78 | 33 | 15 | 13 | 199 | 8 | 0 | 0 | -2 | -6 | 0 | 61 | 77 | 38 | 11 | 12 | 199 | 18 | 0 | 0 | -9 | -9 | 0 | 52 | 76 | 44 | 14 | 13 | 199 |  |  | C3 | 0.025 | 0.075 | 0.175 | 0.375 | 0.75 | C3 | 413634.0658 | 413634.0658 | 413634.0658 | 413634.0658 | 413634.0658 | C3 | 10340.8516 | 31022.5549 | 72385.9615 | 155112.7747 | 310225.5493 | C3 | 620451.0987 | 2419759.2848 | 2388736.7299 | 2326691.62 | 4032932.1414 | 11788570.8749 |  | 734200.4668 | 2388736.7299 | 2316350.7684 | 1240902.1974 | 3412481.0427 | 10092671.2051 |  | 630791.9503 | 2388736.7299 | 2750666.5375 | 1706240.5214 | 3722706.5921 | 11199142.3311 |  | 713518.7635 | 2388736.7299 | 2750666.5375 | 1396014.972 | 1861353.296 | 9110290.2989 |  | 537724.2855 | 2357714.175 | 3184982.3065 | 2171578.8454 | 4032932.1414 | 12284931.7538 |  | 723859.6151 | 2357714.175 | 3184982.3065 | 775563.8733 | 1240902.1974 | 8283022.1673
|  |  | 7 | 7 | C4 | 3 | 3 | 1 | 0 | 0 | 7 | 3 | 3 | 1 | 0 | 0 | 7 | 0 | 0 | 0 | 0 | 0 | 0 | 3 | 1 | 2 | 0 | 1 | 7 | 1 | 0 | 0 | 0 | -1 | 0 | 2 | 1 | 2 | 1 | 1 | 7 |  |  | C4 | 0.025 | 0.075 | 0.175 | 0.375 | 0.75 | C4 | 689390.1096 | 689390.1096 | 689390.1096 | 689390.1096 | 689390.1096 | C4 | 17234.7527 | 51704.2582 | 120643.2692 | 258521.2911 | 517042.5822 | C4 | 51704.2582 | 155112.7747 | 120643.2692 | 0 | 0 | 327460.3021 |  | 51704.2582 | 155112.7747 | 120643.2692 | 0 | 0 | 327460.3021 |  | 51704.2582 | 51704.2582 | 241286.5384 | 0 | 517042.5822 | 861737.6371 |  | 51704.2582 | 51704.2582 | 241286.5384 | 0 | 517042.5822 | 861737.6371 |  | 34469.5055 | 51704.2582 | 241286.5384 | 258521.2911 | 517042.5822 | 1103024.1754 |  | 51704.2582 | 51704.2582 | 241286.5384 | 258521.2911 | 0 | 603216.3459
|  |  | 969 | 969 |  | 347 | 376 | 156 | 37 | 53 |  | 294 | 381 | 161 | 69 | 64 |  | 37 | 0 | 0 | -7 | -30 |  | 301 | 372 | 185 | 53 | 58 |  | 87 | 0 | 0 | -41 | -46 |  | 254 | 368 | 215 | 69 | 63 | [22 empty] | 2223283.1036 | 8618065.7606 | 8478808.9585 | 7724616.1785 | 14270375.2696 | 41315149.2708 |  | 2618303.6364 | 8504316.3925 | 8213393.7663 | 4146681.5095 | 11850615.9847 | 35333311.2894 |  | 2274987.3618 | 8353339.9585 | 9801059.1888 | 5925307.9924 | 13298335.215 | 39653029.7165 |  | 2553500.9661 | 8353339.9585 | 9801059.1888 | 5098039.8608 | 6597463.3493 | 32403403.3235 |  | 1915815.1147 | 8260272.2937 | 11364595.9574 | 7859047.2499 | 14435828.8959 | 43835559.5117 |  | 2581765.9606 | 8260272.2937 | 11364595.9574 | 3153959.7516 | 3867478.5151 | 29228072.4785
| EHV UG Cable (Gas) |  | 0 | 0 | C1 | 0 | 0 | 0 | 0 | 0 | 0 | 0 | 0 | 0 | 0 | 0 | 0 | 0 | 0 | 0 | 0 | 0 | 0 | 0 | 0 | 0 | 0 | 0 | 0 | 0 | 0 | 0 | 0 | 0 | 0 | 0 | 0 | 0 | 0 | 0 | 0 |  |  | C1 | 0.025 | 0.075 | 0.175 | 0.375 | 0.75 | C1 | 7754.6 | 7754.6 | 7754.6 | 7754.6 | 7754.6 | C1 | 193.865 | 581.595 | 1357.055 | 2907.975 | 5815.95 | C1 | 0 | 0 | 0 | 0 | 0 | 0 |  | 0 | 0 | 0 | 0 | 0 | 0 |  | 0 | 0 | 0 | 0 | 0 | 0 |  | 0 | 0 | 0 | 0 | 0 | 0 |  | 0 | 0 | 0 | 0 | 0 | 0 |  | 0 | 0 | 0 | 0 | 0 | 0
|  |  | 0 | 0 | C2 | 0 | 0 | 0 | 0 | 0 | 0 | 0 | 0 | 0 | 0 | 0 | 0 | 0 | 0 | 0 | 0 | 0 | 0 | 0 | 0 | 0 | 0 | 0 | 0 | 0 | 0 | 0 | 0 | 0 | 0 | 0 | 0 | 0 | 0 | 0 | 0 |  |  | C2 | 0.025 | 0.075 | 0.175 | 0.375 | 0.75 | C2 | 11078 | 11078 | 11078 | 11078 | 11078 | C2 | 276.95 | 830.85 | 1938.65 | 4154.25 | 8308.5 | C2 | 0 | 0 | 0 | 0 | 0 | 0 |  | 0 | 0 | 0 | 0 | 0 | 0 |  | 0 | 0 | 0 | 0 | 0 | 0 |  | 0 | 0 | 0 | 0 | 0 | 0 |  | 0 | 0 | 0 | 0 | 0 | 0 |  | 0 | 0 | 0 | 0 | 0 | 0
|  |  | 0 | 0 | C3 | 0 | 0 | 0 | 0 | 0 | 0 | 0 | 0 | 0 | 0 | 0 | 0 | 0 | 0 | 0 | 0 | 0 | 0 | 0 | 0 | 0 | 0 | 0 | 0 | 0 | 0 | 0 | 0 | 0 | 0 | 0 | 0 | 0 | 0 | 0 | 0 |  |  | C3 | 0.025 | 0.075 | 0.175 | 0.375 | 0.75 | C3 | 16617 | 16617 | 16617 | 16617 | 16617 | C3 | 415.425 | 1246.275 | 2907.975 | 6231.375 | 12462.75 | C3 | 0 | 0 | 0 | 0 | 0 | 0 |  | 0 | 0 | 0 | 0 | 0 | 0 |  | 0 | 0 | 0 | 0 | 0 | 0 |  | 0 | 0 | 0 | 0 | 0 | 0 |  | 0 | 0 | 0 | 0 | 0 | 0 |  | 0 | 0 | 0 | 0 | 0 | 0
|  |  | 0 | 0 | C4 | 0 | 0 | 0 | 0 | 0 | 0 | 0 | 0 | 0 | 0 | 0 | 0 | 0 | 0 | 0 | 0 | 0 | 0 | 0 | 0 | 0 | 0 | 0 | 0 | 0 | 0 | 0 | 0 | 0 | 0 | 0 | 0 | 0 | 0 | 0 | 0 |  |  | C4 | 0.025 | 0.075 | 0.175 | 0.375 | 0.75 | C4 | 27695 | 27695 | 27695 | 27695 | 27695 | C4 | 692.375 | 2077.125 | 4846.625 | 10385.625 | 20771.25 | C4 | 0 | 0 | 0 | 0 | 0 | 0 |  | 0 | 0 | 0 | 0 | 0 | 0 |  | 0 | 0 | 0 | 0 | 0 | 0 |  | 0 | 0 | 0 | 0 | 0 | 0 |  | 0 | 0 | 0 | 0 | 0 | 0 |  | 0 | 0 | 0 | 0 | 0 | 0
|  |  | 0 | 0 |  | 0 | 0 | 0 | 0 | 0 |  | 0 | 0 | 0 | 0 | 0 |  | 0 | 0 | 0 | 0 | 0 |  | 0 | 0 | 0 | 0 | 0 |  | 0 | 0 | 0 | 0 | 0 |  | 0 | 0 | 0 | 0 | 0 | [22 empty] | 0 | 0 | 0 | 0 | 0 | 0 |  | 0 | 0 | 0 | 0 | 0 | 0 |  | 0 | 0 | 0 | 0 | 0 | 0 |  | 0 | 0 | 0 | 0 | 0 | 0 |  | 0 | 0 | 0 | 0 | 0 | 0 |  | 0 | 0 | 0 | 0 | 0 | 0
| EHV UG Cable (Oil) |  | 0 | 0 | C1 | 0 | 0 | 0 | 0 | 0 | 0 | 0 | 0 | 0 | 0 | 0 | 0 | 0 | 0 | 0 | 0 | 0 | 0 | 0 | 0 | 0 | 0 | 0 | 0 | 0 | 0 | 0 | 0 | 0 | 0 | 0 | 0 | 0 | 0 | 0 | 0 |  |  | C1 | 0.025 | 0.075 | 0.175 | 0.375 | 0.75 | C1 | 7761.6119 | 7761.6119 | 7761.6119 | 7761.6119 | 7761.6119 | C1 | 194.0403 | 582.1209 | 1358.2821 | 2910.6044 | 5821.2089 | C1 | 0 | 0 | 0 | 0 | 0 | 0 |  | 0 | 0 | 0 | 0 | 0 | 0 |  | 0 | 0 | 0 | 0 | 0 | 0 |  | 0 | 0 | 0 | 0 | 0 | 0 |  | 0 | 0 | 0 | 0 | 0 | 0 |  | 0 | 0 | 0 | 0 | 0 | 0
|  |  | 0 | 0 | C2 | 0 | 0 | 0 | 0 | 0 | 0 | 0 | 0 | 0 | 0 | 0 | 0 | 0 | 0 | 0 | 0 | 0 | 0 | 0 | 0 | 0 | 0 | 0 | 0 | 0 | 0 | 0 | 0 | 0 | 0 | 0 | 0 | 0 | 0 | 0 | 0 |  |  | C2 | 0.025 | 0.075 | 0.175 | 0.375 | 0.75 | C2 | 11088.0169 | 11088.0169 | 11088.0169 | 11088.0169 | 11088.0169 | C2 | 277.2004 | 831.6013 | 1940.403 | 4158.0064 | 8316.0127 | C2 | 0 | 0 | 0 | 0 | 0 | 0 |  | 0 | 0 | 0 | 0 | 0 | 0 |  | 0 | 0 | 0 | 0 | 0 | 0 |  | 0 | 0 | 0 | 0 | 0 | 0 |  | 0 | 0 | 0 | 0 | 0 | 0 |  | 0 | 0 | 0 | 0 | 0 | 0
|  |  | 0 | 0 | C3 | 0 | 0 | 0 | 0 | 0 | 0 | 0 | 0 | 0 | 0 | 0 | 0 | 0 | 0 | 0 | 0 | 0 | 0 | 0 | 0 | 0 | 0 | 0 | 0 | 0 | 0 | 0 | 0 | 0 | 0 | 0 | 0 | 0 | 0 | 0 | 0 |  |  | C3 | 0.025 | 0.075 | 0.175 | 0.375 | 0.75 | C3 | 16632.0254 | 16632.0254 | 16632.0254 | 16632.0254 | 16632.0254 | C3 | 415.8006 | 1247.4019 | 2910.6044 | 6237.0095 | 12474.0191 | C3 | 0 | 0 | 0 | 0 | 0 | 0 |  | 0 | 0 | 0 | 0 | 0 | 0 |  | 0 | 0 | 0 | 0 | 0 | 0 |  | 0 | 0 | 0 | 0 | 0 | 0 |  | 0 | 0 | 0 | 0 | 0 | 0 |  | 0 | 0 | 0 | 0 | 0 | 0
|  |  | 0 | 0 | C4 | 0 | 0 | 0 | 0 | 0 | 0 | 0 | 0 | 0 | 0 | 0 | 0 | 0 | 0 | 0 | 0 | 0 | 0 | 0 | 0 | 0 | 0 | 0 | 0 | 0 | 0 | 0 | 0 | 0 | 0 | 0 | 0 | 0 | 0 | 0 | 0 |  |  | C4 | 0.025 | 0.075 | 0.175 | 0.375 | 0.75 | C4 | 27720.0424 | 27720.0424 | 27720.0424 | 27720.0424 | 27720.0424 | C4 | 693.0011 | 2079.0032 | 4851.0074 | 10395.0159 | 20790.0318 | C4 | 0 | 0 | 0 | 0 | 0 | 0 |  | 0 | 0 | 0 | 0 | 0 | 0 |  | 0 | 0 | 0 | 0 | 0 | 0 |  | 0 | 0 | 0 | 0 | 0 | 0 |  | 0 | 0 | 0 | 0 | 0 | 0 |  | 0 | 0 | 0 | 0 | 0 | 0
|  |  | 0 | 0 |  | 0 | 0 | 0 | 0 | 0 |  | 0 | 0 | 0 | 0 | 0 |  | 0 | 0 | 0 | 0 | 0 |  | 0 | 0 | 0 | 0 | 0 |  | 0 | 0 | 0 | 0 | 0 |  | 0 | 0 | 0 | 0 | 0 | [22 empty] | 0 | 0 | 0 | 0 | 0 | 0 |  | 0 | 0 | 0 | 0 | 0 | 0 |  | 0 | 0 | 0 | 0 | 0 | 0 |  | 0 | 0 | 0 | 0 | 0 | 0 |  | 0 | 0 | 0 | 0 | 0 | 0 |  | 0 | 0 | 0 | 0 | 0 | 0
| EHV UG Cable (Non Pressurised) |  | 0 | 0 | C1 | 0 | 0 | 0 | 0 | 0 | 0 | 0 | 0 | 0 | 0 | 0 | 0 | 0 | 0 | 0 | 0 | 0 | 0 | 0 | 0 | 0 | 0 | 0 | 0 | 0 | 0 | 0 | 0 | 0 | 0 | 0 | 0 | 0 | 0 | 0 | 0 |  |  | C1 | 0.025 | 0.075 | 0.175 | 0.375 | 0.75 | C1 | 0 | 0 | 0 | 0 | 0 | C1 | [5 empty] | C1 | [5 empty] | 0 | [6 empty] | 0 | [6 empty] | 0 | [6 empty] | 0 | [6 empty] | 0 | [6 empty] | 0
|  |  | 0 | 0 | C2 | 0 | 0 | 0 | 0 | 0 | 0 | 0 | 0 | 0 | 0 | 0 | 0 | 0 | 0 | 0 | 0 | 0 | 0 | 0 | 0 | 0 | 0 | 0 | 0 | 0 | 0 | 0 | 0 | 0 | 0 | 0 | 0 | 0 | 0 | 0 | 0 |  |  | C2 | 0.025 | 0.075 | 0.175 | 0.375 | 0.75 | C2 | 0 | 0 | 0 | 0 | 0 | C2 | [5 empty] | C2 | [5 empty] | 0 | [6 empty] | 0 | [6 empty] | 0 | [6 empty] | 0 | [6 empty] | 0 | [6 empty] | 0
|  |  | 0 | 0 | C3 | 0 | 0 | 0 | 0 | 0 | 0 | 0 | 0 | 0 | 0 | 0 | 0 | 0 | 0 | 0 | 0 | 0 | 0 | 0 | 0 | 0 | 0 | 0 | 0 | 0 | 0 | 0 | 0 | 0 | 0 | 0 | 0 | 0 | 0 | 0 | 0 |  |  | C3 | 0.025 | 0.075 | 0.175 | 0.375 | 0.75 | C3 | 0 | 0 | 0 | 0 | 0 | C3 | [5 empty] | C3 | [5 empty] | 0 | [6 empty] | 0 | [6 empty] | 0 | [6 empty] | 0 | [6 empty] | 0 | [6 empty] | 0
|  |  | 0 | 0 | C4 | 0 | 0 | 0 | 0 | 0 | 0 | 0 | 0 | 0 | 0 | 0 | 0 | 0 | 0 | 0 | 0 | 0 | 0 | 0 | 0 | 0 | 0 | 0 | 0 | 0 | 0 | 0 | 0 | 0 | 0 | 0 | 0 | 0 | 0 | 0 | 0 |  |  | C4 | 0.025 | 0.075 | 0.175 | 0.375 | 0.75 | C4 | 0 | 0 | 0 | 0 | 0 | C4 | [5 empty] | C4 | [5 empty] | 0 | [6 empty] | 0 | [6 empty] | 0 | [6 empty] | 0 | [6 empty] | 0 | [6 empty] | 0
|  |  | 0 | 0 |  | 0 | 0 | 0 | 0 | 0 |  | 0 | 0 | 0 | 0 | 0 |  | 0 | 0 | 0 | 0 | 0 |  | 0 | 0 | 0 | 0 | 0 |  | 0 | 0 | 0 | 0 | 0 |  | 0 | 0 | 0 | 0 | 0 | [22 empty] | 0 | 0 | 0 | 0 | 0 | 0 |  | 0 | 0 | 0 | 0 | 0 | 0 |  | 0 | 0 | 0 | 0 | 0 | 0 |  | 0 | 0 | 0 | 0 | 0 | 0 |  | 0 | 0 | 0 | 0 | 0 | 0 |  | 0 | 0 | 0 | 0 | 0 | 0
| EHV OHL Support - Towers |  | 0 | 0 | C1 | 0 | 0 | 0 | 0 | 0 | 0 | 0 | 0 | 0 | 0 | 0 | 0 | 0 | 0 | 0 | 0 | 0 | 0 | 0 | 0 | 0 | 0 | 0 | 0 | 0 | 0 | 0 | 0 | 0 | 0 | 0 | 0 | 0 | 0 | 0 | 0 |  |  | C1 | 0.025 | 0.075 | 0.175 | 0.375 | 0.75 | C1 | 0 | 0 | 0 | 0 | 0 | C1 | [5 empty] | C1 | [5 empty] | 0 | [6 empty] | 0 | [6 empty] | 0 | [6 empty] | 0 | [6 empty] | 0 | [6 empty] | 0
|  |  | 0 | 0 | C2 | 0 | 0 | 0 | 0 | 0 | 0 | 0 | 0 | 0 | 0 | 0 | 0 | 0 | 0 | 0 | 0 | 0 | 0 | 0 | 0 | 0 | 0 | 0 | 0 | 0 | 0 | 0 | 0 | 0 | 0 | 0 | 0 | 0 | 0 | 0 | 0 |  |  | C2 | 0.025 | 0.075 | 0.175 | 0.375 | 0.75 | C2 | 0 | 0 | 0 | 0 | 0 | C2 | [5 empty] | C2 | [5 empty] | 0 | [6 empty] | 0 | [6 empty] | 0 | [6 empty] | 0 | [6 empty] | 0 | [6 empty] | 0
|  |  | 0 | 0 | C3 | 0 | 0 | 0 | 0 | 0 | 0 | 0 | 0 | 0 | 0 | 0 | 0 | 0 | 0 | 0 | 0 | 0 | 0 | 0 | 0 | 0 | 0 | 0 | 0 | 0 | 0 | 0 | 0 | 0 | 0 | 0 | 0 | 0 | 0 | 0 | 0 |  |  | C3 | 0.025 | 0.075 | 0.175 | 0.375 | 0.75 | C3 | 0 | 0 | 0 | 0 | 0 | C3 | [5 empty] | C3 | [5 empty] | 0 | [6 empty] | 0 | [6 empty] | 0 | [6 empty] | 0 | [6 empty] | 0 | [6 empty] | 0
|  |  | 0 | 0 | C4 | 0 | 0 | 0 | 0 | 0 | 0 | 0 | 0 | 0 | 0 | 0 | 0 | 0 | 0 | 0 | 0 | 0 | 0 | 0 | 0 | 0 | 0 | 0 | 0 | 0 | 0 | 0 | 0 | 0 | 0 | 0 | 0 | 0 | 0 | 0 | 0 |  |  | C4 | 0.025 | 0.075 | 0.175 | 0.375 | 0.75 | C4 | 0 | 0 | 0 | 0 | 0 | C4 | [5 empty] | C4 | [5 empty] | 0 | [6 empty] | 0 | [6 empty] | 0 | [6 empty] | 0 | [6 empty] | 0 | [6 empty] | 0
|  |  | 0 | 0 |  | 0 | 0 | 0 | 0 | 0 |  | 0 | 0 | 0 | 0 | 0 |  | 0 | 0 | 0 | 0 | 0 |  | 0 | 0 | 0 | 0 | 0 |  | 0 | 0 | 0 | 0 | 0 |  | 0 | 0 | 0 | 0 | 0 | [22 empty] | 0 | 0 | 0 | 0 | 0 | 0 |  | 0 | 0 | 0 | 0 | 0 | 0 |  | 0 | 0 | 0 | 0 | 0 | 0 |  | 0 | 0 | 0 | 0 | 0 | 0 |  | 0 | 0 | 0 | 0 | 0 | 0 |  | 0 | 0 | 0 | 0 | 0 | 0
| EHV OHL Support - Poles |  | 71 | 71 | C1 | 8 | 6 | 24 | 29 | 4 | 71 | 7 | 6 | 24 | 30 | 4 | 71 | 3 | 0 | 0 | 0 | -3 | 0 | 7 | 6 | 22 | 29 | 7 | 71 | 6 | 0 | 0 | 0 | -6 | 0 | 7 | 7 | 20 | 28 | 9 | 71 |  |  | C1 | 0.025 | 0.075 | 0.175 | 0.375 | 0.75 | C1 | 23171.5913 | 23171.5913 | 23171.5913 | 23171.5913 | 23171.5913 | C1 | 579.2898 | 1737.8693 | 4055.0285 | 8689.3467 | 17378.6935 | C1 | 4055.0285 | 10427.2161 | 97320.6836 | 260680.4024 | 69514.774 | 441998.1045 |  | 4634.3183 | 10427.2161 | 97320.6836 | 251991.0556 | 69514.774 | 433888.0475 |  | 4055.0285 | 10427.2161 | 89210.6266 | 251991.0556 | 121650.8545 | 477334.7813 |  | 5792.8978 | 10427.2161 | 89210.6266 | 251991.0556 | 69514.774 | 426936.5701 |  | 4055.0285 | 12165.0854 | 81100.5696 | 243301.7089 | 156408.2414 | 497030.6339 |  | 7530.7672 | 12165.0854 | 81100.5696 | 243301.7089 | 52136.0805 | 396234.2116
|  |  | 29950 | 29950 | C2 | 3446 | 2637 | 10002 | 12245 | 1620 | 29950 | 3059 | 2674 | 10039 | 12475 | 1699 | 29946 | 1485 | 0 | 0 | -27 | -1458 | 0 | 3102 | 2717 | 9266 | 12020 | 2845 | 29950 | 2988 | 0 | 0 | -426 | -2562 | 0 | 2756 | 2799 | 8530 | 11797 | 4068 | 29950 |  |  | C2 | 0.025 | 0.075 | 0.175 | 0.375 | 0.75 | C2 | 33102.2733 | 33102.2733 | 33102.2733 | 33102.2733 | 33102.2733 | C2 | 827.5568 | 2482.6705 | 5792.8978 | 12413.3525 | 24826.705 | C2 | 2531496.3521 | 6638660.9143 | 58154901.3253 | 154856572.3749 | 42180571.7779 | 264362202.7446 |  | 2851760.8465 | 6546802.1059 | 57940564.1056 | 152001501.301 | 40219262.0837 | 259559890.4427 |  | 2567081.296 | 6745415.7458 | 53676991.302 | 149208496.9897 | 70631975.6964 | 282829961.0298 |  | 3796003.193 | 6745415.7458 | 53676991.302 | 148873336.4723 | 34434639.8211 | 247526386.5341 |  | 2280746.6317 | 6948994.7267 | 49413418.4984 | 146440319.3833 | 100995035.8992 | 306078515.1392 |  | 4753486.4487 | 6948994.7267 | 49413418.4984 | 141152231.2204 | 37389017.7149 | 239657148.6091
|  |  | 1189 | 1189 | C3 | 137 | 105 | 397 | 486 | 64 | 1189 | 122 | 107 | 399 | 495 | 67 | 1190 | 61 | 0 | 0 | -3 | -58 | 0 | 123 | 108 | 368 | 477 | 113 | 1189 | 122 | 0 | 0 | -20 | -102 | 0 | 110 | 111 | 338 | 468 | 162 | 1189 |  |  | C3 | 0.025 | 0.075 | 0.175 | 0.375 | 0.75 | C3 | 49653.41 | 49653.41 | 49653.41 | 49653.41 | 49653.41 | C3 | 1241.3352 | 3724.0057 | 8689.3467 | 18620.0287 | 37240.0575 | C3 | 151442.9004 | 398468.6151 | 3467049.3518 | 9216914.2275 | 2495083.8515 | 15728958.9464 |  | 170062.9292 | 391020.6036 | 3449670.6584 | 9049333.9688 | 2383363.679 | 15443451.839 |  | 152684.2357 | 402192.6208 | 3197679.6027 | 8881753.7102 | 4208126.4958 | 16842436.6652 |  | 228405.6859 | 402192.6208 | 3197679.6027 | 8825893.6239 | 2048203.1617 | 14702374.6951 |  | 136546.8774 | 413364.6381 | 2936999.2003 | 8714173.4515 | 6032889.3126 | 18233973.4799 |  | 287989.7779 | 413364.6381 | 2936999.2003 | 8341772.8766 | 2234403.4491 | 14214529.942
|  |  | 411 | 411 | C4 | 47 | 36 | 138 | 168 | 22 | 411 | 42 | 37 | 139 | 171 | 23 | 412 | 21 | 0 | 0 | -1 | -20 | 0 | 42 | 38 | 127 | 165 | 39 | 411 | 42 | 0 | 0 | -8 | -34 | 0 | 37 | 38 | 118 | 162 | 56 | 411 |  |  | C4 | 0.025 | 0.075 | 0.175 | 0.375 | 0.75 | C4 | 82755.6833 | 82755.6833 | 82755.6833 | 82755.6833 | 82755.6833 | C4 | 2068.8921 | 6206.6762 | 14482.2446 | 31033.3812 | 62066.7625 | C4 | 86893.4675 | 229647.0212 | 2013031.9963 | 5306708.1916 | 1427535.5369 | 9063816.2134 |  | 97237.9279 | 223440.3449 | 1998549.7517 | 5213608.0479 | 1365468.7744 | 8898304.8468 |  | 86893.4675 | 235853.6974 | 1839245.0613 | 5120507.9042 | 2420603.7365 | 9703103.8669 |  | 130340.2012 | 235853.6974 | 1839245.0613 | 5089474.5229 | 1179268.487 | 8474181.9699 |  | 76549.0071 | 235853.6974 | 1708904.8601 | 5027407.7605 | 3475738.6986 | 10524454.0237 |  | 163442.4745 | 235853.6974 | 1708904.8601 | 4779140.7106 | 1365468.7744 | 8252810.5171
|  |  | 31621 | 31621 |  | 3638 | 2784 | 10561 | 12928 | 1710 |  | 3230 | 2824 | 10601 | 13171 | 1793 |  | 1570 | 0 | 0 | -31 | -1539 |  | 3274 | 2869 | 9783 | 12691 | 3004 |  | 3158 | 0 | 0 | -454 | -2704 |  | 2910 | 2955 | 9006 | 12455 | 4295 | [22 empty] | 2773887.7485 | 7277203.7667 | 63732303.357 | 169640875.1964 | 46172705.9403 | 289596976.0089 |  | 3123696.0218 | 7171690.2704 | 63486105.1992 | 166516434.3734 | 44037609.3112 | 284335535.1761 |  | 2810714.0276 | 7393889.2801 | 58803126.5926 | 163462749.6597 | 77382356.7832 | 309852836.3432 |  | 4160541.9779 | 7393889.2801 | 58803126.5926 | 163040695.6748 | 37731626.2437 | 271129879.7692 |  | 2497897.5447 | 7610378.1476 | 54140423.1284 | 160425202.3041 | 110660072.1518 | 335333973.2767 |  | 5212449.4683 | 7610378.1476 | 54140423.1284 | 154516446.5165 | 41041026.0189 | 262520723.2798
| EHV OHL (Tower Line) Conductor |  | 36 | 36 | C1 | 14 | 6 | 6 | 4 | 6 | 36 | 14 | 6 | 6 | 4 | 6 | 36 | 3 | 0 | 0 | -1 | -2 | 0 | 13 | 7 | 6 | 4 | 6 | 36 | 6 | 0 | 0 | -1 | -5 | 0 | 12 | 7 | 6 | 4 | 7 | 36 |  |  | C1 | 0.025 | 0.075 | 0.175 | 0.375 | 0.75 | C1 | 29537.6198 | 29537.6198 | 29537.6198 | 29537.6198 | 29537.6198 | C1 | 738.4405 | 2215.3215 | 5169.0835 | 11076.6074 | 22153.2148 | C1 | 10338.1669 | 13291.9289 | 31014.5007 | 44306.4296 | 132919.2889 | 231870.3151 |  | 10338.1669 | 13291.9289 | 31014.5007 | 44306.4296 | 132919.2889 | 231870.3151 |  | 9599.7264 | 15507.2504 | 31014.5007 | 44306.4296 | 132919.2889 | 233347.1961 |  | 11815.0479 | 15507.2504 | 31014.5007 | 33229.8222 | 88612.8593 | 180179.4805 |  | 8861.2859 | 15507.2504 | 31014.5007 | 44306.4296 | 155072.5037 | 254761.9704 |  | 13291.9289 | 15507.2504 | 31014.5007 | 33229.8222 | 44306.4296 | 137349.9319
|  |  | 18 | 18 | C2 | 7 | 3 | 3 | 2 | 3 | 18 | 7 | 3 | 3 | 2 | 3 | 18 | 1 | 0 | 0 | 0 | -1 | 0 | 7 | 3 | 3 | 2 | 3 | 18 | 3 | 0 | 0 | 0 | -3 | 0 | 6 | 4 | 3 | 2 | 3 | 18 |  |  | C2 | 0.025 | 0.075 | 0.175 | 0.375 | 0.75 | C2 | 42196.5997 | 42196.5997 | 42196.5997 | 42196.5997 | 42196.5997 | C2 | 1054.915 | 3164.745 | 7384.4049 | 15823.7249 | 31647.4497 | C2 | 7384.4049 | 9494.2349 | 22153.2148 | 31647.4497 | 94942.3492 | 165621.6536 |  | 7384.4049 | 9494.2349 | 22153.2148 | 31647.4497 | 94942.3492 | 165621.6536 |  | 7384.4049 | 9494.2349 | 22153.2148 | 31647.4497 | 94942.3492 | 165621.6536 |  | 8439.3199 | 9494.2349 | 22153.2148 | 31647.4497 | 63294.8995 | 135029.1189 |  | 6329.4899 | 12658.9799 | 22153.2148 | 31647.4497 | 94942.3492 | 167731.4836 |  | 9494.2349 | 12658.9799 | 22153.2148 | 31647.4497 | 0 | 75953.8794
|  |  | 56 | 56 | C3 | 22 | 9 | 10 | 6 | 9 | 56 | 22 | 9 | 10 | 6 | 9 | 56 | 4 | 0 | 0 | 0 | -4 | 0 | 20 | 10 | 10 | 6 | 10 | 56 | 8 | 0 | 0 | -1 | -7 | 0 | 17 | 12 | 10 | 7 | 10 | 56 |  |  | C3 | 0.025 | 0.075 | 0.175 | 0.375 | 0.75 | C3 | 63294.8995 | 63294.8995 | 63294.8995 | 63294.8995 | 63294.8995 | C3 | 1582.3725 | 4747.1175 | 11076.6074 | 23735.5873 | 47471.1746 | C3 | 34812.1947 | 42724.0571 | 110766.0741 | 142413.5238 | 427240.5715 | 757956.4212 |  | 34812.1947 | 42724.0571 | 110766.0741 | 142413.5238 | 427240.5715 | 757956.4212 |  | 31647.4497 | 47471.1746 | 110766.0741 | 142413.5238 | 474711.7461 | 807009.9683 |  | 37976.9397 | 47471.1746 | 110766.0741 | 142413.5238 | 284827.0476 | 623454.7598 |  | 26900.3323 | 56965.4095 | 110766.0741 | 166149.1111 | 474711.7461 | 835492.6731 |  | 39559.3122 | 56965.4095 | 110766.0741 | 142413.5238 | 142413.5238 | 492117.8434
|  |  | 244 | 244 | C4 | 97 | 38 | 42 | 27 | 40 | 244 | 97 | 38 | 42 | 27 | 40 | 244 | 19 | 0 | 0 | -2 | -17 | 0 | 86 | 44 | 42 | 29 | 43 | 244 | 37 | 0 | 0 | -3 | -34 | 0 | 77 | 50 | 41 | 30 | 46 | 244 |  |  | C4 | 0.025 | 0.075 | 0.175 | 0.375 | 0.75 | C4 | 105491.4991 | 105491.4991 | 105491.4991 | 105491.4991 | 105491.4991 | C4 | 2637.2875 | 7911.8624 | 18461.0123 | 39559.3122 | 79118.6243 | C4 | 255816.8854 | 300650.7725 | 775362.5186 | 1068101.4287 | 3164744.9738 | 5564676.5789 |  | 255816.8854 | 300650.7725 | 775362.5186 | 1068101.4287 | 3164744.9738 | 5564676.5789 |  | 226806.7231 | 348121.9471 | 775362.5186 | 1147220.053 | 3402100.8468 | 5899612.0886 |  | 276915.1852 | 348121.9471 | 775362.5186 | 1068101.4287 | 2057084.233 | 4525585.3125 |  | 203071.1358 | 395593.1217 | 756901.5062 | 1186779.3652 | 3639456.7199 | 6181801.8488 |  | 300650.7725 | 395593.1217 | 756901.5062 | 1068101.4287 | 949423.4921 | 3470670.3213
|  |  | 354 | 354 |  | 140 | 56 | 61 | 39 | 58 |  | 140 | 56 | 61 | 39 | 58 |  | 27 | 0 | 0 | -3 | -24 |  | 126 | 64 | 61 | 41 | 62 |  | 54 | 0 | 0 | -5 | -49 |  | 112 | 73 | 60 | 43 | 66 | [22 empty] | 308351.6519 | 366160.9935 | 939296.3082 | 1286468.8318 | 3819847.1834 | 6720124.9688 |  | 308351.6519 | 366160.9935 | 939296.3082 | 1286468.8318 | 3819847.1834 | 6720124.9688 |  | 275438.3042 | 420594.607 | 939296.3082 | 1365587.4562 | 4104674.231 | 7105590.9066 |  | 335146.4927 | 420594.607 | 939296.3082 | 1275392.2244 | 2493819.0393 | 5464248.6717 |  | 245162.244 | 480724.7615 | 920835.2959 | 1428882.3557 | 4364183.3189 | 7439787.9759 |  | 362996.2485 | 480724.7615 | 920835.2959 | 1275392.2244 | 1136143.4456 | 4176091.9759
| [Please insert new asset category as required] |  | 0 | 0 | C1 | 0 | 0 | 0 | 0 | 0 | 0 | 0 | 0 | 0 | 0 | 0 | 0 | 0 | 0 | 0 | 0 | 0 | 0 | 0 | 0 | 0 | 0 | 0 | 0 | 0 | 0 | 0 | 0 | 0 | 0 | 0 | 0 | 0 | 0 | 0 | 0 |  |  | C1 | 0 | 0 | 0 | 0 | 0 | C1 | 0 | 0 | 0 | 0 | 0 | C1 | [5 empty] | C1 | [5 empty] | 0 | [6 empty] | 0 | [6 empty] | 0 | [6 empty] | 0 | [6 empty] | 0 | [6 empty] | 0
|  |  | 0 | 0 | C2 | 0 | 0 | 0 | 0 | 0 | 0 | 0 | 0 | 0 | 0 | 0 | 0 | 0 | 0 | 0 | 0 | 0 | 0 | 0 | 0 | 0 | 0 | 0 | 0 | 0 | 0 | 0 | 0 | 0 | 0 | 0 | 0 | 0 | 0 | 0 | 0 |  |  | C2 | 0 | 0 | 0 | 0 | 0 | C2 | 0 | 0 | 0 | 0 | 0 | C2 | [5 empty] | C2 | [5 empty] | 0 | [6 empty] | 0 | [6 empty] | 0 | [6 empty] | 0 | [6 empty] | 0 | [6 empty] | 0
|  |  | 0 | 0 | C3 | 0 | 0 | 0 | 0 | 0 | 0 | 0 | 0 | 0 | 0 | 0 | 0 | 0 | 0 | 0 | 0 | 0 | 0 | 0 | 0 | 0 | 0 | 0 | 0 | 0 | 0 | 0 | 0 | 0 | 0 | 0 | 0 | 0 | 0 | 0 | 0 |  |  | C3 | 0 | 0 | 0 | 0 | 0 | C3 | 0 | 0 | 0 | 0 | 0 | C3 | [5 empty] | C3 | [5 empty] | 0 | [6 empty] | 0 | [6 empty] | 0 | [6 empty] | 0 | [6 empty] | 0 | [6 empty] | 0
|  |  | 0 | 0 | C4 | 0 | 0 | 0 | 0 | 0 | 0 | 0 | 0 | 0 | 0 | 0 | 0 | 0 | 0 | 0 | 0 | 0 | 0 | 0 | 0 | 0 | 0 | 0 | 0 | 0 | 0 | 0 | 0 | 0 | 0 | 0 | 0 | 0 | 0 | 0 | 0 |  |  | C4 | 0 | 0 | 0 | 0 | 0 | C4 | 0 | 0 | 0 | 0 | 0 | C4 | [5 empty] | C4 | [5 empty] | 0 | [6 empty] | 0 | [6 empty] | 0 | [6 empty] | 0 | [6 empty] | 0 | [6 empty] | 0
|  |  | 0 | 0 |  | 0 | 0 | 0 | 0 | 0 |  | 0 | 0 | 0 | 0 | 0 |  | 0 | 0 | 0 | 0 | 0 |  | 0 | 0 | 0 | 0 | 0 |  | 0 | 0 | 0 | 0 | 0 |  | 0 | 0 | 0 | 0 | 0 | [22 empty] | 0 | 0 | 0 | 0 | 0 | 0 |  | 0 | 0 | 0 | 0 | 0 | 0 |  | 0 | 0 | 0 | 0 | 0 | 0 |  | 0 | 0 | 0 | 0 | 0 | 0 |  | 0 | 0 | 0 | 0 | 0 | 0 |  | 0 | 0 | 0 | 0 | 0 | 0
| [Please insert new asset category as required] |  | 0 | 0 | C1 | 0 | 0 | 0 | 0 | 0 | 0 | 0 | 0 | 0 | 0 | 0 | 0 | 0 | 0 | 0 | 0 | 0 | 0 | 0 | 0 | 0 | 0 | 0 | 0 | 0 | 0 | 0 | 0 | 0 | 0 | 0 | 0 | 0 | 0 | 0 | 0 |  |  | C1 | 0 | 0 | 0 | 0 | 0 | C1 | 0 | 0 | 0 | 0 | 0 | C1 | [5 empty] | C1 | [5 empty] | 0 | [6 empty] | 0 | [6 empty] | 0 | [6 empty] | 0 | [6 empty] | 0 | [6 empty] | 0
|  |  | 0 | 0 | C2 | 0 | 0 | 0 | 0 | 0 | 0 | 0 | 0 | 0 | 0 | 0 | 0 | 0 | 0 | 0 | 0 | 0 | 0 | 0 | 0 | 0 | 0 | 0 | 0 | 0 | 0 | 0 | 0 | 0 | 0 | 0 | 0 | 0 | 0 | 0 | 0 |  |  | C2 | 0 | 0 | 0 | 0 | 0 | C2 | 0 | 0 | 0 | 0 | 0 | C2 | [5 empty] | C2 | [5 empty] | 0 | [6 empty] | 0 | [6 empty] | 0 | [6 empty] | 0 | [6 empty] | 0 | [6 empty] | 0
|  |  | 0 | 0 | C3 | 0 | 0 | 0 | 0 | 0 | 0 | 0 | 0 | 0 | 0 | 0 | 0 | 0 | 0 | 0 | 0 | 0 | 0 | 0 | 0 | 0 | 0 | 0 | 0 | 0 | 0 | 0 | 0 | 0 | 0 | 0 | 0 | 0 | 0 | 0 | 0 |  |  | C3 | 0 | 0 | 0 | 0 | 0 | C3 | 0 | 0 | 0 | 0 | 0 | C3 | [5 empty] | C3 | [5 empty] | 0 | [6 empty] | 0 | [6 empty] | 0 | [6 empty] | 0 | [6 empty] | 0 | [6 empty] | 0
|  |  | 0 | 0 | C4 | 0 | 0 | 0 | 0 | 0 | 0 | 0 | 0 | 0 | 0 | 0 | 0 | 0 | 0 | 0 | 0 | 0 | 0 | 0 | 0 | 0 | 0 | 0 | 0 | 0 | 0 | 0 | 0 | 0 | 0 | 0 | 0 | 0 | 0 | 0 | 0 |  |  | C4 | 0 | 0 | 0 | 0 | 0 | C4 | 0 | 0 | 0 | 0 | 0 | C4 | [5 empty] | C4 | [5 empty] | 0 | [6 empty] | 0 | [6 empty] | 0 | [6 empty] | 0 | [6 empty] | 0 | [6 empty] | 0
|  |  | 0 | 0 |  | 0 | 0 | 0 | 0 | 0 |  | 0 | 0 | 0 | 0 | 0 |  | 0 | 0 | 0 | 0 | 0 |  | 0 | 0 | 0 | 0 | 0 |  | 0 | 0 | 0 | 0 | 0 |  | 0 | 0 | 0 | 0 | 0 | [22 empty] | 0 | 0 | 0 | 0 | 0 | 0 |  | 0 | 0 | 0 | 0 | 0 | 0 |  | 0 | 0 | 0 | 0 | 0 | 0 |  | 0 | 0 | 0 | 0 | 0 | 0 |  | 0 | 0 | 0 | 0 | 0 | 0 |  | 0 | 0 | 0 | 0 | 0 | 0
| [Please insert new asset category as required] |  | 0 | 0 | C1 | 0 | 0 | 0 | 0 | 0 | 0 | 0 | 0 | 0 | 0 | 0 | 0 | 0 | 0 | 0 | 0 | 0 | 0 | 0 | 0 | 0 | 0 | 0 | 0 | 0 | 0 | 0 | 0 | 0 | 0 | 0 | 0 | 0 | 0 | 0 | 0 |  |  | C1 | 0 | 0 | 0 | 0 | 0 | C1 | 0 | 0 | 0 | 0 | 0 | C1 | [5 empty] | C1 | [5 empty] | 0 | [6 empty] | 0 | [6 empty] | 0 | [6 empty] | 0 | [6 empty] | 0 | [6 empty] | 0
|  |  | 0 | 0 | C2 | 0 | 0 | 0 | 0 | 0 | 0 | 0 | 0 | 0 | 0 | 0 | 0 | 0 | 0 | 0 | 0 | 0 | 0 | 0 | 0 | 0 | 0 | 0 | 0 | 0 | 0 | 0 | 0 | 0 | 0 | 0 | 0 | 0 | 0 | 0 | 0 |  |  | C2 | 0 | 0 | 0 | 0 | 0 | C2 | 0 | 0 | 0 | 0 | 0 | C2 | [5 empty] | C2 | [5 empty] | 0 | [6 empty] | 0 | [6 empty] | 0 | [6 empty] | 0 | [6 empty] | 0 | [6 empty] | 0
|  |  | 0 | 0 | C3 | 0 | 0 | 0 | 0 | 0 | 0 | 0 | 0 | 0 | 0 | 0 | 0 | 0 | 0 | 0 | 0 | 0 | 0 | 0 | 0 | 0 | 0 | 0 | 0 | 0 | 0 | 0 | 0 | 0 | 0 | 0 | 0 | 0 | 0 | 0 | 0 |  |  | C3 | 0 | 0 | 0 | 0 | 0 | C3 | 0 | 0 | 0 | 0 | 0 | C3 | [5 empty] | C3 | [5 empty] | 0 | [6 empty] | 0 | [6 empty] | 0 | [6 empty] | 0 | [6 empty] | 0 | [6 empty] | 0
|  |  | 0 | 0 | C4 | 0 | 0 | 0 | 0 | 0 | 0 | 0 | 0 | 0 | 0 | 0 | 0 | 0 | 0 | 0 | 0 | 0 | 0 | 0 | 0 | 0 | 0 | 0 | 0 | 0 | 0 | 0 | 0 | 0 | 0 | 0 | 0 | 0 | 0 | 0 | 0 |  |  | C4 | 0 | 0 | 0 | 0 | 0 | C4 | 0 | 0 | 0 | 0 | 0 | C4 | [5 empty] | C4 | [5 empty] | 0 | [6 empty] | 0 | [6 empty] | 0 | [6 empty] | 0 | [6 empty] | 0 | [6 empty] | 0
|  |  | 0 | 0 |  | 0 | 0 | 0 | 0 | 0 |  | 0 | 0 | 0 | 0 | 0 |  | 0 | 0 | 0 | 0 | 0 |  | 0 | 0 | 0 | 0 | 0 |  | 0 | 0 | 0 | 0 | 0 |  | 0 | 0 | 0 | 0 | 0 | [22 empty] | 0 | 0 | 0 | 0 | 0 | 0 |  | 0 | 0 | 0 | 0 | 0 | 0 |  | 0 | 0 | 0 | 0 | 0 | 0 |  | 0 | 0 | 0 | 0 | 0 | 0 |  | 0 | 0 | 0 | 0 | 0 | 0 |  | 0 | 0 | 0 | 0 | 0 | 0
| [Please insert new asset category as required] |  | 0 | 0 | C1 | 0 | 0 | 0 | 0 | 0 | 0 | 0 | 0 | 0 | 0 | 0 | 0 | 0 | 0 | 0 | 0 | 0 | 0 | 0 | 0 | 0 | 0 | 0 | 0 | 0 | 0 | 0 | 0 | 0 | 0 | 0 | 0 | 0 | 0 | 0 | 0 |  |  | C1 | 0 | 0 | 0 | 0 | 0 | C1 | 0 | 0 | 0 | 0 | 0 | C1 | [5 empty] | C1 | [5 empty] | 0 | [6 empty] | 0 | [6 empty] | 0 | [6 empty] | 0 | [6 empty] | 0 | [6 empty] | 0
|  |  | 0 | 0 | C2 | 0 | 0 | 0 | 0 | 0 | 0 | 0 | 0 | 0 | 0 | 0 | 0 | 0 | 0 | 0 | 0 | 0 | 0 | 0 | 0 | 0 | 0 | 0 | 0 | 0 | 0 | 0 | 0 | 0 | 0 | 0 | 0 | 0 | 0 | 0 | 0 |  |  | C2 | 0 | 0 | 0 | 0 | 0 | C2 | 0 | 0 | 0 | 0 | 0 | C2 | [5 empty] | C2 | [5 empty] | 0 | [6 empty] | 0 | [6 empty] | 0 | [6 empty] | 0 | [6 empty] | 0 | [6 empty] | 0
|  |  | 0 | 0 | C3 | 0 | 0 | 0 | 0 | 0 | 0 | 0 | 0 | 0 | 0 | 0 | 0 | 0 | 0 | 0 | 0 | 0 | 0 | 0 | 0 | 0 | 0 | 0 | 0 | 0 | 0 | 0 | 0 | 0 | 0 | 0 | 0 | 0 | 0 | 0 | 0 |  |  | C3 | 0 | 0 | 0 | 0 | 0 | C3 | 0 | 0 | 0 | 0 | 0 | C3 | [5 empty] | C3 | [5 empty] | 0 | [6 empty] | 0 | [6 empty] | 0 | [6 empty] | 0 | [6 empty] | 0 | [6 empty] | 0
|  |  | 0 | 0 | C4 | 0 | 0 | 0 | 0 | 0 | 0 | 0 | 0 | 0 | 0 | 0 | 0 | 0 | 0 | 0 | 0 | 0 | 0 | 0 | 0 | 0 | 0 | 0 | 0 | 0 | 0 | 0 | 0 | 0 | 0 | 0 | 0 | 0 | 0 | 0 | 0 |  |  | C4 | 0 | 0 | 0 | 0 | 0 | C4 | 0 | 0 | 0 | 0 | 0 | C4 | [5 empty] | C4 | [5 empty] | 0 | [6 empty] | 0 | [6 empty] | 0 | [6 empty] | 0 | [6 empty] | 0 | [6 empty] | 0
|  |  | 0 | 0 |  | 0 | 0 | 0 | 0 | 0 |  | 0 | 0 | 0 | 0 | 0 |  | 0 | 0 | 0 | 0 | 0 |  | 0 | 0 | 0 | 0 | 0 |  | 0 | 0 | 0 | 0 | 0 |  | 0 | 0 | 0 | 0 | 0 | [22 empty] | 0 | 0 | 0 | 0 | 0 | 0 |  | 0 | 0 | 0 | 0 | 0 | 0 |  | 0 | 0 | 0 | 0 | 0 | 0 |  | 0 | 0 | 0 | 0 | 0 | 0 |  | 0 | 0 | 0 | 0 | 0 | 0 |  | 0 | 0 | 0 | 0 | 0 | 0
| [Please insert new asset category as required] |  | 0 | 0 | C1 | 0 | 0 | 0 | 0 | 0 | 0 | 0 | 0 | 0 | 0 | 0 | 0 | 0 | 0 | 0 | 0 | 0 | 0 | 0 | 0 | 0 | 0 | 0 | 0 | 0 | 0 | 0 | 0 | 0 | 0 | 0 | 0 | 0 | 0 | 0 | 0 |  |  | C1 | 0 | 0 | 0 | 0 | 0 | C1 | 0 | 0 | 0 | 0 | 0 | C1 | [5 empty] | C1 | [5 empty] | 0 | [6 empty] | 0 | [6 empty] | 0 | [6 empty] | 0 | [6 empty] | 0 | [6 empty] | 0
|  |  | 0 | 0 | C2 | 0 | 0 | 0 | 0 | 0 | 0 | 0 | 0 | 0 | 0 | 0 | 0 | 0 | 0 | 0 | 0 | 0 | 0 | 0 | 0 | 0 | 0 | 0 | 0 | 0 | 0 | 0 | 0 | 0 | 0 | 0 | 0 | 0 | 0 | 0 | 0 |  |  | C2 | 0 | 0 | 0 | 0 | 0 | C2 | 0 | 0 | 0 | 0 | 0 | C2 | [5 empty] | C2 | [5 empty] | 0 | [6 empty] | 0 | [6 empty] | 0 | [6 empty] | 0 | [6 empty] | 0 | [6 empty] | 0
|  |  | 0 | 0 | C3 | 0 | 0 | 0 | 0 | 0 | 0 | 0 | 0 | 0 | 0 | 0 | 0 | 0 | 0 | 0 | 0 | 0 | 0 | 0 | 0 | 0 | 0 | 0 | 0 | 0 | 0 | 0 | 0 | 0 | 0 | 0 | 0 | 0 | 0 | 0 | 0 |  |  | C3 | 0 | 0 | 0 | 0 | 0 | C3 | 0 | 0 | 0 | 0 | 0 | C3 | [5 empty] | C3 | [5 empty] | 0 | [6 empty] | 0 | [6 empty] | 0 | [6 empty] | 0 | [6 empty] | 0 | [6 empty] | 0
|  |  | 0 | 0 | C4 | 0 | 0 | 0 | 0 | 0 | 0 | 0 | 0 | 0 | 0 | 0 | 0 | 0 | 0 | 0 | 0 | 0 | 0 | 0 | 0 | 0 | 0 | 0 | 0 | 0 | 0 | 0 | 0 | 0 | 0 | 0 | 0 | 0 | 0 | 0 | 0 |  |  | C4 | 0 | 0 | 0 | 0 | 0 | C4 | 0 | 0 | 0 | 0 | 0 | C4 | [5 empty] | C4 | [5 empty] | 0 | [6 empty] | 0 | [6 empty] | 0 | [6 empty] | 0 | [6 empty] | 0 | [6 empty] | 0
|  |  | 0 | 0 |  | 0 | 0 | 0 | 0 | 0 |  | 0 | 0 | 0 | 0 | 0 |  | 0 | 0 | 0 | 0 | 0 |  | 0 | 0 | 0 | 0 | 0 |  | 0 | 0 | 0 | 0 | 0 |  | 0 | 0 | 0 | 0 | 0 | [22 empty] | 0 | 0 | 0 | 0 | 0 | 0 |  | 0 | 0 | 0 | 0 | 0 | 0 |  | 0 | 0 | 0 | 0 | 0 | 0 |  | 0 | 0 | 0 | 0 | 0 | 0 |  | 0 | 0 | 0 | 0 | 0 | 0 |  | 0 | 0 | 0 | 0 | 0 | 0
[63 empty] | 7255133.0107 | 18462705.4981 | 85596464.9813 | 185960847.402 | 80249504.9792 | 377524655.8713 |  | 8456229.2154 | 18112588.5875 | 84759438.2792 | 175104716.8196 | 72948435.8552 | 359381408.7569 |  | 7441604.2466 | 18946750.5672 | 80707972.2826 | 176943385.8542 | 108731652.75 | 392771365.7006 |  | 9506146.3337 | 18946750.5672 | 80707972.2826 | 175603868.506 | 49474424.8351 | 334239162.5246 |  | 6418804.4349 | 19797485.3845 | 76624148.1403 | 178907350.4308 | 144482473.2423 | 426230261.6329 |  | 10682465.2038 | 19797485.3845 | 76624148.1403 | 162651895.0032 | 49083561.0301 | 318839554.7619
| 132kV Network | [66 empty] | 0 | [6 empty] | 0 | [6 empty] | 0 | [6 empty] | 0 | [6 empty] | 0 | [6 empty] | 0
| 132kV CBs |  | 35 | 35 | C1 | 16 | 8 | 7 | 3 | 1 | 35 | 13 | 8 | 7 | 4 | 1 | 33 | 0 | 0 | 0 | 0 | 0 | 0 | 15 | 9 | 7 | 3 | 1 | 35 | 1 | 0 | 0 | 0 | -1 | 0 | 14 | 9 | 7 | 3 | 2 | 35 |  |  | C1 | 0.025 | 0.075 | 0.175 | 0.375 | 0.75 | C1 | 146027.3644 | 146027.3644 | 146027.3644 | 146027.3644 | 146027.3644 | C1 | 3650.6841 | 10952.0523 | 25554.7888 | 54760.2616 | 109520.5233 | C1 | 47458.8934 | 87616.4186 | 178883.5214 | 219041.0466 | 109520.5233 | 642520.4033 |  | 58410.9458 | 87616.4186 | 178883.5214 | 164280.7849 | 109520.5233 | 598712.194 |  | 54760.2616 | 98568.471 | 178883.5214 | 164280.7849 | 109520.5233 | 606013.5622 |  | 54760.2616 | 98568.471 | 178883.5214 | 164280.7849 | 109520.5233 | 606013.5622 |  | 51109.5775 | 98568.471 | 178883.5214 | 164280.7849 | 219041.0466 | 711883.4014 |  | 54760.2616 | 98568.471 | 178883.5214 | 164280.7849 | 109520.5233 | 606013.5622
|  |  | 93 | 93 | C2 | 43 | 21 | 18 | 8 | 3 | 93 | 34 | 22 | 19 | 9 | 3 | 87 | 1 | 0 | 0 | 0 | -1 | 0 | 38 | 23 | 19 | 9 | 4 | 93 | 3 | 0 | 0 | -1 | -2 | 0 | 33 | 26 | 19 | 10 | 5 | 93 |  |  | C2 | 0.025 | 0.075 | 0.175 | 0.375 | 0.75 | C2 | 208610.5206 | 208610.5206 | 208610.5206 | 208610.5206 | 208610.5206 | C2 | 5215.263 | 15645.789 | 36506.8411 | 78228.9452 | 156457.8904 | C2 | 177318.9425 | 344207.3589 | 693629.9809 | 704060.5069 | 469373.6713 | 2388590.4605 |  | 224256.3096 | 328561.5699 | 657123.1398 | 625831.5617 | 469373.6713 | 2305146.2523 |  | 198179.9945 | 359853.148 | 693629.9809 | 704060.5069 | 625831.5617 | 2581555.192 |  | 203395.2576 | 359853.148 | 693629.9809 | 704060.5069 | 469373.6713 | 2430312.5646 |  | 172103.6795 | 406790.5151 | 693629.9809 | 782289.4521 | 782289.4521 | 2837103.0797 |  | 187749.4685 | 406790.5151 | 693629.9809 | 704060.5069 | 469373.6713 | 2461604.1427
|  |  | 82 | 82 | C3 | 37 | 19 | 16 | 7 | 3 | 82 | 30 | 19 | 16 | 9 | 4 | 78 | 1 | 0 | 0 | 0 | -1 | 0 | 34 | 20 | 16 | 8 | 4 | 82 | 3 | 0 | 0 | -2 | -1 | 0 | 32 | 22 | 16 | 8 | 4 | 82 |  |  | C3 | 0.025 | 0.075 | 0.175 | 0.375 | 0.75 | C3 | 312915.7809 | 312915.7809 | 312915.7809 | 312915.7809 | 312915.7809 | C3 | 7822.8945 | 23468.6836 | 54760.2616 | 117343.4178 | 234686.8356 | C3 | 234686.8356 | 445904.9877 | 876164.1864 | 1056090.7604 | 938747.3426 | 3551594.1127 |  | 289447.0973 | 445904.9877 | 876164.1864 | 821403.9247 | 704060.5069 | 3136980.703 |  | 265978.4137 | 469373.6713 | 876164.1864 | 938747.3426 | 938747.3426 | 3489010.9565 |  | 273801.3082 | 469373.6713 | 876164.1864 | 938747.3426 | 704060.5069 | 3262147.0154 |  | 250332.6247 | 516311.0384 | 876164.1864 | 938747.3426 | 938747.3426 | 3520302.5346 |  | 273801.3082 | 516311.0384 | 876164.1864 | 704060.5069 | 704060.5069 | 3074397.5469
|  |  | 112 | 112 | C4 | 52 | 26 | 22 | 8 | 4 | 112 | 41 | 26 | 22 | 10 | 5 | 104 | 2 | 0 | 0 | 0 | -2 | 0 | 46 | 29 | 22 | 10 | 5 | 112 | 5 | 0 | 0 | -1 | -4 | 0 | 39 | 32 | 23 | 12 | 6 | 112 |  |  | C4 | 0.025 | 0.075 | 0.175 | 0.375 | 0.75 | C4 | 521526.3014 | 521526.3014 | 521526.3014 | 521526.3014 | 521526.3014 | C4 | 13038.1575 | 39114.4726 | 91267.1027 | 195572.363 | 391144.7261 | C4 | 534564.459 | 1016976.2878 | 2007876.2605 | 1955723.6303 | 1955723.6303 | 7470864.2678 |  | 677984.1918 | 1016976.2878 | 2007876.2605 | 1564578.9043 | 1564578.9043 | 6831994.5486 |  | 599755.2466 | 1134319.7056 | 2007876.2605 | 1955723.6303 | 1955723.6303 | 7653398.4733 |  | 625831.5617 | 1134319.7056 | 2007876.2605 | 1955723.6303 | 1173434.1782 | 6897185.3363 |  | 508488.1439 | 1251663.1234 | 2099143.3632 | 2346868.3564 | 2346868.3564 | 8553031.3433 |  | 573678.9316 | 1251663.1234 | 2099143.3632 | 2151295.9934 | 782289.4521 | 6858070.8637
|  |  | 322 | 322 |  | 148 | 74 | 63 | 26 | 11 |  | 118 | 75 | 64 | 32 | 13 |  | 4 | 0 | 0 | 0 | -4 |  | 133 | 81 | 64 | 30 | 14 |  | 12 | 0 | 0 | -4 | -8 |  | 118 | 89 | 65 | 33 | 17 | [22 empty] | 994029.1305 | 1894705.0531 | 3756553.9491 | 3934915.9442 | 3473365.1675 | 14053569.2443 |  | 1250098.5445 | 1879059.264 | 3720047.108 | 3176095.1756 | 2847533.6058 | 12872833.6979 |  | 1118673.9165 | 2062114.9958 | 3756553.9491 | 3762812.2647 | 3629823.0579 | 14329978.1841 |  | 1157788.3892 | 2062114.9958 | 3756553.9491 | 3762812.2647 | 2456388.8797 | 13195658.4785 |  | 982034.0256 | 2273333.1479 | 3847821.0519 | 4232185.936 | 4286946.1977 | 15622320.359 |  | 1089989.97 | 2273333.1479 | 3847821.0519 | 3723697.7921 | 2065244.1536 | 13000086.1155
| 132kV Transformer |  | 23 | 23 | C1 | 6 | 6 | 7 | 2 | 2 | 23 | 5 | 6 | 7 | 2 | 2 | 22 | 1 | 0 | 0 | -1 | 0 | 0 | 7 | 6 | 6 | 2 | 2 | 23 | 2 | 0 | 0 | -1 | -1 | 0 | 5 | 6 | 7 | 3 | 2 | 23 |  |  | C1 | 0.025 | 0.075 | 0.175 | 0.375 | 0.75 | C1 | 905439.8577 | 905439.8577 | 905439.8577 | 905439.8577 | 905439.8577 | C1 | 22635.9964 | 67907.9893 | 158451.9751 | 339539.9466 | 679079.8933 | C1 | 113179.9822 | 407447.936 | 1109163.8257 | 679079.8933 | 1358159.7865 | 3667031.4236 |  | 135815.9787 | 407447.936 | 1109163.8257 | 679079.8933 | 1358159.7865 | 3689667.4201 |  | 158451.9751 | 407447.936 | 950711.8506 | 679079.8933 | 1358159.7865 | 3553851.4414 |  | 181087.9715 | 407447.936 | 950711.8506 | 339539.9466 | 1358159.7865 | 3236947.4912 |  | 113179.9822 | 407447.936 | 1109163.8257 | 1018619.8399 | 1358159.7865 | 4006571.3703 |  | 158451.9751 | 407447.936 | 1109163.8257 | 679079.8933 | 679079.8933 | 3033223.5232
|  |  | 62 | 62 | C2 | 17 | 16 | 18 | 6 | 5 | 62 | 15 | 17 | 19 | 7 | 6 | 64 | 3 | 0 | 0 | -2 | -1 | 0 | 15 | 16 | 18 | 7 | 6 | 62 | 6 | 0 | 0 | -4 | -2 | 0 | 13 | 18 | 17 | 8 | 6 | 62 |  |  | C2 | 0.025 | 0.075 | 0.175 | 0.375 | 0.75 | C2 | 1293485.511 | 1293485.511 | 1293485.511 | 1293485.511 | 1293485.511 | C2 | 32337.1378 | 97011.4133 | 226359.9644 | 485057.0666 | 970114.1332 | C2 | 485057.0666 | 1649194.0265 | 4300839.324 | 3395399.4663 | 5820684.7994 | 15651174.6828 |  | 549731.3422 | 1552182.6132 | 4074479.3596 | 2910342.3997 | 4850570.6662 | 13937306.3808 |  | 485057.0666 | 1552182.6132 | 4074479.3596 | 3395399.4663 | 5820684.7994 | 15327803.3051 |  | 582068.4799 | 1552182.6132 | 4074479.3596 | 2425285.3331 | 4850570.6662 | 13484586.452 |  | 420382.7911 | 1746205.4398 | 3848119.3952 | 3880456.5329 | 5820684.7994 | 15715848.9584 |  | 614405.6177 | 1746205.4398 | 3848119.3952 | 1940228.2665 | 3880456.5329 | 12029415.2521
|  |  | 54 | 54 | C3 | 15 | 14 | 16 | 5 | 4 | 54 | 13 | 14 | 16 | 6 | 4 | 53 | 3 | 0 | 0 | -2 | -1 | 0 | 12 | 14 | 15 | 6 | 5 | 52 | 5 | 0 | 0 | -3 | -2 | 0 | 12 | 13 | 15 | 7 | 5 | 52 |  |  | C3 | 0.025 | 0.075 | 0.175 | 0.375 | 0.75 | C3 | 1940228.2665 | 1940228.2665 | 1940228.2665 | 1940228.2665 | 1940228.2665 | C3 | 48505.7067 | 145517.12 | 339539.9466 | 727585.5999 | 1455171.1999 | C3 | 630574.1866 | 2037239.6798 | 5432639.1461 | 4365513.5996 | 5820684.7994 | 18286651.4115 |  | 727585.5999 | 2037239.6798 | 5432639.1461 | 3637927.9996 | 5820684.7994 | 17656077.2249 |  | 582068.4799 | 2037239.6798 | 5093099.1995 | 4365513.5996 | 7275855.9993 | 19353776.958 |  | 727585.5999 | 2037239.6798 | 5093099.1995 | 2910342.3997 | 5820684.7994 | 16588951.6783 |  | 582068.4799 | 1891722.5598 | 5093099.1995 | 5093099.1995 | 7275855.9993 | 19935845.438 |  | 824597.0132 | 1891722.5598 | 5093099.1995 | 2910342.3997 | 4365513.5996 | 15085274.7718
|  |  | 70 | 70 | C4 | 20 | 18 | 21 | 6 | 5 | 70 | 18 | 18 | 21 | 7 | 5 | 69 | 3 | 0 | 0 | -1 | -2 | 0 | 18 | 18 | 22 | 8 | 6 | 72 | 7 | 0 | 0 | -4 | -3 | 0 | 16 | 18 | 21 | 10 | 7 | 72 |  |  | C4 | 0.025 | 0.075 | 0.175 | 0.375 | 0.75 | C4 | 3233713.7774 | 3233713.7774 | 3233713.7774 | 3233713.7774 | 3233713.7774 | C4 | 80842.8444 | 242528.5333 | 565899.9111 | 1212642.6665 | 2425285.3331 | C4 | 1455171.1999 | 4365513.5996 | 11883898.1321 | 8488498.6658 | 12126426.6654 | 38319508.2628 |  | 1616856.8887 | 4365513.5996 | 11883898.1321 | 7275855.9993 | 12126426.6654 | 37268551.2851 |  | 1455171.1999 | 4365513.5996 | 12449798.0432 | 9701141.3323 | 14551711.9985 | 42523336.1734 |  | 1697699.7332 | 4365513.5996 | 12449798.0432 | 8488498.6658 | 9701141.3323 | 36702651.374 |  | 1293485.511 | 4365513.5996 | 11883898.1321 | 12126426.6654 | 16976997.3316 | 46646321.2397 |  | 1859385.422 | 4365513.5996 | 11883898.1321 | 7275855.9993 | 9701141.3323 | 35085794.4853
|  |  | 209 | 209 |  | 58 | 54 | 62 | 19 | 16 |  | 51 | 55 | 63 | 22 | 17 |  | 10 | 0 | 0 | -6 | -4 |  | 52 | 54 | 61 | 23 | 19 |  | 20 | 0 | 0 | -12 | -8 |  | 46 | 55 | 60 | 28 | 20 | [22 empty] | 2683982.4353 | 8459395.2418 | 22726540.4279 | 16928491.6249 | 25125956.0508 | 75924365.7807 |  | 3029989.8095 | 8362383.8285 | 22500180.4635 | 14503206.2919 | 24155841.9175 | 72551602.3108 |  | 2680748.7215 | 8362383.8285 | 22568088.4528 | 18141134.2915 | 29006412.5837 | 80758767.878 |  | 3188441.7846 | 8362383.8285 | 22568088.4528 | 14163666.3452 | 21730556.5844 | 70013136.9955 |  | 2409116.7642 | 8410889.5351 | 21934280.5524 | 22118602.2377 | 31431697.9168 | 86304587.0063 |  | 3456840.0281 | 8410889.5351 | 21934280.5524 | 12805506.5587 | 18626191.3581 | 65233708.0324
| 132kV UG Cable (Gas) |  | 0 | 0 | C1 | 0 | 0 | 0 | 0 | 0 | 0 | 0 | 0 | 0 | 0 | 0 | 0 | 0 | 0 | 0 | 0 | 0 | 0 | 0 | 0 | 0 | 0 | 0 | 0 | 0 | 0 | 0 | 0 | 0 | 0 | 0 | 0 | 0 | 0 | 0 | 0 |  |  | C1 | 0.025 | 0.075 | 0.175 | 0.375 | 0.75 | C1 | 22471.9173 | 22471.9173 | 22471.9173 | 22471.9173 | 22471.9173 | C1 | 561.7979 | 1685.3938 | 3932.5855 | 8426.969 | 16853.9379 | C1 | 0 | 0 | 0 | 0 | 0 | 0 |  | 0 | 0 | 0 | 0 | 0 | 0 |  | 0 | 0 | 0 | 0 | 0 | 0 |  | 0 | 0 | 0 | 0 | 0 | 0 |  | 0 | 0 | 0 | 0 | 0 | 0 |  | 0 | 0 | 0 | 0 | 0 | 0
|  |  | 0 | 0 | C2 | 0 | 0 | 0 | 0 | 0 | 0 | 0 | 0 | 0 | 0 | 0 | 0 | 0 | 0 | 0 | 0 | 0 | 0 | 0 | 0 | 0 | 0 | 0 | 0 | 0 | 0 | 0 | 0 | 0 | 0 | 0 | 0 | 0 | 0 | 0 | 0 |  |  | C2 | 0.025 | 0.075 | 0.175 | 0.375 | 0.75 | C2 | 32102.7389 | 32102.7389 | 32102.7389 | 32102.7389 | 32102.7389 | C2 | 802.5685 | 2407.7054 | 5617.9793 | 12038.5271 | 24077.0542 | C2 | 0 | 0 | 0 | 0 | 0 | 0 |  | 0 | 0 | 0 | 0 | 0 | 0 |  | 0 | 0 | 0 | 0 | 0 | 0 |  | 0 | 0 | 0 | 0 | 0 | 0 |  | 0 | 0 | 0 | 0 | 0 | 0 |  | 0 | 0 | 0 | 0 | 0 | 0
|  |  | 0 | 0 | C3 | 0 | 0 | 0 | 0 | 0 | 0 | 0 | 0 | 0 | 0 | 0 | 0 | 0 | 0 | 0 | 0 | 0 | 0 | 0 | 0 | 0 | 0 | 0 | 0 | 0 | 0 | 0 | 0 | 0 | 0 | 0 | 0 | 0 | 0 | 0 | 0 |  |  | C3 | 0.025 | 0.075 | 0.175 | 0.375 | 0.75 | C3 | 48154.1084 | 48154.1084 | 48154.1084 | 48154.1084 | 48154.1084 | C3 | 1203.8527 | 3611.5581 | 8426.969 | 18057.7907 | 36115.5813 | C3 | 0 | 0 | 0 | 0 | 0 | 0 |  | 0 | 0 | 0 | 0 | 0 | 0 |  | 0 | 0 | 0 | 0 | 0 | 0 |  | 0 | 0 | 0 | 0 | 0 | 0 |  | 0 | 0 | 0 | 0 | 0 | 0 |  | 0 | 0 | 0 | 0 | 0 | 0
|  |  | 0 | 0 | C4 | 0 | 0 | 0 | 0 | 0 | 0 | 0 | 0 | 0 | 0 | 0 | 0 | 0 | 0 | 0 | 0 | 0 | 0 | 0 | 0 | 0 | 0 | 0 | 0 | 0 | 0 | 0 | 0 | 0 | 0 | 0 | 0 | 0 | 0 | 0 | 0 |  |  | C4 | 0.025 | 0.075 | 0.175 | 0.375 | 0.75 | C4 | 80256.8474 | 80256.8474 | 80256.8474 | 80256.8474 | 80256.8474 | C4 | 2006.4212 | 6019.2636 | 14044.9483 | 30096.3178 | 60192.6355 | C4 | 0 | 0 | 0 | 0 | 0 | 0 |  | 0 | 0 | 0 | 0 | 0 | 0 |  | 0 | 0 | 0 | 0 | 0 | 0 |  | 0 | 0 | 0 | 0 | 0 | 0 |  | 0 | 0 | 0 | 0 | 0 | 0 |  | 0 | 0 | 0 | 0 | 0 | 0
|  |  | 0 | 0 |  | 0 | 0 | 0 | 0 | 0 |  | 0 | 0 | 0 | 0 | 0 |  | 0 | 0 | 0 | 0 | 0 |  | 0 | 0 | 0 | 0 | 0 |  | 0 | 0 | 0 | 0 | 0 |  | 0 | 0 | 0 | 0 | 0 | [22 empty] | 0 | 0 | 0 | 0 | 0 | 0 |  | 0 | 0 | 0 | 0 | 0 | 0 |  | 0 | 0 | 0 | 0 | 0 | 0 |  | 0 | 0 | 0 | 0 | 0 | 0 |  | 0 | 0 | 0 | 0 | 0 | 0 |  | 0 | 0 | 0 | 0 | 0 | 0
| 132kV UG Cable (Oil) |  | 0 | 0 | C1 | 0 | 0 | 0 | 0 | 0 | 0 | 0 | 0 | 0 | 0 | 0 | 0 | 0 | 0 | 0 | 0 | 0 | 0 | 0 | 0 | 0 | 0 | 0 | 0 | 0 | 0 | 0 | 0 | 0 | 0 | 0 | 0 | 0 | 0 | 0 | 0 |  |  | C1 | 0.025 | 0.075 | 0.175 | 0.375 | 0.75 | C1 | 22481.5908 | 22481.5908 | 22481.5908 | 22481.5908 | 22481.5908 | C1 | 562.0398 | 1686.1193 | 3934.2784 | 8430.5965 | 16861.1931 | C1 | 0 | 0 | 0 | 0 | 0 | 0 |  | 0 | 0 | 0 | 0 | 0 | 0 |  | 0 | 0 | 0 | 0 | 0 | 0 |  | 0 | 0 | 0 | 0 | 0 | 0 |  | 0 | 0 | 0 | 0 | 0 | 0 |  | 0 | 0 | 0 | 0 | 0 | 0
|  |  | 0 | 0 | C2 | 0 | 0 | 0 | 0 | 0 | 0 | 0 | 0 | 0 | 0 | 0 | 0 | 0 | 0 | 0 | 0 | 0 | 0 | 0 | 0 | 0 | 0 | 0 | 0 | 0 | 0 | 0 | 0 | 0 | 0 | 0 | 0 | 0 | 0 | 0 | 0 |  |  | C2 | 0.025 | 0.075 | 0.175 | 0.375 | 0.75 | C2 | 32116.5583 | 32116.5583 | 32116.5583 | 32116.5583 | 32116.5583 | C2 | 802.914 | 2408.7419 | 5620.3977 | 12043.7093 | 24087.4187 | C2 | 0 | 0 | 0 | 0 | 0 | 0 |  | 0 | 0 | 0 | 0 | 0 | 0 |  | 0 | 0 | 0 | 0 | 0 | 0 |  | 0 | 0 | 0 | 0 | 0 | 0 |  | 0 | 0 | 0 | 0 | 0 | 0 |  | 0 | 0 | 0 | 0 | 0 | 0
|  |  | 0 | 0 | C3 | 0 | 0 | 0 | 0 | 0 | 0 | 0 | 0 | 0 | 0 | 0 | 0 | 0 | 0 | 0 | 0 | 0 | 0 | 0 | 0 | 0 | 0 | 0 | 0 | 0 | 0 | 0 | 0 | 0 | 0 | 0 | 0 | 0 | 0 | 0 | 0 |  |  | C3 | 0.025 | 0.075 | 0.175 | 0.375 | 0.75 | C3 | 48174.8374 | 48174.8374 | 48174.8374 | 48174.8374 | 48174.8374 | C3 | 1204.3709 | 3613.1128 | 8430.5965 | 18065.564 | 36131.128 | C3 | 0 | 0 | 0 | 0 | 0 | 0 |  | 0 | 0 | 0 | 0 | 0 | 0 |  | 0 | 0 | 0 | 0 | 0 | 0 |  | 0 | 0 | 0 | 0 | 0 | 0 |  | 0 | 0 | 0 | 0 | 0 | 0 |  | 0 | 0 | 0 | 0 | 0 | 0
|  |  | 0 | 0 | C4 | 0 | 0 | 0 | 0 | 0 | 0 | 0 | 0 | 0 | 0 | 0 | 0 | 0 | 0 | 0 | 0 | 0 | 0 | 0 | 0 | 0 | 0 | 0 | 0 | 0 | 0 | 0 | 0 | 0 | 0 | 0 | 0 | 0 | 0 | 0 | 0 |  |  | C4 | 0.025 | 0.075 | 0.175 | 0.375 | 0.75 | C4 | 80291.3956 | 80291.3956 | 80291.3956 | 80291.3956 | 80291.3956 | C4 | 2007.2849 | 6021.8547 | 14050.9942 | 30109.2734 | 60218.5467 | C4 | 0 | 0 | 0 | 0 | 0 | 0 |  | 0 | 0 | 0 | 0 | 0 | 0 |  | 0 | 0 | 0 | 0 | 0 | 0 |  | 0 | 0 | 0 | 0 | 0 | 0 |  | 0 | 0 | 0 | 0 | 0 | 0 |  | 0 | 0 | 0 | 0 | 0 | 0
|  |  | 0 | 0 |  | 0 | 0 | 0 | 0 | 0 |  | 0 | 0 | 0 | 0 | 0 |  | 0 | 0 | 0 | 0 | 0 |  | 0 | 0 | 0 | 0 | 0 |  | 0 | 0 | 0 | 0 | 0 |  | 0 | 0 | 0 | 0 | 0 | [22 empty] | 0 | 0 | 0 | 0 | 0 | 0 |  | 0 | 0 | 0 | 0 | 0 | 0 |  | 0 | 0 | 0 | 0 | 0 | 0 |  | 0 | 0 | 0 | 0 | 0 | 0 |  | 0 | 0 | 0 | 0 | 0 | 0 |  | 0 | 0 | 0 | 0 | 0 | 0
| 132kV UG Cable (Non Pressurised) |  | 0 | 0 | C1 | 0 | 0 | 0 | 0 | 0 | 0 | 0 | 0 | 0 | 0 | 0 | 0 | 0 | 0 | 0 | 0 | 0 | 0 | 0 | 0 | 0 | 0 | 0 | 0 | 0 | 0 | 0 | 0 | 0 | 0 | 0 | 0 | 0 | 0 | 0 | 0 |  |  | C1 | 0.025 | 0.075 | 0.175 | 0.375 | 0.75 | C1 | 0 | 0 | 0 | 0 | 0 | C1 | [5 empty] | C1 | [5 empty] | 0 | [6 empty] | 0 | [6 empty] | 0 | [6 empty] | 0 | [6 empty] | 0 | [6 empty] | 0
|  |  | 0 | 0 | C2 | 0 | 0 | 0 | 0 | 0 | 0 | 0 | 0 | 0 | 0 | 0 | 0 | 0 | 0 | 0 | 0 | 0 | 0 | 0 | 0 | 0 | 0 | 0 | 0 | 0 | 0 | 0 | 0 | 0 | 0 | 0 | 0 | 0 | 0 | 0 | 0 |  |  | C2 | 0.025 | 0.075 | 0.175 | 0.375 | 0.75 | C2 | 0 | 0 | 0 | 0 | 0 | C2 | [5 empty] | C2 | [5 empty] | 0 | [6 empty] | 0 | [6 empty] | 0 | [6 empty] | 0 | [6 empty] | 0 | [6 empty] | 0
|  |  | 0 | 0 | C3 | 0 | 0 | 0 | 0 | 0 | 0 | 0 | 0 | 0 | 0 | 0 | 0 | 0 | 0 | 0 | 0 | 0 | 0 | 0 | 0 | 0 | 0 | 0 | 0 | 0 | 0 | 0 | 0 | 0 | 0 | 0 | 0 | 0 | 0 | 0 | 0 |  |  | C3 | 0.025 | 0.075 | 0.175 | 0.375 | 0.75 | C3 | 0 | 0 | 0 | 0 | 0 | C3 | [5 empty] | C3 | [5 empty] | 0 | [6 empty] | 0 | [6 empty] | 0 | [6 empty] | 0 | [6 empty] | 0 | [6 empty] | 0
|  |  | 0 | 0 | C4 | 0 | 0 | 0 | 0 | 0 | 0 | 0 | 0 | 0 | 0 | 0 | 0 | 0 | 0 | 0 | 0 | 0 | 0 | 0 | 0 | 0 | 0 | 0 | 0 | 0 | 0 | 0 | 0 | 0 | 0 | 0 | 0 | 0 | 0 | 0 | 0 |  |  | C4 | 0.025 | 0.075 | 0.175 | 0.375 | 0.75 | C4 | 0 | 0 | 0 | 0 | 0 | C4 | [5 empty] | C4 | [5 empty] | 0 | [6 empty] | 0 | [6 empty] | 0 | [6 empty] | 0 | [6 empty] | 0 | [6 empty] | 0
|  |  | 0 | 0 |  | 0 | 0 | 0 | 0 | 0 |  | 0 | 0 | 0 | 0 | 0 |  | 0 | 0 | 0 | 0 | 0 |  | 0 | 0 | 0 | 0 | 0 |  | 0 | 0 | 0 | 0 | 0 |  | 0 | 0 | 0 | 0 | 0 | [22 empty] | 0 | 0 | 0 | 0 | 0 | 0 |  | 0 | 0 | 0 | 0 | 0 | 0 |  | 0 | 0 | 0 | 0 | 0 | 0 |  | 0 | 0 | 0 | 0 | 0 | 0 |  | 0 | 0 | 0 | 0 | 0 | 0 |  | 0 | 0 | 0 | 0 | 0 | 0
| 132kV OHL Support - Tower |  | 0 | 0 | C1 | 0 | 0 | 0 | 0 | 0 | 0 | 0 | 0 | 0 | 0 | 0 | 0 | 0 | 0 | 0 | 0 | 0 | 0 | 0 | 0 | 0 | 0 | 0 | 0 | 0 | 0 | 0 | 0 | 0 | 0 | 0 | 0 | 0 | 0 | 0 | 0 |  |  | C1 | 0.025 | 0.075 | 0.175 | 0.375 | 0.75 | C1 | 0 | 0 | 0 | 0 | 0 | C1 | [5 empty] | C1 | [5 empty] | 0 | [6 empty] | 0 | [6 empty] | 0 | [6 empty] | 0 | [6 empty] | 0 | [6 empty] | 0
|  |  | 0 | 0 | C2 | 0 | 0 | 0 | 0 | 0 | 0 | 0 | 0 | 0 | 0 | 0 | 0 | 0 | 0 | 0 | 0 | 0 | 0 | 0 | 0 | 0 | 0 | 0 | 0 | 0 | 0 | 0 | 0 | 0 | 0 | 0 | 0 | 0 | 0 | 0 | 0 |  |  | C2 | 0.025 | 0.075 | 0.175 | 0.375 | 0.75 | C2 | 0 | 0 | 0 | 0 | 0 | C2 | [5 empty] | C2 | [5 empty] | 0 | [6 empty] | 0 | [6 empty] | 0 | [6 empty] | 0 | [6 empty] | 0 | [6 empty] | 0
|  |  | 0 | 0 | C3 | 0 | 0 | 0 | 0 | 0 | 0 | 0 | 0 | 0 | 0 | 0 | 0 | 0 | 0 | 0 | 0 | 0 | 0 | 0 | 0 | 0 | 0 | 0 | 0 | 0 | 0 | 0 | 0 | 0 | 0 | 0 | 0 | 0 | 0 | 0 | 0 |  |  | C3 | 0.025 | 0.075 | 0.175 | 0.375 | 0.75 | C3 | 0 | 0 | 0 | 0 | 0 | C3 | [5 empty] | C3 | [5 empty] | 0 | [6 empty] | 0 | [6 empty] | 0 | [6 empty] | 0 | [6 empty] | 0 | [6 empty] | 0
|  |  | 0 | 0 | C4 | 0 | 0 | 0 | 0 | 0 | 0 | 0 | 0 | 0 | 0 | 0 | 0 | 0 | 0 | 0 | 0 | 0 | 0 | 0 | 0 | 0 | 0 | 0 | 0 | 0 | 0 | 0 | 0 | 0 | 0 | 0 | 0 | 0 | 0 | 0 | 0 |  |  | C4 | 0.025 | 0.075 | 0.175 | 0.375 | 0.75 | C4 | 0 | 0 | 0 | 0 | 0 | C4 | [5 empty] | C4 | [5 empty] | 0 | [6 empty] | 0 | [6 empty] | 0 | [6 empty] | 0 | [6 empty] | 0 | [6 empty] | 0
|  |  | 0 | 0 |  | 0 | 0 | 0 | 0 | 0 |  | 0 | 0 | 0 | 0 | 0 |  | 0 | 0 | 0 | 0 | 0 |  | 0 | 0 | 0 | 0 | 0 |  | 0 | 0 | 0 | 0 | 0 |  | 0 | 0 | 0 | 0 | 0 | [22 empty] | 0 | 0 | 0 | 0 | 0 | 0 |  | 0 | 0 | 0 | 0 | 0 | 0 |  | 0 | 0 | 0 | 0 | 0 | 0 |  | 0 | 0 | 0 | 0 | 0 | 0 |  | 0 | 0 | 0 | 0 | 0 | 0 |  | 0 | 0 | 0 | 0 | 0 | 0
| 132kV OHL (Tower Line) Conductor |  | 0 | 0 | C1 | 0 | 0 | 0 | 0 | 0 | 0 | 0 | 0 | 0 | 0 | 0 | 0 | 0 | 0 | 0 | 0 | 0 | 0 | 0 | 0 | 0 | 0 | 0 | 0 | 0 | 0 | 0 | 0 | 0 | 0 | 0 | 0 | 0 | 0 | 0 | 0 |  | 0 | C1 | 0.025 | 0.075 | 0.175 | 0.375 | 0.75 | C1 | 21605.7593 | 21605.7593 | 21605.7593 | 21605.7593 | 21605.7593 | C1 | 540.144 | 1620.432 | 3781.0079 | 8102.1598 | 16204.3195 | C1 | 0 | 0 | 0 | 0 | 0 | 0 |  | 0 | 0 | 0 | 0 | 0 | 0 |  | 0 | 0 | 0 | 0 | 0 | 0 |  | 0 | 0 | 0 | 0 | 0 | 0 |  | 0 | 0 | 0 | 0 | 0 | 0 |  | 0 | 0 | 0 | 0 | 0 | 0
|  |  | 353 | 353 | C2 | 106 | 61 | 40 | 63 | 83 | 353 | 102 | 61 | 40 | 66 | 84.2 | 353.2 | 34.6886 | 0 | 0 | -10.6886 | -24 | 0 | 96 | 66 | 42 | 61 | 88 | 353 | 69.4041 | 0 | 0 | -25.4041 | -44 | 0 | 85 | 71 | 44 | 59 | 94 | 353 |  |  | C2 | 0.025 | 0.075 | 0.175 | 0.375 | 0.75 | C2 | 30865.3705 | 30865.3705 | 30865.3705 | 30865.3705 | 30865.3705 | C2 | 771.6343 | 2314.9028 | 5401.4398 | 11574.5139 | 23149.0279 | C2 | 78706.6947 | 141209.07 | 216057.5934 | 763917.9194 | 1949148.1459 | 3149039.4234 |  | 81793.2318 | 141209.07 | 216057.5934 | 729194.3776 | 1921369.3125 | 3089623.5852 |  | 74076.8892 | 152783.5839 | 226860.473 | 706045.3498 | 2037114.4518 | 3196880.7476 |  | 100843.7772 | 152783.5839 | 226860.473 | 582330.3637 | 1481537.7831 | 2544355.9809 |  | 65588.9123 | 164358.0978 | 237663.3527 | 682896.3219 | 2176008.619 | 3326515.3037 |  | 119143.4928 | 164358.0978 | 237663.3527 | 388856.2269 | 1157451.3931 | 2067472.5633
|  |  | 460 | 460 | C3 | 139 | 80 | 52 | 83 | 106 | 460 | 133 | 81 | 53 | 86 | 107 | 460 | 53 | 0 | 0 | -21 | -32 | 0 | 125 | 86 | 55 | 79 | 115 | 460 | 105 | 0 | 0 | -48 | -57 | 0 | 110 | 92 | 58 | 76 | 124 | 460 |  |  | C3 | 0.025 | 0.075 | 0.175 | 0.375 | 0.75 | C3 | 46298.0557 | 46298.0557 | 46298.0557 | 46298.0557 | 46298.0557 | C3 | 1157.4514 | 3472.3542 | 8102.1598 | 17361.7709 | 34723.5418 | C3 | 153941.0353 | 281260.6885 | 429414.4668 | 1493112.2971 | 3715418.9717 | 6073147.4594 |  | 160885.7436 | 277788.3343 | 421312.3071 | 1441026.9844 | 3680695.4299 | 5981708.7994 |  | 144681.4241 | 298622.4594 | 445618.7863 | 1371579.9008 | 3993207.3061 | 6253709.8767 |  | 206026.348 | 298622.4594 | 445618.7863 | 1006982.712 | 2882053.9687 | 4839304.2744 |  | 127319.6532 | 319456.5845 | 469925.2656 | 1319494.5881 | 4305719.1822 | 6541915.2736 |  | 248852.0495 | 319456.5845 | 469925.2656 | 486129.5851 | 2326477.3001 | 3850840.7847
|  |  | 910 | 910 | C4 | 276 | 159 | 103 | 163 | 209 | 910 | 265 | 160 | 104 | 170 | 211 | 910 | 104 | 0 | 0 | -42 | -62 | 0 | 248 | 170 | 108 | 158 | 226 | 910 | 208 | 0 | 0 | -94 | -114 | 0 | 222 | 182 | 114 | 151 | 241 | 910 |  |  | C4 | 0.025 | 0.075 | 0.175 | 0.375 | 0.75 | C4 | 77163.4262 | 77163.4262 | 77163.4262 | 77163.4262 | 77163.4262 | C4 | 1929.0857 | 5787.257 | 13503.5996 | 28936.2848 | 57872.5697 | C4 | 511207.6986 | 925961.1145 | 1404374.3569 | 4919168.4205 | 12211112.1968 | 19971823.7873 |  | 532427.6408 | 920173.8575 | 1390870.7573 | 4716614.4267 | 12095367.0575 | 19655453.7399 |  | 478413.2425 | 983833.6841 | 1458388.7553 | 4571933.0026 | 13079200.7416 | 20571769.4261 |  | 679038.1506 | 983833.6841 | 1458388.7553 | 3356609.0399 | 9491101.4231 | 15968971.053 |  | 428257.0154 | 1053280.7677 | 1539410.3528 | 4369379.0088 | 13947289.2864 | 21337616.4312 |  | 829506.8317 | 1053280.7677 | 1539410.3528 | 1649368.2351 | 7349816.346 | 12421382.5332
|  |  | 1723 | 1723 |  | 521 | 300 | 195 | 309 | 398 |  | 500 | 302 | 197 | 322 | 402.2 |  | 191.6886 | 0 | 0 | -73.6886 | -118 |  | 469 | 322 | 205 | 298 | 429 |  | 382.4041 | 0 | 0 | -167.4041 | -215 |  | 417 | 345 | 216 | 286 | 459 | [22 empty] | 743855.4286 | 1348430.8729 | 2049846.4171 | 7176198.637 | 17875679.3145 | 29194010.6702 |  | 775106.6162 | 1339171.2618 | 2028240.6578 | 6886835.7887 | 17697431.8 | 28726786.1245 |  | 697171.5558 | 1435239.7274 | 2130868.0146 | 6649558.2532 | 19109522.4995 | 30022360.0505 |  | 985908.2757 | 1435239.7274 | 2130868.0146 | 4945922.1156 | 13854693.175 | 23352631.3083 |  | 621165.5809 | 1537095.45 | 2246998.9711 | 6371769.9188 | 20429017.0876 | 31206047.0084 |  | 1197502.374 | 1537095.45 | 2246998.9711 | 2524354.0471 | 10833745.0391 | 18339695.8812
| [Please insert new asset category as required] |  | 0 | 0 | C1 | 0 | 0 | 0 | 0 | 0 | 0 | 0 | 0 | 0 | 0 | 0 | 0 | 0 | 0 | 0 | 0 | 0 | 0 | 0 | 0 | 0 | 0 | 0 | 0 | 0 | 0 | 0 | 0 | 0 | 0 | 0 | 0 | 0 | 0 | 0 | 0 |  |  | C1 | 0 | 0 | 0 | 0 | 0 | C1 | 0 | 0 | 0 | 0 | 0 | C1 | [5 empty] | C1 | [5 empty] | 0 | [6 empty] | 0 | [6 empty] | 0 | [6 empty] | 0 | [6 empty] | 0 | [6 empty] | 0
|  |  | 0 | 0 | C2 | 0 | 0 | 0 | 0 | 0 | 0 | 0 | 0 | 0 | 0 | 0 | 0 | 0 | 0 | 0 | 0 | 0 | 0 | 0 | 0 | 0 | 0 | 0 | 0 | 0 | 0 | 0 | 0 | 0 | 0 | 0 | 0 | 0 | 0 | 0 | 0 |  |  | C2 | 0 | 0 | 0 | 0 | 0 | C2 | 0 | 0 | 0 | 0 | 0 | C2 | [5 empty] | C2 | [5 empty] | 0 | [6 empty] | 0 | [6 empty] | 0 | [6 empty] | 0 | [6 empty] | 0 | [6 empty] | 0
|  |  | 0 | 0 | C3 | 0 | 0 | 0 | 0 | 0 | 0 | 0 | 0 | 0 | 0 | 0 | 0 | 0 | 0 | 0 | 0 | 0 | 0 | 0 | 0 | 0 | 0 | 0 | 0 | 0 | 0 | 0 | 0 | 0 | 0 | 0 | 0 | 0 | 0 | 0 | 0 |  |  | C3 | 0 | 0 | 0 | 0 | 0 | C3 | 0 | 0 | 0 | 0 | 0 | C3 | [5 empty] | C3 | [5 empty] | 0 | [6 empty] | 0 | [6 empty] | 0 | [6 empty] | 0 | [6 empty] | 0 | [6 empty] | 0
|  |  | 0 | 0 | C4 | 0 | 0 | 0 | 0 | 0 | 0 | 0 | 0 | 0 | 0 | 0 | 0 | 0 | 0 | 0 | 0 | 0 | 0 | 0 | 0 | 0 | 0 | 0 | 0 | 0 | 0 | 0 | 0 | 0 | 0 | 0 | 0 | 0 | 0 | 0 | 0 |  |  | C4 | 0 | 0 | 0 | 0 | 0 | C4 | 0 | 0 | 0 | 0 | 0 | C4 | [5 empty] | C4 | [5 empty] | 0 | [6 empty] | 0 | [6 empty] | 0 | [6 empty] | 0 | [6 empty] | 0 | [6 empty] | 0
|  |  | 0 | 0 |  | 0 | 0 | 0 | 0 | 0 |  | 0 | 0 | 0 | 0 | 0 |  | 0 | 0 | 0 | 0 | 0 |  | 0 | 0 | 0 | 0 | 0 |  | 0 | 0 | 0 | 0 | 0 |  | 0 | 0 | 0 | 0 | 0 | [22 empty] | 0 | 0 | 0 | 0 | 0 | 0 |  | 0 | 0 | 0 | 0 | 0 | 0 |  | 0 | 0 | 0 | 0 | 0 | 0 |  | 0 | 0 | 0 | 0 | 0 | 0 |  | 0 | 0 | 0 | 0 | 0 | 0 |  | 0 | 0 | 0 | 0 | 0 | 0
| [Please insert new asset category as required] |  | 0 | 0 | C1 | 0 | 0 | 0 | 0 | 0 | 0 | 0 | 0 | 0 | 0 | 0 | 0 | 0 | 0 | 0 | 0 | 0 | 0 | 0 | 0 | 0 | 0 | 0 | 0 | 0 | 0 | 0 | 0 | 0 | 0 | 0 | 0 | 0 | 0 | 0 | 0 |  |  | C1 | 0 | 0 | 0 | 0 | 0 | C1 | 0 | 0 | 0 | 0 | 0 | C1 | [5 empty] | C1 | [5 empty] | 0 | [6 empty] | 0 | [6 empty] | 0 | [6 empty] | 0 | [6 empty] | 0 | [6 empty] | 0
|  |  | 0 | 0 | C2 | 0 | 0 | 0 | 0 | 0 | 0 | 0 | 0 | 0 | 0 | 0 | 0 | 0 | 0 | 0 | 0 | 0 | 0 | 0 | 0 | 0 | 0 | 0 | 0 | 0 | 0 | 0 | 0 | 0 | 0 | 0 | 0 | 0 | 0 | 0 | 0 |  |  | C2 | 0 | 0 | 0 | 0 | 0 | C2 | 0 | 0 | 0 | 0 | 0 | C2 | [5 empty] | C2 | [5 empty] | 0 | [6 empty] | 0 | [6 empty] | 0 | [6 empty] | 0 | [6 empty] | 0 | [6 empty] | 0
|  |  | 0 | 0 | C3 | 0 | 0 | 0 | 0 | 0 | 0 | 0 | 0 | 0 | 0 | 0 | 0 | 0 | 0 | 0 | 0 | 0 | 0 | 0 | 0 | 0 | 0 | 0 | 0 | 0 | 0 | 0 | 0 | 0 | 0 | 0 | 0 | 0 | 0 | 0 | 0 |  |  | C3 | 0 | 0 | 0 | 0 | 0 | C3 | 0 | 0 | 0 | 0 | 0 | C3 | [5 empty] | C3 | [5 empty] | 0 | [6 empty] | 0 | [6 empty] | 0 | [6 empty] | 0 | [6 empty] | 0 | [6 empty] | 0
|  |  | 0 | 0 | C4 | 0 | 0 | 0 | 0 | 0 | 0 | 0 | 0 | 0 | 0 | 0 | 0 | 0 | 0 | 0 | 0 | 0 | 0 | 0 | 0 | 0 | 0 | 0 | 0 | 0 | 0 | 0 | 0 | 0 | 0 | 0 | 0 | 0 | 0 | 0 | 0 |  |  | C4 | 0 | 0 | 0 | 0 | 0 | C4 | 0 | 0 | 0 | 0 | 0 | C4 | [5 empty] | C4 | [5 empty] | 0 | [6 empty] | 0 | [6 empty] | 0 | [6 empty] | 0 | [6 empty] | 0 | [6 empty] | 0
|  |  | 0 | 0 |  | 0 | 0 | 0 | 0 | 0 |  | 0 | 0 | 0 | 0 | 0 |  | 0 | 0 | 0 | 0 | 0 |  | 0 | 0 | 0 | 0 | 0 |  | 0 | 0 | 0 | 0 | 0 |  | 0 | 0 | 0 | 0 | 0 | [22 empty] | 0 | 0 | 0 | 0 | 0 | 0 |  | 0 | 0 | 0 | 0 | 0 | 0 |  | 0 | 0 | 0 | 0 | 0 | 0 |  | 0 | 0 | 0 | 0 | 0 | 0 |  | 0 | 0 | 0 | 0 | 0 | 0 |  | 0 | 0 | 0 | 0 | 0 | 0
| [Please insert new asset category as required] |  | 0 | 0 | C1 | 0 | 0 | 0 | 0 | 0 | 0 | 0 | 0 | 0 | 0 | 0 | 0 | 0 | 0 | 0 | 0 | 0 | 0 | 0 | 0 | 0 | 0 | 0 | 0 | 0 | 0 | 0 | 0 | 0 | 0 | 0 | 0 | 0 | 0 | 0 | 0 |  |  | C1 | 0 | 0 | 0 | 0 | 0 | C1 | 0 | 0 | 0 | 0 | 0 | C1 | [5 empty] | C1 | [5 empty] | 0 | [6 empty] | 0 | [6 empty] | 0 | [6 empty] | 0 | [6 empty] | 0 | [6 empty] | 0
|  |  | 0 | 0 | C2 | 0 | 0 | 0 | 0 | 0 | 0 | 0 | 0 | 0 | 0 | 0 | 0 | 0 | 0 | 0 | 0 | 0 | 0 | 0 | 0 | 0 | 0 | 0 | 0 | 0 | 0 | 0 | 0 | 0 | 0 | 0 | 0 | 0 | 0 | 0 | 0 |  |  | C2 | 0 | 0 | 0 | 0 | 0 | C2 | 0 | 0 | 0 | 0 | 0 | C2 | [5 empty] | C2 | [5 empty] | 0 | [6 empty] | 0 | [6 empty] | 0 | [6 empty] | 0 | [6 empty] | 0 | [6 empty] | 0
|  |  | 0 | 0 | C3 | 0 | 0 | 0 | 0 | 0 | 0 | 0 | 0 | 0 | 0 | 0 | 0 | 0 | 0 | 0 | 0 | 0 | 0 | 0 | 0 | 0 | 0 | 0 | 0 | 0 | 0 | 0 | 0 | 0 | 0 | 0 | 0 | 0 | 0 | 0 | 0 |  |  | C3 | 0 | 0 | 0 | 0 | 0 | C3 | 0 | 0 | 0 | 0 | 0 | C3 | [5 empty] | C3 | [5 empty] | 0 | [6 empty] | 0 | [6 empty] | 0 | [6 empty] | 0 | [6 empty] | 0 | [6 empty] | 0
|  |  | 0 | 0 | C4 | 0 | 0 | 0 | 0 | 0 | 0 | 0 | 0 | 0 | 0 | 0 | 0 | 0 | 0 | 0 | 0 | 0 | 0 | 0 | 0 | 0 | 0 | 0 | 0 | 0 | 0 | 0 | 0 | 0 | 0 | 0 | 0 | 0 | 0 | 0 | 0 |  |  | C4 | 0 | 0 | 0 | 0 | 0 | C4 | 0 | 0 | 0 | 0 | 0 | C4 | [5 empty] | C4 | [5 empty] | 0 | [6 empty] | 0 | [6 empty] | 0 | [6 empty] | 0 | [6 empty] | 0 | [6 empty] | 0
|  |  | 0 | 0 |  | 0 | 0 | 0 | 0 | 0 |  | 0 | 0 | 0 | 0 | 0 |  | 0 | 0 | 0 | 0 | 0 |  | 0 | 0 | 0 | 0 | 0 |  | 0 | 0 | 0 | 0 | 0 |  | 0 | 0 | 0 | 0 | 0 | [22 empty] | 0 | 0 | 0 | 0 | 0 | 0 |  | 0 | 0 | 0 | 0 | 0 | 0 |  | 0 | 0 | 0 | 0 | 0 | 0 |  | 0 | 0 | 0 | 0 | 0 | 0 |  | 0 | 0 | 0 | 0 | 0 | 0 |  | 0 | 0 | 0 | 0 | 0 | 0
| [Please insert new asset category as required] |  | 0 | 0 | C1 | 0 | 0 | 0 | 0 | 0 | 0 | 0 | 0 | 0 | 0 | 0 | 0 | 0 | 0 | 0 | 0 | 0 | 0 | 0 | 0 | 0 | 0 | 0 | 0 | 0 | 0 | 0 | 0 | 0 | 0 | 0 | 0 | 0 | 0 | 0 | 0 |  |  | C1 | 0 | 0 | 0 | 0 | 0 | C1 | 0 | 0 | 0 | 0 | 0 | C1 | [5 empty] | C1 | [5 empty] | 0 | [6 empty] | 0 | [6 empty] | 0 | [6 empty] | 0 | [6 empty] | 0 | [6 empty] | 0
|  |  | 0 | 0 | C2 | 0 | 0 | 0 | 0 | 0 | 0 | 0 | 0 | 0 | 0 | 0 | 0 | 0 | 0 | 0 | 0 | 0 | 0 | 0 | 0 | 0 | 0 | 0 | 0 | 0 | 0 | 0 | 0 | 0 | 0 | 0 | 0 | 0 | 0 | 0 | 0 |  |  | C2 | 0 | 0 | 0 | 0 | 0 | C2 | 0 | 0 | 0 | 0 | 0 | C2 | [5 empty] | C2 | [5 empty] | 0 | [6 empty] | 0 | [6 empty] | 0 | [6 empty] | 0 | [6 empty] | 0 | [6 empty] | 0
|  |  | 0 | 0 | C3 | 0 | 0 | 0 | 0 | 0 | 0 | 0 | 0 | 0 | 0 | 0 | 0 | 0 | 0 | 0 | 0 | 0 | 0 | 0 | 0 | 0 | 0 | 0 | 0 | 0 | 0 | 0 | 0 | 0 | 0 | 0 | 0 | 0 | 0 | 0 | 0 |  |  | C3 | 0 | 0 | 0 | 0 | 0 | C3 | 0 | 0 | 0 | 0 | 0 | C3 | [5 empty] | C3 | [5 empty] | 0 | [6 empty] | 0 | [6 empty] | 0 | [6 empty] | 0 | [6 empty] | 0 | [6 empty] | 0
|  |  | 0 | 0 | C4 | 0 | 0 | 0 | 0 | 0 | 0 | 0 | 0 | 0 | 0 | 0 | 0 | 0 | 0 | 0 | 0 | 0 | 0 | 0 | 0 | 0 | 0 | 0 | 0 | 0 | 0 | 0 | 0 | 0 | 0 | 0 | 0 | 0 | 0 | 0 | 0 |  |  | C4 | 0 | 0 | 0 | 0 | 0 | C4 | 0 | 0 | 0 | 0 | 0 | C4 | [5 empty] | C4 | [5 empty] | 0 | [6 empty] | 0 | [6 empty] | 0 | [6 empty] | 0 | [6 empty] | 0 | [6 empty] | 0
|  |  | 0 | 0 |  | 0 | 0 | 0 | 0 | 0 |  | 0 | 0 | 0 | 0 | 0 |  | 0 | 0 | 0 | 0 | 0 |  | 0 | 0 | 0 | 0 | 0 |  | 0 | 0 | 0 | 0 | 0 |  | 0 | 0 | 0 | 0 | 0 | [22 empty] | 0 | 0 | 0 | 0 | 0 | 0 |  | 0 | 0 | 0 | 0 | 0 | 0 |  | 0 | 0 | 0 | 0 | 0 | 0 |  | 0 | 0 | 0 | 0 | 0 | 0 |  | 0 | 0 | 0 | 0 | 0 | 0 |  | 0 | 0 | 0 | 0 | 0 | 0
| [Please insert new asset category as required] |  | 0 | 0 | C1 | 0 | 0 | 0 | 0 | 0 | 0 | 0 | 0 | 0 | 0 | 0 | 0 | 0 | 0 | 0 | 0 | 0 | 0 | 0 | 0 | 0 | 0 | 0 | 0 | 0 | 0 | 0 | 0 | 0 | 0 | 0 | 0 | 0 | 0 | 0 | 0 |  |  | C1 | 0 | 0 | 0 | 0 | 0 | C1 | 0 | 0 | 0 | 0 | 0 | C1 | [5 empty] | C1 | [5 empty] | 0 | [6 empty] | 0 | [6 empty] | 0 | [6 empty] | 0 | [6 empty] | 0 | [6 empty] | 0
|  |  | 0 | 0 | C2 | 0 | 0 | 0 | 0 | 0 | 0 | 0 | 0 | 0 | 0 | 0 | 0 | 0 | 0 | 0 | 0 | 0 | 0 | 0 | 0 | 0 | 0 | 0 | 0 | 0 | 0 | 0 | 0 | 0 | 0 | 0 | 0 | 0 | 0 | 0 | 0 |  |  | C2 | 0 | 0 | 0 | 0 | 0 | C2 | 0 | 0 | 0 | 0 | 0 | C2 | [5 empty] | C2 | [5 empty] | 0 | [6 empty] | 0 | [6 empty] | 0 | [6 empty] | 0 | [6 empty] | 0 | [6 empty] | 0
|  |  | 0 | 0 | C3 | 0 | 0 | 0 | 0 | 0 | 0 | 0 | 0 | 0 | 0 | 0 | 0 | 0 | 0 | 0 | 0 | 0 | 0 | 0 | 0 | 0 | 0 | 0 | 0 | 0 | 0 | 0 | 0 | 0 | 0 | 0 | 0 | 0 | 0 | 0 | 0 |  |  | C3 | 0 | 0 | 0 | 0 | 0 | C3 | 0 | 0 | 0 | 0 | 0 | C3 | [5 empty] | C3 | [5 empty] | 0 | [6 empty] | 0 | [6 empty] | 0 | [6 empty] | 0 | [6 empty] | 0 | [6 empty] | 0
|  |  | 0 | 0 | C4 | 0 | 0 | 0 | 0 | 0 | 0 | 0 | 0 | 0 | 0 | 0 | 0 | 0 | 0 | 0 | 0 | 0 | 0 | 0 | 0 | 0 | 0 | 0 | 0 | 0 | 0 | 0 | 0 | 0 | 0 | 0 | 0 | 0 | 0 | 0 | 0 |  |  | C4 | 0 | 0 | 0 | 0 | 0 | C4 | 0 | 0 | 0 | 0 | 0 | C4 | [5 empty] | C4 | [5 empty] | 0 | [6 empty] | 0 | [6 empty] | 0 | [6 empty] | 0 | [6 empty] | 0 | [6 empty] | 0
|  |  | 0 | 0 |  | 0 | 0 | 0 | 0 | 0 |  | 0 | 0 | 0 | 0 | 0 |  | 0 | 0 | 0 | 0 | 0 |  | 0 | 0 | 0 | 0 | 0 |  | 0 | 0 | 0 | 0 | 0 |  | 0 | 0 | 0 | 0 | 0 | [22 empty] | 0 | 0 | 0 | 0 | 0 | 0 |  | 0 | 0 | 0 | 0 | 0 | 0 |  | 0 | 0 | 0 | 0 | 0 | 0 |  | 0 | 0 | 0 | 0 | 0 | 0 |  | 0 | 0 | 0 | 0 | 0 | 0 |  | 0 | 0 | 0 | 0 | 0 | 0
[63 empty] | 4421866.9944 | 11702531.1678 | 28532940.7941 | 28039606.2062 | 46475000.5327 | 119171945.6952 |  | 5055194.9702 | 11580614.3543 | 28248468.2293 | 24566137.2562 | 44700807.3233 | 114151222.1332 |  | 4496594.1938 | 11859738.5517 | 28455510.4166 | 28553504.8094 | 51745758.1411 | 125111106.1125 |  | 5332138.4495 | 11859738.5517 | 28455510.4166 | 22872400.7255 | 38041638.6391 | 106561426.7824 |  | 4012316.3707 | 12221318.133 | 28029100.5754 | 32722558.0926 | 56147661.2021 | 133132954.3737 |  | 5744332.3721 | 12221318.133 | 28029100.5754 | 19053558.3979 | 31525180.5508 | 96573490.0292
| Other | [66 empty] | 0 | [6 empty] | 0 | [6 empty] | 0 | [6 empty] | 0 | [6 empty] | 0 | [6 empty] | 0
| Submarine Cables |  | 0 | 0 | C1 | 0 | 0 | 0 | 0 | 0 | 0 | 0 | 0 | 0 | 0 | 0 | 0 | 0 | 0 | 0 | 0 | 0 | 0 | 0 | 0 | 0 | 0 | 0 | 0 | 0 | 0 | 0 | 0 | 0 | 0 | 0 | 0 | 0 | 0 | 0 | 0 |  |  | C1 | 0.025 | 0.075 | 0.175 | 0.375 | 0.75 | C1 | 418959.3771 | 418959.3771 | 418959.3771 | 418959.3771 | 418959.3771 | C1 | 10473.9844 | 31421.9533 | 73317.891 | 157109.7664 | 314219.5328 | C1 | 0 | 0 | 0 | 0 | 0 | 0 |  | 0 | 0 | 0 | 0 | 0 | 0 |  | 0 | 0 | 0 | 0 | 0 | 0 |  | 0 | 0 | 0 | 0 | 0 | 0 |  | 0 | 0 | 0 | 0 | 0 | 0 |  | 0 | 0 | 0 | 0 | 0 | 0
|  |  | 29 | 29 | C2 | 0 | 25 | 0 | 0 | 4 | 29 | 0 | 25 | 0 | 0 | 4 | 29 | 0 | 0 | 0 | 0 | 0 | 0 | 0 | 25 | 0 | 0 | 4 | 29 | 0 | 0 | 0 | 0 | 0 | 0 | 0 | 25 | 0 | 0 | 4 | 29 |  |  | C2 | 0.025 | 0.075 | 0.175 | 0.375 | 0.75 | C2 | 598513.3958 | 598513.3958 | 598513.3958 | 598513.3958 | 598513.3958 | C2 | 14962.8349 | 44888.5047 | 104739.8443 | 224442.5234 | 448885.0468 | C2 | 0 | 1122212.6171 | 0 | 0 | 1795540.1874 | 2917752.8045 |  | 0 | 1122212.6171 | 0 | 0 | 1795540.1874 | 2917752.8045 |  | 0 | 1122212.6171 | 0 | 0 | 1795540.1874 | 2917752.8045 |  | 0 | 1122212.6171 | 0 | 0 | 1795540.1874 | 2917752.8045 |  | 0 | 1122212.6171 | 0 | 0 | 1795540.1874 | 2917752.8045 |  | 0 | 1122212.6171 | 0 | 0 | 1795540.1874 | 2917752.8045
|  |  | 0 | 0 | C3 | 0 | 0 | 0 | 0 | 0 | 0 | 0 | 0 | 0 | 0 | 0 | 0 | 0 | 0 | 0 | 0 | 0 | 0 | 0 | 0 | 0 | 0 | 0 | 0 | 0 | 0 | 0 | 0 | 0 | 0 | 0 | 0 | 0 | 0 | 0 | 0 |  |  | C3 | 0.025 | 0.075 | 0.175 | 0.375 | 0.75 | C3 | 897770.0937 | 897770.0937 | 897770.0937 | 897770.0937 | 897770.0937 | C3 | 22444.2523 | 67332.757 | 157109.7664 | 336663.7851 | 673327.5703 | C3 | 0 | 0 | 0 | 0 | 0 | 0 |  | 0 | 0 | 0 | 0 | 0 | 0 |  | 0 | 0 | 0 | 0 | 0 | 0 |  | 0 | 0 | 0 | 0 | 0 | 0 |  | 0 | 0 | 0 | 0 | 0 | 0 |  | 0 | 0 | 0 | 0 | 0 | 0
|  |  | 0 | 0 | C4 | 0 | 0 | 0 | 0 | 0 | 0 | 0 | 0 | 0 | 0 | 0 | 0 | 0 | 0 | 0 | 0 | 0 | 0 | 0 | 0 | 0 | 0 | 0 | 0 | 0 | 0 | 0 | 0 | 0 | 0 | 0 | 0 | 0 | 0 | 0 | 0 |  |  | C4 | 0.025 | 0.075 | 0.175 | 0.375 | 0.75 | C4 | 1496283.4895 | 1496283.4895 | 1496283.4895 | 1496283.4895 | 1496283.4895 | C4 | 37407.0872 | 112221.2617 | 261849.6107 | 561106.3086 | 1122212.6171 | C4 | 0 | 0 | 0 | 0 | 0 | 0 |  | 0 | 0 | 0 | 0 | 0 | 0 |  | 0 | 0 | 0 | 0 | 0 | 0 |  | 0 | 0 | 0 | 0 | 0 | 0 |  | 0 | 0 | 0 | 0 | 0 | 0 |  | 0 | 0 | 0 | 0 | 0 | 0
|  |  | 29 | 29 |  | 0 | 25 | 0 | 0 | 4 |  | 0 | 25 | 0 | 0 | 4 |  | 0 | 0 | 0 | 0 | 0 |  | 0 | 25 | 0 | 0 | 4 |  | 0 | 0 | 0 | 0 | 0 |  | 0 | 25 | 0 | 0 | 4 | [22 empty] | 0 | 1122212.6171 | 0 | 0 | 1795540.1874 | 2917752.8045 |  | 0 | 1122212.6171 | 0 | 0 | 1795540.1874 | 2917752.8045 |  | 0 | 1122212.6171 | 0 | 0 | 1795540.1874 | 2917752.8045 |  | 0 | 1122212.6171 | 0 | 0 | 1795540.1874 | 2917752.8045 |  | 0 | 1122212.6171 | 0 | 0 | 1795540.1874 | 2917752.8045 |  | 0 | 1122212.6171 | 0 | 0 | 1795540.1874 | 2917752.8045
| [Please insert new asset category as required] |  | 0 | 0 | C1 | 0 | 0 | 0 | 0 | 0 | 0 | 0 | 0 | 0 | 0 | 0 | 0 | 0 | 0 | 0 | 0 | 0 | 0 | 0 | 0 | 0 | 0 | 0 | 0 | 0 | 0 | 0 | 0 | 0 | 0 | 0 | 0 | 0 | 0 | 0 | 0 |  |  | C1 | 0 | 0 | 0 | 0 | 0 | C1 | 0 | 0 | 0 | 0 | 0 | C1 | [5 empty] | C1 | [5 empty] | 0 | [6 empty] | 0 | [6 empty] | 0 | [6 empty] | 0 | [6 empty] | 0 | [6 empty] | 0
|  |  | 0 | 0 | C2 | 0 | 0 | 0 | 0 | 0 | 0 | 0 | 0 | 0 | 0 | 0 | 0 | 0 | 0 | 0 | 0 | 0 | 0 | 0 | 0 | 0 | 0 | 0 | 0 | 0 | 0 | 0 | 0 | 0 | 0 | 0 | 0 | 0 | 0 | 0 | 0 |  |  | C2 | 0 | 0 | 0 | 0 | 0 | C2 | 0 | 0 | 0 | 0 | 0 | C2 | [5 empty] | C2 | [5 empty] | 0 | [6 empty] | 0 | [6 empty] | 0 | [6 empty] | 0 | [6 empty] | 0 | [6 empty] | 0
|  |  | 0 | 0 | C3 | 0 | 0 | 0 | 0 | 0 | 0 | 0 | 0 | 0 | 0 | 0 | 0 | 0 | 0 | 0 | 0 | 0 | 0 | 0 | 0 | 0 | 0 | 0 | 0 | 0 | 0 | 0 | 0 | 0 | 0 | 0 | 0 | 0 | 0 | 0 | 0 |  |  | C3 | 0 | 0 | 0 | 0 | 0 | C3 | 0 | 0 | 0 | 0 | 0 | C3 | [5 empty] | C3 | [5 empty] | 0 | [6 empty] | 0 | [6 empty] | 0 | [6 empty] | 0 | [6 empty] | 0 | [6 empty] | 0
|  |  | 0 | 0 | C4 | 0 | 0 | 0 | 0 | 0 | 0 | 0 | 0 | 0 | 0 | 0 | 0 | 0 | 0 | 0 | 0 | 0 | 0 | 0 | 0 | 0 | 0 | 0 | 0 | 0 | 0 | 0 | 0 | 0 | 0 | 0 | 0 | 0 | 0 | 0 | 0 |  |  | C4 | 0 | 0 | 0 | 0 | 0 | C4 | 0 | 0 | 0 | 0 | 0 | C4 | [5 empty] | C4 | [5 empty] | 0 | [6 empty] | 0 | [6 empty] | 0 | [6 empty] | 0 | [6 empty] | 0 | [6 empty] | 0
|  |  | 0 | 0 |  | 0 | 0 | 0 | 0 | 0 |  | 0 | 0 | 0 | 0 | 0 |  | 0 | 0 | 0 | 0 | 0 |  | 0 | 0 | 0 | 0 | 0 |  | 0 | 0 | 0 | 0 | 0 |  | 0 | 0 | 0 | 0 | 0 | [22 empty] | 0 | 0 | 0 | 0 | 0 | 0 |  | 0 | 0 | 0 | 0 | 0 | 0 |  | 0 | 0 | 0 | 0 | 0 | 0 |  | 0 | 0 | 0 | 0 | 0 | 0 |  | 0 | 0 | 0 | 0 | 0 | 0 |  | 0 | 0 | 0 | 0 | 0 | 0
| [Please insert new asset category as required] |  | 0 | 0 | C1 | 0 | 0 | 0 | 0 | 0 | 0 | 0 | 0 | 0 | 0 | 0 | 0 | 0 | 0 | 0 | 0 | 0 | 0 | 0 | 0 | 0 | 0 | 0 | 0 | 0 | 0 | 0 | 0 | 0 | 0 | 0 | 0 | 0 | 0 | 0 | 0 |  |  | C1 | 0 | 0 | 0 | 0 | 0 | C1 | 0 | 0 | 0 | 0 | 0 | C1 | [5 empty] | C1 | [5 empty] | 0 | [6 empty] | 0 | [6 empty] | 0 | [6 empty] | 0 | [6 empty] | 0 | [6 empty] | 0
|  |  | 0 | 0 | C2 | 0 | 0 | 0 | 0 | 0 | 0 | 0 | 0 | 0 | 0 | 0 | 0 | 0 | 0 | 0 | 0 | 0 | 0 | 0 | 0 | 0 | 0 | 0 | 0 | 0 | 0 | 0 | 0 | 0 | 0 | 0 | 0 | 0 | 0 | 0 | 0 |  |  | C2 | 0 | 0 | 0 | 0 | 0 | C2 | 0 | 0 | 0 | 0 | 0 | C2 | [5 empty] | C2 | [5 empty] | 0 | [6 empty] | 0 | [6 empty] | 0 | [6 empty] | 0 | [6 empty] | 0 | [6 empty] | 0
|  |  | 0 | 0 | C3 | 0 | 0 | 0 | 0 | 0 | 0 | 0 | 0 | 0 | 0 | 0 | 0 | 0 | 0 | 0 | 0 | 0 | 0 | 0 | 0 | 0 | 0 | 0 | 0 | 0 | 0 | 0 | 0 | 0 | 0 | 0 | 0 | 0 | 0 | 0 | 0 |  |  | C3 | 0 | 0 | 0 | 0 | 0 | C3 | 0 | 0 | 0 | 0 | 0 | C3 | [5 empty] | C3 | [5 empty] | 0 | [6 empty] | 0 | [6 empty] | 0 | [6 empty] | 0 | [6 empty] | 0 | [6 empty] | 0
|  |  | 0 | 0 | C4 | 0 | 0 | 0 | 0 | 0 | 0 | 0 | 0 | 0 | 0 | 0 | 0 | 0 | 0 | 0 | 0 | 0 | 0 | 0 | 0 | 0 | 0 | 0 | 0 | 0 | 0 | 0 | 0 | 0 | 0 | 0 | 0 | 0 | 0 | 0 | 0 |  |  | C4 | 0 | 0 | 0 | 0 | 0 | C4 | 0 | 0 | 0 | 0 | 0 | C4 | [5 empty] | C4 | [5 empty] | 0 | [6 empty] | 0 | [6 empty] | 0 | [6 empty] | 0 | [6 empty] | 0 | [6 empty] | 0
|  |  | 0 | 0 |  | 0 | 0 | 0 | 0 | 0 |  | 0 | 0 | 0 | 0 | 0 |  | 0 | 0 | 0 | 0 | 0 |  | 0 | 0 | 0 | 0 | 0 |  | 0 | 0 | 0 | 0 | 0 |  | 0 | 0 | 0 | 0 | 0 | [22 empty] | 0 | 0 | 0 | 0 | 0 | 0 |  | 0 | 0 | 0 | 0 | 0 | 0 |  | 0 | 0 | 0 | 0 | 0 | 0 |  | 0 | 0 | 0 | 0 | 0 | 0 |  | 0 | 0 | 0 | 0 | 0 | 0 |  | 0 | 0 | 0 | 0 | 0 | 0
| [Please insert new asset category as required] |  | 0 | 0 | C1 | 0 | 0 | 0 | 0 | 0 | 0 | 0 | 0 | 0 | 0 | 0 | 0 | 0 | 0 | 0 | 0 | 0 | 0 | 0 | 0 | 0 | 0 | 0 | 0 | 0 | 0 | 0 | 0 | 0 | 0 | 0 | 0 | 0 | 0 | 0 | 0 |  |  | C1 | 0 | 0 | 0 | 0 | 0 | C1 | 0 | 0 | 0 | 0 | 0 | C1 | [5 empty] | C1 | [5 empty] | 0 | [6 empty] | 0 | [6 empty] | 0 | [6 empty] | 0 | [6 empty] | 0 | [6 empty] | 0
|  |  | 0 | 0 | C2 | 0 | 0 | 0 | 0 | 0 | 0 | 0 | 0 | 0 | 0 | 0 | 0 | 0 | 0 | 0 | 0 | 0 | 0 | 0 | 0 | 0 | 0 | 0 | 0 | 0 | 0 | 0 | 0 | 0 | 0 | 0 | 0 | 0 | 0 | 0 | 0 |  |  | C2 | 0 | 0 | 0 | 0 | 0 | C2 | 0 | 0 | 0 | 0 | 0 | C2 | [5 empty] | C2 | [5 empty] | 0 | [6 empty] | 0 | [6 empty] | 0 | [6 empty] | 0 | [6 empty] | 0 | [6 empty] | 0
|  |  | 0 | 0 | C3 | 0 | 0 | 0 | 0 | 0 | 0 | 0 | 0 | 0 | 0 | 0 | 0 | 0 | 0 | 0 | 0 | 0 | 0 | 0 | 0 | 0 | 0 | 0 | 0 | 0 | 0 | 0 | 0 | 0 | 0 | 0 | 0 | 0 | 0 | 0 | 0 |  |  | C3 | 0 | 0 | 0 | 0 | 0 | C3 | 0 | 0 | 0 | 0 | 0 | C3 | [5 empty] | C3 | [5 empty] | 0 | [6 empty] | 0 | [6 empty] | 0 | [6 empty] | 0 | [6 empty] | 0 | [6 empty] | 0
|  |  | 0 | 0 | C4 | 0 | 0 | 0 | 0 | 0 | 0 | 0 | 0 | 0 | 0 | 0 | 0 | 0 | 0 | 0 | 0 | 0 | 0 | 0 | 0 | 0 | 0 | 0 | 0 | 0 | 0 | 0 | 0 | 0 | 0 | 0 | 0 | 0 | 0 | 0 | 0 |  |  | C4 | 0 | 0 | 0 | 0 | 0 | C4 | 0 | 0 | 0 | 0 | 0 | C4 | [5 empty] | C4 | [5 empty] | 0 | [6 empty] | 0 | [6 empty] | 0 | [6 empty] | 0 | [6 empty] | 0 | [6 empty] | 0
|  |  | 0 | 0 |  | 0 | 0 | 0 | 0 | 0 |  | 0 | 0 | 0 | 0 | 0 |  | 0 | 0 | 0 | 0 | 0 |  | 0 | 0 | 0 | 0 | 0 |  | 0 | 0 | 0 | 0 | 0 |  | 0 | 0 | 0 | 0 | 0 | [22 empty] | 0 | 0 | 0 | 0 | 0 | 0 |  | 0 | 0 | 0 | 0 | 0 | 0 |  | 0 | 0 | 0 | 0 | 0 | 0 |  | 0 | 0 | 0 | 0 | 0 | 0 |  | 0 | 0 | 0 | 0 | 0 | 0 |  | 0 | 0 | 0 | 0 | 0 | 0
| [Please insert new asset category as required] |  | 0 | 0 | C1 | 0 | 0 | 0 | 0 | 0 | 0 | 0 | 0 | 0 | 0 | 0 | 0 | 0 | 0 | 0 | 0 | 0 | 0 | 0 | 0 | 0 | 0 | 0 | 0 | 0 | 0 | 0 | 0 | 0 | 0 | 0 | 0 | 0 | 0 | 0 | 0 |  |  | C1 | 0 | 0 | 0 | 0 | 0 | C1 | 0 | 0 | 0 | 0 | 0 | C1 | [5 empty] | C1 | [5 empty] | 0 | [6 empty] | 0 | [6 empty] | 0 | [6 empty] | 0 | [6 empty] | 0 | [6 empty] | 0
|  |  | 0 | 0 | C2 | 0 | 0 | 0 | 0 | 0 | 0 | 0 | 0 | 0 | 0 | 0 | 0 | 0 | 0 | 0 | 0 | 0 | 0 | 0 | 0 | 0 | 0 | 0 | 0 | 0 | 0 | 0 | 0 | 0 | 0 | 0 | 0 | 0 | 0 | 0 | 0 |  |  | C2 | 0 | 0 | 0 | 0 | 0 | C2 | 0 | 0 | 0 | 0 | 0 | C2 | [5 empty] | C2 | [5 empty] | 0 | [6 empty] | 0 | [6 empty] | 0 | [6 empty] | 0 | [6 empty] | 0 | [6 empty] | 0
|  |  | 0 | 0 | C3 | 0 | 0 | 0 | 0 | 0 | 0 | 0 | 0 | 0 | 0 | 0 | 0 | 0 | 0 | 0 | 0 | 0 | 0 | 0 | 0 | 0 | 0 | 0 | 0 | 0 | 0 | 0 | 0 | 0 | 0 | 0 | 0 | 0 | 0 | 0 | 0 |  |  | C3 | 0 | 0 | 0 | 0 | 0 | C3 | 0 | 0 | 0 | 0 | 0 | C3 | [5 empty] | C3 | [5 empty] | 0 | [6 empty] | 0 | [6 empty] | 0 | [6 empty] | 0 | [6 empty] | 0 | [6 empty] | 0
|  |  | 0 | 0 | C4 | 0 | 0 | 0 | 0 | 0 | 0 | 0 | 0 | 0 | 0 | 0 | 0 | 0 | 0 | 0 | 0 | 0 | 0 | 0 | 0 | 0 | 0 | 0 | 0 | 0 | 0 | 0 | 0 | 0 | 0 | 0 | 0 | 0 | 0 | 0 | 0 |  |  | C4 | 0 | 0 | 0 | 0 | 0 | C4 | 0 | 0 | 0 | 0 | 0 | C4 | [5 empty] | C4 | [5 empty] | 0 | [6 empty] | 0 | [6 empty] | 0 | [6 empty] | 0 | [6 empty] | 0 | [6 empty] | 0
|  |  | 0 | 0 |  | 0 | 0 | 0 | 0 | 0 |  | 0 | 0 | 0 | 0 | 0 |  | 0 | 0 | 0 | 0 | 0 |  | 0 | 0 | 0 | 0 | 0 |  | 0 | 0 | 0 | 0 | 0 |  | 0 | 0 | 0 | 0 | 0 | [22 empty] | 0 | 0 | 0 | 0 | 0 | 0 |  | 0 | 0 | 0 | 0 | 0 | 0 |  | 0 | 0 | 0 | 0 | 0 | 0 |  | 0 | 0 | 0 | 0 | 0 | 0 |  | 0 | 0 | 0 | 0 | 0 | 0 |  | 0 | 0 | 0 | 0 | 0 | 0
| [Please insert new asset category as required] |  | 0 | 0 | C1 | 0 | 0 | 0 | 0 | 0 | 0 | 0 | 0 | 0 | 0 | 0 | 0 | 0 | 0 | 0 | 0 | 0 | 0 | 0 | 0 | 0 | 0 | 0 | 0 | 0 | 0 | 0 | 0 | 0 | 0 | 0 | 0 | 0 | 0 | 0 | 0 |  |  | C1 | 0 | 0 | 0 | 0 | 0 | C1 | 0 | 0 | 0 | 0 | 0 | C1 | [5 empty] | C1 | [5 empty] | 0 | [6 empty] | 0 | [6 empty] | 0 | [6 empty] | 0 | [6 empty] | 0 | [6 empty] | 0
|  |  | 0 | 0 | C2 | 0 | 0 | 0 | 0 | 0 | 0 | 0 | 0 | 0 | 0 | 0 | 0 | 0 | 0 | 0 | 0 | 0 | 0 | 0 | 0 | 0 | 0 | 0 | 0 | 0 | 0 | 0 | 0 | 0 | 0 | 0 | 0 | 0 | 0 | 0 | 0 |  |  | C2 | 0 | 0 | 0 | 0 | 0 | C2 | 0 | 0 | 0 | 0 | 0 | C2 | [5 empty] | C2 | [5 empty] | 0 | [6 empty] | 0 | [6 empty] | 0 | [6 empty] | 0 | [6 empty] | 0 | [6 empty] | 0
|  |  | 0 | 0 | C3 | 0 | 0 | 0 | 0 | 0 | 0 | 0 | 0 | 0 | 0 | 0 | 0 | 0 | 0 | 0 | 0 | 0 | 0 | 0 | 0 | 0 | 0 | 0 | 0 | 0 | 0 | 0 | 0 | 0 | 0 | 0 | 0 | 0 | 0 | 0 | 0 |  |  | C3 | 0 | 0 | 0 | 0 | 0 | C3 | 0 | 0 | 0 | 0 | 0 | C3 | [5 empty] | C3 | [5 empty] | 0 | [6 empty] | 0 | [6 empty] | 0 | [6 empty] | 0 | [6 empty] | 0 | [6 empty] | 0
|  |  | 0 | 0 | C4 | 0 | 0 | 0 | 0 | 0 | 0 | 0 | 0 | 0 | 0 | 0 | 0 | 0 | 0 | 0 | 0 | 0 | 0 | 0 | 0 | 0 | 0 | 0 | 0 | 0 | 0 | 0 | 0 | 0 | 0 | 0 | 0 | 0 | 0 | 0 | 0 |  |  | C4 | 0 | 0 | 0 | 0 | 0 | C4 | 0 | 0 | 0 | 0 | 0 | C4 | [5 empty] | C4 | [5 empty] | 0 | [6 empty] | 0 | [6 empty] | 0 | [6 empty] | 0 | [6 empty] | 0 | [6 empty] | 0
|  |  | 0 | 0 |  | 0 | 0 | 0 | 0 | 0 |  | 0 | 0 | 0 | 0 | 0 |  | 0 | 0 | 0 | 0 | 0 |  | 0 | 0 | 0 | 0 | 0 |  | 0 | 0 | 0 | 0 | 0 |  | 0 | 0 | 0 | 0 | 0 | [22 empty] | 0 | 0 | 0 | 0 | 0 | 0 |  | 0 | 0 | 0 | 0 | 0 | 0 |  | 0 | 0 | 0 | 0 | 0 | 0 |  | 0 | 0 | 0 | 0 | 0 | 0 |  | 0 | 0 | 0 | 0 | 0 | 0 |  | 0 | 0 | 0 | 0 | 0 | 0
[63 empty] | 0 | 1122212.6171 | 0 | 0 | 1795540.1874 | 2917752.8045 |  | 0 | 1122212.6171 | 0 | 0 | 1795540.1874 | 2917752.8045 |  | 0 | 1122212.6171 | 0 | 0 | 1795540.1874 | 2917752.8045 |  | 0 | 1122212.6171 | 0 | 0 | 1795540.1874 | 2917752.8045 |  | 0 | 1122212.6171 | 0 | 0 | 1795540.1874 | 2917752.8045 |  | 0 | 1122212.6171 | 0 | 0 | 1795540.1874 | 2917752.8045
| TOTAL |  | 547722.9943 | 548197.6145 |  | 166666.0588 | 129632.4146 | 129516.3638 | 107504.9598 | 14403.1972 |  | 144551.9873 | 131559.7796 | 131493.7288 | 119268.1497 | 19265.1271 |  | 24109.0426 | 0 | -139 | -11106.0186 | -12625 |  | 148981 | 133781 | 129563 | 110176 | 25222.2903 |  | 48191.1243 | 0 | -353 | -25895.5041 | -21468 |  | 131296 | 137932 | 129610 | 112843 | 36042.2903 |  |  |  |  | 0 | 0 | 0 | 0 | 0 |  | 0 | 0 | 0 | 0 | 0 | [7 empty] | 86374250.477 | 187227983.3082 | 634701273.7554 | 1019177159.8995 | 320560162.7513 | 2248040830.1913 |  | 94002245.7871 | 185675284.0002 | 630599099.8573 | 969927474.1628 | 260566076.7064 | 2140770180.5138 |  | 83884505.5564 | 196078839.3441 | 611274494.9332 | 1013146841.4749 | 458406603.7484 | 2362791285.057 |  | 93537090.9242 | 196078839.3441 | 609961527.6112 | 975074890.7934 | 269221279.1213 | 2143873627.794 |  | 73833654.8884 | 206600123.1611 | 591291241.5603 | 1056542442.0007 | 653570599.021 | 2581838060.6315 |  | 93300912.1341 | 206600123.1611 | 587971555.6238 | 971917860.0634 | 289967331.2651 | 2149757782.2474
Health Index Definitions
|  |  | HI1 | New or as new | [57 empty] | LV Network | 6042844.2772 | 14841792.1071 | 27572389.6802 | 37177770.053 | 13139187.2059 | 98773983.3234 | LV Network | 6877730.457 | 14630246.9064 | 27079073.512 | 30822446.9491 | 8908899.2583 | 88318397.0828 | LV Network | 6058688.8675 | 15405075.03 | 27824565.4213 | 34423261.3219 | 15335271.6376 | 99046862.2783 | LV Network | 6809059.4518 | 15405075.03 | 27824565.4213 | 27622152.1868 | 6426372.3793 | 84087224.4692 | LV Network | 5240047.4357 | 16177849.4957 | 28571587.6174 | 38019995.1072 | 21771778.6651 | 109781258.3212 | LV Network | 6741724.5318 | 16177849.4957 | 28571587.6174 | 22393094.3328 | 7975267.3315 | 81859523.3092
|  |  | HI2 | Good or seviceable condition | [57 empty] | HV Network | 68654406.1947 | 141098741.918 | 492999478.2997 | 767998936.2383 | 178900929.8461 | 1649652492.4969 | HV Network | 73613091.1445 | 140229621.5349 | 490512119.8369 | 739434173.1378 | 132212394.0822 | 1576001399.7364 | HV Network | 65887618.2485 | 148745062.578 | 474286446.8127 | 773226689.4894 | 280798381.0323 | 1742944198.161 | HV Network | 71889746.6893 | 148745062.578 | 472973479.4907 | 748976469.375 | 173483303.0804 | 1616068061.2134 | HV Network | 58162486.6471 | 157281257.5308 | 458066405.2272 | 806892538.37 | 429373145.724 | 1909775833.4991 | HV Network | 70132390.0264 | 157281257.5308 | 454746719.2907 | 767819312.3295 | 199587782.1652 | 1649567461.3426
|  |  | HI3 | Deterioration requires assessment and monitoring | [57 empty] | EHV Network | 7255133.0107 | 18462705.4981 | 85596464.9813 | 185960847.402 | 80249504.9792 | 377524655.8713 | EHV Network | 8456229.2154 | 18112588.5875 | 84759438.2792 | 175104716.8196 | 72948435.8552 | 359381408.7569 | EHV Network | 7441604.2466 | 18946750.5672 | 80707972.2826 | 176943385.8542 | 108731652.75 | 392771365.7006 | EHV Network | 9506146.3337 | 18946750.5672 | 80707972.2826 | 175603868.506 | 49474424.8351 | 334239162.5246 | EHV Network | 6418804.4349 | 19797485.3845 | 76624148.1403 | 178907350.4308 | 144482473.2423 | 426230261.6329 | EHV Network | 10682465.2038 | 19797485.3845 | 76624148.1403 | 162651895.0032 | 49083561.0301 | 318839554.7619
|  |  | HI4 | Material deterioration, intervention requires consideration | [57 empty] | 132kV Network | 4421866.9944 | 11702531.1678 | 28532940.7941 | 28039606.2062 | 46475000.5327 | 119171945.6952 | 132kV Network | 5055194.9702 | 11580614.3543 | 28248468.2293 | 24566137.2562 | 44700807.3233 | 114151222.1332 | 132kV Network | 4496594.1938 | 11859738.5517 | 28455510.4166 | 28553504.8094 | 51745758.1411 | 125111106.1125 | 132kV Network | 5332138.4495 | 11859738.5517 | 28455510.4166 | 22872400.7255 | 38041638.6391 | 106561426.7824 | 132kV Network | 4012316.3707 | 12221318.133 | 28029100.5754 | 32722558.0926 | 56147661.2021 | 133132954.3737 | 132kV Network | 5744332.3721 | 12221318.133 | 28029100.5754 | 19053558.3979 | 31525180.5508 | 96573490.0292
|  |  | HI5 | End of serviceable life, intervention required | [57 empty] | Other | 0 | 1122212.6171 | 0 | 0 | 1795540.1874 | 2917752.8045 | Other | 0 | 1122212.6171 | 0 | 0 | 1795540.1874 | 2917752.8045 | Other | 0 | 1122212.6171 | 0 | 0 | 1795540.1874 | 2917752.8045 | Other | 0 | 1122212.6171 | 0 | 0 | 1795540.1874 | 2917752.8045 | Other | 0 | 1122212.6171 | 0 | 0 | 1795540.1874 | 2917752.8045 | Other | 0 | 1122212.6171 | 0 | 0 | 1795540.1874 | 2917752.8045
[62 empty] | Total | 86374250.477 | 187227983.3082 | 634701273.7554 | 1019177159.8995 | 320560162.7513 | 2248040830.1913 | Total | 94002245.7871 | 185675284.0002 | 630599099.8573 | 969927474.1628 | 260566076.7064 | 2140770180.5138 | Total | 83884505.5564 | 196078839.3441 | 611274494.9332 | 1013146841.4749 | 458406603.7484 | 2362791285.057 | Total | 93537090.9242 | 196078839.3441 | 609961527.6112 | 975074890.7934 | 269221279.1213 | 2143873627.794 | Total | 73833654.8884 | 206600123.1611 | 591291241.5603 | 1056542442.0007 | 653570599.021 | 2581838060.6315 | Total | 93300912.1341 | 206600123.1611 | 587971555.6238 | 971917860.0634 | 289967331.2651 | 2149757782.2474
Criticality Index Definitions
|  |  | C1 | Low criticality
|  |  | C2 | Average criticality
|  |  | C3 | High criticality
|  |  | C4 | Very high criticality

## SSES - Refurb
Secondary deliverables RIIO-ED1 - Refurbishment | [50 empty] | Criticality weightings C1 to C4 | Criticality Rating Boundaries
SSES | [49 empty] | C1 | 0.7 | Below 75% of average
[50 empty] | C2 | 1 | 75%-125%
[50 empty] | C3 | 1.5 | 125%-200%
[50 empty] | C4 | 2.5 | Over 200% of average
Price base (2012/13)
| ASSET CATEGORIES |  | ASSET REGISTER |  |  | End of DPCR5 (31 March 2015) with investment | [5 empty] | End of DPCR5 (31 March 2015) without investment | [5 empty] | Mid-Period Review (31 March 2019) planned investment | [5 empty] | Mid-Period Review (31 March 2019) without investment | [5 empty] | End of RIIO-ED1 (31 March 2023) planned investment | [5 empty] | End of RIIO-ED1 (31 March 2023) without investment | [8 empty] | Probability of Asset Failure | [5 empty] | Consequence of Asset Failure | [5 empty] | Probability of Asset Failure x Consequence of Asset Failure
Is it your current intention to have a health index for this asset category in the RIIO-ED1 control period.
|  |  | as at 31st March 2015 | as at 31st March 2023 |  | HI 1 | HI 2 | HI 3 | HI 4 | HI 5 |  | HI 1 | HI 2 | HI 3 | HI 4 | HI 5 |  | HI 1 | HI 2 | HI 3 | HI 4 | HI 5 |  | HI 1 | HI 2 | HI 3 | HI 4 | HI 5 |  | HI 1 | HI 2 | HI 3 | HI 4 | HI 5 |  | HI 1 | HI 2 | HI 3 | HI 4 | HI 5 |  |  |  |  | HI 1 | HI 2 | HI 3 | HI 4 | HI 5 |  | HI 1 | HI 2 | HI 3 | HI 4 | HI 5 |  | HI 1 | HI 2 | HI 3 | HI 4 | HI 5 |  | End of DPCR5 (without investment) | [6 empty] | Position at Beginning of RIIO-ED1 | [6 empty] | Mid Period (Without Investment) | [6 empty] | Mid Period (With Investment) | [6 empty] | End of RIIO-ED1 (Without Investment) | [6 empty] | End of RIIO-ED1 (With Investment)
| LV Network | [61 empty] | 1 | 2 | 3 | 4 | 5 | Total |  | 1 | 2 | 3 | 4 | 5 | Total |  | 1 | 2 | 3 | 4 | 5 | Total |  | 1 | 2 | 3 | 4 | 5 | Total |  | 1 | 2 | 3 | 4 | 5 | Total |  | 1 | 2 | 3 | 4 | 5 | Total
| LV Switchgear and Other |  | 483 | 483 | C1 | 225 | 126 | 116 | 15 | 1 | 483 | 215 | 126 | 116 | 17 | 2 | 476 | 0 | 0 | 0 | 0 | 0 | 0 | 195 | 139 | 117 | 29 | 3 | 483 | 0 | 0 | 0 | 0 | 0 | 0 | 166 | 152 | 118 | 42 | 5 | 483 | Yes |  | C1 | 0.025 | 0.075 | 0.175 | 0.375 | 0.75 | C1 | 4616.7864 | 4616.7864 | 4616.7864 | 4616.7864 | 4616.7864 | C1 | 115.4197 | 346.259 | 807.9376 | 1731.2949 | 3462.5898 | C1 | 24815.2269 | 43628.6314 | 93720.7638 | 29432.0133 | 6925.1796 | 198521.8149 |  | 25969.4235 | 43628.6314 | 93720.7638 | 25969.4235 | 3462.5898 | 192750.8319 |  | 22506.8337 | 48129.9982 | 94528.7014 | 50207.552 | 10387.7694 | 225760.8546 |  | 22506.8337 | 48129.9982 | 94528.7014 | 50207.552 | 10387.7694 | 225760.8546 |  | 19159.6635 | 52631.3649 | 95336.639 | 72714.3857 | 17312.949 | 257155.0021 |  | 19159.6635 | 52631.3649 | 95336.639 | 72714.3857 | 17312.949 | 257155.0021
|  |  | 12057 | 12057 | C2 | 5615 | 3139 | 2898 | 385 | 20 | 12057 | 5357 | 3149 | 2908 | 439 | 39 | 11892 | 0 | 0 | 0 | 0 | 0 | 0 | 4867 | 3469 | 2930 | 720 | 71 | 12057 | 0 | 0 | 0 | 0 | 0 | 0 | 4118 | 3799 | 2962 | 1055 | 123 | 12057 | No |  | C2 | 0.025 | 0.075 | 0.175 | 0.375 | 0.75 | C2 | 6595.4091 | 6595.4091 | 6595.4091 | 6595.4091 | 6595.4091 | C2 | 164.8852 | 494.6557 | 1154.1966 | 2473.2784 | 4946.5569 | C2 | 883290.1682 | 1557670.7522 | 3356403.7082 | 1085769.2286 | 192915.7172 | 7076049.5744 |  | 925830.5571 | 1552724.1953 | 3344861.7422 | 952212.1937 | 98931.137 | 6874559.8253 |  | 802496.4063 | 1715960.5714 | 3381796.0333 | 1780760.4661 | 351205.5364 | 8032219.0135 |  | 802496.4063 | 1715960.5714 | 3381796.0333 | 1780760.4661 | 351205.5364 | 8032219.0135 |  | 678997.3703 | 1879196.9474 | 3418730.3245 | 2609308.7385 | 608426.4926 | 9194659.8733 |  | 678997.3703 | 1879196.9474 | 3418730.3245 | 2609308.7385 | 608426.4926 | 9194659.8733
|  |  | 9730 | 9730 | C3 | 4531 | 2533 | 2339 | 311 | 16 | 9730 | 4324 | 2540 | 2346 | 355 | 30 | 9595 | 0 | 0 | 0 | 0 | 0 | 0 | 3928 | 2799 | 2365 | 581 | 57 | 9730 | 0 | 0 | 0 | 0 | 0 | 0 | 3323 | 3066 | 2390 | 852 | 99 | 9730 |  |  | C3 | 0.025 | 0.075 | 0.175 | 0.375 | 0.75 | C3 | 9893.1137 | 9893.1137 | 9893.1137 | 9893.1137 | 9893.1137 | C3 | 247.3278 | 741.9835 | 1731.2949 | 3709.9176 | 7419.8353 | C3 | 1069445.591 | 1884638.16 | 4061617.8298 | 1317020.7614 | 222595.0583 | 8555317.4004 |  | 1120642.4544 | 1879444.2753 | 4049498.7655 | 1153784.3853 | 118717.3644 | 8322087.2449 |  | 971503.7654 | 2076811.8936 | 4094512.4328 | 2155462.1475 | 422930.6107 | 9721220.8501 |  | 971503.7654 | 2076811.8936 | 4094512.4328 | 2155462.1475 | 422930.6107 | 9721220.8501 |  | 821870.4207 | 2274921.4955 | 4137794.8053 | 3160849.8273 | 734563.6923 | 11130000.241 |  | 821870.4207 | 2274921.4955 | 4137794.8053 | 3160849.8273 | 734563.6923 | 11130000.241
|  |  | 9669 | 9669 | C4 | 4503 | 2517 | 2324 | 309 | 16 | 9669 | 4297 | 2524 | 2331 | 353 | 30 | 9535 | 0 | 0 | 0 | 0 | 0 | 0 | 3901 | 2783 | 2350 | 578 | 57 | 9669 | 0 | 0 | 0 | 0 | 0 | 0 | 3301 | 3047 | 2377 | 846 | 98 | 9669 |  |  | C4 | 0.025 | 0.075 | 0.175 | 0.375 | 0.75 | C4 | 16488.5228 | 16488.5228 | 16488.5228 | 16488.5228 | 16488.5228 | C4 | 412.2131 | 1236.6392 | 2885.4915 | 6183.1961 | 12366.3921 | C4 | 1771279.5655 | 3121277.3725 | 6726080.6772 | 2182668.2102 | 370991.7638 | 14172297.5892 |  | 1856195.4581 | 3112620.8981 | 6705882.2367 | 1910607.5834 | 197862.274 | 13783168.4503 |  | 1608043.1894 | 3441566.9286 | 6780905.0156 | 3573887.3243 | 704884.3512 | 16109286.8091 |  | 1608043.1894 | 3441566.9286 | 6780905.0156 | 3573887.3243 | 704884.3512 | 16109286.8091 |  | 1360715.3469 | 3768039.6807 | 6858813.286 | 5230983.8692 | 1211906.4283 | 18430458.6111 |  | 1360715.3469 | 3768039.6807 | 6858813.286 | 5230983.8692 | 1211906.4283 | 18430458.6111
|  |  | 31939 | 31939 |  | 14874 | 8315 | 7677 | 1020 | 53 |  | 14193 | 8339 | 7701 | 1164 | 101 |  | 0 | 0 | 0 | 0 | 0 |  | 12891 | 9190 | 7762 | 1908 | 188 |  | 0 | 0 | 0 | 0 | 0 |  | 10908 | 10064 | 7847 | 2795 | 325 | [22 empty] | 3748830.5516 | 6607214.9161 | 14237822.9789 | 4614890.2135 | 793427.7188 | 30002186.3789 |  | 3928637.8931 | 6588418.0001 | 14193963.5082 | 4042573.5859 | 418973.3652 | 29172566.3525 |  | 3404550.1948 | 7282469.3917 | 14351742.1832 | 7560317.49 | 1489408.2676 | 34088487.5274 |  | 3404550.1948 | 7282469.3917 | 14351742.1832 | 7560317.49 | 1489408.2676 | 34088487.5274 |  | 2880742.8014 | 7974789.4885 | 14510675.0548 | 11073856.8208 | 2572209.5622 | 39012273.7276 |  | 2880742.8014 | 7974789.4885 | 14510675.0548 | 11073856.8208 | 2572209.5622 | 39012273.7276
| LV UGB |  | 0 | 0 | C1 | 0 | 0 | 0 | 0 | 0 | 0 | 0 | 0 | 0 | 0 | 0 | 0 | 0 | 0 | 0 | 0 | 0 | 0 | 0 | 0 | 0 | 0 | 0 | 0 | 0 | 0 | 0 | 0 | 0 | 0 | 0 | 0 | 0 | 0 | 0 | 0 |  |  | C1 | 0.025 | 0.075 | 0.175 | 0.375 | 0.75 | C1 | 0 | 0 | 0 | 0 | 0 | C1 | [5 empty] | C1 | [5 empty] | 0 | [6 empty] | 0 | [6 empty] | 0 | [6 empty] | 0 | [6 empty] | 0 | [6 empty] | 0
|  |  | 0 | 0 | C2 | 0 | 0 | 0 | 0 | 0 | 0 | 0 | 0 | 0 | 0 | 0 | 0 | 0 | 0 | 0 | 0 | 0 | 0 | 0 | 0 | 0 | 0 | 0 | 0 | 0 | 0 | 0 | 0 | 0 | 0 | 0 | 0 | 0 | 0 | 0 | 0 |  |  | C2 | 0.025 | 0.075 | 0.175 | 0.375 | 0.75 | C2 | 0 | 0 | 0 | 0 | 0 | C2 | [5 empty] | C2 | [5 empty] | 0 | [6 empty] | 0 | [6 empty] | 0 | [6 empty] | 0 | [6 empty] | 0 | [6 empty] | 0
|  |  | 0 | 0 | C3 | 0 | 0 | 0 | 0 | 0 | 0 | 0 | 0 | 0 | 0 | 0 | 0 | 0 | 0 | 0 | 0 | 0 | 0 | 0 | 0 | 0 | 0 | 0 | 0 | 0 | 0 | 0 | 0 | 0 | 0 | 0 | 0 | 0 | 0 | 0 | 0 |  |  | C3 | 0.025 | 0.075 | 0.175 | 0.375 | 0.75 | C3 | 0 | 0 | 0 | 0 | 0 | C3 | [5 empty] | C3 | [5 empty] | 0 | [6 empty] | 0 | [6 empty] | 0 | [6 empty] | 0 | [6 empty] | 0 | [6 empty] | 0
|  |  | 0 | 0 | C4 | 0 | 0 | 0 | 0 | 0 | 0 | 0 | 0 | 0 | 0 | 0 | 0 | 0 | 0 | 0 | 0 | 0 | 0 | 0 | 0 | 0 | 0 | 0 | 0 | 0 | 0 | 0 | 0 | 0 | 0 | 0 | 0 | 0 | 0 | 0 | 0 |  |  | C4 | 0.025 | 0.075 | 0.175 | 0.375 | 0.75 | C4 | 0 | 0 | 0 | 0 | 0 | C4 | [5 empty] | C4 | [5 empty] | 0 | [6 empty] | 0 | [6 empty] | 0 | [6 empty] | 0 | [6 empty] | 0 | [6 empty] | 0
|  |  | 0 | 0 |  | 0 | 0 | 0 | 0 | 0 |  | 0 | 0 | 0 | 0 | 0 |  | 0 | 0 | 0 | 0 | 0 |  | 0 | 0 | 0 | 0 | 0 |  | 0 | 0 | 0 | 0 | 0 |  | 0 | 0 | 0 | 0 | 0 | [22 empty] | 0 | 0 | 0 | 0 | 0 | 0 |  | 0 | 0 | 0 | 0 | 0 | 0 |  | 0 | 0 | 0 | 0 | 0 | 0 |  | 0 | 0 | 0 | 0 | 0 | 0 |  | 0 | 0 | 0 | 0 | 0 | 0 |  | 0 | 0 | 0 | 0 | 0 | 0
| LV OHL Support |  | 504 | 504 | C1 | 156 | 142 | 97 | 94 | 15 | 504 | 121 | 145 | 100 | 114 | 22 | 502 | 0 | 13 | 0 | -13 | 0 | 0 | 142 | 142 | 102 | 94 | 24 | 504 | 0 | 25 | 0 | -25 | 0 | 0 | 125 | 144 | 106 | 95 | 34 | 504 |  |  | C1 | 0.025 | 0.075 | 0.175 | 0.375 | 0.75 | C1 | 1157.2006 | 1157.2006 | 1157.2006 | 1157.2006 | 1157.2006 | C1 | 28.93 | 86.79 | 202.5101 | 433.9502 | 867.9004 | C1 | 3500.5317 | 12584.5561 | 20251.0098 | 49470.3239 | 19093.8092 | 104900.2308 |  | 4513.0822 | 12324.186 | 19643.4795 | 40791.3197 | 13018.5063 | 90290.5737 |  | 4108.062 | 12324.186 | 20656.03 | 40791.3197 | 20829.6101 | 98709.2078 |  | 4108.062 | 13452.4565 | 20656.03 | 35149.967 | 20829.6101 | 94196.1256 |  | 3616.2517 | 12497.766 | 21466.0704 | 41225.2699 | 29508.6143 | 108313.9724 |  | 3616.2517 | 14667.5171 | 21466.0704 | 30376.5147 | 29508.6143 | 99634.9682
|  |  | 210698 | 210698 | C2 | 65142 | 59212 | 40659 | 39435 | 6250 | 210698 | 50672 | 60633 | 42079 | 47950 | 9088 | 210422 | 0 | 5455 | 0 | -5455 | 0 | 0 | 58627 | 59805 | 42515 | 39558 | 10193 | 210698 | 0 | 10603 | 0 | -10603 | 0 | 0 | 52112 | 60398 | 44369 | 39679 | 14140 | 210698 |  |  | C2 | 0.025 | 0.075 | 0.175 | 0.375 | 0.75 | C2 | 1653.1437 | 1653.1437 | 1653.1437 | 1653.1437 | 1653.1437 | C2 | 41.3286 | 123.9858 | 289.3001 | 619.9289 | 1239.8577 | C2 | 2094202.3846 | 7517629.4513 | 12173460.5895 | 29725589.3812 | 11267827.1656 | 62778708.9722 |  | 2692227.1025 | 7341445.6661 | 11762654.3907 | 24446895.0416 | 7749110.8919 | 53992333.0928 |  | 2422971.3294 | 7414969.2302 | 12299595.4505 | 24523146.2928 | 12637869.9713 | 59298552.2742 |  | 2422971.3294 | 8091311.6288 | 12299595.4505 | 21141434.2996 | 12637869.9713 | 56593182.6796 |  | 2153715.5562 | 7488492.7943 | 12835957.91 | 24598157.6862 | 17531588.4817 | 64607912.4286 |  | 2153715.5562 | 8803113.9589 | 12835957.91 | 18025051.8633 | 17531588.4817 | 59349427.7702
|  |  | 8358 | 8358 | C3 | 2584 | 2348 | 1613 | 1565 | 248 | 8358 | 2010 | 2404 | 1669 | 1903 | 361 | 8347 | 0 | 216 | 0 | -216 | 0 | 0 | 2326 | 2372 | 1686 | 1569 | 405 | 8358 | 0 | 420 | 0 | -420 | 0 | 0 | 2068 | 2395 | 1760 | 1574 | 561 | 8358 |  |  | C3 | 0.025 | 0.075 | 0.175 | 0.375 | 0.75 | C3 | 2479.7155 | 2479.7155 | 2479.7155 | 2479.7155 | 2479.7155 | C3 | 61.9929 | 185.9787 | 433.9502 | 929.8933 | 1859.7866 | C3 | 124605.7031 | 447092.702 | 724262.9004 | 1769586.9633 | 671382.9677 | 3736931.2365 |  | 160189.6204 | 436677.897 | 699961.6886 | 1455283.0255 | 461227.0803 | 3213339.3117 |  | 144195.4555 | 441141.3849 | 731640.054 | 1459002.5987 | 753213.5787 | 3529193.0717 |  | 144195.4555 | 481312.7757 | 731640.054 | 1258145.6444 | 753213.5787 | 3368507.5082 |  | 128201.2906 | 445418.8941 | 763752.3695 | 1463652.0653 | 1043340.2905 | 3844364.9099 |  | 128201.2906 | 523529.9319 | 763752.3695 | 1073096.8763 | 1043340.2905 | 3531920.7587
|  |  | 2886 | 2886 | C4 | 892 | 811 | 557 | 540 | 86 | 2886 | 694 | 830 | 576 | 657 | 125 | 2882 | 0 | 75 | 0 | -75 | 0 | 0 | 802 | 820 | 582 | 542 | 140 | 2886 | 0 | 145 | 0 | -145 | 0 | 0 | 714 | 828 | 608 | 544 | 192 | 2886 |  |  | C4 | 0.025 | 0.075 | 0.175 | 0.375 | 0.75 | C4 | 4132.8591 | 4132.8591 | 4132.8591 | 4132.8591 | 4132.8591 | C4 | 103.3215 | 309.9644 | 723.2503 | 1549.8222 | 3099.6444 | C4 | 71705.1061 | 257270.4816 | 416592.2015 | 1018233.1712 | 387455.5446 | 2151256.5051 |  | 92162.7589 | 251381.1573 | 402850.4449 | 836903.9763 | 266569.4147 | 1849867.7521 |  | 82863.8258 | 254170.8373 | 420931.7036 | 840003.6207 | 433950.2099 | 2031920.1973 |  | 82863.8258 | 277418.1699 | 420931.7036 | 723766.9573 | 433950.2099 | 1938930.8666 |  | 73771.5357 | 256650.5527 | 439736.2127 | 843103.265 | 595131.7165 | 2208393.2827 |  | 73771.5357 | 301595.3959 | 439736.2127 | 618379.0492 | 595131.7165 | 2028613.91
|  |  | 222446 | 222446 |  | 68774 | 62513 | 42926 | 41634 | 6599 |  | 53497 | 64012 | 44424 | 50624 | 9596 |  | 0 | 5759 | 0 | -5759 | 0 |  | 61897 | 63139 | 44885 | 41763 | 10762 |  | 0 | 11193 | 0 | -11193 | 0 |  | 55019 | 63765 | 46843 | 41892 | 14927 | [22 empty] | 2294013.7256 | 8234577.191 | 13334566.7012 | 32562879.8396 | 12345759.4871 | 68771796.9445 |  | 2949092.5639 | 8041828.9063 | 12885110.0038 | 26779873.3632 | 8489925.8931 | 59145830.7303 |  | 2654138.6726 | 8122605.6383 | 13472823.2381 | 26862943.8319 | 13845863.37 | 64958374.751 |  | 2654138.6726 | 8863495.031 | 13472823.2381 | 23158496.8683 | 13845863.37 | 61994817.1801 |  | 2359304.6343 | 8203060.0072 | 14060912.5626 | 26946138.2865 | 19199569.103 | 70768984.5936 |  | 2359304.6343 | 9642906.8038 | 14060912.5626 | 19746904.3035 | 19199569.103 | 65009597.4072
| [Please insert new asset category as required] |  | 0 | 0 | C1 | 0 | 0 | 0 | 0 | 0 | 0 | 0 | 0 | 0 | 0 | 0 | 0 | 0 | 0 | 0 | 0 | 0 | 0 | 0 | 0 | 0 | 0 | 0 | 0 | 0 | 0 | 0 | 0 | 0 | 0 | 0 | 0 | 0 | 0 | 0 | 0 |  |  | C1 | 0 | 0 | 0 | 0 | 0 | C1 | 0 | 0 | 0 | 0 | 0 | C1 | [5 empty] | C1 | [5 empty] | 0 | [6 empty] | 0 | [6 empty] | 0 | [6 empty] | 0 | [6 empty] | 0 | [6 empty] | 0
|  |  | 0 | 0 | C2 | 0 | 0 | 0 | 0 | 0 | 0 | 0 | 0 | 0 | 0 | 0 | 0 | 0 | 0 | 0 | 0 | 0 | 0 | 0 | 0 | 0 | 0 | 0 | 0 | 0 | 0 | 0 | 0 | 0 | 0 | 0 | 0 | 0 | 0 | 0 | 0 |  |  | C2 | 0 | 0 | 0 | 0 | 0 | C2 | 0 | 0 | 0 | 0 | 0 | C2 | [5 empty] | C2 | [5 empty] | 0 | [6 empty] | 0 | [6 empty] | 0 | [6 empty] | 0 | [6 empty] | 0 | [6 empty] | 0
|  |  | 0 | 0 | C3 | 0 | 0 | 0 | 0 | 0 | 0 | 0 | 0 | 0 | 0 | 0 | 0 | 0 | 0 | 0 | 0 | 0 | 0 | 0 | 0 | 0 | 0 | 0 | 0 | 0 | 0 | 0 | 0 | 0 | 0 | 0 | 0 | 0 | 0 | 0 | 0 |  |  | C3 | 0 | 0 | 0 | 0 | 0 | C3 | 0 | 0 | 0 | 0 | 0 | C3 | [5 empty] | C3 | [5 empty] | 0 | [6 empty] | 0 | [6 empty] | 0 | [6 empty] | 0 | [6 empty] | 0 | [6 empty] | 0
|  |  | 0 | 0 | C4 | 0 | 0 | 0 | 0 | 0 | 0 | 0 | 0 | 0 | 0 | 0 | 0 | 0 | 0 | 0 | 0 | 0 | 0 | 0 | 0 | 0 | 0 | 0 | 0 | 0 | 0 | 0 | 0 | 0 | 0 | 0 | 0 | 0 | 0 | 0 | 0 |  |  | C4 | 0 | 0 | 0 | 0 | 0 | C4 | 0 | 0 | 0 | 0 | 0 | C4 | [5 empty] | C4 | [5 empty] | 0 | [6 empty] | 0 | [6 empty] | 0 | [6 empty] | 0 | [6 empty] | 0 | [6 empty] | 0
|  |  | 0 | 0 |  | 0 | 0 | 0 | 0 | 0 |  | 0 | 0 | 0 | 0 | 0 |  | 0 | 0 | 0 | 0 | 0 |  | 0 | 0 | 0 | 0 | 0 |  | 0 | 0 | 0 | 0 | 0 |  | 0 | 0 | 0 | 0 | 0 | [22 empty] | 0 | 0 | 0 | 0 | 0 | 0 |  | 0 | 0 | 0 | 0 | 0 | 0 |  | 0 | 0 | 0 | 0 | 0 | 0 |  | 0 | 0 | 0 | 0 | 0 | 0 |  | 0 | 0 | 0 | 0 | 0 | 0 |  | 0 | 0 | 0 | 0 | 0 | 0
| [Please insert new asset category as required] |  | 0 | 0 | C1 | 0 | 0 | 0 | 0 | 0 | 0 | 0 | 0 | 0 | 0 | 0 | 0 | 0 | 0 | 0 | 0 | 0 | 0 | 0 | 0 | 0 | 0 | 0 | 0 | 0 | 0 | 0 | 0 | 0 | 0 | 0 | 0 | 0 | 0 | 0 | 0 |  |  | C1 | 0 | 0 | 0 | 0 | 0 | C1 | 0 | 0 | 0 | 0 | 0 | C1 | [5 empty] | C1 | [5 empty] | 0 | [6 empty] | 0 | [6 empty] | 0 | [6 empty] | 0 | [6 empty] | 0 | [6 empty] | 0
|  |  | 0 | 0 | C2 | 0 | 0 | 0 | 0 | 0 | 0 | 0 | 0 | 0 | 0 | 0 | 0 | 0 | 0 | 0 | 0 | 0 | 0 | 0 | 0 | 0 | 0 | 0 | 0 | 0 | 0 | 0 | 0 | 0 | 0 | 0 | 0 | 0 | 0 | 0 | 0 |  |  | C2 | 0 | 0 | 0 | 0 | 0 | C2 | 0 | 0 | 0 | 0 | 0 | C2 | [5 empty] | C2 | [5 empty] | 0 | [6 empty] | 0 | [6 empty] | 0 | [6 empty] | 0 | [6 empty] | 0 | [6 empty] | 0
|  |  | 0 | 0 | C3 | 0 | 0 | 0 | 0 | 0 | 0 | 0 | 0 | 0 | 0 | 0 | 0 | 0 | 0 | 0 | 0 | 0 | 0 | 0 | 0 | 0 | 0 | 0 | 0 | 0 | 0 | 0 | 0 | 0 | 0 | 0 | 0 | 0 | 0 | 0 | 0 |  |  | C3 | 0 | 0 | 0 | 0 | 0 | C3 | 0 | 0 | 0 | 0 | 0 | C3 | [5 empty] | C3 | [5 empty] | 0 | [6 empty] | 0 | [6 empty] | 0 | [6 empty] | 0 | [6 empty] | 0 | [6 empty] | 0
|  |  | 0 | 0 | C4 | 0 | 0 | 0 | 0 | 0 | 0 | 0 | 0 | 0 | 0 | 0 | 0 | 0 | 0 | 0 | 0 | 0 | 0 | 0 | 0 | 0 | 0 | 0 | 0 | 0 | 0 | 0 | 0 | 0 | 0 | 0 | 0 | 0 | 0 | 0 | 0 |  |  | C4 | 0 | 0 | 0 | 0 | 0 | C4 | 0 | 0 | 0 | 0 | 0 | C4 | [5 empty] | C4 | [5 empty] | 0 | [6 empty] | 0 | [6 empty] | 0 | [6 empty] | 0 | [6 empty] | 0 | [6 empty] | 0
|  |  | 0 | 0 |  | 0 | 0 | 0 | 0 | 0 |  | 0 | 0 | 0 | 0 | 0 |  | 0 | 0 | 0 | 0 | 0 |  | 0 | 0 | 0 | 0 | 0 |  | 0 | 0 | 0 | 0 | 0 |  | 0 | 0 | 0 | 0 | 0 | [22 empty] | 0 | 0 | 0 | 0 | 0 | 0 |  | 0 | 0 | 0 | 0 | 0 | 0 |  | 0 | 0 | 0 | 0 | 0 | 0 |  | 0 | 0 | 0 | 0 | 0 | 0 |  | 0 | 0 | 0 | 0 | 0 | 0 |  | 0 | 0 | 0 | 0 | 0 | 0
| [Please insert new asset category as required] |  | 0 | 0 | C1 | 0 | 0 | 0 | 0 | 0 | 0 | 0 | 0 | 0 | 0 | 0 | 0 | 0 | 0 | 0 | 0 | 0 | 0 | 0 | 0 | 0 | 0 | 0 | 0 | 0 | 0 | 0 | 0 | 0 | 0 | 0 | 0 | 0 | 0 | 0 | 0 |  |  | C1 | 0 | 0 | 0 | 0 | 0 | C1 | 0 | 0 | 0 | 0 | 0 | C1 | [5 empty] | C1 | [5 empty] | 0 | [6 empty] | 0 | [6 empty] | 0 | [6 empty] | 0 | [6 empty] | 0 | [6 empty] | 0
|  |  | 0 | 0 | C2 | 0 | 0 | 0 | 0 | 0 | 0 | 0 | 0 | 0 | 0 | 0 | 0 | 0 | 0 | 0 | 0 | 0 | 0 | 0 | 0 | 0 | 0 | 0 | 0 | 0 | 0 | 0 | 0 | 0 | 0 | 0 | 0 | 0 | 0 | 0 | 0 |  |  | C2 | 0 | 0 | 0 | 0 | 0 | C2 | 0 | 0 | 0 | 0 | 0 | C2 | [5 empty] | C2 | [5 empty] | 0 | [6 empty] | 0 | [6 empty] | 0 | [6 empty] | 0 | [6 empty] | 0 | [6 empty] | 0
|  |  | 0 | 0 | C3 | 0 | 0 | 0 | 0 | 0 | 0 | 0 | 0 | 0 | 0 | 0 | 0 | 0 | 0 | 0 | 0 | 0 | 0 | 0 | 0 | 0 | 0 | 0 | 0 | 0 | 0 | 0 | 0 | 0 | 0 | 0 | 0 | 0 | 0 | 0 | 0 |  |  | C3 | 0 | 0 | 0 | 0 | 0 | C3 | 0 | 0 | 0 | 0 | 0 | C3 | [5 empty] | C3 | [5 empty] | 0 | [6 empty] | 0 | [6 empty] | 0 | [6 empty] | 0 | [6 empty] | 0 | [6 empty] | 0
|  |  | 0 | 0 | C4 | 0 | 0 | 0 | 0 | 0 | 0 | 0 | 0 | 0 | 0 | 0 | 0 | 0 | 0 | 0 | 0 | 0 | 0 | 0 | 0 | 0 | 0 | 0 | 0 | 0 | 0 | 0 | 0 | 0 | 0 | 0 | 0 | 0 | 0 | 0 | 0 |  |  | C4 | 0 | 0 | 0 | 0 | 0 | C4 | 0 | 0 | 0 | 0 | 0 | C4 | [5 empty] | C4 | [5 empty] | 0 | [6 empty] | 0 | [6 empty] | 0 | [6 empty] | 0 | [6 empty] | 0 | [6 empty] | 0
|  |  | 0 | 0 |  | 0 | 0 | 0 | 0 | 0 |  | 0 | 0 | 0 | 0 | 0 |  | 0 | 0 | 0 | 0 | 0 |  | 0 | 0 | 0 | 0 | 0 |  | 0 | 0 | 0 | 0 | 0 |  | 0 | 0 | 0 | 0 | 0 | [22 empty] | 0 | 0 | 0 | 0 | 0 | 0 |  | 0 | 0 | 0 | 0 | 0 | 0 |  | 0 | 0 | 0 | 0 | 0 | 0 |  | 0 | 0 | 0 | 0 | 0 | 0 |  | 0 | 0 | 0 | 0 | 0 | 0 |  | 0 | 0 | 0 | 0 | 0 | 0
| [Please insert new asset category as required] |  | 0 | 0 | C1 | 0 | 0 | 0 | 0 | 0 | 0 | 0 | 0 | 0 | 0 | 0 | 0 | 0 | 0 | 0 | 0 | 0 | 0 | 0 | 0 | 0 | 0 | 0 | 0 | 0 | 0 | 0 | 0 | 0 | 0 | 0 | 0 | 0 | 0 | 0 | 0 |  |  | C1 | 0 | 0 | 0 | 0 | 0 | C1 | 0 | 0 | 0 | 0 | 0 | C1 | [5 empty] | C1 | [5 empty] | 0 | [6 empty] | 0 | [6 empty] | 0 | [6 empty] | 0 | [6 empty] | 0 | [6 empty] | 0
|  |  | 0 | 0 | C2 | 0 | 0 | 0 | 0 | 0 | 0 | 0 | 0 | 0 | 0 | 0 | 0 | 0 | 0 | 0 | 0 | 0 | 0 | 0 | 0 | 0 | 0 | 0 | 0 | 0 | 0 | 0 | 0 | 0 | 0 | 0 | 0 | 0 | 0 | 0 | 0 |  |  | C2 | 0 | 0 | 0 | 0 | 0 | C2 | 0 | 0 | 0 | 0 | 0 | C2 | [5 empty] | C2 | [5 empty] | 0 | [6 empty] | 0 | [6 empty] | 0 | [6 empty] | 0 | [6 empty] | 0 | [6 empty] | 0
|  |  | 0 | 0 | C3 | 0 | 0 | 0 | 0 | 0 | 0 | 0 | 0 | 0 | 0 | 0 | 0 | 0 | 0 | 0 | 0 | 0 | 0 | 0 | 0 | 0 | 0 | 0 | 0 | 0 | 0 | 0 | 0 | 0 | 0 | 0 | 0 | 0 | 0 | 0 | 0 |  |  | C3 | 0 | 0 | 0 | 0 | 0 | C3 | 0 | 0 | 0 | 0 | 0 | C3 | [5 empty] | C3 | [5 empty] | 0 | [6 empty] | 0 | [6 empty] | 0 | [6 empty] | 0 | [6 empty] | 0 | [6 empty] | 0
|  |  | 0 | 0 | C4 | 0 | 0 | 0 | 0 | 0 | 0 | 0 | 0 | 0 | 0 | 0 | 0 | 0 | 0 | 0 | 0 | 0 | 0 | 0 | 0 | 0 | 0 | 0 | 0 | 0 | 0 | 0 | 0 | 0 | 0 | 0 | 0 | 0 | 0 | 0 | 0 |  |  | C4 | 0 | 0 | 0 | 0 | 0 | C4 | 0 | 0 | 0 | 0 | 0 | C4 | [5 empty] | C4 | [5 empty] | 0 | [6 empty] | 0 | [6 empty] | 0 | [6 empty] | 0 | [6 empty] | 0 | [6 empty] | 0
|  |  | 0 | 0 |  | 0 | 0 | 0 | 0 | 0 |  | 0 | 0 | 0 | 0 | 0 |  | 0 | 0 | 0 | 0 | 0 |  | 0 | 0 | 0 | 0 | 0 |  | 0 | 0 | 0 | 0 | 0 |  | 0 | 0 | 0 | 0 | 0 | [22 empty] | 0 | 0 | 0 | 0 | 0 | 0 |  | 0 | 0 | 0 | 0 | 0 | 0 |  | 0 | 0 | 0 | 0 | 0 | 0 |  | 0 | 0 | 0 | 0 | 0 | 0 |  | 0 | 0 | 0 | 0 | 0 | 0 |  | 0 | 0 | 0 | 0 | 0 | 0
| [Please insert new asset category as required] |  | 0 | 0 | C1 | 0 | 0 | 0 | 0 | 0 | 0 | 0 | 0 | 0 | 0 | 0 | 0 | 0 | 0 | 0 | 0 | 0 | 0 | 0 | 0 | 0 | 0 | 0 | 0 | 0 | 0 | 0 | 0 | 0 | 0 | 0 | 0 | 0 | 0 | 0 | 0 |  |  | C1 | 0 | 0 | 0 | 0 | 0 | C1 | 0 | 0 | 0 | 0 | 0 | C1 | [5 empty] | C1 | [5 empty] | 0 | [6 empty] | 0 | [6 empty] | 0 | [6 empty] | 0 | [6 empty] | 0 | [6 empty] | 0
|  |  | 0 | 0 | C2 | 0 | 0 | 0 | 0 | 0 | 0 | 0 | 0 | 0 | 0 | 0 | 0 | 0 | 0 | 0 | 0 | 0 | 0 | 0 | 0 | 0 | 0 | 0 | 0 | 0 | 0 | 0 | 0 | 0 | 0 | 0 | 0 | 0 | 0 | 0 | 0 |  |  | C2 | 0 | 0 | 0 | 0 | 0 | C2 | 0 | 0 | 0 | 0 | 0 | C2 | [5 empty] | C2 | [5 empty] | 0 | [6 empty] | 0 | [6 empty] | 0 | [6 empty] | 0 | [6 empty] | 0 | [6 empty] | 0
|  |  | 0 | 0 | C3 | 0 | 0 | 0 | 0 | 0 | 0 | 0 | 0 | 0 | 0 | 0 | 0 | 0 | 0 | 0 | 0 | 0 | 0 | 0 | 0 | 0 | 0 | 0 | 0 | 0 | 0 | 0 | 0 | 0 | 0 | 0 | 0 | 0 | 0 | 0 | 0 |  |  | C3 | 0 | 0 | 0 | 0 | 0 | C3 | 0 | 0 | 0 | 0 | 0 | C3 | [5 empty] | C3 | [5 empty] | 0 | [6 empty] | 0 | [6 empty] | 0 | [6 empty] | 0 | [6 empty] | 0 | [6 empty] | 0
|  |  | 0 | 0 | C4 | 0 | 0 | 0 | 0 | 0 | 0 | 0 | 0 | 0 | 0 | 0 | 0 | 0 | 0 | 0 | 0 | 0 | 0 | 0 | 0 | 0 | 0 | 0 | 0 | 0 | 0 | 0 | 0 | 0 | 0 | 0 | 0 | 0 | 0 | 0 | 0 |  |  | C4 | 0 | 0 | 0 | 0 | 0 | C4 | 0 | 0 | 0 | 0 | 0 | C4 | [5 empty] | C4 | [5 empty] | 0 | [6 empty] | 0 | [6 empty] | 0 | [6 empty] | 0 | [6 empty] | 0 | [6 empty] | 0
|  |  | 0 | 0 |  | 0 | 0 | 0 | 0 | 0 |  | 0 | 0 | 0 | 0 | 0 |  | 0 | 0 | 0 | 0 | 0 |  | 0 | 0 | 0 | 0 | 0 |  | 0 | 0 | 0 | 0 | 0 |  | 0 | 0 | 0 | 0 | 0 | [22 empty] | 0 | 0 | 0 | 0 | 0 | 0 |  | 0 | 0 | 0 | 0 | 0 | 0 |  | 0 | 0 | 0 | 0 | 0 | 0 |  | 0 | 0 | 0 | 0 | 0 | 0 |  | 0 | 0 | 0 | 0 | 0 | 0 |  | 0 | 0 | 0 | 0 | 0 | 0
[63 empty] | 6042844.2772 | 14841792.1071 | 27572389.6802 | 37177770.053 | 13139187.2059 | 98773983.3234 |  | 6877730.457 | 14630246.9064 | 27079073.512 | 30822446.9491 | 8908899.2583 | 88318397.0828 |  | 6058688.8675 | 15405075.03 | 27824565.4213 | 34423261.3219 | 15335271.6376 | 99046862.2783 |  | 6058688.8675 | 16145964.4227 | 27824565.4213 | 30718814.3583 | 15335271.6376 | 96083304.7074 |  | 5240047.4357 | 16177849.4957 | 28571587.6174 | 38019995.1072 | 21771778.6651 | 109781258.3212 |  | 5240047.4357 | 17617696.2923 | 28571587.6174 | 30820761.1243 | 21771778.6651 | 104021871.1348
| HV Network | [73 empty] | 0 | [6 empty] | 0 | [6 empty] | 0 | [6 empty] | 0 | [6 empty] | 0
| HV Switchgear (GM) - Primary |  | 79 | 79 | C1 | 31 | 18 | 26 | 2 | 2 | 79 | 22 | 19 | 28 | 7 | 3 | 79 | 0 | 2 | -1 | -1 | 0 | 0 | 28 | 20 | 25 | 4 | 2 | 79 | 0 | 2 | -1 | -1 | 0 | 0 | 25 | 21 | 24 | 6 | 3 | 79 |  |  | C1 | 0.025 | 0.075 | 0.175 | 0.375 | 0.75 | C1 | 22933.927 | 22933.927 | 22933.927 | 22933.927 | 22933.927 | C1 | 573.3482 | 1720.0445 | 4013.4372 | 8600.2226 | 17200.4453 | C1 | 12613.6599 | 32680.846 | 112376.2424 | 60201.5584 | 51601.3358 | 269473.6425 |  | 17773.7934 | 30960.8015 | 104349.368 | 17200.4453 | 34400.8905 | 204685.2987 |  | 16053.7489 | 34400.8905 | 100335.9307 | 34400.8905 | 34400.8905 | 219592.3512 |  | 16053.7489 | 37840.9796 | 96322.4935 | 25800.6679 | 34400.8905 | 210418.7804 |  | 14333.7044 | 36120.9351 | 96322.4935 | 51601.3358 | 51601.3358 | 249979.8045 |  | 14333.7044 | 39561.0241 | 92309.0563 | 43001.1132 | 51601.3358 | 240806.2337
|  |  | 1973 | 1973 | C2 | 778 | 455 | 641 | 42 | 57 | 1973 | 561 | 474 | 680 | 140 | 97 | 1952 | 0 | 41 | -13 | -28 | 0 | 0 | 700 | 489 | 622 | 102 | 60 | 1973 | 0 | 53 | -18 | -35 | 0 | 0 | 622 | 520 | 604 | 162 | 65 | 1973 |  |  | C2 | 0.025 | 0.075 | 0.175 | 0.375 | 0.75 | C2 | 32762.7529 | 32762.7529 | 32762.7529 | 32762.7529 | 32762.7529 | C2 | 819.0688 | 2457.2065 | 5733.4818 | 12286.0323 | 24572.0647 | C2 | 459497.6093 | 1164715.8652 | 3898767.5938 | 1720044.5267 | 2383490.2727 | 9626515.8677 |  | 637235.5437 | 1118028.9423 | 3675161.8054 | 516013.358 | 1400607.686 | 7347047.3354 |  | 573348.1756 | 1201573.9622 | 3566225.652 | 1253175.298 | 1474323.88 | 8068646.9678 |  | 573348.1756 | 1302319.4274 | 3491690.3892 | 909166.3927 | 1474323.88 | 7750848.2648 |  | 509460.8074 | 1277747.3627 | 3463022.9804 | 1990337.238 | 1597184.2034 | 8837752.5919 |  | 509460.8074 | 1407979.3054 | 3359820.3088 | 1560326.1064 | 1597184.2034 | 8434770.7314
|  |  | 1592 | 1592 | C3 | 628 | 367 | 517 | 34 | 46 | 1592 | 452 | 383 | 548 | 113 | 78 | 1574 | 0 | 33 | -11 | -22 | 0 | 0 | 565 | 394 | 502 | 82 | 49 | 1592 | 0 | 43 | -14 | -29 | 0 | 0 | 504 | 419 | 487 | 130 | 52 | 1592 |  |  | C3 | 0.025 | 0.075 | 0.175 | 0.375 | 0.75 | C3 | 49144.1293 | 49144.1293 | 49144.1293 | 49144.1293 | 49144.1293 | C3 | 1228.6032 | 3685.8097 | 8600.2226 | 18429.0485 | 36858.097 | C3 | 555328.6615 | 1411665.1151 | 4712922.0031 | 2082482.4805 | 2874931.566 | 11637329.8263 |  | 771562.8305 | 1352692.1599 | 4446315.1015 | 626587.649 | 1695472.462 | 8892630.203 |  | 694160.8268 | 1452209.0218 | 4317311.762 | 1511181.977 | 1806046.753 | 9780910.3407 |  | 694160.8268 | 1573840.7419 | 4222709.313 | 1105742.91 | 1806046.753 | 9402500.5448 |  | 619216.0296 | 1544354.2643 | 4188308.4225 | 2395776.305 | 1916621.044 | 10664276.0655 |  | 619216.0296 | 1702844.0814 | 4067905.3056 | 1861333.8985 | 1916621.044 | 10167920.3592
|  |  | 1581 | 1581 | C4 | 624 | 366 | 513 | 33 | 45 | 1581 | 449 | 382 | 544 | 110 | 76 | 1561 | 0 | 33 | -11 | -22 | 0 | 0 | 562 | 389 | 499 | 82 | 49 | 1581 | 0 | 42 | -14 | -28 | 0 | 0 | 498 | 417 | 484 | 130 | 52 | 1581 |  |  | C4 | 0.025 | 0.075 | 0.175 | 0.375 | 0.75 | C4 | 81906.8822 | 81906.8822 | 81906.8822 | 81906.8822 | 81906.8822 | C4 | 2047.6721 | 6143.0162 | 14333.7044 | 30715.0808 | 61430.1617 | C4 | 919404.753 | 2346632.1757 | 7797535.1877 | 3378658.8917 | 4668692.2867 | 19110923.2948 |  | 1277747.3627 | 2248343.917 | 7353190.3516 | 1013597.6675 | 2764357.275 | 14657236.5739 |  | 1150791.6952 | 2389633.2889 | 7152518.4902 | 2518636.6284 | 3010077.9217 | 16221658.0243 |  | 1150791.6952 | 2592352.8224 | 6994847.7419 | 1842904.85 | 3010077.9217 | 15590975.0312 |  | 1019740.6837 | 2561637.7415 | 6937512.9243 | 3992960.5084 | 3194368.4067 | 17706220.2646 |  | 1019740.6837 | 2819644.4205 | 6736841.0629 | 3132938.245 | 3194368.4067 | 16903532.8188
|  |  | 5225 | 5225 |  | 2061 | 1206 | 1697 | 111 | 150 |  | 1484 | 1258 | 1800 | 370 | 254 |  | 0 | 109 | -36 | -73 | 0 |  | 1855 | 1292 | 1648 | 270 | 160 |  | 0 | 140 | -47 | -93 | 0 |  | 1649 | 1377 | 1599 | 428 | 172 | [22 empty] | 1946844.6836 | 4955694.002 | 16521601.027 | 7241387.4574 | 9978715.4613 | 40644242.6313 |  | 2704319.5304 | 4750025.8208 | 15579016.6264 | 2173399.1198 | 5894838.3136 | 31101599.411 |  | 2434354.4466 | 5077817.1634 | 15136391.8349 | 5317394.7939 | 6324849.4453 | 34290807.6841 |  | 2434354.4466 | 5506353.9712 | 14805569.9376 | 3883614.8206 | 6324849.4453 | 32954742.6213 |  | 2162751.2251 | 5419860.3036 | 14685166.8207 | 8430675.3872 | 6759774.9899 | 37458228.7266 |  | 2162751.2251 | 5970028.8315 | 14256875.7336 | 6597599.3631 | 6759774.9899 | 35747030.1431
| HV Switchgear (GM) - Distribution |  | 739 | 739 | C1 | 234 | 373 | 79 | 31 | 22 | 739 | 210 | 375 | 81 | 41 | 25 | 732 | 0 | 0 | 0 | 0 | 0 | 0 | 211 | 360 | 108 | 35 | 25 | 739 | 0 | 0 | 0 | 0 | 0 | 0 | 187 | 346 | 138 | 40 | 28 | 739 |  |  | C1 | 0.025 | 0.075 | 0.175 | 0.375 | 0.75 | C1 | 7070.3095 | 7070.3095 | 7070.3095 | 7070.3095 | 7070.3095 | C1 | 176.7577 | 530.2732 | 1237.3042 | 2651.3661 | 5302.7321 | C1 | 37119.1247 | 198852.4539 | 100221.6367 | 108706.0081 | 132568.3026 | 577467.526 |  | 41361.3104 | 197791.9074 | 97747.0284 | 82192.3476 | 116660.1063 | 535752.7001 |  | 37295.8825 | 190898.3557 | 133628.849 | 92797.8118 | 132568.3026 | 587189.2015 |  | 37295.8825 | 190898.3557 | 133628.849 | 92797.8118 | 132568.3026 | 587189.2015 |  | 33053.6968 | 183474.5308 | 170747.9737 | 106054.6421 | 148476.4989 | 641807.3422 |  | 33053.6968 | 183474.5308 | 170747.9737 | 106054.6421 | 148476.4989 | 641807.3422
|  |  | 18472 | 18472 | C2 | 5858 | 9337 | 1965 | 764 | 548 | 18472 | 5267 | 9378 | 2006 | 1017 | 633 | 18301 | 0 | 0 | 0 | 0 | 0 | 0 | 5272 | 8989 | 2702 | 884 | 625 | 18472 | 0 | 0 | 0 | 0 | 0 | 0 | 4686 | 8641 | 3439 | 1004 | 702 | 18472 |  |  | C2 | 0.025 | 0.075 | 0.175 | 0.375 | 0.75 | C2 | 10100.4421 | 10100.4421 | 10100.4421 | 10100.4421 | 10100.4421 | C2 | 252.5111 | 757.5332 | 1767.5774 | 3787.6658 | 7575.3316 | C2 | 1329975.7136 | 7104145.9517 | 3545760.1996 | 3852056.1063 | 4795184.8874 | 20627122.8586 |  | 1479209.7457 | 7073087.0923 | 3473289.5275 | 2893776.6619 | 4151281.7035 | 19070644.7309 |  | 1331238.2689 | 6809465.5534 | 4775994.0475 | 3348296.5565 | 4734582.2348 | 20999576.6611 |  | 1331238.2689 | 6809465.5534 | 4775994.0475 | 3348296.5565 | 4734582.2348 | 20999576.6611 |  | 1183266.7921 | 6545844.0146 | 6078698.5674 | 3802816.451 | 5317882.7662 | 22928508.5913 |  | 1183266.7921 | 6545844.0146 | 6078698.5674 | 3802816.451 | 5317882.7662 | 22928508.5913
|  |  | 14908 | 14908 | C3 | 4727 | 7535 | 1586 | 617 | 443 | 14908 | 4249 | 7569 | 1620 | 821 | 511 | 14770 | 0 | 0 | 0 | 0 | 0 | 0 | 4254 | 7254 | 2181 | 714 | 505 | 14908 | 0 | 0 | 0 | 0 | 0 | 0 | 3783 | 6973 | 2775 | 811 | 566 | 14908 |  |  | C3 | 0.025 | 0.075 | 0.175 | 0.375 | 0.75 | C3 | 15150.6632 | 15150.6632 | 15150.6632 | 15150.6632 | 15150.6632 | C3 | 378.7666 | 1136.2997 | 2651.3661 | 5681.4987 | 11362.9974 | C3 | 1609379.1933 | 8600652.7045 | 4295213.0034 | 4664510.4178 | 5806491.6528 | 24976246.9718 |  | 1790429.6179 | 8562018.5135 | 4205066.5577 | 3505484.6867 | 5033807.8321 | 23096807.2078 |  | 1611273.0262 | 8242718.2876 | 5782629.3583 | 4056590.0588 | 5738313.6686 | 25431524.3995 |  | 1611273.0262 | 8242718.2876 | 5782629.3583 | 4056590.0588 | 5738313.6686 | 25431524.3995 |  | 1432873.9676 | 7923418.0616 | 7357540.7929 | 4607695.4309 | 6431456.5078 | 27752984.7609 |  | 1432873.9676 | 7923418.0616 | 7357540.7929 | 4607695.4309 | 6431456.5078 | 27752984.7609
|  |  | 14817 | 14817 | C4 | 4699 | 7491 | 1575 | 612 | 440 | 14817 | 4224 | 7525 | 1609 | 814 | 508 | 14680 | 0 | 0 | 0 | 0 | 0 | 0 | 4229 | 7211 | 2167 | 709 | 501 | 14817 | 0 | 0 | 0 | 0 | 0 | 0 | 3758 | 6932 | 2759 | 805 | 563 | 14817 |  |  | C4 | 0.025 | 0.075 | 0.175 | 0.375 | 0.75 | C4 | 25251.1053 | 25251.1053 | 25251.1053 | 25251.1053 | 25251.1053 | C4 | 631.2776 | 1893.8329 | 4418.9434 | 9469.1645 | 18938.3289 | C4 | 2666516.7147 | 14251092.5269 | 7110079.9615 | 7707899.8783 | 9620671.1012 | 41356260.1825 |  | 2966373.5895 | 14186702.2085 | 6959835.8852 | 5795128.6554 | 8332864.7333 | 38240905.072 |  | 2669673.1028 | 13656428.9982 | 9575850.3894 | 6713637.609 | 9488102.7986 | 42103692.898 |  | 2669673.1028 | 13656428.9982 | 9575850.3894 | 6713637.609 | 9488102.7986 | 42103692.898 |  | 2372341.3385 | 13128049.6208 | 12191864.8935 | 7622677.3981 | 10662279.1929 | 45977212.4437 |  | 2372341.3385 | 13128049.6208 | 12191864.8935 | 7622677.3981 | 10662279.1929 | 45977212.4437
|  |  | 48936 | 48936 |  | 15518 | 24736 | 5205 | 2024 | 1453 |  | 13950 | 24847 | 5316 | 2693 | 1677 |  | 0 | 0 | 0 | 0 | 0 |  | 13966 | 23814 | 7158 | 2342 | 1656 |  | 0 | 0 | 0 | 0 | 0 |  | 12414 | 22892 | 9111 | 2660 | 1859 | [22 empty] | 5642990.7463 | 30154743.637 | 15051274.8012 | 16333172.4104 | 20354915.944 | 87537097.5389 |  | 6277374.2636 | 30019599.7217 | 14735938.9988 | 12276582.3516 | 17634614.3752 | 80944109.7108 |  | 5649480.2803 | 28899511.1949 | 20268102.6442 | 14211322.0361 | 20093567.0046 | 89121983.1601 |  | 5649480.2803 | 28899511.1949 | 20268102.6442 | 14211322.0361 | 20093567.0046 | 89121983.1601 |  | 5021535.7949 | 27780786.2278 | 25798852.2276 | 16139243.9221 | 22560094.9657 | 97300513.1381 |  | 5021535.7949 | 27780786.2278 | 25798852.2276 | 16139243.9221 | 22560094.9657 | 97300513.1381
| HV Transformer (GM) |  | 483 | 483 | C1 | 220 | 126 | 117 | 14 | 6 | 483 | 208 | 127 | 118 | 18 | 7 | 478 | 0 | 0 | 0 | 0 | 0 | 0 | 191 | 139 | 118 | 27 | 8 | 483 | 0 | 0 | 0 | 0 | 0 | 0 | 162 | 151 | 119 | 41 | 10 | 483 |  |  | C1 | 0.025 | 0.075 | 0.175 | 0.375 | 0.75 | C1 | 13124.3019 | 13124.3019 | 13124.3019 | 13124.3019 | 13124.3019 | C1 | 328.1075 | 984.3226 | 2296.7528 | 4921.6132 | 9843.2264 | C1 | 68246.3697 | 125008.9753 | 271016.8335 | 88589.0376 | 68902.5848 | 621763.8008 |  | 72183.6603 | 124024.6526 | 268720.0807 | 68902.5848 | 59059.3584 | 592890.3367 |  | 62668.5414 | 136820.8469 | 271016.8335 | 132883.5564 | 78745.8112 | 682135.5894 |  | 62668.5414 | 136820.8469 | 271016.8335 | 132883.5564 | 78745.8112 | 682135.5894 |  | 53153.4225 | 148632.7186 | 273313.5863 | 201786.1412 | 98432.264 | 775318.1326 |  | 53153.4225 | 148632.7186 | 273313.5863 | 201786.1412 | 98432.264 | 775318.1326
|  |  | 12058 | 12058 | C2 | 5503 | 3141 | 2914 | 344 | 156 | 12058 | 5206 | 3158 | 2930 | 447 | 191 | 11932 | 0 | 0 | 0 | 0 | 0 | 0 | 4769 | 3456 | 2944 | 687 | 202 | 12058 | 0 | 0 | 0 | 0 | 0 | 0 | 4036 | 3771 | 2975 | 1029 | 247 | 12058 |  |  | C2 | 0.025 | 0.075 | 0.175 | 0.375 | 0.75 | C2 | 18749.0027 | 18749.0027 | 18749.0027 | 18749.0027 | 18749.0027 | C2 | 468.7251 | 1406.1752 | 3281.0755 | 7030.876 | 14061.752 | C2 | 2440182.6965 | 4440701.2806 | 9613551.1152 | 3142801.5713 | 2685794.6314 | 22323031.295 |  | 2579394.0413 | 4416796.3022 | 9561053.9077 | 2418621.3435 | 2193633.3115 | 21169498.9062 |  | 2235349.8424 | 4859741.4901 | 9659486.1717 | 4830211.8109 | 2840473.9034 | 24425263.2186 |  | 2235349.8424 | 4859741.4901 | 9659486.1717 | 4830211.8109 | 2840473.9034 | 24425263.2186 |  | 1891774.3686 | 5302686.678 | 9761199.5112 | 7234771.4024 | 3473252.7432 | 27663684.7035 |  | 1891774.3686 | 5302686.678 | 9761199.5112 | 7234771.4024 | 3473252.7432 | 27663684.7035
|  |  | 9732 | 9732 | C3 | 4441 | 2535 | 2352 | 278 | 126 | 9732 | 4201 | 2549 | 2366 | 362 | 154 | 9632 | 0 | 0 | 0 | 0 | 0 | 0 | 3849 | 2789 | 2376 | 555 | 163 | 9732 | 0 | 0 | 0 | 0 | 0 | 0 | 3257 | 3043 | 2401 | 831 | 200 | 9732 |  |  | C3 | 0.025 | 0.075 | 0.175 | 0.375 | 0.75 | C3 | 28123.504 | 28123.504 | 28123.504 | 28123.504 | 28123.504 | C3 | 703.0876 | 2109.2628 | 4921.6132 | 10546.314 | 21092.628 | C3 | 2953671.0069 | 5376510.876 | 11644536.8286 | 3817765.6672 | 3248264.7113 | 27040749.09 |  | 3122412.0309 | 5346981.1968 | 11575634.2438 | 2931875.2913 | 2657671.1274 | 25634573.8903 |  | 2706184.1718 | 5882733.9479 | 11693752.9606 | 5853204.2687 | 3438098.3632 | 29573973.7122 |  | 2706184.1718 | 5882733.9479 | 11693752.9606 | 5853204.2687 | 3438098.3632 | 29573973.7122 |  | 2289956.3127 | 6418486.699 | 11816793.2906 | 8763986.9321 | 4218525.5991 | 33507748.8334 |  | 2289956.3127 | 6418486.699 | 11816793.2906 | 8763986.9321 | 4218525.5991 | 33507748.8334
|  |  | 9671 | 9671 | C4 | 4414 | 2520 | 2337 | 276 | 124 | 9671 | 4176 | 2534 | 2351 | 359 | 152 | 9572 | 0 | 0 | 0 | 0 | 0 | 0 | 3825 | 2772 | 2362 | 551 | 161 | 9671 | 0 | 0 | 0 | 0 | 0 | 0 | 3236 | 3025 | 2386 | 826 | 198 | 9671 |  |  | C4 | 0.025 | 0.075 | 0.175 | 0.375 | 0.75 | C4 | 46872.5067 | 46872.5067 | 46872.5067 | 46872.5067 | 46872.5067 | C4 | 1171.8127 | 3515.438 | 8202.6887 | 17577.19 | 35154.38 | C4 | 4893489.6949 | 8908119.89 | 19284521.0511 | 6310211.2086 | 5343465.7588 | 44739807.6034 |  | 5172381.1095 | 8858903.758 | 19169683.4097 | 4851304.4389 | 4359143.119 | 42411415.8353 |  | 4482183.449 | 9744794.1338 | 19374750.6264 | 9685031.6879 | 5659855.1787 | 48946615.0758 |  | 4482183.449 | 9744794.1338 | 19374750.6264 | 9685031.6879 | 5659855.1787 | 48946615.0758 |  | 3791985.7885 | 10634199.9476 | 19571615.1543 | 14518758.9368 | 6960567.2385 | 55477127.0657 |  | 3791985.7885 | 10634199.9476 | 19571615.1543 | 14518758.9368 | 6960567.2385 | 55477127.0657
|  |  | 31944 | 31944 |  | 14578 | 8322 | 7720 | 912 | 412 |  | 13791 | 8368 | 7765 | 1186 | 504 |  | 0 | 0 | 0 | 0 | 0 |  | 12634 | 9156 | 7800 | 1820 | 534 |  | 0 | 0 | 0 | 0 | 0 |  | 10691 | 9990 | 7881 | 2727 | 655 | [22 empty] | 10355589.7681 | 18850341.0219 | 40813625.8284 | 13359367.4846 | 11346427.6863 | 94725351.7893 |  | 10946370.842 | 18746705.9097 | 40575091.642 | 10270703.6585 | 9269506.9163 | 89808378.9685 |  | 9486386.0046 | 20624090.4188 | 40999006.5922 | 20501331.3239 | 12017173.2565 | 103627987.596 |  | 9486386.0046 | 20624090.4188 | 40999006.5922 | 20501331.3239 | 12017173.2565 | 103627987.596 |  | 8026869.8924 | 22504006.0432 | 41422921.5424 | 30719303.4124 | 14750777.8447 | 117423878.7351 |  | 8026869.8924 | 22504006.0432 | 41422921.5424 | 30719303.4124 | 14750777.8447 | 117423878.7351
| HV UG Cable |  | 261.5952 | 261.5952 | C1 | 91.2308 | 83.8677 | 82.0249 | 4.0309 | 0.44086 | 261.5952 | 86.6698 | 83.9789 | 82.1361 | 4.6981 | 0.66327 | 258.1462 | 0 | 0 | 0 | 0 | 0 | 0 | 82.11 | 84.6013 | 82.2157 | 11.8378 | 0.83484 | 261.5997 | 0 | 0 | 0 | 0 | 0 | 0 | 72.99 | 85.3412 | 82.3968 | 19.6291 | 1.2425 | 261.5997 |  |  | C1 | 0.025 | 0.075 | 0.175 | 0.375 | 0.75 | C1 | 44570.7194 | 44570.7194 | 44570.7194 | 44570.7194 | 44570.7194 | C1 | 1114.268 | 3342.804 | 7799.8759 | 16714.0198 | 33428.0396 | C1 | 96573.336 | 280725.1555 | 640651.1223 | 78524.8142 | 22171.7611 | 1118646.1891 |  | 101655.5865 | 280353.4159 | 639783.7301 | 67372.6282 | 14736.9705 | 1103902.3312 |  | 91492.5022 | 282805.7134 | 641271.9238 | 197858.004 | 27907.204 | 1241335.3474 |  | 91492.5022 | 282805.7134 | 641271.9238 | 197858.004 | 27907.204 | 1241335.3474 |  | 81330.4074 | 285278.9385 | 642685.1952 | 328080.874 | 41535.1787 | 1378910.5939 |  | 81330.4074 | 285278.9385 | 642685.1952 | 328080.874 | 41535.1787 | 1378910.5939
|  |  | 6539.8797 | 6539.8797 | C2 | 2280.7706 | 2096.6935 | 2050.6215 | 100.7726 | 11.0214 | 6539.8797 | 2166.7439 | 2099.4737 | 2053.4017 | 117.4535 | 16.5817 | 6453.6545 | 0 | 0 | 0 | 0 | 0 | 0 | 2052.7491 | 2115.0336 | 2055.3914 | 295.9462 | 20.8711 | 6539.9914 | 0 | 0 | 0 | 0 | 0 | 0 | 1824.7497 | 2133.5303 | 2059.9212 | 490.7271 | 31.0631 | 6539.9914 |  |  | C2 | 0.025 | 0.075 | 0.175 | 0.375 | 0.75 | C2 | 63672.4563 | 63672.4563 | 63672.4563 | 63672.4563 | 63672.4563 | C2 | 1591.8114 | 4775.4342 | 11142.6799 | 23877.1711 | 47754.3422 | C2 | 3449047.7128 | 10025898.4099 | 22880397.2251 | 2804457.6496 | 791848.6116 | 39951649.6091 |  | 3630556.6616 | 10012621.998 | 22849418.9308 | 2406165.2939 | 526320.3745 | 39425083.2588 |  | 3267589.3643 | 10100204.0502 | 22902568.7056 | 7066357.2866 | 996685.8559 | 44333405.2627 |  | 3267589.3643 | 10100204.0502 | 22902568.7056 | 7066357.2866 | 996685.8559 | 44333405.2627 |  | 2904657.4085 | 10188533.5163 | 22953042.6863 | 11717174.0722 | 1483399.2405 | 49246806.9236 |  | 2904657.4085 | 10188533.5163 | 22953042.6863 | 11717174.0722 | 1483399.2405 | 49246806.9236
|  |  | 5277.3986 | 5277.3986 | C3 | 1840.4827 | 1691.9405 | 1654.7624 | 81.3191 | 8.8938 | 5277.3986 | 1748.4681 | 1694.184 | 1657.0059 | 94.7799 | 13.3807 | 5207.8186 | 0 | 0 | 0 | 0 | 0 | 0 | 1656.4792 | 1706.7402 | 1658.6115 | 238.8157 | 16.8421 | 5277.4887 | 0 | 0 | 0 | 0 | 0 | 0 | 1472.4937 | 1721.6662 | 1662.2669 | 395.9954 | 25.0666 | 5277.4887 |  |  | C3 | 0.025 | 0.075 | 0.175 | 0.375 | 0.75 | C3 | 95508.6844 | 95508.6844 | 95508.6844 | 95508.6844 | 95508.6844 | C3 | 2387.7171 | 7163.1513 | 16714.0198 | 35815.7567 | 71631.5133 | C3 | 4174847.3185 | 12135696.1622 | 27695228.6412 | 3394613.0854 | 958481.102 | 48358866.3094 |  | 4394552.0634 | 12119625.9315 | 27657731.4362 | 2912506.1645 | 637076.488 | 47721492.0837 |  | 3955203.8219 | 12225638.2938 | 27722065.7724 | 8553364.646 | 1206423.2274 | 53662695.7614 |  | 3955203.8219 | 12225638.2938 | 27722065.7724 | 8553364.646 | 1206423.2274 | 53662695.7614 |  | 3515898.3588 | 12332555.3519 | 27783161.2342 | 14182875.0508 | 1795558.0372 | 59610048.0327 |  | 3515898.3588 | 12332555.3519 | 27783161.2342 | 14182875.0508 | 1795558.0372 | 59610048.0327
|  |  | 5246.1209 | 5246.1209 | C4 | 1829.5747 | 1681.9128 | 1644.9551 | 80.8372 | 8.8411 | 5246.1209 | 1738.1055 | 1684.143 | 1647.1852 | 94.2181 | 13.3014 | 5176.9533 | 0 | 0 | 0 | 0 | 0 | 0 | 1646.6617 | 1696.6248 | 1648.7814 | 237.4003 | 16.7423 | 5246.2105 | 0 | 0 | 0 | 0 | 0 | 0 | 1463.7666 | 1711.4623 | 1652.4151 | 393.6484 | 24.918 | 5246.2105 |  |  | C4 | 0.025 | 0.075 | 0.175 | 0.375 | 0.75 | C4 | 159181.1407 | 159181.1407 | 159181.1407 | 159181.1407 | 159181.1407 | C4 | 3979.5285 | 11938.5856 | 27856.6996 | 59692.9278 | 119385.8556 | C4 | 6916840.2502 | 20106285.3981 | 45885144.4352 | 5624156.9169 | 1588000.7482 | 80120427.7486 |  | 7280844.6093 | 20079660.42 | 45823019.4862 | 4825407.5731 | 1055501.1857 | 79064433.2744 |  | 6552937.3665 | 20255300.5137 | 45929607.8934 | 14171118.6889 | 1998788.4828 | 88907752.9453 |  | 6552937.3665 | 20255300.5137 | 45929607.8934 | 14171118.6889 | 1998788.4828 | 88907752.9453 |  | 5825100.9985 | 20432439.4973 | 46030830.1697 | 23498028.4382 | 2974860.4333 | 98761259.537 |  | 5825100.9985 | 20432439.4973 | 46030830.1697 | 23498028.4382 | 2974860.4333 | 98761259.537
|  |  | 17324.9943 | 17324.9943 |  | 6042.0588 | 5554.4146 | 5432.3638 | 266.9598 | 29.1972 |  | 5739.9873 | 5561.7796 | 5439.7288 | 311.1497 | 43.9271 |  | 0 | 0 | 0 | 0 | 0 |  | 5438 | 5603 | 5445 | 784 | 55.2903 |  | 0 | 0 | 0 | 0 | 0 |  | 4834 | 5652 | 5457 | 1300 | 82.2903 | [22 empty] | 14637308.6175 | 42548605.1257 | 97101421.4238 | 11901752.4661 | 3360502.223 | 169549589.8561 |  | 15407608.9208 | 42492261.7655 | 96969953.5833 | 10211451.6598 | 2233635.0187 | 167314910.9481 |  | 13867223.0549 | 42863948.5711 | 97195514.2952 | 29988698.6255 | 4229804.7701 | 188145189.3168 |  | 13867223.0549 | 42863948.5711 | 97195514.2952 | 29988698.6255 | 4229804.7701 | 188145189.3168 |  | 12326987.1731 | 43238807.3039 | 97409719.2854 | 49726158.4352 | 6295352.8897 | 208997025.0872 |  | 12326987.1731 | 43238807.3039 | 97409719.2854 | 49726158.4352 | 6295352.8897 | 208997025.0872
| HV OHL Support - Poles |  | 345 | 345 | C1 | 89 | 33 | 106 | 109 | 8 | 345 | 84 | 33 | 106 | 111 | 11 | 345 | 0 | 9 | 0 | -9 | 0 | 0 | 79 | 40 | 100 | 108 | 18 | 345 | 0 | 19 | 0 | -19 | 0 | 0 | 69 | 46 | 92 | 109 | 29 | 345 |  |  | C1 | 0.025 | 0.075 | 0.175 | 0.375 | 0.75 | C1 | 26342.873 | 26342.873 | 26342.873 | 26342.873 | 26342.873 | C1 | 658.5718 | 1975.7155 | 4610.0028 | 9878.5774 | 19757.1548 | C1 | 55320.0334 | 65198.6108 | 488660.2949 | 1096522.0903 | 217328.7026 | 1923029.7319 |  | 58612.8925 | 65198.6108 | 488660.2949 | 1076764.9355 | 158057.2382 | 1847293.9719 |  | 52027.1743 | 79028.6191 | 461000.2782 | 1066886.3581 | 355628.786 | 2014571.2157 |  | 52027.1743 | 96810.0584 | 461000.2782 | 977979.1616 | 355628.786 | 1943445.4585 |  | 45441.456 | 90882.912 | 424120.2559 | 1076764.9355 | 572957.4886 | 2210167.048 |  | 45441.456 | 128421.5061 | 424120.2559 | 889071.9651 | 572957.4886 | 2060012.6717
|  |  | 144887 | 144887 | C2 | 37141 | 14304 | 44725 | 45573 | 3144 | 144887 | 35000 | 14422 | 44843 | 46521 | 4331 | 145117 | 0 | 4252 | 0 | -4252 | 0 | 0 | 33428 | 16586 | 41683 | 45488 | 7702 | 144887 | 0 | 8348 | 0 | -8348 | 0 | 0 | 29714 | 18870 | 38640 | 45404 | 12259 | 144887 |  |  | C2 | 0.025 | 0.075 | 0.175 | 0.375 | 0.75 | C2 | 37632.6758 | 37632.6758 | 37632.6758 | 37632.6758 | 37632.6758 | C2 | 940.8169 | 2822.4507 | 6585.7183 | 14112.2534 | 28224.5068 | C2 | 32928591.2989 | 40705383.7469 | 295323363.9238 | 656516141.065 | 122240339.0706 | 1147713819.1052 |  | 34942880.2696 | 40372334.5663 | 294546249.1691 | 643137724.8287 | 88737849.4662 | 1101737038.2999 |  | 31449627.1412 | 46813167.0244 | 274512494.2228 | 641938183.2885 | 217385151.5867 | 1212098623.2636 |  | 31449627.1412 | 58814227.3275 | 274512494.2228 | 581932881.7729 | 217385151.5867 | 1164094382.0511 |  | 27955433.1959 | 53259644.3838 | 254472153.5583 | 640752754.0018 | 346004229.2004 | 1322444214.3402 |  | 27955433.1959 | 76821462.6836 | 254472153.5583 | 522943662.5031 | 346004229.2004 | 1228196941.1412
|  |  | 5746 | 5746 | C3 | 1473 | 567 | 1774 | 1808 | 124 | 5746 | 1388 | 572 | 1779 | 1846 | 171 | 5756 | 0 | 169 | 0 | -169 | 0 | 0 | 1326 | 658 | 1653 | 1804 | 305 | 5746 | 0 | 331 | 0 | -331 | 0 | 0 | 1179 | 748 | 1533 | 1800 | 486 | 5746 |  |  | C3 | 0.025 | 0.075 | 0.175 | 0.375 | 0.75 | C3 | 56449.0137 | 56449.0137 | 56449.0137 | 56449.0137 | 56449.0137 | C3 | 1411.2253 | 4233.676 | 9878.5774 | 21168.3801 | 42336.7602 | C3 | 1958780.7738 | 2421662.6858 | 17573989.1762 | 39076829.7029 | 7239586.0013 | 68270848.3401 |  | 2078734.9279 | 2400494.3057 | 17524596.2893 | 38272431.2583 | 5249758.2699 | 65526015.0511 |  | 1871284.8027 | 2785758.8239 | 16329288.4251 | 38187757.7378 | 12912711.8737 | 72086801.6632 |  | 1871284.8027 | 3501250.072 | 16329288.4251 | 34610301.4974 | 12912711.8737 | 69224836.6709 |  | 1663834.6775 | 3166789.6661 | 15143859.1384 | 38103084.2174 | 20575665.4774 | 78653233.1767 |  | 1663834.6775 | 4568136.4301 | 15143859.1384 | 31096350.3974 | 20575665.4774 | 73047846.1207
|  |  | 1985 | 1985 | C4 | 509 | 196 | 613 | 624 | 43 | 1985 | 480 | 198 | 615 | 637 | 59 | 1989 | 0 | 58 | 0 | -58 | 0 | 0 | 458 | 227 | 570 | 624 | 106 | 1985 | 0 | 114 | 0 | -114 | 0 | 0 | 408 | 258 | 529 | 622 | 168 | 1985 |  |  | C4 | 0.025 | 0.075 | 0.175 | 0.375 | 0.75 | C4 | 94081.6894 | 94081.6894 | 94081.6894 | 94081.6894 | 94081.6894 | C4 | 2352.0422 | 7056.1267 | 16464.2956 | 35280.6335 | 70561.2671 | C4 | 1128980.2731 | 1397113.088 | 10125541.8244 | 22473763.5615 | 4163114.7571 | 39288513.5041 |  | 1197189.4979 | 1383000.8346 | 10092613.2331 | 22015115.3256 | 3034134.484 | 37722053.3752 |  | 1077235.3439 | 1601740.7625 | 9384648.5202 | 22015115.3256 | 7479494.3093 | 41558234.2615 |  | 1077235.3439 | 2010996.1115 | 9384648.5202 | 19968838.5806 | 7479494.3093 | 39921212.8655 |  | 959633.2321 | 1820480.6904 | 8709612.3986 | 21944554.0585 | 11854292.8676 | 45288573.2472 |  | 959633.2321 | 2624879.135 | 8709612.3986 | 17922561.8356 | 11854292.8676 | 42070979.4689
|  |  | 152963 | 152963 |  | 39212 | 15100 | 47218 | 48114 | 3319 |  | 36952 | 15225 | 47343 | 49115 | 4572 |  | 0 | 4488 | 0 | -4488 | 0 |  | 35291 | 17511 | 44006 | 48024 | 8131 |  | 0 | 8812 | 0 | -8812 | 0 |  | 31370 | 19922 | 40794 | 47935 | 12942 | [22 empty] | 36071672.3793 | 44589358.1314 | 323511555.2193 | 719163256.4197 | 133860368.5316 | 1257196210.6813 |  | 38277417.5879 | 44221028.3173 | 322652118.9864 | 704502036.3481 | 97179799.4584 | 1206832400.698 |  | 34450174.462 | 51279695.2299 | 300687431.4464 | 703207942.71 | 238132986.5557 | 1327758230.404 |  | 34450174.462 | 64423283.5694 | 300687431.4464 | 637490001.0125 | 238132986.5557 | 1275183877.046 |  | 30624342.5615 | 58337797.6522 | 278749745.3512 | 701877157.2131 | 379007145.034 | 1448596187.8121 |  | 30624342.5615 | 84142899.7547 | 278749745.3512 | 572851646.7011 | 379007145.034 | 1345375779.4025
| [Please insert new asset category as required] |  | 0 | 0 | C1 | 0 | 0 | 0 | 0 | 0 | 0 | 0 | 0 | 0 | 0 | 0 | 0 | 0 | 0 | 0 | 0 | 0 | 0 | 0 | 0 | 0 | 0 | 0 | 0 | 0 | 0 | 0 | 0 | 0 | 0 | 0 | 0 | 0 | 0 | 0 | 0 |  |  | C1 | 0 | 0 | 0 | 0 | 0 | C1 | 0 | 0 | 0 | 0 | 0 | C1 | [5 empty] | C1 | [5 empty] | 0 | [6 empty] | 0 | [6 empty] | 0 | [6 empty] | 0 | [6 empty] | 0 | [6 empty] | 0
|  |  | 0 | 0 | C2 | 0 | 0 | 0 | 0 | 0 | 0 | 0 | 0 | 0 | 0 | 0 | 0 | 0 | 0 | 0 | 0 | 0 | 0 | 0 | 0 | 0 | 0 | 0 | 0 | 0 | 0 | 0 | 0 | 0 | 0 | 0 | 0 | 0 | 0 | 0 | 0 |  |  | C2 | 0 | 0 | 0 | 0 | 0 | C2 | 0 | 0 | 0 | 0 | 0 | C2 | [5 empty] | C2 | [5 empty] | 0 | [6 empty] | 0 | [6 empty] | 0 | [6 empty] | 0 | [6 empty] | 0 | [6 empty] | 0
|  |  | 0 | 0 | C3 | 0 | 0 | 0 | 0 | 0 | 0 | 0 | 0 | 0 | 0 | 0 | 0 | 0 | 0 | 0 | 0 | 0 | 0 | 0 | 0 | 0 | 0 | 0 | 0 | 0 | 0 | 0 | 0 | 0 | 0 | 0 | 0 | 0 | 0 | 0 | 0 |  |  | C3 | 0 | 0 | 0 | 0 | 0 | C3 | 0 | 0 | 0 | 0 | 0 | C3 | [5 empty] | C3 | [5 empty] | 0 | [6 empty] | 0 | [6 empty] | 0 | [6 empty] | 0 | [6 empty] | 0 | [6 empty] | 0
|  |  | 0 | 0 | C4 | 0 | 0 | 0 | 0 | 0 | 0 | 0 | 0 | 0 | 0 | 0 | 0 | 0 | 0 | 0 | 0 | 0 | 0 | 0 | 0 | 0 | 0 | 0 | 0 | 0 | 0 | 0 | 0 | 0 | 0 | 0 | 0 | 0 | 0 | 0 | 0 |  |  | C4 | 0 | 0 | 0 | 0 | 0 | C4 | 0 | 0 | 0 | 0 | 0 | C4 | [5 empty] | C4 | [5 empty] | 0 | [6 empty] | 0 | [6 empty] | 0 | [6 empty] | 0 | [6 empty] | 0 | [6 empty] | 0
|  |  | 0 | 0 |  | 0 | 0 | 0 | 0 | 0 |  | 0 | 0 | 0 | 0 | 0 |  | 0 | 0 | 0 | 0 | 0 |  | 0 | 0 | 0 | 0 | 0 |  | 0 | 0 | 0 | 0 | 0 |  | 0 | 0 | 0 | 0 | 0 | [22 empty] | 0 | 0 | 0 | 0 | 0 | 0 |  | 0 | 0 | 0 | 0 | 0 | 0 |  | 0 | 0 | 0 | 0 | 0 | 0 |  | 0 | 0 | 0 | 0 | 0 | 0 |  | 0 | 0 | 0 | 0 | 0 | 0 |  | 0 | 0 | 0 | 0 | 0 | 0
| [Please insert new asset category as required] |  | 0 | 0 | C1 | 0 | 0 | 0 | 0 | 0 | 0 | 0 | 0 | 0 | 0 | 0 | 0 | 0 | 0 | 0 | 0 | 0 | 0 | 0 | 0 | 0 | 0 | 0 | 0 | 0 | 0 | 0 | 0 | 0 | 0 | 0 | 0 | 0 | 0 | 0 | 0 |  |  | C1 | 0 | 0 | 0 | 0 | 0 | C1 | 0 | 0 | 0 | 0 | 0 | C1 | [5 empty] | C1 | [5 empty] | 0 | [6 empty] | 0 | [6 empty] | 0 | [6 empty] | 0 | [6 empty] | 0 | [6 empty] | 0
|  |  | 0 | 0 | C2 | 0 | 0 | 0 | 0 | 0 | 0 | 0 | 0 | 0 | 0 | 0 | 0 | 0 | 0 | 0 | 0 | 0 | 0 | 0 | 0 | 0 | 0 | 0 | 0 | 0 | 0 | 0 | 0 | 0 | 0 | 0 | 0 | 0 | 0 | 0 | 0 |  |  | C2 | 0 | 0 | 0 | 0 | 0 | C2 | 0 | 0 | 0 | 0 | 0 | C2 | [5 empty] | C2 | [5 empty] | 0 | [6 empty] | 0 | [6 empty] | 0 | [6 empty] | 0 | [6 empty] | 0 | [6 empty] | 0
|  |  | 0 | 0 | C3 | 0 | 0 | 0 | 0 | 0 | 0 | 0 | 0 | 0 | 0 | 0 | 0 | 0 | 0 | 0 | 0 | 0 | 0 | 0 | 0 | 0 | 0 | 0 | 0 | 0 | 0 | 0 | 0 | 0 | 0 | 0 | 0 | 0 | 0 | 0 | 0 |  |  | C3 | 0 | 0 | 0 | 0 | 0 | C3 | 0 | 0 | 0 | 0 | 0 | C3 | [5 empty] | C3 | [5 empty] | 0 | [6 empty] | 0 | [6 empty] | 0 | [6 empty] | 0 | [6 empty] | 0 | [6 empty] | 0
|  |  | 0 | 0 | C4 | 0 | 0 | 0 | 0 | 0 | 0 | 0 | 0 | 0 | 0 | 0 | 0 | 0 | 0 | 0 | 0 | 0 | 0 | 0 | 0 | 0 | 0 | 0 | 0 | 0 | 0 | 0 | 0 | 0 | 0 | 0 | 0 | 0 | 0 | 0 | 0 |  |  | C4 | 0 | 0 | 0 | 0 | 0 | C4 | 0 | 0 | 0 | 0 | 0 | C4 | [5 empty] | C4 | [5 empty] | 0 | [6 empty] | 0 | [6 empty] | 0 | [6 empty] | 0 | [6 empty] | 0 | [6 empty] | 0
|  |  | 0 | 0 |  | 0 | 0 | 0 | 0 | 0 |  | 0 | 0 | 0 | 0 | 0 |  | 0 | 0 | 0 | 0 | 0 |  | 0 | 0 | 0 | 0 | 0 |  | 0 | 0 | 0 | 0 | 0 |  | 0 | 0 | 0 | 0 | 0 | [22 empty] | 0 | 0 | 0 | 0 | 0 | 0 |  | 0 | 0 | 0 | 0 | 0 | 0 |  | 0 | 0 | 0 | 0 | 0 | 0 |  | 0 | 0 | 0 | 0 | 0 | 0 |  | 0 | 0 | 0 | 0 | 0 | 0 |  | 0 | 0 | 0 | 0 | 0 | 0
| [Please insert new asset category as required] |  | 0 | 0 | C1 | 0 | 0 | 0 | 0 | 0 | 0 | 0 | 0 | 0 | 0 | 0 | 0 | 0 | 0 | 0 | 0 | 0 | 0 | 0 | 0 | 0 | 0 | 0 | 0 | 0 | 0 | 0 | 0 | 0 | 0 | 0 | 0 | 0 | 0 | 0 | 0 |  |  | C1 | 0 | 0 | 0 | 0 | 0 | C1 | 0 | 0 | 0 | 0 | 0 | C1 | [5 empty] | C1 | [5 empty] | 0 | [6 empty] | 0 | [6 empty] | 0 | [6 empty] | 0 | [6 empty] | 0 | [6 empty] | 0
|  |  | 0 | 0 | C2 | 0 | 0 | 0 | 0 | 0 | 0 | 0 | 0 | 0 | 0 | 0 | 0 | 0 | 0 | 0 | 0 | 0 | 0 | 0 | 0 | 0 | 0 | 0 | 0 | 0 | 0 | 0 | 0 | 0 | 0 | 0 | 0 | 0 | 0 | 0 | 0 |  |  | C2 | 0 | 0 | 0 | 0 | 0 | C2 | 0 | 0 | 0 | 0 | 0 | C2 | [5 empty] | C2 | [5 empty] | 0 | [6 empty] | 0 | [6 empty] | 0 | [6 empty] | 0 | [6 empty] | 0 | [6 empty] | 0
|  |  | 0 | 0 | C3 | 0 | 0 | 0 | 0 | 0 | 0 | 0 | 0 | 0 | 0 | 0 | 0 | 0 | 0 | 0 | 0 | 0 | 0 | 0 | 0 | 0 | 0 | 0 | 0 | 0 | 0 | 0 | 0 | 0 | 0 | 0 | 0 | 0 | 0 | 0 | 0 |  |  | C3 | 0 | 0 | 0 | 0 | 0 | C3 | 0 | 0 | 0 | 0 | 0 | C3 | [5 empty] | C3 | [5 empty] | 0 | [6 empty] | 0 | [6 empty] | 0 | [6 empty] | 0 | [6 empty] | 0 | [6 empty] | 0
|  |  | 0 | 0 | C4 | 0 | 0 | 0 | 0 | 0 | 0 | 0 | 0 | 0 | 0 | 0 | 0 | 0 | 0 | 0 | 0 | 0 | 0 | 0 | 0 | 0 | 0 | 0 | 0 | 0 | 0 | 0 | 0 | 0 | 0 | 0 | 0 | 0 | 0 | 0 | 0 |  |  | C4 | 0 | 0 | 0 | 0 | 0 | C4 | 0 | 0 | 0 | 0 | 0 | C4 | [5 empty] | C4 | [5 empty] | 0 | [6 empty] | 0 | [6 empty] | 0 | [6 empty] | 0 | [6 empty] | 0 | [6 empty] | 0
|  |  | 0 | 0 |  | 0 | 0 | 0 | 0 | 0 |  | 0 | 0 | 0 | 0 | 0 |  | 0 | 0 | 0 | 0 | 0 |  | 0 | 0 | 0 | 0 | 0 |  | 0 | 0 | 0 | 0 | 0 |  | 0 | 0 | 0 | 0 | 0 | [22 empty] | 0 | 0 | 0 | 0 | 0 | 0 |  | 0 | 0 | 0 | 0 | 0 | 0 |  | 0 | 0 | 0 | 0 | 0 | 0 |  | 0 | 0 | 0 | 0 | 0 | 0 |  | 0 | 0 | 0 | 0 | 0 | 0 |  | 0 | 0 | 0 | 0 | 0 | 0
| [Please insert new asset category as required] |  | 0 | 0 | C1 | 0 | 0 | 0 | 0 | 0 | 0 | 0 | 0 | 0 | 0 | 0 | 0 | 0 | 0 | 0 | 0 | 0 | 0 | 0 | 0 | 0 | 0 | 0 | 0 | 0 | 0 | 0 | 0 | 0 | 0 | 0 | 0 | 0 | 0 | 0 | 0 |  |  | C1 | 0 | 0 | 0 | 0 | 0 | C1 | 0 | 0 | 0 | 0 | 0 | C1 | [5 empty] | C1 | [5 empty] | 0 | [6 empty] | 0 | [6 empty] | 0 | [6 empty] | 0 | [6 empty] | 0 | [6 empty] | 0
|  |  | 0 | 0 | C2 | 0 | 0 | 0 | 0 | 0 | 0 | 0 | 0 | 0 | 0 | 0 | 0 | 0 | 0 | 0 | 0 | 0 | 0 | 0 | 0 | 0 | 0 | 0 | 0 | 0 | 0 | 0 | 0 | 0 | 0 | 0 | 0 | 0 | 0 | 0 | 0 |  |  | C2 | 0 | 0 | 0 | 0 | 0 | C2 | 0 | 0 | 0 | 0 | 0 | C2 | [5 empty] | C2 | [5 empty] | 0 | [6 empty] | 0 | [6 empty] | 0 | [6 empty] | 0 | [6 empty] | 0 | [6 empty] | 0
|  |  | 0 | 0 | C3 | 0 | 0 | 0 | 0 | 0 | 0 | 0 | 0 | 0 | 0 | 0 | 0 | 0 | 0 | 0 | 0 | 0 | 0 | 0 | 0 | 0 | 0 | 0 | 0 | 0 | 0 | 0 | 0 | 0 | 0 | 0 | 0 | 0 | 0 | 0 | 0 |  |  | C3 | 0 | 0 | 0 | 0 | 0 | C3 | 0 | 0 | 0 | 0 | 0 | C3 | [5 empty] | C3 | [5 empty] | 0 | [6 empty] | 0 | [6 empty] | 0 | [6 empty] | 0 | [6 empty] | 0 | [6 empty] | 0
|  |  | 0 | 0 | C4 | 0 | 0 | 0 | 0 | 0 | 0 | 0 | 0 | 0 | 0 | 0 | 0 | 0 | 0 | 0 | 0 | 0 | 0 | 0 | 0 | 0 | 0 | 0 | 0 | 0 | 0 | 0 | 0 | 0 | 0 | 0 | 0 | 0 | 0 | 0 | 0 |  |  | C4 | 0 | 0 | 0 | 0 | 0 | C4 | 0 | 0 | 0 | 0 | 0 | C4 | [5 empty] | C4 | [5 empty] | 0 | [6 empty] | 0 | [6 empty] | 0 | [6 empty] | 0 | [6 empty] | 0 | [6 empty] | 0
|  |  | 0 | 0 |  | 0 | 0 | 0 | 0 | 0 |  | 0 | 0 | 0 | 0 | 0 |  | 0 | 0 | 0 | 0 | 0 |  | 0 | 0 | 0 | 0 | 0 |  | 0 | 0 | 0 | 0 | 0 |  | 0 | 0 | 0 | 0 | 0 | [22 empty] | 0 | 0 | 0 | 0 | 0 | 0 |  | 0 | 0 | 0 | 0 | 0 | 0 |  | 0 | 0 | 0 | 0 | 0 | 0 |  | 0 | 0 | 0 | 0 | 0 | 0 |  | 0 | 0 | 0 | 0 | 0 | 0 |  | 0 | 0 | 0 | 0 | 0 | 0
| [Please insert new asset category as required] |  | 0 | 0 | C1 | 0 | 0 | 0 | 0 | 0 | 0 | 0 | 0 | 0 | 0 | 0 | 0 | 0 | 0 | 0 | 0 | 0 | 0 | 0 | 0 | 0 | 0 | 0 | 0 | 0 | 0 | 0 | 0 | 0 | 0 | 0 | 0 | 0 | 0 | 0 | 0 |  |  | C1 | 0 | 0 | 0 | 0 | 0 | C1 | 0 | 0 | 0 | 0 | 0 | C1 | [5 empty] | C1 | [5 empty] | 0 | [6 empty] | 0 | [6 empty] | 0 | [6 empty] | 0 | [6 empty] | 0 | [6 empty] | 0
|  |  | 0 | 0 | C2 | 0 | 0 | 0 | 0 | 0 | 0 | 0 | 0 | 0 | 0 | 0 | 0 | 0 | 0 | 0 | 0 | 0 | 0 | 0 | 0 | 0 | 0 | 0 | 0 | 0 | 0 | 0 | 0 | 0 | 0 | 0 | 0 | 0 | 0 | 0 | 0 |  |  | C2 | 0 | 0 | 0 | 0 | 0 | C2 | 0 | 0 | 0 | 0 | 0 | C2 | [5 empty] | C2 | [5 empty] | 0 | [6 empty] | 0 | [6 empty] | 0 | [6 empty] | 0 | [6 empty] | 0 | [6 empty] | 0
|  |  | 0 | 0 | C3 | 0 | 0 | 0 | 0 | 0 | 0 | 0 | 0 | 0 | 0 | 0 | 0 | 0 | 0 | 0 | 0 | 0 | 0 | 0 | 0 | 0 | 0 | 0 | 0 | 0 | 0 | 0 | 0 | 0 | 0 | 0 | 0 | 0 | 0 | 0 | 0 |  |  | C3 | 0 | 0 | 0 | 0 | 0 | C3 | 0 | 0 | 0 | 0 | 0 | C3 | [5 empty] | C3 | [5 empty] | 0 | [6 empty] | 0 | [6 empty] | 0 | [6 empty] | 0 | [6 empty] | 0 | [6 empty] | 0
|  |  | 0 | 0 | C4 | 0 | 0 | 0 | 0 | 0 | 0 | 0 | 0 | 0 | 0 | 0 | 0 | 0 | 0 | 0 | 0 | 0 | 0 | 0 | 0 | 0 | 0 | 0 | 0 | 0 | 0 | 0 | 0 | 0 | 0 | 0 | 0 | 0 | 0 | 0 | 0 |  |  | C4 | 0 | 0 | 0 | 0 | 0 | C4 | 0 | 0 | 0 | 0 | 0 | C4 | [5 empty] | C4 | [5 empty] | 0 | [6 empty] | 0 | [6 empty] | 0 | [6 empty] | 0 | [6 empty] | 0 | [6 empty] | 0
|  |  | 0 | 0 |  | 0 | 0 | 0 | 0 | 0 |  | 0 | 0 | 0 | 0 | 0 |  | 0 | 0 | 0 | 0 | 0 |  | 0 | 0 | 0 | 0 | 0 |  | 0 | 0 | 0 | 0 | 0 |  | 0 | 0 | 0 | 0 | 0 | [22 empty] | 0 | 0 | 0 | 0 | 0 | 0 |  | 0 | 0 | 0 | 0 | 0 | 0 |  | 0 | 0 | 0 | 0 | 0 | 0 |  | 0 | 0 | 0 | 0 | 0 | 0 |  | 0 | 0 | 0 | 0 | 0 | 0 |  | 0 | 0 | 0 | 0 | 0 | 0
[63 empty] | 68654406.1947 | 141098741.918 | 492999478.2997 | 767998936.2383 | 178900929.8461 | 1649652492.4969 |  | 73613091.1445 | 140229621.5349 | 490512119.8369 | 739434173.1378 | 132212394.0822 | 1576001399.7364 |  | 65887618.2485 | 148745062.578 | 474286446.8127 | 773226689.4894 | 280798381.0323 | 1742944198.161 |  | 65887618.2485 | 162317187.7253 | 473955624.9154 | 706074967.8186 | 280798381.0323 | 1689033779.7401 |  | 58162486.6471 | 157281257.5308 | 458066405.2272 | 806892538.37 | 429373145.724 | 1909775833.4991 |  | 58162486.6471 | 183636528.1611 | 457638114.1401 | 676033951.8339 | 429373145.724 | 1804844226.5061
| EHV Network | [66 empty] | 0 | [6 empty] | 0 | [6 empty] | 0 | [6 empty] | 0 | [6 empty] | 0 | [6 empty] | 0
| EHV Switchgear (GM) |  | 117 | 117 | C1 | 52 | 15 | 37 | 4 | 9 | 117 | 42 | 16 | 38 | 9 | 11 | 116 | 0 | 0 | 0 | 0 | 0 | 0 | 45 | 19 | 34 | 9 | 10 | 117 | 0 | 0 | 0 | 0 | 0 | 0 | 39 | 24 | 31 | 13 | 10 | 117 |  |  | C1 | 0.025 | 0.075 | 0.175 | 0.375 | 0.75 | C1 | 80348.9758 | 80348.9758 | 80348.9758 | 80348.9758 | 80348.9758 | C1 | 2008.7244 | 6026.1732 | 14061.0708 | 30130.8659 | 60261.7319 | C1 | 84366.4246 | 96418.771 | 534320.6893 | 271177.7935 | 662879.0507 | 1649162.7291 |  | 104453.6686 | 90392.5978 | 520259.6186 | 120523.4638 | 542355.5869 | 1377984.9357 |  | 90392.5978 | 114497.2906 | 478076.4062 | 271177.7935 | 602617.3188 | 1556761.4069 |  | 90392.5978 | 114497.2906 | 478076.4062 | 271177.7935 | 602617.3188 | 1556761.4069 |  | 78340.2514 | 144628.1565 | 435893.1939 | 391701.2572 | 602617.3188 | 1653180.1779 |  | 78340.2514 | 144628.1565 | 435893.1939 | 391701.2572 | 602617.3188 | 1653180.1779
|  |  | 1218 | 1218 | C2 | 535 | 154 | 385 | 46 | 98 | 1218 | 434 | 164 | 396 | 106 | 117 | 1217 | 0 | 0 | 0 | 0 | 0 | 0 | 464 | 205 | 354 | 91 | 104 | 1218 | 0 | 0 | 0 | 0 | 0 | 0 | 393 | 255 | 323 | 136 | 111 | 1218 |  |  | C2 | 0.025 | 0.075 | 0.175 | 0.375 | 0.75 | C2 | 114784.2512 | 114784.2512 | 114784.2512 | 114784.2512 | 114784.2512 | C2 | 2869.6063 | 8608.8188 | 20087.244 | 43044.0942 | 86088.1884 | C2 | 1245409.1255 | 1411846.2898 | 7954548.6082 | 4562673.9852 | 10072318.0428 | 25246796.0515 |  | 1535239.3598 | 1325758.1014 | 7733588.9246 | 1980028.3332 | 8436642.4632 | 21011257.1822 |  | 1331497.3139 | 1764807.8622 | 7110884.3619 | 3917012.5722 | 8953171.5936 | 23077373.7038 |  | 1331497.3139 | 1764807.8622 | 7110884.3619 | 3917012.5722 | 8953171.5936 | 23077373.7038 |  | 1127755.268 | 2195248.8042 | 6488179.7991 | 5853996.8112 | 9555788.9124 | 25220969.595 |  | 1127755.268 | 2195248.8042 | 6488179.7991 | 5853996.8112 | 9555788.9124 | 25220969.595
|  |  | 348 | 348 | C3 | 153 | 44 | 110 | 13 | 28 | 348 | 124 | 47 | 113 | 30 | 34 | 348 | 0 | 0 | 0 | 0 | 0 | 0 | 133 | 58 | 102 | 26 | 29 | 348 | 0 | 0 | 0 | 0 | 0 | 0 | 112 | 74 | 92 | 39 | 31 | 348 |  |  | C3 | 0.025 | 0.075 | 0.175 | 0.375 | 0.75 | C3 | 172176.3768 | 172176.3768 | 172176.3768 | 172176.3768 | 172176.3768 | C3 | 4304.4094 | 12913.2283 | 30130.8659 | 64566.1413 | 129132.2826 | C3 | 533746.7681 | 606921.7282 | 3404787.8512 | 1936984.239 | 4390497.6084 | 10872938.1949 |  | 658574.6413 | 568182.0434 | 3314395.2534 | 839359.8369 | 3615703.9128 | 8996215.6878 |  | 572486.4529 | 748967.2391 | 3073348.3259 | 1678719.6738 | 3744836.1954 | 9818357.887 |  | 572486.4529 | 748967.2391 | 3073348.3259 | 1678719.6738 | 3744836.1954 | 9818357.887 |  | 482093.855 | 955578.8912 | 2772039.6665 | 2518079.5107 | 4003100.7606 | 10730892.6841 |  | 482093.855 | 955578.8912 | 2772039.6665 | 2518079.5107 | 4003100.7606 | 10730892.6841
|  |  | 35 | 35 | C4 | 15 | 4 | 11 | 2 | 3 | 35 | 12 | 4 | 11 | 5 | 4 | 36 | 0 | 0 | 0 | 0 | 0 | 0 | 12 | 7 | 10 | 3 | 3 | 35 | 0 | 0 | 0 | 0 | 0 | 0 | 10 | 7 | 10 | 4 | 4 | 35 |  |  | C4 | 0.025 | 0.075 | 0.175 | 0.375 | 0.75 | C4 | 286960.628 | 286960.628 | 286960.628 | 286960.628 | 286960.628 | C4 | 7174.0157 | 21522.0471 | 50218.1099 | 107610.2355 | 215220.471 | C4 | 86088.1884 | 86088.1884 | 552399.2089 | 538051.1775 | 860881.884 | 2123508.6472 |  | 107610.2355 | 86088.1884 | 552399.2089 | 215220.471 | 645661.413 | 1606979.5168 |  | 86088.1884 | 150654.3297 | 502181.099 | 322830.7065 | 645661.413 | 1707415.7366 |  | 86088.1884 | 150654.3297 | 502181.099 | 322830.7065 | 645661.413 | 1707415.7366 |  | 71740.157 | 150654.3297 | 502181.099 | 430440.942 | 860881.884 | 2015898.4117 |  | 71740.157 | 150654.3297 | 502181.099 | 430440.942 | 860881.884 | 2015898.4117
|  |  | 1718 | 1718 |  | 755 | 217 | 543 | 65 | 138 |  | 612 | 231 | 558 | 150 | 166 |  | 0 | 0 | 0 | 0 | 0 |  | 654 | 289 | 500 | 129 | 146 |  | 0 | 0 | 0 | 0 | 0 |  | 554 | 360 | 456 | 192 | 156 | [22 empty] | 1949610.5066 | 2201274.9774 | 12446056.3576 | 7308887.1952 | 15986576.5859 | 39892405.6228 |  | 2405877.9052 | 2070420.931 | 12120643.0055 | 3155132.1049 | 13240363.376 | 32992437.3225 |  | 2080464.553 | 2778926.7216 | 11164490.193 | 6189740.746 | 13946286.5208 | 36159908.7344 |  | 2080464.553 | 2778926.7216 | 11164490.193 | 6189740.746 | 13946286.5208 | 36159908.7344 |  | 1759929.5315 | 3446110.1817 | 10198293.7585 | 9194218.5211 | 15022388.8758 | 39620940.8687 |  | 1759929.5315 | 3446110.1817 | 10198293.7585 | 9194218.5211 | 15022388.8758 | 39620940.8687
| EHV Transformer |  | 68 | 68 | C1 | 24 | 26 | 11 | 3 | 4 | 68 | 20 | 26 | 11 | 6 | 5 | 68 | 0 | 0 | 0 | 0 | 0 | 0 | 20 | 27 | 13 | 4 | 4 | 68 | 0 | 0 | 0 | 0 | 0 | 0 | 17 | 27 | 15 | 5 | 4 | 68 |  |  | C1 | 0.025 | 0.075 | 0.175 | 0.375 | 0.75 | C1 | 193029.2307 | 193029.2307 | 193029.2307 | 193029.2307 | 193029.2307 | C1 | 4825.7308 | 14477.1923 | 33780.1154 | 72385.9615 | 144771.923 | C1 | 96514.6153 | 376406.9999 | 371581.2691 | 434315.7691 | 723859.6151 | 2002678.2685 |  | 115817.5384 | 376406.9999 | 371581.2691 | 217157.8845 | 579087.6921 | 1660051.384 |  | 96514.6153 | 390884.1922 | 439141.4998 | 289543.846 | 579087.6921 | 1795171.8455 |  | 96514.6153 | 390884.1922 | 439141.4998 | 289543.846 | 579087.6921 | 1795171.8455 |  | 82037.423 | 390884.1922 | 506701.7306 | 361929.8076 | 579087.6921 | 1920640.8455 |  | 82037.423 | 390884.1922 | 506701.7306 | 361929.8076 | 579087.6921 | 1920640.8455
|  |  | 695 | 695 | C2 | 249 | 270 | 112 | 26 | 38 | 695 | 211 | 274 | 116 | 48 | 46 | 695 | 0 | 47 | -47 | 0 | 0 | 0 | 217 | 267 | 132 | 38 | 41 | 695 | 0 | 96 | -96 | 0 | 0 | 0 | 183 | 264 | 154 | 49 | 45 | 695 |  |  | C2 | 0.025 | 0.075 | 0.175 | 0.375 | 0.75 | C2 | 275756.0439 | 275756.0439 | 275756.0439 | 275756.0439 | 275756.0439 | C2 | 6893.9011 | 20681.7033 | 48257.3077 | 103408.5164 | 206817.0329 | C2 | 1454613.1313 | 5666786.7013 | 5597847.6903 | 4963608.7894 | 9513583.5131 | 27196439.8254 |  | 1716581.373 | 5584059.8881 | 5404818.4596 | 2688621.4276 | 7859047.2499 | 23253128.3982 |  | 1495976.5379 | 5522014.7782 | 6369964.6131 | 3929523.625 | 8479498.3486 | 25796977.9028 |  | 1495976.5379 | 6494054.8328 | 4101871.1524 | 3929523.625 | 8479498.3486 | 24500924.4967 |  | 1261583.9006 | 5459969.6684 | 7431625.3819 | 5067017.3059 | 9306766.4802 | 28526962.737 |  | 1261583.9006 | 7445413.1841 | 2798923.8451 | 5067017.3059 | 9306766.4802 | 25879704.7159
|  |  | 199 | 199 | C3 | 71 | 77 | 32 | 8 | 11 | 199 | 60 | 78 | 33 | 15 | 13 | 199 | 0 | 14 | -14 | 0 | 0 | 0 | 61 | 77 | 38 | 11 | 12 | 199 | 0 | 29 | -29 | 0 | 0 | 0 | 52 | 76 | 44 | 14 | 13 | 199 |  |  | C3 | 0.025 | 0.075 | 0.175 | 0.375 | 0.75 | C3 | 413634.0658 | 413634.0658 | 413634.0658 | 413634.0658 | 413634.0658 | C3 | 10340.8516 | 31022.5549 | 72385.9615 | 155112.7747 | 310225.5493 | C3 | 620451.0987 | 2419759.2848 | 2388736.7299 | 2326691.62 | 4032932.1414 | 11788570.8749 |  | 734200.4668 | 2388736.7299 | 2316350.7684 | 1240902.1974 | 3412481.0427 | 10092671.2051 |  | 630791.9503 | 2388736.7299 | 2750666.5375 | 1706240.5214 | 3722706.5921 | 11199142.3311 |  | 630791.9503 | 2823052.499 | 1737263.0763 | 1706240.5214 | 3722706.5921 | 10620054.639 |  | 537724.2855 | 2357714.175 | 3184982.3065 | 2171578.8454 | 4032932.1414 | 12284931.7538 |  | 537724.2855 | 3257368.2681 | 1085789.4227 | 2171578.8454 | 4032932.1414 | 11085392.963
|  |  | 7 | 7 | C4 | 3 | 3 | 1 | 0 | 0 | 7 | 3 | 3 | 1 | 0 | 0 | 7 | 0 | 1 | -1 | 0 | 0 | 0 | 3 | 1 | 2 | 0 | 1 | 7 | 0 | 1 | -1 | 0 | 0 | 0 | 2 | 1 | 2 | 1 | 1 | 7 |  |  | C4 | 0.025 | 0.075 | 0.175 | 0.375 | 0.75 | C4 | 689390.1096 | 689390.1096 | 689390.1096 | 689390.1096 | 689390.1096 | C4 | 17234.7527 | 51704.2582 | 120643.2692 | 258521.2911 | 517042.5822 | C4 | 51704.2582 | 155112.7747 | 120643.2692 | 0 | 0 | 327460.3021 |  | 51704.2582 | 155112.7747 | 120643.2692 | 0 | 0 | 327460.3021 |  | 51704.2582 | 51704.2582 | 241286.5384 | 0 | 517042.5822 | 861737.6371 |  | 51704.2582 | 103408.5164 | 120643.2692 | 0 | 517042.5822 | 792798.6261 |  | 34469.5055 | 51704.2582 | 241286.5384 | 258521.2911 | 517042.5822 | 1103024.1754 |  | 34469.5055 | 103408.5164 | 120643.2692 | 258521.2911 | 517042.5822 | 1034085.1645
|  |  | 969 | 969 |  | 347 | 376 | 156 | 37 | 53 |  | 294 | 381 | 161 | 69 | 64 |  | 0 | 62 | -62 | 0 | 0 |  | 301 | 372 | 185 | 53 | 58 |  | 0 | 126 | -126 | 0 | 0 |  | 254 | 368 | 215 | 69 | 63 | [22 empty] | 2223283.1036 | 8618065.7606 | 8478808.9585 | 7724616.1785 | 14270375.2696 | 41315149.2708 |  | 2618303.6364 | 8504316.3925 | 8213393.7663 | 4146681.5095 | 11850615.9847 | 35333311.2894 |  | 2274987.3618 | 8353339.9585 | 9801059.1888 | 5925307.9924 | 13298335.215 | 39653029.7165 |  | 2274987.3618 | 9811400.0404 | 6398918.9977 | 5925307.9924 | 13298335.215 | 37708949.6073 |  | 1915815.1147 | 8260272.2937 | 11364595.9574 | 7859047.2499 | 14435828.8959 | 43835559.5117 |  | 1915815.1147 | 11197074.1608 | 4512058.2676 | 7859047.2499 | 14435828.8959 | 39919823.6889
| EHV UG Cable (Gas) |  | 0 | 0 | C1 | 0 | 0 | 0 | 0 | 0 | 0 | 0 | 0 | 0 | 0 | 0 | 0 | 0 | 0 | 0 | 0 | 0 | 0 | 0 | 0 | 0 | 0 | 0 | 0 | 0 | 0 | 0 | 0 | 0 | 0 | 0 | 0 | 0 | 0 | 0 | 0 |  |  | C1 | 0.025 | 0.075 | 0.175 | 0.375 | 0.75 | C1 | 7754.6 | 7754.6 | 7754.6 | 7754.6 | 7754.6 | C1 | 193.865 | 581.595 | 1357.055 | 2907.975 | 5815.95 | C1 | 0 | 0 | 0 | 0 | 0 | 0 |  | 0 | 0 | 0 | 0 | 0 | 0 |  | 0 | 0 | 0 | 0 | 0 | 0 |  | 0 | 0 | 0 | 0 | 0 | 0 |  | 0 | 0 | 0 | 0 | 0 | 0 |  | 0 | 0 | 0 | 0 | 0 | 0
|  |  | 0 | 0 | C2 | 0 | 0 | 0 | 0 | 0 | 0 | 0 | 0 | 0 | 0 | 0 | 0 | 0 | 0 | 0 | 0 | 0 | 0 | 0 | 0 | 0 | 0 | 0 | 0 | 0 | 0 | 0 | 0 | 0 | 0 | 0 | 0 | 0 | 0 | 0 | 0 |  |  | C2 | 0.025 | 0.075 | 0.175 | 0.375 | 0.75 | C2 | 11078 | 11078 | 11078 | 11078 | 11078 | C2 | 276.95 | 830.85 | 1938.65 | 4154.25 | 8308.5 | C2 | 0 | 0 | 0 | 0 | 0 | 0 |  | 0 | 0 | 0 | 0 | 0 | 0 |  | 0 | 0 | 0 | 0 | 0 | 0 |  | 0 | 0 | 0 | 0 | 0 | 0 |  | 0 | 0 | 0 | 0 | 0 | 0 |  | 0 | 0 | 0 | 0 | 0 | 0
|  |  | 0 | 0 | C3 | 0 | 0 | 0 | 0 | 0 | 0 | 0 | 0 | 0 | 0 | 0 | 0 | 0 | 0 | 0 | 0 | 0 | 0 | 0 | 0 | 0 | 0 | 0 | 0 | 0 | 0 | 0 | 0 | 0 | 0 | 0 | 0 | 0 | 0 | 0 | 0 |  |  | C3 | 0.025 | 0.075 | 0.175 | 0.375 | 0.75 | C3 | 16617 | 16617 | 16617 | 16617 | 16617 | C3 | 415.425 | 1246.275 | 2907.975 | 6231.375 | 12462.75 | C3 | 0 | 0 | 0 | 0 | 0 | 0 |  | 0 | 0 | 0 | 0 | 0 | 0 |  | 0 | 0 | 0 | 0 | 0 | 0 |  | 0 | 0 | 0 | 0 | 0 | 0 |  | 0 | 0 | 0 | 0 | 0 | 0 |  | 0 | 0 | 0 | 0 | 0 | 0
|  |  | 0 | 0 | C4 | 0 | 0 | 0 | 0 | 0 | 0 | 0 | 0 | 0 | 0 | 0 | 0 | 0 | 0 | 0 | 0 | 0 | 0 | 0 | 0 | 0 | 0 | 0 | 0 | 0 | 0 | 0 | 0 | 0 | 0 | 0 | 0 | 0 | 0 | 0 | 0 |  |  | C4 | 0.025 | 0.075 | 0.175 | 0.375 | 0.75 | C4 | 27695 | 27695 | 27695 | 27695 | 27695 | C4 | 692.375 | 2077.125 | 4846.625 | 10385.625 | 20771.25 | C4 | 0 | 0 | 0 | 0 | 0 | 0 |  | 0 | 0 | 0 | 0 | 0 | 0 |  | 0 | 0 | 0 | 0 | 0 | 0 |  | 0 | 0 | 0 | 0 | 0 | 0 |  | 0 | 0 | 0 | 0 | 0 | 0 |  | 0 | 0 | 0 | 0 | 0 | 0
|  |  | 0 | 0 |  | 0 | 0 | 0 | 0 | 0 |  | 0 | 0 | 0 | 0 | 0 |  | 0 | 0 | 0 | 0 | 0 |  | 0 | 0 | 0 | 0 | 0 |  | 0 | 0 | 0 | 0 | 0 |  | 0 | 0 | 0 | 0 | 0 | [22 empty] | 0 | 0 | 0 | 0 | 0 | 0 |  | 0 | 0 | 0 | 0 | 0 | 0 |  | 0 | 0 | 0 | 0 | 0 | 0 |  | 0 | 0 | 0 | 0 | 0 | 0 |  | 0 | 0 | 0 | 0 | 0 | 0 |  | 0 | 0 | 0 | 0 | 0 | 0
| EHV UG Cable (Oil) |  | 0 | 0 | C1 | 0 | 0 | 0 | 0 | 0 | 0 | 0 | 0 | 0 | 0 | 0 | 0 | 0 | 0 | 0 | 0 | 0 | 0 | 0 | 0 | 0 | 0 | 0 | 0 | 0 | 0 | 0 | 0 | 0 | 0 | 0 | 0 | 0 | 0 | 0 | 0 |  |  | C1 | 0.025 | 0.075 | 0.175 | 0.375 | 0.75 | C1 | 7761.6119 | 7761.6119 | 7761.6119 | 7761.6119 | 7761.6119 | C1 | 194.0403 | 582.1209 | 1358.2821 | 2910.6044 | 5821.2089 | C1 | 0 | 0 | 0 | 0 | 0 | 0 |  | 0 | 0 | 0 | 0 | 0 | 0 |  | 0 | 0 | 0 | 0 | 0 | 0 |  | 0 | 0 | 0 | 0 | 0 | 0 |  | 0 | 0 | 0 | 0 | 0 | 0 |  | 0 | 0 | 0 | 0 | 0 | 0
|  |  | 0 | 0 | C2 | 0 | 0 | 0 | 0 | 0 | 0 | 0 | 0 | 0 | 0 | 0 | 0 | 0 | 0 | 0 | 0 | 0 | 0 | 0 | 0 | 0 | 0 | 0 | 0 | 0 | 0 | 0 | 0 | 0 | 0 | 0 | 0 | 0 | 0 | 0 | 0 |  |  | C2 | 0.025 | 0.075 | 0.175 | 0.375 | 0.75 | C2 | 11088.0169 | 11088.0169 | 11088.0169 | 11088.0169 | 11088.0169 | C2 | 277.2004 | 831.6013 | 1940.403 | 4158.0064 | 8316.0127 | C2 | 0 | 0 | 0 | 0 | 0 | 0 |  | 0 | 0 | 0 | 0 | 0 | 0 |  | 0 | 0 | 0 | 0 | 0 | 0 |  | 0 | 0 | 0 | 0 | 0 | 0 |  | 0 | 0 | 0 | 0 | 0 | 0 |  | 0 | 0 | 0 | 0 | 0 | 0
|  |  | 0 | 0 | C3 | 0 | 0 | 0 | 0 | 0 | 0 | 0 | 0 | 0 | 0 | 0 | 0 | 0 | 0 | 0 | 0 | 0 | 0 | 0 | 0 | 0 | 0 | 0 | 0 | 0 | 0 | 0 | 0 | 0 | 0 | 0 | 0 | 0 | 0 | 0 | 0 |  |  | C3 | 0.025 | 0.075 | 0.175 | 0.375 | 0.75 | C3 | 16632.0254 | 16632.0254 | 16632.0254 | 16632.0254 | 16632.0254 | C3 | 415.8006 | 1247.4019 | 2910.6044 | 6237.0095 | 12474.0191 | C3 | 0 | 0 | 0 | 0 | 0 | 0 |  | 0 | 0 | 0 | 0 | 0 | 0 |  | 0 | 0 | 0 | 0 | 0 | 0 |  | 0 | 0 | 0 | 0 | 0 | 0 |  | 0 | 0 | 0 | 0 | 0 | 0 |  | 0 | 0 | 0 | 0 | 0 | 0
|  |  | 0 | 0 | C4 | 0 | 0 | 0 | 0 | 0 | 0 | 0 | 0 | 0 | 0 | 0 | 0 | 0 | 0 | 0 | 0 | 0 | 0 | 0 | 0 | 0 | 0 | 0 | 0 | 0 | 0 | 0 | 0 | 0 | 0 | 0 | 0 | 0 | 0 | 0 | 0 |  |  | C4 | 0.025 | 0.075 | 0.175 | 0.375 | 0.75 | C4 | 27720.0424 | 27720.0424 | 27720.0424 | 27720.0424 | 27720.0424 | C4 | 693.0011 | 2079.0032 | 4851.0074 | 10395.0159 | 20790.0318 | C4 | 0 | 0 | 0 | 0 | 0 | 0 |  | 0 | 0 | 0 | 0 | 0 | 0 |  | 0 | 0 | 0 | 0 | 0 | 0 |  | 0 | 0 | 0 | 0 | 0 | 0 |  | 0 | 0 | 0 | 0 | 0 | 0 |  | 0 | 0 | 0 | 0 | 0 | 0
|  |  | 0 | 0 |  | 0 | 0 | 0 | 0 | 0 |  | 0 | 0 | 0 | 0 | 0 |  | 0 | 0 | 0 | 0 | 0 |  | 0 | 0 | 0 | 0 | 0 |  | 0 | 0 | 0 | 0 | 0 |  | 0 | 0 | 0 | 0 | 0 | [22 empty] | 0 | 0 | 0 | 0 | 0 | 0 |  | 0 | 0 | 0 | 0 | 0 | 0 |  | 0 | 0 | 0 | 0 | 0 | 0 |  | 0 | 0 | 0 | 0 | 0 | 0 |  | 0 | 0 | 0 | 0 | 0 | 0 |  | 0 | 0 | 0 | 0 | 0 | 0
| EHV UG Cable (Non Pressurised) |  | 0 | 0 | C1 | 0 | 0 | 0 | 0 | 0 | 0 | 0 | 0 | 0 | 0 | 0 | 0 | 0 | 0 | 0 | 0 | 0 | 0 | 0 | 0 | 0 | 0 | 0 | 0 | 0 | 0 | 0 | 0 | 0 | 0 | 0 | 0 | 0 | 0 | 0 | 0 |  |  | C1 | 0.025 | 0.075 | 0.175 | 0.375 | 0.75 | C1 | 0 | 0 | 0 | 0 | 0 | C1 | [5 empty] | C1 | [5 empty] | 0 | [6 empty] | 0 | [6 empty] | 0 | [6 empty] | 0 | [6 empty] | 0 | [6 empty] | 0
|  |  | 0 | 0 | C2 | 0 | 0 | 0 | 0 | 0 | 0 | 0 | 0 | 0 | 0 | 0 | 0 | 0 | 0 | 0 | 0 | 0 | 0 | 0 | 0 | 0 | 0 | 0 | 0 | 0 | 0 | 0 | 0 | 0 | 0 | 0 | 0 | 0 | 0 | 0 | 0 |  |  | C2 | 0.025 | 0.075 | 0.175 | 0.375 | 0.75 | C2 | 0 | 0 | 0 | 0 | 0 | C2 | [5 empty] | C2 | [5 empty] | 0 | [6 empty] | 0 | [6 empty] | 0 | [6 empty] | 0 | [6 empty] | 0 | [6 empty] | 0
|  |  | 0 | 0 | C3 | 0 | 0 | 0 | 0 | 0 | 0 | 0 | 0 | 0 | 0 | 0 | 0 | 0 | 0 | 0 | 0 | 0 | 0 | 0 | 0 | 0 | 0 | 0 | 0 | 0 | 0 | 0 | 0 | 0 | 0 | 0 | 0 | 0 | 0 | 0 | 0 |  |  | C3 | 0.025 | 0.075 | 0.175 | 0.375 | 0.75 | C3 | 0 | 0 | 0 | 0 | 0 | C3 | [5 empty] | C3 | [5 empty] | 0 | [6 empty] | 0 | [6 empty] | 0 | [6 empty] | 0 | [6 empty] | 0 | [6 empty] | 0
|  |  | 0 | 0 | C4 | 0 | 0 | 0 | 0 | 0 | 0 | 0 | 0 | 0 | 0 | 0 | 0 | 0 | 0 | 0 | 0 | 0 | 0 | 0 | 0 | 0 | 0 | 0 | 0 | 0 | 0 | 0 | 0 | 0 | 0 | 0 | 0 | 0 | 0 | 0 | 0 |  |  | C4 | 0.025 | 0.075 | 0.175 | 0.375 | 0.75 | C4 | 0 | 0 | 0 | 0 | 0 | C4 | [5 empty] | C4 | [5 empty] | 0 | [6 empty] | 0 | [6 empty] | 0 | [6 empty] | 0 | [6 empty] | 0 | [6 empty] | 0
|  |  | 0 | 0 |  | 0 | 0 | 0 | 0 | 0 |  | 0 | 0 | 0 | 0 | 0 |  | 0 | 0 | 0 | 0 | 0 |  | 0 | 0 | 0 | 0 | 0 |  | 0 | 0 | 0 | 0 | 0 |  | 0 | 0 | 0 | 0 | 0 | [22 empty] | 0 | 0 | 0 | 0 | 0 | 0 |  | 0 | 0 | 0 | 0 | 0 | 0 |  | 0 | 0 | 0 | 0 | 0 | 0 |  | 0 | 0 | 0 | 0 | 0 | 0 |  | 0 | 0 | 0 | 0 | 0 | 0 |  | 0 | 0 | 0 | 0 | 0 | 0
| EHV OHL Support - Towers |  | 0 | 0 | C1 | 0 | 0 | 0 | 0 | 0 | 0 | 0 | 0 | 0 | 0 | 0 | 0 | 0 | 0 | 0 | 0 | 0 | 0 | 0 | 0 | 0 | 0 | 0 | 0 | 0 | 0 | 0 | 0 | 0 | 0 | 0 | 0 | 0 | 0 | 0 | 0 |  |  | C1 | 0.025 | 0.075 | 0.175 | 0.375 | 0.75 | C1 | 0 | 0 | 0 | 0 | 0 | C1 | [5 empty] | C1 | [5 empty] | 0 | [6 empty] | 0 | [6 empty] | 0 | [6 empty] | 0 | [6 empty] | 0 | [6 empty] | 0
|  |  | 0 | 0 | C2 | 0 | 0 | 0 | 0 | 0 | 0 | 0 | 0 | 0 | 0 | 0 | 0 | 0 | 0 | 0 | 0 | 0 | 0 | 0 | 0 | 0 | 0 | 0 | 0 | 0 | 0 | 0 | 0 | 0 | 0 | 0 | 0 | 0 | 0 | 0 | 0 |  |  | C2 | 0.025 | 0.075 | 0.175 | 0.375 | 0.75 | C2 | 0 | 0 | 0 | 0 | 0 | C2 | [5 empty] | C2 | [5 empty] | 0 | [6 empty] | 0 | [6 empty] | 0 | [6 empty] | 0 | [6 empty] | 0 | [6 empty] | 0
|  |  | 0 | 0 | C3 | 0 | 0 | 0 | 0 | 0 | 0 | 0 | 0 | 0 | 0 | 0 | 0 | 0 | 0 | 0 | 0 | 0 | 0 | 0 | 0 | 0 | 0 | 0 | 0 | 0 | 0 | 0 | 0 | 0 | 0 | 0 | 0 | 0 | 0 | 0 | 0 |  |  | C3 | 0.025 | 0.075 | 0.175 | 0.375 | 0.75 | C3 | 0 | 0 | 0 | 0 | 0 | C3 | [5 empty] | C3 | [5 empty] | 0 | [6 empty] | 0 | [6 empty] | 0 | [6 empty] | 0 | [6 empty] | 0 | [6 empty] | 0
|  |  | 0 | 0 | C4 | 0 | 0 | 0 | 0 | 0 | 0 | 0 | 0 | 0 | 0 | 0 | 0 | 0 | 0 | 0 | 0 | 0 | 0 | 0 | 0 | 0 | 0 | 0 | 0 | 0 | 0 | 0 | 0 | 0 | 0 | 0 | 0 | 0 | 0 | 0 | 0 |  |  | C4 | 0.025 | 0.075 | 0.175 | 0.375 | 0.75 | C4 | 0 | 0 | 0 | 0 | 0 | C4 | [5 empty] | C4 | [5 empty] | 0 | [6 empty] | 0 | [6 empty] | 0 | [6 empty] | 0 | [6 empty] | 0 | [6 empty] | 0
|  |  | 0 | 0 |  | 0 | 0 | 0 | 0 | 0 |  | 0 | 0 | 0 | 0 | 0 |  | 0 | 0 | 0 | 0 | 0 |  | 0 | 0 | 0 | 0 | 0 |  | 0 | 0 | 0 | 0 | 0 |  | 0 | 0 | 0 | 0 | 0 | [22 empty] | 0 | 0 | 0 | 0 | 0 | 0 |  | 0 | 0 | 0 | 0 | 0 | 0 |  | 0 | 0 | 0 | 0 | 0 | 0 |  | 0 | 0 | 0 | 0 | 0 | 0 |  | 0 | 0 | 0 | 0 | 0 | 0 |  | 0 | 0 | 0 | 0 | 0 | 0
| EHV OHL Support - Poles |  | 71 | 71 | C1 | 8 | 6 | 24 | 29 | 4 | 71 | 7 | 6 | 24 | 30 | 4 | 71 | 0 | 1 | 1 | -2 | 0 | 0 | 7 | 6 | 22 | 29 | 7 | 71 | 0 | 2 | 1 | -3 | 0 | 0 | 7 | 7 | 20 | 28 | 9 | 71 |  |  | C1 | 0.025 | 0.075 | 0.175 | 0.375 | 0.75 | C1 | 23171.5913 | 23171.5913 | 23171.5913 | 23171.5913 | 23171.5913 | C1 | 579.2898 | 1737.8693 | 4055.0285 | 8689.3467 | 17378.6935 | C1 | 4055.0285 | 10427.2161 | 97320.6836 | 260680.4024 | 69514.774 | 441998.1045 |  | 4634.3183 | 10427.2161 | 97320.6836 | 251991.0556 | 69514.774 | 433888.0475 |  | 4055.0285 | 10427.2161 | 89210.6266 | 251991.0556 | 121650.8545 | 477334.7813 |  | 4055.0285 | 12165.0854 | 93265.6551 | 234612.3622 | 121650.8545 | 465748.9856 |  | 4055.0285 | 12165.0854 | 81100.5696 | 243301.7089 | 156408.2414 | 497030.6339 |  | 4055.0285 | 15640.8241 | 85155.5981 | 217233.6687 | 156408.2414 | 478493.3608
|  |  | 29950 | 29950 | C2 | 3446 | 2637 | 10002 | 12245 | 1620 | 29950 | 3059 | 2674 | 10039 | 12475 | 1699 | 29946 | 0 | 473 | 237 | -710 | 0 | 0 | 3102 | 2717 | 9266 | 12020 | 2845 | 29950 | 0 | 951 | 474 | -1425 | 0 | 0 | 2756 | 2799 | 8530 | 11797 | 4068 | 29950 |  |  | C2 | 0.025 | 0.075 | 0.175 | 0.375 | 0.75 | C2 | 33102.2733 | 33102.2733 | 33102.2733 | 33102.2733 | 33102.2733 | C2 | 827.5568 | 2482.6705 | 5792.8978 | 12413.3525 | 24826.705 | C2 | 2531496.3521 | 6638660.9143 | 58154901.3253 | 154856572.3749 | 42180571.7779 | 264362202.7446 |  | 2851760.8465 | 6546802.1059 | 57940564.1056 | 152001501.301 | 40219262.0837 | 259559890.4427 |  | 2567081.296 | 6745415.7458 | 53676991.302 | 149208496.9897 | 70631975.6964 | 282829961.0298 |  | 2567081.296 | 7919718.8918 | 55049908.0879 | 140395016.7182 | 70631975.6964 | 276563700.6903 |  | 2280746.6317 | 6948994.7267 | 49413418.4984 | 146440319.3833 | 100995035.8992 | 306078515.1392 |  | 2280746.6317 | 9310014.3712 | 52159252.0702 | 128751292.0779 | 100995035.8992 | 293496341.0503
|  |  | 1189 | 1189 | C3 | 137 | 105 | 397 | 486 | 64 | 1189 | 122 | 107 | 399 | 495 | 67 | 1190 | 0 | 19 | 9 | -28 | 0 | 0 | 123 | 108 | 368 | 477 | 113 | 1189 | 0 | 38 | 19 | -57 | 0 | 0 | 110 | 111 | 338 | 468 | 162 | 1189 |  |  | C3 | 0.025 | 0.075 | 0.175 | 0.375 | 0.75 | C3 | 49653.41 | 49653.41 | 49653.41 | 49653.41 | 49653.41 | C3 | 1241.3352 | 3724.0057 | 8689.3467 | 18620.0287 | 37240.0575 | C3 | 151442.9004 | 398468.6151 | 3467049.3518 | 9216914.2275 | 2495083.8515 | 15728958.9464 |  | 170062.9292 | 391020.6036 | 3449670.6584 | 9049333.9688 | 2383363.679 | 15443451.839 |  | 152684.2357 | 402192.6208 | 3197679.6027 | 8881753.7102 | 4208126.4958 | 16842436.6652 |  | 152684.2357 | 472948.7301 | 3275883.7234 | 8360392.9054 | 4208126.4958 | 16470036.0903 |  | 136546.8774 | 413364.6381 | 2936999.2003 | 8714173.4515 | 6032889.3126 | 18233973.4799 |  | 136546.8774 | 554876.8565 | 3102096.7885 | 7652831.8132 | 6032889.3126 | 17479241.6482
|  |  | 411 | 411 | C4 | 47 | 36 | 138 | 168 | 22 | 411 | 42 | 37 | 139 | 171 | 23 | 412 | 0 | 6 | 3 | -9 | 0 | 0 | 42 | 38 | 127 | 165 | 39 | 411 | 0 | 13 | 8 | -21 | 0 | 0 | 37 | 38 | 118 | 162 | 56 | 411 |  |  | C4 | 0.025 | 0.075 | 0.175 | 0.375 | 0.75 | C4 | 82755.6833 | 82755.6833 | 82755.6833 | 82755.6833 | 82755.6833 | C4 | 2068.8921 | 6206.6762 | 14482.2446 | 31033.3812 | 62066.7625 | C4 | 86893.4675 | 229647.0212 | 2013031.9963 | 5306708.1916 | 1427535.5369 | 9063816.2134 |  | 97237.9279 | 223440.3449 | 1998549.7517 | 5213608.0479 | 1365468.7744 | 8898304.8468 |  | 86893.4675 | 235853.6974 | 1839245.0613 | 5120507.9042 | 2420603.7365 | 9703103.8669 |  | 86893.4675 | 273093.7549 | 1882691.7951 | 4841207.473 | 2420603.7365 | 9504490.227 |  | 76549.0071 | 235853.6974 | 1708904.8601 | 5027407.7605 | 3475738.6986 | 10524454.0237 |  | 76549.0071 | 316540.4886 | 1824762.8168 | 4375706.7545 | 3475738.6986 | 10069297.7655
|  |  | 31621 | 31621 |  | 3638 | 2784 | 10561 | 12928 | 1710 |  | 3230 | 2824 | 10601 | 13171 | 1793 |  | 0 | 499 | 250 | -749 | 0 |  | 3274 | 2869 | 9783 | 12691 | 3004 |  | 0 | 1004 | 502 | -1506 | 0 |  | 2910 | 2955 | 9006 | 12455 | 4295 | [22 empty] | 2773887.7485 | 7277203.7667 | 63732303.357 | 169640875.1964 | 46172705.9403 | 289596976.0089 |  | 3123696.0218 | 7171690.2704 | 63486105.1992 | 166516434.3734 | 44037609.3112 | 284335535.1761 |  | 2810714.0276 | 7393889.2801 | 58803126.5926 | 163462749.6597 | 77382356.7832 | 309852836.3432 |  | 2810714.0276 | 8677926.4622 | 60301749.2615 | 153831229.4588 | 77382356.7832 | 303003975.9933 |  | 2497897.5447 | 7610378.1476 | 54140423.1284 | 160425202.3041 | 110660072.1518 | 335333973.2767 |  | 2497897.5447 | 10197072.5405 | 57171267.2736 | 140997064.3142 | 110660072.1518 | 321523373.8249
| EHV OHL (Tower Line) Conductor |  | 36 | 36 | C1 | 14 | 6 | 6 | 4 | 6 | 36 | 14 | 6 | 6 | 4 | 6 | 36 | 0 | 0 | 0 | 0 | 0 | 0 | 13 | 7 | 6 | 4 | 6 | 36 | 0 | 0 | 0 | 0 | 0 | 0 | 12 | 7 | 6 | 4 | 7 | 36 |  |  | C1 | 0.025 | 0.075 | 0.175 | 0.375 | 0.75 | C1 | 29537.6198 | 29537.6198 | 29537.6198 | 29537.6198 | 29537.6198 | C1 | 738.4405 | 2215.3215 | 5169.0835 | 11076.6074 | 22153.2148 | C1 | 10338.1669 | 13291.9289 | 31014.5007 | 44306.4296 | 132919.2889 | 231870.3151 |  | 10338.1669 | 13291.9289 | 31014.5007 | 44306.4296 | 132919.2889 | 231870.3151 |  | 9599.7264 | 15507.2504 | 31014.5007 | 44306.4296 | 132919.2889 | 233347.1961 |  | 9599.7264 | 15507.2504 | 31014.5007 | 44306.4296 | 132919.2889 | 233347.1961 |  | 8861.2859 | 15507.2504 | 31014.5007 | 44306.4296 | 155072.5037 | 254761.9704 |  | 8861.2859 | 15507.2504 | 31014.5007 | 44306.4296 | 155072.5037 | 254761.9704
|  |  | 18 | 18 | C2 | 7 | 3 | 3 | 2 | 3 | 18 | 7 | 3 | 3 | 2 | 3 | 18 | 0 | 0 | 0 | 0 | 0 | 0 | 7 | 3 | 3 | 2 | 3 | 18 | 0 | 0 | 0 | 0 | 0 | 0 | 6 | 4 | 3 | 2 | 3 | 18 |  |  | C2 | 0.025 | 0.075 | 0.175 | 0.375 | 0.75 | C2 | 42196.5997 | 42196.5997 | 42196.5997 | 42196.5997 | 42196.5997 | C2 | 1054.915 | 3164.745 | 7384.4049 | 15823.7249 | 31647.4497 | C2 | 7384.4049 | 9494.2349 | 22153.2148 | 31647.4497 | 94942.3492 | 165621.6536 |  | 7384.4049 | 9494.2349 | 22153.2148 | 31647.4497 | 94942.3492 | 165621.6536 |  | 7384.4049 | 9494.2349 | 22153.2148 | 31647.4497 | 94942.3492 | 165621.6536 |  | 7384.4049 | 9494.2349 | 22153.2148 | 31647.4497 | 94942.3492 | 165621.6536 |  | 6329.4899 | 12658.9799 | 22153.2148 | 31647.4497 | 94942.3492 | 167731.4836 |  | 6329.4899 | 12658.9799 | 22153.2148 | 31647.4497 | 94942.3492 | 167731.4836
|  |  | 56 | 56 | C3 | 22 | 9 | 10 | 6 | 9 | 56 | 22 | 9 | 10 | 6 | 9 | 56 | 0 | 0 | 0 | 0 | 0 | 0 | 20 | 10 | 10 | 6 | 10 | 56 | 0 | 0 | 0 | 0 | 0 | 0 | 17 | 12 | 10 | 7 | 10 | 56 |  |  | C3 | 0.025 | 0.075 | 0.175 | 0.375 | 0.75 | C3 | 63294.8995 | 63294.8995 | 63294.8995 | 63294.8995 | 63294.8995 | C3 | 1582.3725 | 4747.1175 | 11076.6074 | 23735.5873 | 47471.1746 | C3 | 34812.1947 | 42724.0571 | 110766.0741 | 142413.5238 | 427240.5715 | 757956.4212 |  | 34812.1947 | 42724.0571 | 110766.0741 | 142413.5238 | 427240.5715 | 757956.4212 |  | 31647.4497 | 47471.1746 | 110766.0741 | 142413.5238 | 474711.7461 | 807009.9683 |  | 31647.4497 | 47471.1746 | 110766.0741 | 142413.5238 | 474711.7461 | 807009.9683 |  | 26900.3323 | 56965.4095 | 110766.0741 | 166149.1111 | 474711.7461 | 835492.6731 |  | 26900.3323 | 56965.4095 | 110766.0741 | 166149.1111 | 474711.7461 | 835492.6731
|  |  | 244 | 244 | C4 | 97 | 38 | 42 | 27 | 40 | 244 | 97 | 38 | 42 | 27 | 40 | 244 | 0 | 0 | 0 | 0 | 0 | 0 | 86 | 44 | 42 | 29 | 43 | 244 | 0 | 0 | 0 | 0 | 0 | 0 | 77 | 50 | 41 | 30 | 46 | 244 |  |  | C4 | 0.025 | 0.075 | 0.175 | 0.375 | 0.75 | C4 | 105491.4991 | 105491.4991 | 105491.4991 | 105491.4991 | 105491.4991 | C4 | 2637.2875 | 7911.8624 | 18461.0123 | 39559.3122 | 79118.6243 | C4 | 255816.8854 | 300650.7725 | 775362.5186 | 1068101.4287 | 3164744.9738 | 5564676.5789 |  | 255816.8854 | 300650.7725 | 775362.5186 | 1068101.4287 | 3164744.9738 | 5564676.5789 |  | 226806.7231 | 348121.9471 | 775362.5186 | 1147220.053 | 3402100.8468 | 5899612.0886 |  | 226806.7231 | 348121.9471 | 775362.5186 | 1147220.053 | 3402100.8468 | 5899612.0886 |  | 203071.1358 | 395593.1217 | 756901.5062 | 1186779.3652 | 3639456.7199 | 6181801.8488 |  | 203071.1358 | 395593.1217 | 756901.5062 | 1186779.3652 | 3639456.7199 | 6181801.8488
|  |  | 354 | 354 |  | 140 | 56 | 61 | 39 | 58 |  | 140 | 56 | 61 | 39 | 58 |  | 0 | 0 | 0 | 0 | 0 |  | 126 | 64 | 61 | 41 | 62 |  | 0 | 0 | 0 | 0 | 0 |  | 112 | 73 | 60 | 43 | 66 | [22 empty] | 308351.6519 | 366160.9935 | 939296.3082 | 1286468.8318 | 3819847.1834 | 6720124.9688 |  | 308351.6519 | 366160.9935 | 939296.3082 | 1286468.8318 | 3819847.1834 | 6720124.9688 |  | 275438.3042 | 420594.607 | 939296.3082 | 1365587.4562 | 4104674.231 | 7105590.9066 |  | 275438.3042 | 420594.607 | 939296.3082 | 1365587.4562 | 4104674.231 | 7105590.9066 |  | 245162.244 | 480724.7615 | 920835.2959 | 1428882.3557 | 4364183.3189 | 7439787.9759 |  | 245162.244 | 480724.7615 | 920835.2959 | 1428882.3557 | 4364183.3189 | 7439787.9759
| [Please insert new asset category as required] |  | 0 | 0 | C1 | 0 | 0 | 0 | 0 | 0 | 0 | 0 | 0 | 0 | 0 | 0 | 0 | 0 | 0 | 0 | 0 | 0 | 0 | 0 | 0 | 0 | 0 | 0 | 0 | 0 | 0 | 0 | 0 | 0 | 0 | 0 | 0 | 0 | 0 | 0 | 0 |  |  | C1 | 0 | 0 | 0 | 0 | 0 | C1 | 0 | 0 | 0 | 0 | 0 | C1 | [5 empty] | C1 | [5 empty] | 0 | [6 empty] | 0 | [6 empty] | 0 | [6 empty] | 0 | [6 empty] | 0 | [6 empty] | 0
|  |  | 0 | 0 | C2 | 0 | 0 | 0 | 0 | 0 | 0 | 0 | 0 | 0 | 0 | 0 | 0 | 0 | 0 | 0 | 0 | 0 | 0 | 0 | 0 | 0 | 0 | 0 | 0 | 0 | 0 | 0 | 0 | 0 | 0 | 0 | 0 | 0 | 0 | 0 | 0 |  |  | C2 | 0 | 0 | 0 | 0 | 0 | C2 | 0 | 0 | 0 | 0 | 0 | C2 | [5 empty] | C2 | [5 empty] | 0 | [6 empty] | 0 | [6 empty] | 0 | [6 empty] | 0 | [6 empty] | 0 | [6 empty] | 0
|  |  | 0 | 0 | C3 | 0 | 0 | 0 | 0 | 0 | 0 | 0 | 0 | 0 | 0 | 0 | 0 | 0 | 0 | 0 | 0 | 0 | 0 | 0 | 0 | 0 | 0 | 0 | 0 | 0 | 0 | 0 | 0 | 0 | 0 | 0 | 0 | 0 | 0 | 0 | 0 |  |  | C3 | 0 | 0 | 0 | 0 | 0 | C3 | 0 | 0 | 0 | 0 | 0 | C3 | [5 empty] | C3 | [5 empty] | 0 | [6 empty] | 0 | [6 empty] | 0 | [6 empty] | 0 | [6 empty] | 0 | [6 empty] | 0
|  |  | 0 | 0 | C4 | 0 | 0 | 0 | 0 | 0 | 0 | 0 | 0 | 0 | 0 | 0 | 0 | 0 | 0 | 0 | 0 | 0 | 0 | 0 | 0 | 0 | 0 | 0 | 0 | 0 | 0 | 0 | 0 | 0 | 0 | 0 | 0 | 0 | 0 | 0 | 0 |  |  | C4 | 0 | 0 | 0 | 0 | 0 | C4 | 0 | 0 | 0 | 0 | 0 | C4 | [5 empty] | C4 | [5 empty] | 0 | [6 empty] | 0 | [6 empty] | 0 | [6 empty] | 0 | [6 empty] | 0 | [6 empty] | 0
|  |  | 0 | 0 |  | 0 | 0 | 0 | 0 | 0 |  | 0 | 0 | 0 | 0 | 0 |  | 0 | 0 | 0 | 0 | 0 |  | 0 | 0 | 0 | 0 | 0 |  | 0 | 0 | 0 | 0 | 0 |  | 0 | 0 | 0 | 0 | 0 | [22 empty] | 0 | 0 | 0 | 0 | 0 | 0 |  | 0 | 0 | 0 | 0 | 0 | 0 |  | 0 | 0 | 0 | 0 | 0 | 0 |  | 0 | 0 | 0 | 0 | 0 | 0 |  | 0 | 0 | 0 | 0 | 0 | 0 |  | 0 | 0 | 0 | 0 | 0 | 0
| [Please insert new asset category as required] |  | 0 | 0 | C1 | 0 | 0 | 0 | 0 | 0 | 0 | 0 | 0 | 0 | 0 | 0 | 0 | 0 | 0 | 0 | 0 | 0 | 0 | 0 | 0 | 0 | 0 | 0 | 0 | 0 | 0 | 0 | 0 | 0 | 0 | 0 | 0 | 0 | 0 | 0 | 0 |  |  | C1 | 0 | 0 | 0 | 0 | 0 | C1 | 0 | 0 | 0 | 0 | 0 | C1 | [5 empty] | C1 | [5 empty] | 0 | [6 empty] | 0 | [6 empty] | 0 | [6 empty] | 0 | [6 empty] | 0 | [6 empty] | 0
|  |  | 0 | 0 | C2 | 0 | 0 | 0 | 0 | 0 | 0 | 0 | 0 | 0 | 0 | 0 | 0 | 0 | 0 | 0 | 0 | 0 | 0 | 0 | 0 | 0 | 0 | 0 | 0 | 0 | 0 | 0 | 0 | 0 | 0 | 0 | 0 | 0 | 0 | 0 | 0 |  |  | C2 | 0 | 0 | 0 | 0 | 0 | C2 | 0 | 0 | 0 | 0 | 0 | C2 | [5 empty] | C2 | [5 empty] | 0 | [6 empty] | 0 | [6 empty] | 0 | [6 empty] | 0 | [6 empty] | 0 | [6 empty] | 0
|  |  | 0 | 0 | C3 | 0 | 0 | 0 | 0 | 0 | 0 | 0 | 0 | 0 | 0 | 0 | 0 | 0 | 0 | 0 | 0 | 0 | 0 | 0 | 0 | 0 | 0 | 0 | 0 | 0 | 0 | 0 | 0 | 0 | 0 | 0 | 0 | 0 | 0 | 0 | 0 |  |  | C3 | 0 | 0 | 0 | 0 | 0 | C3 | 0 | 0 | 0 | 0 | 0 | C3 | [5 empty] | C3 | [5 empty] | 0 | [6 empty] | 0 | [6 empty] | 0 | [6 empty] | 0 | [6 empty] | 0 | [6 empty] | 0
|  |  | 0 | 0 | C4 | 0 | 0 | 0 | 0 | 0 | 0 | 0 | 0 | 0 | 0 | 0 | 0 | 0 | 0 | 0 | 0 | 0 | 0 | 0 | 0 | 0 | 0 | 0 | 0 | 0 | 0 | 0 | 0 | 0 | 0 | 0 | 0 | 0 | 0 | 0 | 0 |  |  | C4 | 0 | 0 | 0 | 0 | 0 | C4 | 0 | 0 | 0 | 0 | 0 | C4 | [5 empty] | C4 | [5 empty] | 0 | [6 empty] | 0 | [6 empty] | 0 | [6 empty] | 0 | [6 empty] | 0 | [6 empty] | 0
|  |  | 0 | 0 |  | 0 | 0 | 0 | 0 | 0 |  | 0 | 0 | 0 | 0 | 0 |  | 0 | 0 | 0 | 0 | 0 |  | 0 | 0 | 0 | 0 | 0 |  | 0 | 0 | 0 | 0 | 0 |  | 0 | 0 | 0 | 0 | 0 | [22 empty] | 0 | 0 | 0 | 0 | 0 | 0 |  | 0 | 0 | 0 | 0 | 0 | 0 |  | 0 | 0 | 0 | 0 | 0 | 0 |  | 0 | 0 | 0 | 0 | 0 | 0 |  | 0 | 0 | 0 | 0 | 0 | 0 |  | 0 | 0 | 0 | 0 | 0 | 0
| [Please insert new asset category as required] |  | 0 | 0 | C1 | 0 | 0 | 0 | 0 | 0 | 0 | 0 | 0 | 0 | 0 | 0 | 0 | 0 | 0 | 0 | 0 | 0 | 0 | 0 | 0 | 0 | 0 | 0 | 0 | 0 | 0 | 0 | 0 | 0 | 0 | 0 | 0 | 0 | 0 | 0 | 0 |  |  | C1 | 0 | 0 | 0 | 0 | 0 | C1 | 0 | 0 | 0 | 0 | 0 | C1 | [5 empty] | C1 | [5 empty] | 0 | [6 empty] | 0 | [6 empty] | 0 | [6 empty] | 0 | [6 empty] | 0 | [6 empty] | 0
|  |  | 0 | 0 | C2 | 0 | 0 | 0 | 0 | 0 | 0 | 0 | 0 | 0 | 0 | 0 | 0 | 0 | 0 | 0 | 0 | 0 | 0 | 0 | 0 | 0 | 0 | 0 | 0 | 0 | 0 | 0 | 0 | 0 | 0 | 0 | 0 | 0 | 0 | 0 | 0 |  |  | C2 | 0 | 0 | 0 | 0 | 0 | C2 | 0 | 0 | 0 | 0 | 0 | C2 | [5 empty] | C2 | [5 empty] | 0 | [6 empty] | 0 | [6 empty] | 0 | [6 empty] | 0 | [6 empty] | 0 | [6 empty] | 0
|  |  | 0 | 0 | C3 | 0 | 0 | 0 | 0 | 0 | 0 | 0 | 0 | 0 | 0 | 0 | 0 | 0 | 0 | 0 | 0 | 0 | 0 | 0 | 0 | 0 | 0 | 0 | 0 | 0 | 0 | 0 | 0 | 0 | 0 | 0 | 0 | 0 | 0 | 0 | 0 |  |  | C3 | 0 | 0 | 0 | 0 | 0 | C3 | 0 | 0 | 0 | 0 | 0 | C3 | [5 empty] | C3 | [5 empty] | 0 | [6 empty] | 0 | [6 empty] | 0 | [6 empty] | 0 | [6 empty] | 0 | [6 empty] | 0
|  |  | 0 | 0 | C4 | 0 | 0 | 0 | 0 | 0 | 0 | 0 | 0 | 0 | 0 | 0 | 0 | 0 | 0 | 0 | 0 | 0 | 0 | 0 | 0 | 0 | 0 | 0 | 0 | 0 | 0 | 0 | 0 | 0 | 0 | 0 | 0 | 0 | 0 | 0 | 0 |  |  | C4 | 0 | 0 | 0 | 0 | 0 | C4 | 0 | 0 | 0 | 0 | 0 | C4 | [5 empty] | C4 | [5 empty] | 0 | [6 empty] | 0 | [6 empty] | 0 | [6 empty] | 0 | [6 empty] | 0 | [6 empty] | 0
|  |  | 0 | 0 |  | 0 | 0 | 0 | 0 | 0 |  | 0 | 0 | 0 | 0 | 0 |  | 0 | 0 | 0 | 0 | 0 |  | 0 | 0 | 0 | 0 | 0 |  | 0 | 0 | 0 | 0 | 0 |  | 0 | 0 | 0 | 0 | 0 | [22 empty] | 0 | 0 | 0 | 0 | 0 | 0 |  | 0 | 0 | 0 | 0 | 0 | 0 |  | 0 | 0 | 0 | 0 | 0 | 0 |  | 0 | 0 | 0 | 0 | 0 | 0 |  | 0 | 0 | 0 | 0 | 0 | 0 |  | 0 | 0 | 0 | 0 | 0 | 0
| [Please insert new asset category as required] |  | 0 | 0 | C1 | 0 | 0 | 0 | 0 | 0 | 0 | 0 | 0 | 0 | 0 | 0 | 0 | 0 | 0 | 0 | 0 | 0 | 0 | 0 | 0 | 0 | 0 | 0 | 0 | 0 | 0 | 0 | 0 | 0 | 0 | 0 | 0 | 0 | 0 | 0 | 0 |  |  | C1 | 0 | 0 | 0 | 0 | 0 | C1 | 0 | 0 | 0 | 0 | 0 | C1 | [5 empty] | C1 | [5 empty] | 0 | [6 empty] | 0 | [6 empty] | 0 | [6 empty] | 0 | [6 empty] | 0 | [6 empty] | 0
|  |  | 0 | 0 | C2 | 0 | 0 | 0 | 0 | 0 | 0 | 0 | 0 | 0 | 0 | 0 | 0 | 0 | 0 | 0 | 0 | 0 | 0 | 0 | 0 | 0 | 0 | 0 | 0 | 0 | 0 | 0 | 0 | 0 | 0 | 0 | 0 | 0 | 0 | 0 | 0 |  |  | C2 | 0 | 0 | 0 | 0 | 0 | C2 | 0 | 0 | 0 | 0 | 0 | C2 | [5 empty] | C2 | [5 empty] | 0 | [6 empty] | 0 | [6 empty] | 0 | [6 empty] | 0 | [6 empty] | 0 | [6 empty] | 0
|  |  | 0 | 0 | C3 | 0 | 0 | 0 | 0 | 0 | 0 | 0 | 0 | 0 | 0 | 0 | 0 | 0 | 0 | 0 | 0 | 0 | 0 | 0 | 0 | 0 | 0 | 0 | 0 | 0 | 0 | 0 | 0 | 0 | 0 | 0 | 0 | 0 | 0 | 0 | 0 |  |  | C3 | 0 | 0 | 0 | 0 | 0 | C3 | 0 | 0 | 0 | 0 | 0 | C3 | [5 empty] | C3 | [5 empty] | 0 | [6 empty] | 0 | [6 empty] | 0 | [6 empty] | 0 | [6 empty] | 0 | [6 empty] | 0
|  |  | 0 | 0 | C4 | 0 | 0 | 0 | 0 | 0 | 0 | 0 | 0 | 0 | 0 | 0 | 0 | 0 | 0 | 0 | 0 | 0 | 0 | 0 | 0 | 0 | 0 | 0 | 0 | 0 | 0 | 0 | 0 | 0 | 0 | 0 | 0 | 0 | 0 | 0 | 0 |  |  | C4 | 0 | 0 | 0 | 0 | 0 | C4 | 0 | 0 | 0 | 0 | 0 | C4 | [5 empty] | C4 | [5 empty] | 0 | [6 empty] | 0 | [6 empty] | 0 | [6 empty] | 0 | [6 empty] | 0 | [6 empty] | 0
|  |  | 0 | 0 |  | 0 | 0 | 0 | 0 | 0 |  | 0 | 0 | 0 | 0 | 0 |  | 0 | 0 | 0 | 0 | 0 |  | 0 | 0 | 0 | 0 | 0 |  | 0 | 0 | 0 | 0 | 0 |  | 0 | 0 | 0 | 0 | 0 | [22 empty] | 0 | 0 | 0 | 0 | 0 | 0 |  | 0 | 0 | 0 | 0 | 0 | 0 |  | 0 | 0 | 0 | 0 | 0 | 0 |  | 0 | 0 | 0 | 0 | 0 | 0 |  | 0 | 0 | 0 | 0 | 0 | 0 |  | 0 | 0 | 0 | 0 | 0 | 0
| [Please insert new asset category as required] |  | 0 | 0 | C1 | 0 | 0 | 0 | 0 | 0 | 0 | 0 | 0 | 0 | 0 | 0 | 0 | 0 | 0 | 0 | 0 | 0 | 0 | 0 | 0 | 0 | 0 | 0 | 0 | 0 | 0 | 0 | 0 | 0 | 0 | 0 | 0 | 0 | 0 | 0 | 0 |  |  | C1 | 0 | 0 | 0 | 0 | 0 | C1 | 0 | 0 | 0 | 0 | 0 | C1 | [5 empty] | C1 | [5 empty] | 0 | [6 empty] | 0 | [6 empty] | 0 | [6 empty] | 0 | [6 empty] | 0 | [6 empty] | 0
|  |  | 0 | 0 | C2 | 0 | 0 | 0 | 0 | 0 | 0 | 0 | 0 | 0 | 0 | 0 | 0 | 0 | 0 | 0 | 0 | 0 | 0 | 0 | 0 | 0 | 0 | 0 | 0 | 0 | 0 | 0 | 0 | 0 | 0 | 0 | 0 | 0 | 0 | 0 | 0 |  |  | C2 | 0 | 0 | 0 | 0 | 0 | C2 | 0 | 0 | 0 | 0 | 0 | C2 | [5 empty] | C2 | [5 empty] | 0 | [6 empty] | 0 | [6 empty] | 0 | [6 empty] | 0 | [6 empty] | 0 | [6 empty] | 0
|  |  | 0 | 0 | C3 | 0 | 0 | 0 | 0 | 0 | 0 | 0 | 0 | 0 | 0 | 0 | 0 | 0 | 0 | 0 | 0 | 0 | 0 | 0 | 0 | 0 | 0 | 0 | 0 | 0 | 0 | 0 | 0 | 0 | 0 | 0 | 0 | 0 | 0 | 0 | 0 |  |  | C3 | 0 | 0 | 0 | 0 | 0 | C3 | 0 | 0 | 0 | 0 | 0 | C3 | [5 empty] | C3 | [5 empty] | 0 | [6 empty] | 0 | [6 empty] | 0 | [6 empty] | 0 | [6 empty] | 0 | [6 empty] | 0
|  |  | 0 | 0 | C4 | 0 | 0 | 0 | 0 | 0 | 0 | 0 | 0 | 0 | 0 | 0 | 0 | 0 | 0 | 0 | 0 | 0 | 0 | 0 | 0 | 0 | 0 | 0 | 0 | 0 | 0 | 0 | 0 | 0 | 0 | 0 | 0 | 0 | 0 | 0 | 0 |  |  | C4 | 0 | 0 | 0 | 0 | 0 | C4 | 0 | 0 | 0 | 0 | 0 | C4 | [5 empty] | C4 | [5 empty] | 0 | [6 empty] | 0 | [6 empty] | 0 | [6 empty] | 0 | [6 empty] | 0 | [6 empty] | 0
|  |  | 0 | 0 |  | 0 | 0 | 0 | 0 | 0 |  | 0 | 0 | 0 | 0 | 0 |  | 0 | 0 | 0 | 0 | 0 |  | 0 | 0 | 0 | 0 | 0 |  | 0 | 0 | 0 | 0 | 0 |  | 0 | 0 | 0 | 0 | 0 | [22 empty] | 0 | 0 | 0 | 0 | 0 | 0 |  | 0 | 0 | 0 | 0 | 0 | 0 |  | 0 | 0 | 0 | 0 | 0 | 0 |  | 0 | 0 | 0 | 0 | 0 | 0 |  | 0 | 0 | 0 | 0 | 0 | 0 |  | 0 | 0 | 0 | 0 | 0 | 0
[63 empty] | 7255133.0107 | 18462705.4981 | 85596464.9813 | 185960847.402 | 80249504.9792 | 377524655.8713 |  | 8456229.2154 | 18112588.5875 | 84759438.2792 | 175104716.8196 | 72948435.8552 | 359381408.7569 |  | 7441604.2466 | 18946750.5672 | 80707972.2826 | 176943385.8542 | 108731652.75 | 392771365.7006 |  | 7441604.2466 | 21688847.8312 | 78804454.7604 | 167311865.6533 | 108731652.75 | 383978425.2416 |  | 6418804.4349 | 19797485.3845 | 76624148.1403 | 178907350.4308 | 144482473.2423 | 426230261.6329 |  | 6418804.4349 | 25320981.6445 | 72802454.5956 | 159479212.441 | 144482473.2423 | 408503926.3583
| 132kV Network | [66 empty] | 0 | [6 empty] | 0 | [6 empty] | 0 | [6 empty] | 0 | [6 empty] | 0 | [6 empty] | 0
| 132kV CBs |  | 35 | 35 | C1 | 16 | 8 | 7 | 3 | 1 | 35 | 13 | 8 | 7 | 4 | 1 | 33 | 0 | 0 | 0 | 0 | 0 | 0 | 15 | 9 | 7 | 3 | 1 | 35 | 0 | 0 | 0 | 0 | 0 | 0 | 14 | 9 | 7 | 3 | 2 | 35 |  |  | C1 | 0.025 | 0.075 | 0.175 | 0.375 | 0.75 | C1 | 146027.3644 | 146027.3644 | 146027.3644 | 146027.3644 | 146027.3644 | C1 | 3650.6841 | 10952.0523 | 25554.7888 | 54760.2616 | 109520.5233 | C1 | 47458.8934 | 87616.4186 | 178883.5214 | 219041.0466 | 109520.5233 | 642520.4033 |  | 58410.9458 | 87616.4186 | 178883.5214 | 164280.7849 | 109520.5233 | 598712.194 |  | 54760.2616 | 98568.471 | 178883.5214 | 164280.7849 | 109520.5233 | 606013.5622 |  | 54760.2616 | 98568.471 | 178883.5214 | 164280.7849 | 109520.5233 | 606013.5622 |  | 51109.5775 | 98568.471 | 178883.5214 | 164280.7849 | 219041.0466 | 711883.4014 |  | 51109.5775 | 98568.471 | 178883.5214 | 164280.7849 | 219041.0466 | 711883.4014
|  |  | 93 | 93 | C2 | 43 | 21 | 18 | 8 | 3 | 93 | 34 | 22 | 19 | 9 | 3 | 87 | 0 | 0 | 0 | 0 | 0 | 0 | 38 | 23 | 19 | 9 | 4 | 93 | 0 | 0 | 0 | 0 | 0 | 0 | 33 | 26 | 19 | 10 | 5 | 93 |  |  | C2 | 0.025 | 0.075 | 0.175 | 0.375 | 0.75 | C2 | 208610.5206 | 208610.5206 | 208610.5206 | 208610.5206 | 208610.5206 | C2 | 5215.263 | 15645.789 | 36506.8411 | 78228.9452 | 156457.8904 | C2 | 177318.9425 | 344207.3589 | 693629.9809 | 704060.5069 | 469373.6713 | 2388590.4605 |  | 224256.3096 | 328561.5699 | 657123.1398 | 625831.5617 | 469373.6713 | 2305146.2523 |  | 198179.9945 | 359853.148 | 693629.9809 | 704060.5069 | 625831.5617 | 2581555.192 |  | 198179.9945 | 359853.148 | 693629.9809 | 704060.5069 | 625831.5617 | 2581555.192 |  | 172103.6795 | 406790.5151 | 693629.9809 | 782289.4521 | 782289.4521 | 2837103.0797 |  | 172103.6795 | 406790.5151 | 693629.9809 | 782289.4521 | 782289.4521 | 2837103.0797
|  |  | 82 | 82 | C3 | 37 | 19 | 16 | 7 | 3 | 82 | 30 | 19 | 16 | 9 | 4 | 78 | 0 | 0 | 0 | 0 | 0 | 0 | 34 | 20 | 16 | 8 | 4 | 82 | 0 | 0 | 0 | 0 | 0 | 0 | 32 | 22 | 16 | 8 | 4 | 82 |  |  | C3 | 0.025 | 0.075 | 0.175 | 0.375 | 0.75 | C3 | 312915.7809 | 312915.7809 | 312915.7809 | 312915.7809 | 312915.7809 | C3 | 7822.8945 | 23468.6836 | 54760.2616 | 117343.4178 | 234686.8356 | C3 | 234686.8356 | 445904.9877 | 876164.1864 | 1056090.7604 | 938747.3426 | 3551594.1127 |  | 289447.0973 | 445904.9877 | 876164.1864 | 821403.9247 | 704060.5069 | 3136980.703 |  | 265978.4137 | 469373.6713 | 876164.1864 | 938747.3426 | 938747.3426 | 3489010.9565 |  | 265978.4137 | 469373.6713 | 876164.1864 | 938747.3426 | 938747.3426 | 3489010.9565 |  | 250332.6247 | 516311.0384 | 876164.1864 | 938747.3426 | 938747.3426 | 3520302.5346 |  | 250332.6247 | 516311.0384 | 876164.1864 | 938747.3426 | 938747.3426 | 3520302.5346
|  |  | 112 | 112 | C4 | 52 | 26 | 22 | 8 | 4 | 112 | 41 | 26 | 22 | 10 | 5 | 104 | 0 | 0 | 0 | 0 | 0 | 0 | 46 | 29 | 22 | 10 | 5 | 112 | 0 | 0 | 0 | 0 | 0 | 0 | 39 | 32 | 23 | 12 | 6 | 112 |  |  | C4 | 0.025 | 0.075 | 0.175 | 0.375 | 0.75 | C4 | 521526.3014 | 521526.3014 | 521526.3014 | 521526.3014 | 521526.3014 | C4 | 13038.1575 | 39114.4726 | 91267.1027 | 195572.363 | 391144.7261 | C4 | 534564.459 | 1016976.2878 | 2007876.2605 | 1955723.6303 | 1955723.6303 | 7470864.2678 |  | 677984.1918 | 1016976.2878 | 2007876.2605 | 1564578.9043 | 1564578.9043 | 6831994.5486 |  | 599755.2466 | 1134319.7056 | 2007876.2605 | 1955723.6303 | 1955723.6303 | 7653398.4733 |  | 599755.2466 | 1134319.7056 | 2007876.2605 | 1955723.6303 | 1955723.6303 | 7653398.4733 |  | 508488.1439 | 1251663.1234 | 2099143.3632 | 2346868.3564 | 2346868.3564 | 8553031.3433 |  | 508488.1439 | 1251663.1234 | 2099143.3632 | 2346868.3564 | 2346868.3564 | 8553031.3433
|  |  | 322 | 322 |  | 148 | 74 | 63 | 26 | 11 |  | 118 | 75 | 64 | 32 | 13 |  | 0 | 0 | 0 | 0 | 0 |  | 133 | 81 | 64 | 30 | 14 |  | 0 | 0 | 0 | 0 | 0 |  | 118 | 89 | 65 | 33 | 17 | [22 empty] | 994029.1305 | 1894705.0531 | 3756553.9491 | 3934915.9442 | 3473365.1675 | 14053569.2443 |  | 1250098.5445 | 1879059.264 | 3720047.108 | 3176095.1756 | 2847533.6058 | 12872833.6979 |  | 1118673.9165 | 2062114.9958 | 3756553.9491 | 3762812.2647 | 3629823.0579 | 14329978.1841 |  | 1118673.9165 | 2062114.9958 | 3756553.9491 | 3762812.2647 | 3629823.0579 | 14329978.1841 |  | 982034.0256 | 2273333.1479 | 3847821.0519 | 4232185.936 | 4286946.1977 | 15622320.359 |  | 982034.0256 | 2273333.1479 | 3847821.0519 | 4232185.936 | 4286946.1977 | 15622320.359
| 132kV Transformer |  | 23 | 23 | C1 | 6 | 6 | 7 | 2 | 2 | 23 | 5 | 6 | 7 | 2 | 2 | 22 | 0 | 1 | 1 | -1 | -1 | 0 | 7 | 6 | 6 | 2 | 2 | 23 | 0 | 1 | 1 | -1 | -1 | 0 | 5 | 6 | 7 | 3 | 2 | 23 |  |  | C1 | 0.025 | 0.075 | 0.175 | 0.375 | 0.75 | C1 | 905439.8577 | 905439.8577 | 905439.8577 | 905439.8577 | 905439.8577 | C1 | 22635.9964 | 67907.9893 | 158451.9751 | 339539.9466 | 679079.8933 | C1 | 113179.9822 | 407447.936 | 1109163.8257 | 679079.8933 | 1358159.7865 | 3667031.4236 |  | 135815.9787 | 407447.936 | 1109163.8257 | 679079.8933 | 1358159.7865 | 3689667.4201 |  | 158451.9751 | 407447.936 | 950711.8506 | 679079.8933 | 1358159.7865 | 3553851.4414 |  | 158451.9751 | 475355.9253 | 1109163.8257 | 339539.9466 | 679079.8933 | 2761591.5659 |  | 113179.9822 | 407447.936 | 1109163.8257 | 1018619.8399 | 1358159.7865 | 4006571.3703 |  | 113179.9822 | 475355.9253 | 1267615.8008 | 679079.8933 | 679079.8933 | 3214311.4948
|  |  | 62 | 62 | C2 | 17 | 16 | 18 | 6 | 5 | 62 | 15 | 17 | 19 | 7 | 6 | 64 | 0 | 1 | 1 | -1 | -1 | 0 | 15 | 16 | 18 | 7 | 6 | 62 | 0 | 2 | 2 | -2 | -2 | 0 | 13 | 18 | 17 | 8 | 6 | 62 |  |  | C2 | 0.025 | 0.075 | 0.175 | 0.375 | 0.75 | C2 | 1293485.511 | 1293485.511 | 1293485.511 | 1293485.511 | 1293485.511 | C2 | 32337.1378 | 97011.4133 | 226359.9644 | 485057.0666 | 970114.1332 | C2 | 485057.0666 | 1649194.0265 | 4300839.324 | 3395399.4663 | 5820684.7994 | 15651174.6828 |  | 549731.3422 | 1552182.6132 | 4074479.3596 | 2910342.3997 | 4850570.6662 | 13937306.3808 |  | 485057.0666 | 1552182.6132 | 4074479.3596 | 3395399.4663 | 5820684.7994 | 15327803.3051 |  | 485057.0666 | 1649194.0265 | 4300839.324 | 2910342.3997 | 4850570.6662 | 14196003.483 |  | 420382.7911 | 1746205.4398 | 3848119.3952 | 3880456.5329 | 5820684.7994 | 15715848.9584 |  | 420382.7911 | 1940228.2665 | 4300839.324 | 2910342.3997 | 3880456.5329 | 13452249.3142
|  |  | 54 | 54 | C3 | 15 | 14 | 16 | 5 | 4 | 54 | 13 | 14 | 16 | 6 | 4 | 53 | 0 | 1 | 1 | -1 | -1 | 0 | 12 | 14 | 15 | 6 | 5 | 52 | 0 | 3 | 3 | -3 | -3 | 0 | 12 | 13 | 15 | 7 | 5 | 52 |  |  | C3 | 0.025 | 0.075 | 0.175 | 0.375 | 0.75 | C3 | 1940228.2665 | 1940228.2665 | 1940228.2665 | 1940228.2665 | 1940228.2665 | C3 | 48505.7067 | 145517.12 | 339539.9466 | 727585.5999 | 1455171.1999 | C3 | 630574.1866 | 2037239.6798 | 5432639.1461 | 4365513.5996 | 5820684.7994 | 18286651.4115 |  | 727585.5999 | 2037239.6798 | 5432639.1461 | 3637927.9996 | 5820684.7994 | 17656077.2249 |  | 582068.4799 | 2037239.6798 | 5093099.1995 | 4365513.5996 | 7275855.9993 | 19353776.958 |  | 582068.4799 | 2182756.7998 | 5432639.1461 | 3637927.9996 | 5820684.7994 | 17656077.2249 |  | 582068.4799 | 1891722.5598 | 5093099.1995 | 5093099.1995 | 7275855.9993 | 19935845.438 |  | 582068.4799 | 2328273.9198 | 6111719.0394 | 2910342.3997 | 2910342.3997 | 14842746.2385
|  |  | 70 | 70 | C4 | 20 | 18 | 21 | 6 | 5 | 70 | 18 | 18 | 21 | 7 | 5 | 69 | 0 | 2 | 2 | -2 | -2 | 0 | 18 | 18 | 22 | 8 | 6 | 72 | 0 | 4 | 4 | -4 | -4 | 0 | 16 | 18 | 21 | 10 | 7 | 72 |  |  | C4 | 0.025 | 0.075 | 0.175 | 0.375 | 0.75 | C4 | 3233713.7774 | 3233713.7774 | 3233713.7774 | 3233713.7774 | 3233713.7774 | C4 | 80842.8444 | 242528.5333 | 565899.9111 | 1212642.6665 | 2425285.3331 | C4 | 1455171.1999 | 4365513.5996 | 11883898.1321 | 8488498.6658 | 12126426.6654 | 38319508.2628 |  | 1616856.8887 | 4365513.5996 | 11883898.1321 | 7275855.9993 | 12126426.6654 | 37268551.2851 |  | 1455171.1999 | 4365513.5996 | 12449798.0432 | 9701141.3323 | 14551711.9985 | 42523336.1734 |  | 1455171.1999 | 4850570.6662 | 13581597.8653 | 7275855.9993 | 9701141.3323 | 36864337.0629 |  | 1293485.511 | 4365513.5996 | 11883898.1321 | 12126426.6654 | 16976997.3316 | 46646321.2397 |  | 1293485.511 | 5335627.7328 | 14147497.7763 | 7275855.9993 | 7275855.9993 | 35328323.0186
|  |  | 209 | 209 |  | 58 | 54 | 62 | 19 | 16 |  | 51 | 55 | 63 | 22 | 17 |  | 0 | 5 | 5 | -5 | -5 |  | 52 | 54 | 61 | 23 | 19 |  | 0 | 10 | 10 | -10 | -10 |  | 46 | 55 | 60 | 28 | 20 | [22 empty] | 2683982.4353 | 8459395.2418 | 22726540.4279 | 16928491.6249 | 25125956.0508 | 75924365.7807 |  | 3029989.8095 | 8362383.8285 | 22500180.4635 | 14503206.2919 | 24155841.9175 | 72551602.3108 |  | 2680748.7215 | 8362383.8285 | 22568088.4528 | 18141134.2915 | 29006412.5837 | 80758767.878 |  | 2680748.7215 | 9157877.4177 | 24424240.1611 | 14163666.3452 | 21051476.6912 | 71478009.3367 |  | 2409116.7642 | 8410889.5351 | 21934280.5524 | 22118602.2377 | 31431697.9168 | 86304587.0063 |  | 2409116.7642 | 10079485.8443 | 25827671.9405 | 13775620.6919 | 14745734.8252 | 66837630.0661
| 132kV UG Cable (Gas) |  | 0 | 0 | C1 | 0 | 0 | 0 | 0 | 0 | 0 | 0 | 0 | 0 | 0 | 0 | 0 | 0 | 0 | 0 | 0 | 0 | 0 | 0 | 0 | 0 | 0 | 0 | 0 | 0 | 0 | 0 | 0 | 0 | 0 | 0 | 0 | 0 | 0 | 0 | 0 |  |  | C1 | 0.025 | 0.075 | 0.175 | 0.375 | 0.75 | C1 | 22471.9173 | 22471.9173 | 22471.9173 | 22471.9173 | 22471.9173 | C1 | 561.7979 | 1685.3938 | 3932.5855 | 8426.969 | 16853.9379 | C1 | 0 | 0 | 0 | 0 | 0 | 0 |  | 0 | 0 | 0 | 0 | 0 | 0 |  | 0 | 0 | 0 | 0 | 0 | 0 |  | 0 | 0 | 0 | 0 | 0 | 0 |  | 0 | 0 | 0 | 0 | 0 | 0 |  | 0 | 0 | 0 | 0 | 0 | 0
|  |  | 0 | 0 | C2 | 0 | 0 | 0 | 0 | 0 | 0 | 0 | 0 | 0 | 0 | 0 | 0 | 0 | 0 | 0 | 0 | 0 | 0 | 0 | 0 | 0 | 0 | 0 | 0 | 0 | 0 | 0 | 0 | 0 | 0 | 0 | 0 | 0 | 0 | 0 | 0 |  |  | C2 | 0.025 | 0.075 | 0.175 | 0.375 | 0.75 | C2 | 32102.7389 | 32102.7389 | 32102.7389 | 32102.7389 | 32102.7389 | C2 | 802.5685 | 2407.7054 | 5617.9793 | 12038.5271 | 24077.0542 | C2 | 0 | 0 | 0 | 0 | 0 | 0 |  | 0 | 0 | 0 | 0 | 0 | 0 |  | 0 | 0 | 0 | 0 | 0 | 0 |  | 0 | 0 | 0 | 0 | 0 | 0 |  | 0 | 0 | 0 | 0 | 0 | 0 |  | 0 | 0 | 0 | 0 | 0 | 0
|  |  | 0 | 0 | C3 | 0 | 0 | 0 | 0 | 0 | 0 | 0 | 0 | 0 | 0 | 0 | 0 | 0 | 0 | 0 | 0 | 0 | 0 | 0 | 0 | 0 | 0 | 0 | 0 | 0 | 0 | 0 | 0 | 0 | 0 | 0 | 0 | 0 | 0 | 0 | 0 |  |  | C3 | 0.025 | 0.075 | 0.175 | 0.375 | 0.75 | C3 | 48154.1084 | 48154.1084 | 48154.1084 | 48154.1084 | 48154.1084 | C3 | 1203.8527 | 3611.5581 | 8426.969 | 18057.7907 | 36115.5813 | C3 | 0 | 0 | 0 | 0 | 0 | 0 |  | 0 | 0 | 0 | 0 | 0 | 0 |  | 0 | 0 | 0 | 0 | 0 | 0 |  | 0 | 0 | 0 | 0 | 0 | 0 |  | 0 | 0 | 0 | 0 | 0 | 0 |  | 0 | 0 | 0 | 0 | 0 | 0
|  |  | 0 | 0 | C4 | 0 | 0 | 0 | 0 | 0 | 0 | 0 | 0 | 0 | 0 | 0 | 0 | 0 | 0 | 0 | 0 | 0 | 0 | 0 | 0 | 0 | 0 | 0 | 0 | 0 | 0 | 0 | 0 | 0 | 0 | 0 | 0 | 0 | 0 | 0 | 0 |  |  | C4 | 0.025 | 0.075 | 0.175 | 0.375 | 0.75 | C4 | 80256.8474 | 80256.8474 | 80256.8474 | 80256.8474 | 80256.8474 | C4 | 2006.4212 | 6019.2636 | 14044.9483 | 30096.3178 | 60192.6355 | C4 | 0 | 0 | 0 | 0 | 0 | 0 |  | 0 | 0 | 0 | 0 | 0 | 0 |  | 0 | 0 | 0 | 0 | 0 | 0 |  | 0 | 0 | 0 | 0 | 0 | 0 |  | 0 | 0 | 0 | 0 | 0 | 0 |  | 0 | 0 | 0 | 0 | 0 | 0
|  |  | 0 | 0 |  | 0 | 0 | 0 | 0 | 0 |  | 0 | 0 | 0 | 0 | 0 |  | 0 | 0 | 0 | 0 | 0 |  | 0 | 0 | 0 | 0 | 0 |  | 0 | 0 | 0 | 0 | 0 |  | 0 | 0 | 0 | 0 | 0 | [22 empty] | 0 | 0 | 0 | 0 | 0 | 0 |  | 0 | 0 | 0 | 0 | 0 | 0 |  | 0 | 0 | 0 | 0 | 0 | 0 |  | 0 | 0 | 0 | 0 | 0 | 0 |  | 0 | 0 | 0 | 0 | 0 | 0 |  | 0 | 0 | 0 | 0 | 0 | 0
| 132kV UG Cable (Oil) |  | 0 | 0 | C1 | 0 | 0 | 0 | 0 | 0 | 0 | 0 | 0 | 0 | 0 | 0 | 0 | 0 | 0 | 0 | 0 | 0 | 0 | 0 | 0 | 0 | 0 | 0 | 0 | 0 | 0 | 0 | 0 | 0 | 0 | 0 | 0 | 0 | 0 | 0 | 0 |  |  | C1 | 0.025 | 0.075 | 0.175 | 0.375 | 0.75 | C1 | 22481.5908 | 22481.5908 | 22481.5908 | 22481.5908 | 22481.5908 | C1 | 562.0398 | 1686.1193 | 3934.2784 | 8430.5965 | 16861.1931 | C1 | 0 | 0 | 0 | 0 | 0 | 0 |  | 0 | 0 | 0 | 0 | 0 | 0 |  | 0 | 0 | 0 | 0 | 0 | 0 |  | 0 | 0 | 0 | 0 | 0 | 0 |  | 0 | 0 | 0 | 0 | 0 | 0 |  | 0 | 0 | 0 | 0 | 0 | 0
|  |  | 0 | 0 | C2 | 0 | 0 | 0 | 0 | 0 | 0 | 0 | 0 | 0 | 0 | 0 | 0 | 0 | 0 | 0 | 0 | 0 | 0 | 0 | 0 | 0 | 0 | 0 | 0 | 0 | 0 | 0 | 0 | 0 | 0 | 0 | 0 | 0 | 0 | 0 | 0 |  |  | C2 | 0.025 | 0.075 | 0.175 | 0.375 | 0.75 | C2 | 32116.5583 | 32116.5583 | 32116.5583 | 32116.5583 | 32116.5583 | C2 | 802.914 | 2408.7419 | 5620.3977 | 12043.7093 | 24087.4187 | C2 | 0 | 0 | 0 | 0 | 0 | 0 |  | 0 | 0 | 0 | 0 | 0 | 0 |  | 0 | 0 | 0 | 0 | 0 | 0 |  | 0 | 0 | 0 | 0 | 0 | 0 |  | 0 | 0 | 0 | 0 | 0 | 0 |  | 0 | 0 | 0 | 0 | 0 | 0
|  |  | 0 | 0 | C3 | 0 | 0 | 0 | 0 | 0 | 0 | 0 | 0 | 0 | 0 | 0 | 0 | 0 | 0 | 0 | 0 | 0 | 0 | 0 | 0 | 0 | 0 | 0 | 0 | 0 | 0 | 0 | 0 | 0 | 0 | 0 | 0 | 0 | 0 | 0 | 0 |  |  | C3 | 0.025 | 0.075 | 0.175 | 0.375 | 0.75 | C3 | 48174.8374 | 48174.8374 | 48174.8374 | 48174.8374 | 48174.8374 | C3 | 1204.3709 | 3613.1128 | 8430.5965 | 18065.564 | 36131.128 | C3 | 0 | 0 | 0 | 0 | 0 | 0 |  | 0 | 0 | 0 | 0 | 0 | 0 |  | 0 | 0 | 0 | 0 | 0 | 0 |  | 0 | 0 | 0 | 0 | 0 | 0 |  | 0 | 0 | 0 | 0 | 0 | 0 |  | 0 | 0 | 0 | 0 | 0 | 0
|  |  | 0 | 0 | C4 | 0 | 0 | 0 | 0 | 0 | 0 | 0 | 0 | 0 | 0 | 0 | 0 | 0 | 0 | 0 | 0 | 0 | 0 | 0 | 0 | 0 | 0 | 0 | 0 | 0 | 0 | 0 | 0 | 0 | 0 | 0 | 0 | 0 | 0 | 0 | 0 |  |  | C4 | 0.025 | 0.075 | 0.175 | 0.375 | 0.75 | C4 | 80291.3956 | 80291.3956 | 80291.3956 | 80291.3956 | 80291.3956 | C4 | 2007.2849 | 6021.8547 | 14050.9942 | 30109.2734 | 60218.5467 | C4 | 0 | 0 | 0 | 0 | 0 | 0 |  | 0 | 0 | 0 | 0 | 0 | 0 |  | 0 | 0 | 0 | 0 | 0 | 0 |  | 0 | 0 | 0 | 0 | 0 | 0 |  | 0 | 0 | 0 | 0 | 0 | 0 |  | 0 | 0 | 0 | 0 | 0 | 0
|  |  | 0 | 0 |  | 0 | 0 | 0 | 0 | 0 |  | 0 | 0 | 0 | 0 | 0 |  | 0 | 0 | 0 | 0 | 0 |  | 0 | 0 | 0 | 0 | 0 |  | 0 | 0 | 0 | 0 | 0 |  | 0 | 0 | 0 | 0 | 0 | [22 empty] | 0 | 0 | 0 | 0 | 0 | 0 |  | 0 | 0 | 0 | 0 | 0 | 0 |  | 0 | 0 | 0 | 0 | 0 | 0 |  | 0 | 0 | 0 | 0 | 0 | 0 |  | 0 | 0 | 0 | 0 | 0 | 0 |  | 0 | 0 | 0 | 0 | 0 | 0
| 132kV UG Cable (Non Pressurised) |  | 0 | 0 | C1 | 0 | 0 | 0 | 0 | 0 | 0 | 0 | 0 | 0 | 0 | 0 | 0 | 0 | 0 | 0 | 0 | 0 | 0 | 0 | 0 | 0 | 0 | 0 | 0 | 0 | 0 | 0 | 0 | 0 | 0 | 0 | 0 | 0 | 0 | 0 | 0 |  |  | C1 | 0.025 | 0.075 | 0.175 | 0.375 | 0.75 | C1 | 0 | 0 | 0 | 0 | 0 | C1 | [5 empty] | C1 | [5 empty] | 0 | [6 empty] | 0 | [6 empty] | 0 | [6 empty] | 0 | [6 empty] | 0 | [6 empty] | 0
|  |  | 0 | 0 | C2 | 0 | 0 | 0 | 0 | 0 | 0 | 0 | 0 | 0 | 0 | 0 | 0 | 0 | 0 | 0 | 0 | 0 | 0 | 0 | 0 | 0 | 0 | 0 | 0 | 0 | 0 | 0 | 0 | 0 | 0 | 0 | 0 | 0 | 0 | 0 | 0 |  |  | C2 | 0.025 | 0.075 | 0.175 | 0.375 | 0.75 | C2 | 0 | 0 | 0 | 0 | 0 | C2 | [5 empty] | C2 | [5 empty] | 0 | [6 empty] | 0 | [6 empty] | 0 | [6 empty] | 0 | [6 empty] | 0 | [6 empty] | 0
|  |  | 0 | 0 | C3 | 0 | 0 | 0 | 0 | 0 | 0 | 0 | 0 | 0 | 0 | 0 | 0 | 0 | 0 | 0 | 0 | 0 | 0 | 0 | 0 | 0 | 0 | 0 | 0 | 0 | 0 | 0 | 0 | 0 | 0 | 0 | 0 | 0 | 0 | 0 | 0 |  |  | C3 | 0.025 | 0.075 | 0.175 | 0.375 | 0.75 | C3 | 0 | 0 | 0 | 0 | 0 | C3 | [5 empty] | C3 | [5 empty] | 0 | [6 empty] | 0 | [6 empty] | 0 | [6 empty] | 0 | [6 empty] | 0 | [6 empty] | 0
|  |  | 0 | 0 | C4 | 0 | 0 | 0 | 0 | 0 | 0 | 0 | 0 | 0 | 0 | 0 | 0 | 0 | 0 | 0 | 0 | 0 | 0 | 0 | 0 | 0 | 0 | 0 | 0 | 0 | 0 | 0 | 0 | 0 | 0 | 0 | 0 | 0 | 0 | 0 | 0 |  |  | C4 | 0.025 | 0.075 | 0.175 | 0.375 | 0.75 | C4 | 0 | 0 | 0 | 0 | 0 | C4 | [5 empty] | C4 | [5 empty] | 0 | [6 empty] | 0 | [6 empty] | 0 | [6 empty] | 0 | [6 empty] | 0 | [6 empty] | 0
|  |  | 0 | 0 |  | 0 | 0 | 0 | 0 | 0 |  | 0 | 0 | 0 | 0 | 0 |  | 0 | 0 | 0 | 0 | 0 |  | 0 | 0 | 0 | 0 | 0 |  | 0 | 0 | 0 | 0 | 0 |  | 0 | 0 | 0 | 0 | 0 | [22 empty] | 0 | 0 | 0 | 0 | 0 | 0 |  | 0 | 0 | 0 | 0 | 0 | 0 |  | 0 | 0 | 0 | 0 | 0 | 0 |  | 0 | 0 | 0 | 0 | 0 | 0 |  | 0 | 0 | 0 | 0 | 0 | 0 |  | 0 | 0 | 0 | 0 | 0 | 0
| 132kV OHL Support - Tower |  | 0 | 0 | C1 | 0 | 0 | 0 | 0 | 0 | 0 | 0 | 0 | 0 | 0 | 0 | 0 | 0 | 0 | 0 | 0 | 0 | 0 | 0 | 0 | 0 | 0 | 0 | 0 | 0 | 0 | 0 | 0 | 0 | 0 | 0 | 0 | 0 | 0 | 0 | 0 |  |  | C1 | 0.025 | 0.075 | 0.175 | 0.375 | 0.75 | C1 | 0 | 0 | 0 | 0 | 0 | C1 | [5 empty] | C1 | [5 empty] | 0 | [6 empty] | 0 | [6 empty] | 0 | [6 empty] | 0 | [6 empty] | 0 | [6 empty] | 0
|  |  | 0 | 0 | C2 | 0 | 0 | 0 | 0 | 0 | 0 | 0 | 0 | 0 | 0 | 0 | 0 | 0 | 0 | 0 | 0 | 0 | 0 | 0 | 0 | 0 | 0 | 0 | 0 | 0 | 0 | 0 | 0 | 0 | 0 | 0 | 0 | 0 | 0 | 0 | 0 |  |  | C2 | 0.025 | 0.075 | 0.175 | 0.375 | 0.75 | C2 | 0 | 0 | 0 | 0 | 0 | C2 | [5 empty] | C2 | [5 empty] | 0 | [6 empty] | 0 | [6 empty] | 0 | [6 empty] | 0 | [6 empty] | 0 | [6 empty] | 0
|  |  | 0 | 0 | C3 | 0 | 0 | 0 | 0 | 0 | 0 | 0 | 0 | 0 | 0 | 0 | 0 | 0 | 0 | 0 | 0 | 0 | 0 | 0 | 0 | 0 | 0 | 0 | 0 | 0 | 0 | 0 | 0 | 0 | 0 | 0 | 0 | 0 | 0 | 0 | 0 |  |  | C3 | 0.025 | 0.075 | 0.175 | 0.375 | 0.75 | C3 | 0 | 0 | 0 | 0 | 0 | C3 | [5 empty] | C3 | [5 empty] | 0 | [6 empty] | 0 | [6 empty] | 0 | [6 empty] | 0 | [6 empty] | 0 | [6 empty] | 0
|  |  | 0 | 0 | C4 | 0 | 0 | 0 | 0 | 0 | 0 | 0 | 0 | 0 | 0 | 0 | 0 | 0 | 0 | 0 | 0 | 0 | 0 | 0 | 0 | 0 | 0 | 0 | 0 | 0 | 0 | 0 | 0 | 0 | 0 | 0 | 0 | 0 | 0 | 0 | 0 |  |  | C4 | 0.025 | 0.075 | 0.175 | 0.375 | 0.75 | C4 | 0 | 0 | 0 | 0 | 0 | C4 | [5 empty] | C4 | [5 empty] | 0 | [6 empty] | 0 | [6 empty] | 0 | [6 empty] | 0 | [6 empty] | 0 | [6 empty] | 0
|  |  | 0 | 0 |  | 0 | 0 | 0 | 0 | 0 |  | 0 | 0 | 0 | 0 | 0 |  | 0 | 0 | 0 | 0 | 0 |  | 0 | 0 | 0 | 0 | 0 |  | 0 | 0 | 0 | 0 | 0 |  | 0 | 0 | 0 | 0 | 0 | [22 empty] | 0 | 0 | 0 | 0 | 0 | 0 |  | 0 | 0 | 0 | 0 | 0 | 0 |  | 0 | 0 | 0 | 0 | 0 | 0 |  | 0 | 0 | 0 | 0 | 0 | 0 |  | 0 | 0 | 0 | 0 | 0 | 0 |  | 0 | 0 | 0 | 0 | 0 | 0
| 132kV OHL (Tower Line) Conductor |  | 0 | 0 | C1 | 0 | 0 | 0 | 0 | 0 | 0 | 0 | 0 | 0 | 0 | 0 | 0 | 0 | 0 | 0 | 0 | 0 | 0 | 0 | 0 | 0 | 0 | 0 | 0 | 0 | 0 | 0 | 0 | 0 | 0 | 0 | 0 | 0 | 0 | 0 | 0 |  | 0 | C1 | 0.025 | 0.075 | 0.175 | 0.375 | 0.75 | C1 | 21605.7593 | 21605.7593 | 21605.7593 | 21605.7593 | 21605.7593 | C1 | 540.144 | 1620.432 | 3781.0079 | 8102.1598 | 16204.3195 | C1 | 0 | 0 | 0 | 0 | 0 | 0 |  | 0 | 0 | 0 | 0 | 0 | 0 |  | 0 | 0 | 0 | 0 | 0 | 0 |  | 0 | 0 | 0 | 0 | 0 | 0 |  | 0 | 0 | 0 | 0 | 0 | 0 |  | 0 | 0 | 0 | 0 | 0 | 0
|  |  | 353 | 353 | C2 | 106 | 61 | 40 | 63 | 83 | 353 | 102 | 61 | 40 | 66 | 84.2 | 353.2 | 0 | 0 | 0 | 0 | 0 | 0 | 96 | 66 | 42 | 61 | 88 | 353 | 0 | 0 | 0 | 0 | 0 | 0 | 85 | 71 | 44 | 59 | 94 | 353 |  |  | C2 | 0.025 | 0.075 | 0.175 | 0.375 | 0.75 | C2 | 30865.3705 | 30865.3705 | 30865.3705 | 30865.3705 | 30865.3705 | C2 | 771.6343 | 2314.9028 | 5401.4398 | 11574.5139 | 23149.0279 | C2 | 78706.6947 | 141209.07 | 216057.5934 | 763917.9194 | 1949148.1459 | 3149039.4234 |  | 81793.2318 | 141209.07 | 216057.5934 | 729194.3776 | 1921369.3125 | 3089623.5852 |  | 74076.8892 | 152783.5839 | 226860.473 | 706045.3498 | 2037114.4518 | 3196880.7476 |  | 74076.8892 | 152783.5839 | 226860.473 | 706045.3498 | 2037114.4518 | 3196880.7476 |  | 65588.9123 | 164358.0978 | 237663.3527 | 682896.3219 | 2176008.619 | 3326515.3037 |  | 65588.9123 | 164358.0978 | 237663.3527 | 682896.3219 | 2176008.619 | 3326515.3037
|  |  | 460 | 460 | C3 | 139 | 80 | 52 | 83 | 106 | 460 | 133 | 81 | 53 | 86 | 107 | 460 | 0 | 0 | 0 | 0 | 0 | 0 | 125 | 86 | 55 | 79 | 115 | 460 | 0 | 0 | 0 | 0 | 0 | 0 | 110 | 92 | 58 | 76 | 124 | 460 |  |  | C3 | 0.025 | 0.075 | 0.175 | 0.375 | 0.75 | C3 | 46298.0557 | 46298.0557 | 46298.0557 | 46298.0557 | 46298.0557 | C3 | 1157.4514 | 3472.3542 | 8102.1598 | 17361.7709 | 34723.5418 | C3 | 153941.0353 | 281260.6885 | 429414.4668 | 1493112.2971 | 3715418.9717 | 6073147.4594 |  | 160885.7436 | 277788.3343 | 421312.3071 | 1441026.9844 | 3680695.4299 | 5981708.7994 |  | 144681.4241 | 298622.4594 | 445618.7863 | 1371579.9008 | 3993207.3061 | 6253709.8767 |  | 144681.4241 | 298622.4594 | 445618.7863 | 1371579.9008 | 3993207.3061 | 6253709.8767 |  | 127319.6532 | 319456.5845 | 469925.2656 | 1319494.5881 | 4305719.1822 | 6541915.2736 |  | 127319.6532 | 319456.5845 | 469925.2656 | 1319494.5881 | 4305719.1822 | 6541915.2736
|  |  | 910 | 910 | C4 | 276 | 159 | 103 | 163 | 209 | 910 | 265 | 160 | 104 | 170 | 211 | 910 | 0 | 0 | 0 | 0 | 0 | 0 | 248 | 170 | 108 | 158 | 226 | 910 | 0 | 0 | 0 | 0 | 0 | 0 | 222 | 182 | 114 | 151 | 241 | 910 |  |  | C4 | 0.025 | 0.075 | 0.175 | 0.375 | 0.75 | C4 | 77163.4262 | 77163.4262 | 77163.4262 | 77163.4262 | 77163.4262 | C4 | 1929.0857 | 5787.257 | 13503.5996 | 28936.2848 | 57872.5697 | C4 | 511207.6986 | 925961.1145 | 1404374.3569 | 4919168.4205 | 12211112.1968 | 19971823.7873 |  | 532427.6408 | 920173.8575 | 1390870.7573 | 4716614.4267 | 12095367.0575 | 19655453.7399 |  | 478413.2425 | 983833.6841 | 1458388.7553 | 4571933.0026 | 13079200.7416 | 20571769.4261 |  | 478413.2425 | 983833.6841 | 1458388.7553 | 4571933.0026 | 13079200.7416 | 20571769.4261 |  | 428257.0154 | 1053280.7677 | 1539410.3528 | 4369379.0088 | 13947289.2864 | 21337616.4312 |  | 428257.0154 | 1053280.7677 | 1539410.3528 | 4369379.0088 | 13947289.2864 | 21337616.4312
|  |  | 1723 | 1723 |  | 521 | 300 | 195 | 309 | 398 |  | 500 | 302 | 197 | 322 | 402.2 |  | 0 | 0 | 0 | 0 | 0 |  | 469 | 322 | 205 | 298 | 429 |  | 0 | 0 | 0 | 0 | 0 |  | 417 | 345 | 216 | 286 | 459 | [22 empty] | 743855.4286 | 1348430.8729 | 2049846.4171 | 7176198.637 | 17875679.3145 | 29194010.6702 |  | 775106.6162 | 1339171.2618 | 2028240.6578 | 6886835.7887 | 17697431.8 | 28726786.1245 |  | 697171.5558 | 1435239.7274 | 2130868.0146 | 6649558.2532 | 19109522.4995 | 30022360.0505 |  | 697171.5558 | 1435239.7274 | 2130868.0146 | 6649558.2532 | 19109522.4995 | 30022360.0505 |  | 621165.5809 | 1537095.45 | 2246998.9711 | 6371769.9188 | 20429017.0876 | 31206047.0084 |  | 621165.5809 | 1537095.45 | 2246998.9711 | 6371769.9188 | 20429017.0876 | 31206047.0084
| [Please insert new asset category as required] |  | 0 | 0 | C1 | 0 | 0 | 0 | 0 | 0 | 0 | 0 | 0 | 0 | 0 | 0 | 0 | 0 | 0 | 0 | 0 | 0 | 0 | 0 | 0 | 0 | 0 | 0 | 0 | 0 | 0 | 0 | 0 | 0 | 0 | 0 | 0 | 0 | 0 | 0 | 0 |  |  | C1 | 0 | 0 | 0 | 0 | 0 | C1 | 0 | 0 | 0 | 0 | 0 | C1 | [5 empty] | C1 | [5 empty] | 0 | [6 empty] | 0 | [6 empty] | 0 | [6 empty] | 0 | [6 empty] | 0 | [6 empty] | 0
|  |  | 0 | 0 | C2 | 0 | 0 | 0 | 0 | 0 | 0 | 0 | 0 | 0 | 0 | 0 | 0 | 0 | 0 | 0 | 0 | 0 | 0 | 0 | 0 | 0 | 0 | 0 | 0 | 0 | 0 | 0 | 0 | 0 | 0 | 0 | 0 | 0 | 0 | 0 | 0 |  |  | C2 | 0 | 0 | 0 | 0 | 0 | C2 | 0 | 0 | 0 | 0 | 0 | C2 | [5 empty] | C2 | [5 empty] | 0 | [6 empty] | 0 | [6 empty] | 0 | [6 empty] | 0 | [6 empty] | 0 | [6 empty] | 0
|  |  | 0 | 0 | C3 | 0 | 0 | 0 | 0 | 0 | 0 | 0 | 0 | 0 | 0 | 0 | 0 | 0 | 0 | 0 | 0 | 0 | 0 | 0 | 0 | 0 | 0 | 0 | 0 | 0 | 0 | 0 | 0 | 0 | 0 | 0 | 0 | 0 | 0 | 0 | 0 |  |  | C3 | 0 | 0 | 0 | 0 | 0 | C3 | 0 | 0 | 0 | 0 | 0 | C3 | [5 empty] | C3 | [5 empty] | 0 | [6 empty] | 0 | [6 empty] | 0 | [6 empty] | 0 | [6 empty] | 0 | [6 empty] | 0
|  |  | 0 | 0 | C4 | 0 | 0 | 0 | 0 | 0 | 0 | 0 | 0 | 0 | 0 | 0 | 0 | 0 | 0 | 0 | 0 | 0 | 0 | 0 | 0 | 0 | 0 | 0 | 0 | 0 | 0 | 0 | 0 | 0 | 0 | 0 | 0 | 0 | 0 | 0 | 0 |  |  | C4 | 0 | 0 | 0 | 0 | 0 | C4 | 0 | 0 | 0 | 0 | 0 | C4 | [5 empty] | C4 | [5 empty] | 0 | [6 empty] | 0 | [6 empty] | 0 | [6 empty] | 0 | [6 empty] | 0 | [6 empty] | 0
|  |  | 0 | 0 |  | 0 | 0 | 0 | 0 | 0 |  | 0 | 0 | 0 | 0 | 0 |  | 0 | 0 | 0 | 0 | 0 |  | 0 | 0 | 0 | 0 | 0 |  | 0 | 0 | 0 | 0 | 0 |  | 0 | 0 | 0 | 0 | 0 | [22 empty] | 0 | 0 | 0 | 0 | 0 | 0 |  | 0 | 0 | 0 | 0 | 0 | 0 |  | 0 | 0 | 0 | 0 | 0 | 0 |  | 0 | 0 | 0 | 0 | 0 | 0 |  | 0 | 0 | 0 | 0 | 0 | 0 |  | 0 | 0 | 0 | 0 | 0 | 0
| [Please insert new asset category as required] |  | 0 | 0 | C1 | 0 | 0 | 0 | 0 | 0 | 0 | 0 | 0 | 0 | 0 | 0 | 0 | 0 | 0 | 0 | 0 | 0 | 0 | 0 | 0 | 0 | 0 | 0 | 0 | 0 | 0 | 0 | 0 | 0 | 0 | 0 | 0 | 0 | 0 | 0 | 0 |  |  | C1 | 0 | 0 | 0 | 0 | 0 | C1 | 0 | 0 | 0 | 0 | 0 | C1 | [5 empty] | C1 | [5 empty] | 0 | [6 empty] | 0 | [6 empty] | 0 | [6 empty] | 0 | [6 empty] | 0 | [6 empty] | 0
|  |  | 0 | 0 | C2 | 0 | 0 | 0 | 0 | 0 | 0 | 0 | 0 | 0 | 0 | 0 | 0 | 0 | 0 | 0 | 0 | 0 | 0 | 0 | 0 | 0 | 0 | 0 | 0 | 0 | 0 | 0 | 0 | 0 | 0 | 0 | 0 | 0 | 0 | 0 | 0 |  |  | C2 | 0 | 0 | 0 | 0 | 0 | C2 | 0 | 0 | 0 | 0 | 0 | C2 | [5 empty] | C2 | [5 empty] | 0 | [6 empty] | 0 | [6 empty] | 0 | [6 empty] | 0 | [6 empty] | 0 | [6 empty] | 0
|  |  | 0 | 0 | C3 | 0 | 0 | 0 | 0 | 0 | 0 | 0 | 0 | 0 | 0 | 0 | 0 | 0 | 0 | 0 | 0 | 0 | 0 | 0 | 0 | 0 | 0 | 0 | 0 | 0 | 0 | 0 | 0 | 0 | 0 | 0 | 0 | 0 | 0 | 0 | 0 |  |  | C3 | 0 | 0 | 0 | 0 | 0 | C3 | 0 | 0 | 0 | 0 | 0 | C3 | [5 empty] | C3 | [5 empty] | 0 | [6 empty] | 0 | [6 empty] | 0 | [6 empty] | 0 | [6 empty] | 0 | [6 empty] | 0
|  |  | 0 | 0 | C4 | 0 | 0 | 0 | 0 | 0 | 0 | 0 | 0 | 0 | 0 | 0 | 0 | 0 | 0 | 0 | 0 | 0 | 0 | 0 | 0 | 0 | 0 | 0 | 0 | 0 | 0 | 0 | 0 | 0 | 0 | 0 | 0 | 0 | 0 | 0 | 0 |  |  | C4 | 0 | 0 | 0 | 0 | 0 | C4 | 0 | 0 | 0 | 0 | 0 | C4 | [5 empty] | C4 | [5 empty] | 0 | [6 empty] | 0 | [6 empty] | 0 | [6 empty] | 0 | [6 empty] | 0 | [6 empty] | 0
|  |  | 0 | 0 |  | 0 | 0 | 0 | 0 | 0 |  | 0 | 0 | 0 | 0 | 0 |  | 0 | 0 | 0 | 0 | 0 |  | 0 | 0 | 0 | 0 | 0 |  | 0 | 0 | 0 | 0 | 0 |  | 0 | 0 | 0 | 0 | 0 | [22 empty] | 0 | 0 | 0 | 0 | 0 | 0 |  | 0 | 0 | 0 | 0 | 0 | 0 |  | 0 | 0 | 0 | 0 | 0 | 0 |  | 0 | 0 | 0 | 0 | 0 | 0 |  | 0 | 0 | 0 | 0 | 0 | 0 |  | 0 | 0 | 0 | 0 | 0 | 0
| [Please insert new asset category as required] |  | 0 | 0 | C1 | 0 | 0 | 0 | 0 | 0 | 0 | 0 | 0 | 0 | 0 | 0 | 0 | 0 | 0 | 0 | 0 | 0 | 0 | 0 | 0 | 0 | 0 | 0 | 0 | 0 | 0 | 0 | 0 | 0 | 0 | 0 | 0 | 0 | 0 | 0 | 0 |  |  | C1 | 0 | 0 | 0 | 0 | 0 | C1 | 0 | 0 | 0 | 0 | 0 | C1 | [5 empty] | C1 | [5 empty] | 0 | [6 empty] | 0 | [6 empty] | 0 | [6 empty] | 0 | [6 empty] | 0 | [6 empty] | 0
|  |  | 0 | 0 | C2 | 0 | 0 | 0 | 0 | 0 | 0 | 0 | 0 | 0 | 0 | 0 | 0 | 0 | 0 | 0 | 0 | 0 | 0 | 0 | 0 | 0 | 0 | 0 | 0 | 0 | 0 | 0 | 0 | 0 | 0 | 0 | 0 | 0 | 0 | 0 | 0 |  |  | C2 | 0 | 0 | 0 | 0 | 0 | C2 | 0 | 0 | 0 | 0 | 0 | C2 | [5 empty] | C2 | [5 empty] | 0 | [6 empty] | 0 | [6 empty] | 0 | [6 empty] | 0 | [6 empty] | 0 | [6 empty] | 0
|  |  | 0 | 0 | C3 | 0 | 0 | 0 | 0 | 0 | 0 | 0 | 0 | 0 | 0 | 0 | 0 | 0 | 0 | 0 | 0 | 0 | 0 | 0 | 0 | 0 | 0 | 0 | 0 | 0 | 0 | 0 | 0 | 0 | 0 | 0 | 0 | 0 | 0 | 0 | 0 |  |  | C3 | 0 | 0 | 0 | 0 | 0 | C3 | 0 | 0 | 0 | 0 | 0 | C3 | [5 empty] | C3 | [5 empty] | 0 | [6 empty] | 0 | [6 empty] | 0 | [6 empty] | 0 | [6 empty] | 0 | [6 empty] | 0
|  |  | 0 | 0 | C4 | 0 | 0 | 0 | 0 | 0 | 0 | 0 | 0 | 0 | 0 | 0 | 0 | 0 | 0 | 0 | 0 | 0 | 0 | 0 | 0 | 0 | 0 | 0 | 0 | 0 | 0 | 0 | 0 | 0 | 0 | 0 | 0 | 0 | 0 | 0 | 0 |  |  | C4 | 0 | 0 | 0 | 0 | 0 | C4 | 0 | 0 | 0 | 0 | 0 | C4 | [5 empty] | C4 | [5 empty] | 0 | [6 empty] | 0 | [6 empty] | 0 | [6 empty] | 0 | [6 empty] | 0 | [6 empty] | 0
|  |  | 0 | 0 |  | 0 | 0 | 0 | 0 | 0 |  | 0 | 0 | 0 | 0 | 0 |  | 0 | 0 | 0 | 0 | 0 |  | 0 | 0 | 0 | 0 | 0 |  | 0 | 0 | 0 | 0 | 0 |  | 0 | 0 | 0 | 0 | 0 | [22 empty] | 0 | 0 | 0 | 0 | 0 | 0 |  | 0 | 0 | 0 | 0 | 0 | 0 |  | 0 | 0 | 0 | 0 | 0 | 0 |  | 0 | 0 | 0 | 0 | 0 | 0 |  | 0 | 0 | 0 | 0 | 0 | 0 |  | 0 | 0 | 0 | 0 | 0 | 0
| [Please insert new asset category as required] |  | 0 | 0 | C1 | 0 | 0 | 0 | 0 | 0 | 0 | 0 | 0 | 0 | 0 | 0 | 0 | 0 | 0 | 0 | 0 | 0 | 0 | 0 | 0 | 0 | 0 | 0 | 0 | 0 | 0 | 0 | 0 | 0 | 0 | 0 | 0 | 0 | 0 | 0 | 0 |  |  | C1 | 0 | 0 | 0 | 0 | 0 | C1 | 0 | 0 | 0 | 0 | 0 | C1 | [5 empty] | C1 | [5 empty] | 0 | [6 empty] | 0 | [6 empty] | 0 | [6 empty] | 0 | [6 empty] | 0 | [6 empty] | 0
|  |  | 0 | 0 | C2 | 0 | 0 | 0 | 0 | 0 | 0 | 0 | 0 | 0 | 0 | 0 | 0 | 0 | 0 | 0 | 0 | 0 | 0 | 0 | 0 | 0 | 0 | 0 | 0 | 0 | 0 | 0 | 0 | 0 | 0 | 0 | 0 | 0 | 0 | 0 | 0 |  |  | C2 | 0 | 0 | 0 | 0 | 0 | C2 | 0 | 0 | 0 | 0 | 0 | C2 | [5 empty] | C2 | [5 empty] | 0 | [6 empty] | 0 | [6 empty] | 0 | [6 empty] | 0 | [6 empty] | 0 | [6 empty] | 0
|  |  | 0 | 0 | C3 | 0 | 0 | 0 | 0 | 0 | 0 | 0 | 0 | 0 | 0 | 0 | 0 | 0 | 0 | 0 | 0 | 0 | 0 | 0 | 0 | 0 | 0 | 0 | 0 | 0 | 0 | 0 | 0 | 0 | 0 | 0 | 0 | 0 | 0 | 0 | 0 |  |  | C3 | 0 | 0 | 0 | 0 | 0 | C3 | 0 | 0 | 0 | 0 | 0 | C3 | [5 empty] | C3 | [5 empty] | 0 | [6 empty] | 0 | [6 empty] | 0 | [6 empty] | 0 | [6 empty] | 0 | [6 empty] | 0
|  |  | 0 | 0 | C4 | 0 | 0 | 0 | 0 | 0 | 0 | 0 | 0 | 0 | 0 | 0 | 0 | 0 | 0 | 0 | 0 | 0 | 0 | 0 | 0 | 0 | 0 | 0 | 0 | 0 | 0 | 0 | 0 | 0 | 0 | 0 | 0 | 0 | 0 | 0 | 0 |  |  | C4 | 0 | 0 | 0 | 0 | 0 | C4 | 0 | 0 | 0 | 0 | 0 | C4 | [5 empty] | C4 | [5 empty] | 0 | [6 empty] | 0 | [6 empty] | 0 | [6 empty] | 0 | [6 empty] | 0 | [6 empty] | 0
|  |  | 0 | 0 |  | 0 | 0 | 0 | 0 | 0 |  | 0 | 0 | 0 | 0 | 0 |  | 0 | 0 | 0 | 0 | 0 |  | 0 | 0 | 0 | 0 | 0 |  | 0 | 0 | 0 | 0 | 0 |  | 0 | 0 | 0 | 0 | 0 | [22 empty] | 0 | 0 | 0 | 0 | 0 | 0 |  | 0 | 0 | 0 | 0 | 0 | 0 |  | 0 | 0 | 0 | 0 | 0 | 0 |  | 0 | 0 | 0 | 0 | 0 | 0 |  | 0 | 0 | 0 | 0 | 0 | 0 |  | 0 | 0 | 0 | 0 | 0 | 0
| [Please insert new asset category as required] |  | 0 | 0 | C1 | 0 | 0 | 0 | 0 | 0 | 0 | 0 | 0 | 0 | 0 | 0 | 0 | 0 | 0 | 0 | 0 | 0 | 0 | 0 | 0 | 0 | 0 | 0 | 0 | 0 | 0 | 0 | 0 | 0 | 0 | 0 | 0 | 0 | 0 | 0 | 0 |  |  | C1 | 0 | 0 | 0 | 0 | 0 | C1 | 0 | 0 | 0 | 0 | 0 | C1 | [5 empty] | C1 | [5 empty] | 0 | [6 empty] | 0 | [6 empty] | 0 | [6 empty] | 0 | [6 empty] | 0 | [6 empty] | 0
|  |  | 0 | 0 | C2 | 0 | 0 | 0 | 0 | 0 | 0 | 0 | 0 | 0 | 0 | 0 | 0 | 0 | 0 | 0 | 0 | 0 | 0 | 0 | 0 | 0 | 0 | 0 | 0 | 0 | 0 | 0 | 0 | 0 | 0 | 0 | 0 | 0 | 0 | 0 | 0 |  |  | C2 | 0 | 0 | 0 | 0 | 0 | C2 | 0 | 0 | 0 | 0 | 0 | C2 | [5 empty] | C2 | [5 empty] | 0 | [6 empty] | 0 | [6 empty] | 0 | [6 empty] | 0 | [6 empty] | 0 | [6 empty] | 0
|  |  | 0 | 0 | C3 | 0 | 0 | 0 | 0 | 0 | 0 | 0 | 0 | 0 | 0 | 0 | 0 | 0 | 0 | 0 | 0 | 0 | 0 | 0 | 0 | 0 | 0 | 0 | 0 | 0 | 0 | 0 | 0 | 0 | 0 | 0 | 0 | 0 | 0 | 0 | 0 |  |  | C3 | 0 | 0 | 0 | 0 | 0 | C3 | 0 | 0 | 0 | 0 | 0 | C3 | [5 empty] | C3 | [5 empty] | 0 | [6 empty] | 0 | [6 empty] | 0 | [6 empty] | 0 | [6 empty] | 0 | [6 empty] | 0
|  |  | 0 | 0 | C4 | 0 | 0 | 0 | 0 | 0 | 0 | 0 | 0 | 0 | 0 | 0 | 0 | 0 | 0 | 0 | 0 | 0 | 0 | 0 | 0 | 0 | 0 | 0 | 0 | 0 | 0 | 0 | 0 | 0 | 0 | 0 | 0 | 0 | 0 | 0 | 0 |  |  | C4 | 0 | 0 | 0 | 0 | 0 | C4 | 0 | 0 | 0 | 0 | 0 | C4 | [5 empty] | C4 | [5 empty] | 0 | [6 empty] | 0 | [6 empty] | 0 | [6 empty] | 0 | [6 empty] | 0 | [6 empty] | 0
|  |  | 0 | 0 |  | 0 | 0 | 0 | 0 | 0 |  | 0 | 0 | 0 | 0 | 0 |  | 0 | 0 | 0 | 0 | 0 |  | 0 | 0 | 0 | 0 | 0 |  | 0 | 0 | 0 | 0 | 0 |  | 0 | 0 | 0 | 0 | 0 | [22 empty] | 0 | 0 | 0 | 0 | 0 | 0 |  | 0 | 0 | 0 | 0 | 0 | 0 |  | 0 | 0 | 0 | 0 | 0 | 0 |  | 0 | 0 | 0 | 0 | 0 | 0 |  | 0 | 0 | 0 | 0 | 0 | 0 |  | 0 | 0 | 0 | 0 | 0 | 0
[63 empty] | 4421866.9944 | 11702531.1678 | 28532940.7941 | 28039606.2062 | 46475000.5327 | 119171945.6952 |  | 5055194.9702 | 11580614.3543 | 28248468.2293 | 24566137.2562 | 44700807.3233 | 114151222.1332 |  | 4496594.1938 | 11859738.5517 | 28455510.4166 | 28553504.8094 | 51745758.1411 | 125111106.1125 |  | 4496594.1938 | 12655232.1409 | 30311662.1248 | 24576036.8631 | 43790822.2486 | 115830347.5713 |  | 4012316.3707 | 12221318.133 | 28029100.5754 | 32722558.0926 | 56147661.2021 | 133132954.3737 |  | 4012316.3707 | 13889914.4422 | 31922491.9634 | 24379576.5468 | 39461698.1104 | 113665997.4335
| Other | [66 empty] | 0 | [6 empty] | 0 | [6 empty] | 0 | [6 empty] | 0 | [6 empty] | 0 | [6 empty] | 0
| Submarine Cables |  | 0 | 0 | C1 | 0 | 0 | 0 | 0 | 0 | 0 | 0 | 0 | 0 | 0 | 0 | 0 | 0 | 0 | 0 | 0 | 0 | 0 | 0 | 0 | 0 | 0 | 0 | 0 | 0 | 0 | 0 | 0 | 0 | 0 | 0 | 0 | 0 | 0 | 0 | 0 |  |  | C1 | 0.025 | 0.075 | 0.175 | 0.375 | 0.75 | C1 | 418959.3771 | 418959.3771 | 418959.3771 | 418959.3771 | 418959.3771 | C1 | 10473.9844 | 31421.9533 | 73317.891 | 157109.7664 | 314219.5328 | C1 | 0 | 0 | 0 | 0 | 0 | 0 |  | 0 | 0 | 0 | 0 | 0 | 0 |  | 0 | 0 | 0 | 0 | 0 | 0 |  | 0 | 0 | 0 | 0 | 0 | 0 |  | 0 | 0 | 0 | 0 | 0 | 0 |  | 0 | 0 | 0 | 0 | 0 | 0
|  |  | 29 | 29 | C2 | 0 | 25 | 0 | 0 | 4 | 29 | 0 | 25 | 0 | 0 | 4 | 29 | 0 | 0 | 0 | 0 | 0 | 0 | 0 | 25 | 0 | 0 | 4 | 29 | 0 | 0 | 0 | 0 | 0 | 0 | 0 | 25 | 0 | 0 | 4 | 29 |  |  | C2 | 0.025 | 0.075 | 0.175 | 0.375 | 0.75 | C2 | 598513.3958 | 598513.3958 | 598513.3958 | 598513.3958 | 598513.3958 | C2 | 14962.8349 | 44888.5047 | 104739.8443 | 224442.5234 | 448885.0468 | C2 | 0 | 1122212.6171 | 0 | 0 | 1795540.1874 | 2917752.8045 |  | 0 | 1122212.6171 | 0 | 0 | 1795540.1874 | 2917752.8045 |  | 0 | 1122212.6171 | 0 | 0 | 1795540.1874 | 2917752.8045 |  | 0 | 1122212.6171 | 0 | 0 | 1795540.1874 | 2917752.8045 |  | 0 | 1122212.6171 | 0 | 0 | 1795540.1874 | 2917752.8045 |  | 0 | 1122212.6171 | 0 | 0 | 1795540.1874 | 2917752.8045
|  |  | 0 | 0 | C3 | 0 | 0 | 0 | 0 | 0 | 0 | 0 | 0 | 0 | 0 | 0 | 0 | 0 | 0 | 0 | 0 | 0 | 0 | 0 | 0 | 0 | 0 | 0 | 0 | 0 | 0 | 0 | 0 | 0 | 0 | 0 | 0 | 0 | 0 | 0 | 0 |  |  | C3 | 0.025 | 0.075 | 0.175 | 0.375 | 0.75 | C3 | 897770.0937 | 897770.0937 | 897770.0937 | 897770.0937 | 897770.0937 | C3 | 22444.2523 | 67332.757 | 157109.7664 | 336663.7851 | 673327.5703 | C3 | 0 | 0 | 0 | 0 | 0 | 0 |  | 0 | 0 | 0 | 0 | 0 | 0 |  | 0 | 0 | 0 | 0 | 0 | 0 |  | 0 | 0 | 0 | 0 | 0 | 0 |  | 0 | 0 | 0 | 0 | 0 | 0 |  | 0 | 0 | 0 | 0 | 0 | 0
|  |  | 0 | 0 | C4 | 0 | 0 | 0 | 0 | 0 | 0 | 0 | 0 | 0 | 0 | 0 | 0 | 0 | 0 | 0 | 0 | 0 | 0 | 0 | 0 | 0 | 0 | 0 | 0 | 0 | 0 | 0 | 0 | 0 | 0 | 0 | 0 | 0 | 0 | 0 | 0 |  |  | C4 | 0.025 | 0.075 | 0.175 | 0.375 | 0.75 | C4 | 1496283.4895 | 1496283.4895 | 1496283.4895 | 1496283.4895 | 1496283.4895 | C4 | 37407.0872 | 112221.2617 | 261849.6107 | 561106.3086 | 1122212.6171 | C4 | 0 | 0 | 0 | 0 | 0 | 0 |  | 0 | 0 | 0 | 0 | 0 | 0 |  | 0 | 0 | 0 | 0 | 0 | 0 |  | 0 | 0 | 0 | 0 | 0 | 0 |  | 0 | 0 | 0 | 0 | 0 | 0 |  | 0 | 0 | 0 | 0 | 0 | 0
|  |  | 29 | 29 |  | 0 | 25 | 0 | 0 | 4 |  | 0 | 25 | 0 | 0 | 4 |  | 0 | 0 | 0 | 0 | 0 |  | 0 | 25 | 0 | 0 | 4 |  | 0 | 0 | 0 | 0 | 0 |  | 0 | 25 | 0 | 0 | 4 | [22 empty] | 0 | 1122212.6171 | 0 | 0 | 1795540.1874 | 2917752.8045 |  | 0 | 1122212.6171 | 0 | 0 | 1795540.1874 | 2917752.8045 |  | 0 | 1122212.6171 | 0 | 0 | 1795540.1874 | 2917752.8045 |  | 0 | 1122212.6171 | 0 | 0 | 1795540.1874 | 2917752.8045 |  | 0 | 1122212.6171 | 0 | 0 | 1795540.1874 | 2917752.8045 |  | 0 | 1122212.6171 | 0 | 0 | 1795540.1874 | 2917752.8045
| [Please insert new asset category as required] |  | 0 | 0 | C1 | 0 | 0 | 0 | 0 | 0 | 0 | 0 | 0 | 0 | 0 | 0 | 0 | 0 | 0 | 0 | 0 | 0 | 0 | 0 | 0 | 0 | 0 | 0 | 0 | 0 | 0 | 0 | 0 | 0 | 0 | 0 | 0 | 0 | 0 | 0 | 0 |  |  | C1 | 0 | 0 | 0 | 0 | 0 | C1 | 0 | 0 | 0 | 0 | 0 | C1 | [5 empty] | C1 | [5 empty] | 0 | [6 empty] | 0 | [6 empty] | 0 | [6 empty] | 0 | [6 empty] | 0 | [6 empty] | 0
|  |  | 0 | 0 | C2 | 0 | 0 | 0 | 0 | 0 | 0 | 0 | 0 | 0 | 0 | 0 | 0 | 0 | 0 | 0 | 0 | 0 | 0 | 0 | 0 | 0 | 0 | 0 | 0 | 0 | 0 | 0 | 0 | 0 | 0 | 0 | 0 | 0 | 0 | 0 | 0 |  |  | C2 | 0 | 0 | 0 | 0 | 0 | C2 | 0 | 0 | 0 | 0 | 0 | C2 | [5 empty] | C2 | [5 empty] | 0 | [6 empty] | 0 | [6 empty] | 0 | [6 empty] | 0 | [6 empty] | 0 | [6 empty] | 0
|  |  | 0 | 0 | C3 | 0 | 0 | 0 | 0 | 0 | 0 | 0 | 0 | 0 | 0 | 0 | 0 | 0 | 0 | 0 | 0 | 0 | 0 | 0 | 0 | 0 | 0 | 0 | 0 | 0 | 0 | 0 | 0 | 0 | 0 | 0 | 0 | 0 | 0 | 0 | 0 |  |  | C3 | 0 | 0 | 0 | 0 | 0 | C3 | 0 | 0 | 0 | 0 | 0 | C3 | [5 empty] | C3 | [5 empty] | 0 | [6 empty] | 0 | [6 empty] | 0 | [6 empty] | 0 | [6 empty] | 0 | [6 empty] | 0
|  |  | 0 | 0 | C4 | 0 | 0 | 0 | 0 | 0 | 0 | 0 | 0 | 0 | 0 | 0 | 0 | 0 | 0 | 0 | 0 | 0 | 0 | 0 | 0 | 0 | 0 | 0 | 0 | 0 | 0 | 0 | 0 | 0 | 0 | 0 | 0 | 0 | 0 | 0 | 0 |  |  | C4 | 0 | 0 | 0 | 0 | 0 | C4 | 0 | 0 | 0 | 0 | 0 | C4 | [5 empty] | C4 | [5 empty] | 0 | [6 empty] | 0 | [6 empty] | 0 | [6 empty] | 0 | [6 empty] | 0 | [6 empty] | 0
|  |  | 0 | 0 |  | 0 | 0 | 0 | 0 | 0 |  | 0 | 0 | 0 | 0 | 0 |  | 0 | 0 | 0 | 0 | 0 |  | 0 | 0 | 0 | 0 | 0 |  | 0 | 0 | 0 | 0 | 0 |  | 0 | 0 | 0 | 0 | 0 | [22 empty] | 0 | 0 | 0 | 0 | 0 | 0 |  | 0 | 0 | 0 | 0 | 0 | 0 |  | 0 | 0 | 0 | 0 | 0 | 0 |  | 0 | 0 | 0 | 0 | 0 | 0 |  | 0 | 0 | 0 | 0 | 0 | 0 |  | 0 | 0 | 0 | 0 | 0 | 0
| [Please insert new asset category as required] |  | 0 | 0 | C1 | 0 | 0 | 0 | 0 | 0 | 0 | 0 | 0 | 0 | 0 | 0 | 0 | 0 | 0 | 0 | 0 | 0 | 0 | 0 | 0 | 0 | 0 | 0 | 0 | 0 | 0 | 0 | 0 | 0 | 0 | 0 | 0 | 0 | 0 | 0 | 0 |  |  | C1 | 0 | 0 | 0 | 0 | 0 | C1 | 0 | 0 | 0 | 0 | 0 | C1 | [5 empty] | C1 | [5 empty] | 0 | [6 empty] | 0 | [6 empty] | 0 | [6 empty] | 0 | [6 empty] | 0 | [6 empty] | 0
|  |  | 0 | 0 | C2 | 0 | 0 | 0 | 0 | 0 | 0 | 0 | 0 | 0 | 0 | 0 | 0 | 0 | 0 | 0 | 0 | 0 | 0 | 0 | 0 | 0 | 0 | 0 | 0 | 0 | 0 | 0 | 0 | 0 | 0 | 0 | 0 | 0 | 0 | 0 | 0 |  |  | C2 | 0 | 0 | 0 | 0 | 0 | C2 | 0 | 0 | 0 | 0 | 0 | C2 | [5 empty] | C2 | [5 empty] | 0 | [6 empty] | 0 | [6 empty] | 0 | [6 empty] | 0 | [6 empty] | 0 | [6 empty] | 0
|  |  | 0 | 0 | C3 | 0 | 0 | 0 | 0 | 0 | 0 | 0 | 0 | 0 | 0 | 0 | 0 | 0 | 0 | 0 | 0 | 0 | 0 | 0 | 0 | 0 | 0 | 0 | 0 | 0 | 0 | 0 | 0 | 0 | 0 | 0 | 0 | 0 | 0 | 0 | 0 |  |  | C3 | 0 | 0 | 0 | 0 | 0 | C3 | 0 | 0 | 0 | 0 | 0 | C3 | [5 empty] | C3 | [5 empty] | 0 | [6 empty] | 0 | [6 empty] | 0 | [6 empty] | 0 | [6 empty] | 0 | [6 empty] | 0
|  |  | 0 | 0 | C4 | 0 | 0 | 0 | 0 | 0 | 0 | 0 | 0 | 0 | 0 | 0 | 0 | 0 | 0 | 0 | 0 | 0 | 0 | 0 | 0 | 0 | 0 | 0 | 0 | 0 | 0 | 0 | 0 | 0 | 0 | 0 | 0 | 0 | 0 | 0 | 0 |  |  | C4 | 0 | 0 | 0 | 0 | 0 | C4 | 0 | 0 | 0 | 0 | 0 | C4 | [5 empty] | C4 | [5 empty] | 0 | [6 empty] | 0 | [6 empty] | 0 | [6 empty] | 0 | [6 empty] | 0 | [6 empty] | 0
|  |  | 0 | 0 |  | 0 | 0 | 0 | 0 | 0 |  | 0 | 0 | 0 | 0 | 0 |  | 0 | 0 | 0 | 0 | 0 |  | 0 | 0 | 0 | 0 | 0 |  | 0 | 0 | 0 | 0 | 0 |  | 0 | 0 | 0 | 0 | 0 | [22 empty] | 0 | 0 | 0 | 0 | 0 | 0 |  | 0 | 0 | 0 | 0 | 0 | 0 |  | 0 | 0 | 0 | 0 | 0 | 0 |  | 0 | 0 | 0 | 0 | 0 | 0 |  | 0 | 0 | 0 | 0 | 0 | 0 |  | 0 | 0 | 0 | 0 | 0 | 0
| [Please insert new asset category as required] |  | 0 | 0 | C1 | 0 | 0 | 0 | 0 | 0 | 0 | 0 | 0 | 0 | 0 | 0 | 0 | 0 | 0 | 0 | 0 | 0 | 0 | 0 | 0 | 0 | 0 | 0 | 0 | 0 | 0 | 0 | 0 | 0 | 0 | 0 | 0 | 0 | 0 | 0 | 0 |  |  | C1 | 0 | 0 | 0 | 0 | 0 | C1 | 0 | 0 | 0 | 0 | 0 | C1 | [5 empty] | C1 | [5 empty] | 0 | [6 empty] | 0 | [6 empty] | 0 | [6 empty] | 0 | [6 empty] | 0 | [6 empty] | 0
|  |  | 0 | 0 | C2 | 0 | 0 | 0 | 0 | 0 | 0 | 0 | 0 | 0 | 0 | 0 | 0 | 0 | 0 | 0 | 0 | 0 | 0 | 0 | 0 | 0 | 0 | 0 | 0 | 0 | 0 | 0 | 0 | 0 | 0 | 0 | 0 | 0 | 0 | 0 | 0 |  |  | C2 | 0 | 0 | 0 | 0 | 0 | C2 | 0 | 0 | 0 | 0 | 0 | C2 | [5 empty] | C2 | [5 empty] | 0 | [6 empty] | 0 | [6 empty] | 0 | [6 empty] | 0 | [6 empty] | 0 | [6 empty] | 0
|  |  | 0 | 0 | C3 | 0 | 0 | 0 | 0 | 0 | 0 | 0 | 0 | 0 | 0 | 0 | 0 | 0 | 0 | 0 | 0 | 0 | 0 | 0 | 0 | 0 | 0 | 0 | 0 | 0 | 0 | 0 | 0 | 0 | 0 | 0 | 0 | 0 | 0 | 0 | 0 |  |  | C3 | 0 | 0 | 0 | 0 | 0 | C3 | 0 | 0 | 0 | 0 | 0 | C3 | [5 empty] | C3 | [5 empty] | 0 | [6 empty] | 0 | [6 empty] | 0 | [6 empty] | 0 | [6 empty] | 0 | [6 empty] | 0
|  |  | 0 | 0 | C4 | 0 | 0 | 0 | 0 | 0 | 0 | 0 | 0 | 0 | 0 | 0 | 0 | 0 | 0 | 0 | 0 | 0 | 0 | 0 | 0 | 0 | 0 | 0 | 0 | 0 | 0 | 0 | 0 | 0 | 0 | 0 | 0 | 0 | 0 | 0 | 0 |  |  | C4 | 0 | 0 | 0 | 0 | 0 | C4 | 0 | 0 | 0 | 0 | 0 | C4 | [5 empty] | C4 | [5 empty] | 0 | [6 empty] | 0 | [6 empty] | 0 | [6 empty] | 0 | [6 empty] | 0 | [6 empty] | 0
|  |  | 0 | 0 |  | 0 | 0 | 0 | 0 | 0 |  | 0 | 0 | 0 | 0 | 0 |  | 0 | 0 | 0 | 0 | 0 |  | 0 | 0 | 0 | 0 | 0 |  | 0 | 0 | 0 | 0 | 0 |  | 0 | 0 | 0 | 0 | 0 | [22 empty] | 0 | 0 | 0 | 0 | 0 | 0 |  | 0 | 0 | 0 | 0 | 0 | 0 |  | 0 | 0 | 0 | 0 | 0 | 0 |  | 0 | 0 | 0 | 0 | 0 | 0 |  | 0 | 0 | 0 | 0 | 0 | 0 |  | 0 | 0 | 0 | 0 | 0 | 0
| [Please insert new asset category as required] |  | 0 | 0 | C1 | 0 | 0 | 0 | 0 | 0 | 0 | 0 | 0 | 0 | 0 | 0 | 0 | 0 | 0 | 0 | 0 | 0 | 0 | 0 | 0 | 0 | 0 | 0 | 0 | 0 | 0 | 0 | 0 | 0 | 0 | 0 | 0 | 0 | 0 | 0 | 0 |  |  | C1 | 0 | 0 | 0 | 0 | 0 | C1 | 0 | 0 | 0 | 0 | 0 | C1 | [5 empty] | C1 | [5 empty] | 0 | [6 empty] | 0 | [6 empty] | 0 | [6 empty] | 0 | [6 empty] | 0 | [6 empty] | 0
|  |  | 0 | 0 | C2 | 0 | 0 | 0 | 0 | 0 | 0 | 0 | 0 | 0 | 0 | 0 | 0 | 0 | 0 | 0 | 0 | 0 | 0 | 0 | 0 | 0 | 0 | 0 | 0 | 0 | 0 | 0 | 0 | 0 | 0 | 0 | 0 | 0 | 0 | 0 | 0 |  |  | C2 | 0 | 0 | 0 | 0 | 0 | C2 | 0 | 0 | 0 | 0 | 0 | C2 | [5 empty] | C2 | [5 empty] | 0 | [6 empty] | 0 | [6 empty] | 0 | [6 empty] | 0 | [6 empty] | 0 | [6 empty] | 0
|  |  | 0 | 0 | C3 | 0 | 0 | 0 | 0 | 0 | 0 | 0 | 0 | 0 | 0 | 0 | 0 | 0 | 0 | 0 | 0 | 0 | 0 | 0 | 0 | 0 | 0 | 0 | 0 | 0 | 0 | 0 | 0 | 0 | 0 | 0 | 0 | 0 | 0 | 0 | 0 |  |  | C3 | 0 | 0 | 0 | 0 | 0 | C3 | 0 | 0 | 0 | 0 | 0 | C3 | [5 empty] | C3 | [5 empty] | 0 | [6 empty] | 0 | [6 empty] | 0 | [6 empty] | 0 | [6 empty] | 0 | [6 empty] | 0
|  |  | 0 | 0 | C4 | 0 | 0 | 0 | 0 | 0 | 0 | 0 | 0 | 0 | 0 | 0 | 0 | 0 | 0 | 0 | 0 | 0 | 0 | 0 | 0 | 0 | 0 | 0 | 0 | 0 | 0 | 0 | 0 | 0 | 0 | 0 | 0 | 0 | 0 | 0 | 0 |  |  | C4 | 0 | 0 | 0 | 0 | 0 | C4 | 0 | 0 | 0 | 0 | 0 | C4 | [5 empty] | C4 | [5 empty] | 0 | [6 empty] | 0 | [6 empty] | 0 | [6 empty] | 0 | [6 empty] | 0 | [6 empty] | 0
|  |  | 0 | 0 |  | 0 | 0 | 0 | 0 | 0 |  | 0 | 0 | 0 | 0 | 0 |  | 0 | 0 | 0 | 0 | 0 |  | 0 | 0 | 0 | 0 | 0 |  | 0 | 0 | 0 | 0 | 0 |  | 0 | 0 | 0 | 0 | 0 | [22 empty] | 0 | 0 | 0 | 0 | 0 | 0 |  | 0 | 0 | 0 | 0 | 0 | 0 |  | 0 | 0 | 0 | 0 | 0 | 0 |  | 0 | 0 | 0 | 0 | 0 | 0 |  | 0 | 0 | 0 | 0 | 0 | 0 |  | 0 | 0 | 0 | 0 | 0 | 0
| [Please insert new asset category as required] |  | 0 | 0 | C1 | 0 | 0 | 0 | 0 | 0 | 0 | 0 | 0 | 0 | 0 | 0 | 0 | 0 | 0 | 0 | 0 | 0 | 0 | 0 | 0 | 0 | 0 | 0 | 0 | 0 | 0 | 0 | 0 | 0 | 0 | 0 | 0 | 0 | 0 | 0 | 0 |  |  | C1 | 0 | 0 | 0 | 0 | 0 | C1 | 0 | 0 | 0 | 0 | 0 | C1 | [5 empty] | C1 | [5 empty] | 0 | [6 empty] | 0 | [6 empty] | 0 | [6 empty] | 0 | [6 empty] | 0 | [6 empty] | 0
|  |  | 0 | 0 | C2 | 0 | 0 | 0 | 0 | 0 | 0 | 0 | 0 | 0 | 0 | 0 | 0 | 0 | 0 | 0 | 0 | 0 | 0 | 0 | 0 | 0 | 0 | 0 | 0 | 0 | 0 | 0 | 0 | 0 | 0 | 0 | 0 | 0 | 0 | 0 | 0 |  |  | C2 | 0 | 0 | 0 | 0 | 0 | C2 | 0 | 0 | 0 | 0 | 0 | C2 | [5 empty] | C2 | [5 empty] | 0 | [6 empty] | 0 | [6 empty] | 0 | [6 empty] | 0 | [6 empty] | 0 | [6 empty] | 0
|  |  | 0 | 0 | C3 | 0 | 0 | 0 | 0 | 0 | 0 | 0 | 0 | 0 | 0 | 0 | 0 | 0 | 0 | 0 | 0 | 0 | 0 | 0 | 0 | 0 | 0 | 0 | 0 | 0 | 0 | 0 | 0 | 0 | 0 | 0 | 0 | 0 | 0 | 0 | 0 |  |  | C3 | 0 | 0 | 0 | 0 | 0 | C3 | 0 | 0 | 0 | 0 | 0 | C3 | [5 empty] | C3 | [5 empty] | 0 | [6 empty] | 0 | [6 empty] | 0 | [6 empty] | 0 | [6 empty] | 0 | [6 empty] | 0
|  |  | 0 | 0 | C4 | 0 | 0 | 0 | 0 | 0 | 0 | 0 | 0 | 0 | 0 | 0 | 0 | 0 | 0 | 0 | 0 | 0 | 0 | 0 | 0 | 0 | 0 | 0 | 0 | 0 | 0 | 0 | 0 | 0 | 0 | 0 | 0 | 0 | 0 | 0 | 0 |  |  | C4 | 0 | 0 | 0 | 0 | 0 | C4 | 0 | 0 | 0 | 0 | 0 | C4 | [5 empty] | C4 | [5 empty] | 0 | [6 empty] | 0 | [6 empty] | 0 | [6 empty] | 0 | [6 empty] | 0 | [6 empty] | 0
|  |  | 0 | 0 |  | 0 | 0 | 0 | 0 | 0 |  | 0 | 0 | 0 | 0 | 0 |  | 0 | 0 | 0 | 0 | 0 |  | 0 | 0 | 0 | 0 | 0 |  | 0 | 0 | 0 | 0 | 0 |  | 0 | 0 | 0 | 0 | 0 | [22 empty] | 0 | 0 | 0 | 0 | 0 | 0 |  | 0 | 0 | 0 | 0 | 0 | 0 |  | 0 | 0 | 0 | 0 | 0 | 0 |  | 0 | 0 | 0 | 0 | 0 | 0 |  | 0 | 0 | 0 | 0 | 0 | 0 |  | 0 | 0 | 0 | 0 | 0 | 0
[63 empty] | 0 | 1122212.6171 | 0 | 0 | 1795540.1874 | 2917752.8045 |  | 0 | 1122212.6171 | 0 | 0 | 1795540.1874 | 2917752.8045 |  | 0 | 1122212.6171 | 0 | 0 | 1795540.1874 | 2917752.8045 |  | 0 | 1122212.6171 | 0 | 0 | 1795540.1874 | 2917752.8045 |  | 0 | 1122212.6171 | 0 | 0 | 1795540.1874 | 2917752.8045 |  | 0 | 1122212.6171 | 0 | 0 | 1795540.1874 | 2917752.8045
| TOTAL |  | 547722.9943 | 547722.9943 |  | 166666.0588 | 129632.4146 | 129516.3638 | 107504.9598 | 14403.1972 |  | 144551.9873 | 131559.7796 | 131493.7288 | 119268.1497 | 19265.1271 |  | 0 | 10922 | 157 | -11074 | -5 |  | 148981 | 133781 | 129563 | 110176 | 25222.2903 |  | 0 | 21285 | 339 | -21614 | -10 |  | 131296 | 137932 | 129610 | 112843 | 36042.2903 |  |  |  |  | 0 | 0 | 0 | 0 | 0 |  | 0 | 0 | 0 | 0 | 0 | [7 empty] | 86374250.477 | 187227983.3082 | 634701273.7554 | 1019177159.8995 | 320560162.7513 | 2248040830.1913 |  | 94002245.7871 | 185675284.0002 | 630599099.8573 | 969927474.1628 | 260566076.7064 | 2140770180.5138 |  | 83884505.5564 | 196078839.3441 | 611274494.9332 | 1013146841.4749 | 458406603.7484 | 2362791285.057 |  | 83884505.5564 | 213929444.7373 | 610896307.222 | 928681684.6933 | 450451667.8559 | 2287843610.0649 |  | 73833654.8884 | 206600123.1611 | 591291241.5603 | 1056542442.0007 | 653570599.021 | 2581838060.6315 |  | 73833654.8884 | 241587333.1572 | 590934648.3165 | 890713501.9458 | 636884635.9293 | 2433953774.2372
Health Index Definitions
|  |  | HI1 | New or as new | [57 empty] | LV Network | 6042844.2772 | 14841792.1071 | 27572389.6802 | 37177770.053 | 13139187.2059 | 98773983.3234 | LV Network | 6877730.457 | 14630246.9064 | 27079073.512 | 30822446.9491 | 8908899.2583 | 88318397.0828 | LV Network | 6058688.8675 | 15405075.03 | 27824565.4213 | 34423261.3219 | 15335271.6376 | 99046862.2783 | LV Network | 6058688.8675 | 16145964.4227 | 27824565.4213 | 30718814.3583 | 15335271.6376 | 96083304.7074 | LV Network | 5240047.4357 | 16177849.4957 | 28571587.6174 | 38019995.1072 | 21771778.6651 | 109781258.3212 | LV Network | 5240047.4357 | 17617696.2923 | 28571587.6174 | 30820761.1243 | 21771778.6651 | 104021871.1348
|  |  | HI2 | Good or seviceable condition | [57 empty] | HV Network | 68654406.1947 | 141098741.918 | 492999478.2997 | 767998936.2383 | 178900929.8461 | 1649652492.4969 | HV Network | 73613091.1445 | 140229621.5349 | 490512119.8369 | 739434173.1378 | 132212394.0822 | 1576001399.7364 | HV Network | 65887618.2485 | 148745062.578 | 474286446.8127 | 773226689.4894 | 280798381.0323 | 1742944198.161 | HV Network | 65887618.2485 | 162317187.7253 | 473955624.9154 | 706074967.8186 | 280798381.0323 | 1689033779.7401 | HV Network | 58162486.6471 | 157281257.5308 | 458066405.2272 | 806892538.37 | 429373145.724 | 1909775833.4991 | HV Network | 58162486.6471 | 183636528.1611 | 457638114.1401 | 676033951.8339 | 429373145.724 | 1804844226.5061
|  |  | HI3 | Deterioration requires assessment and monitoring | [57 empty] | EHV Network | 7255133.0107 | 18462705.4981 | 85596464.9813 | 185960847.402 | 80249504.9792 | 377524655.8713 | EHV Network | 8456229.2154 | 18112588.5875 | 84759438.2792 | 175104716.8196 | 72948435.8552 | 359381408.7569 | EHV Network | 7441604.2466 | 18946750.5672 | 80707972.2826 | 176943385.8542 | 108731652.75 | 392771365.7006 | EHV Network | 7441604.2466 | 21688847.8312 | 78804454.7604 | 167311865.6533 | 108731652.75 | 383978425.2416 | EHV Network | 6418804.4349 | 19797485.3845 | 76624148.1403 | 178907350.4308 | 144482473.2423 | 426230261.6329 | EHV Network | 6418804.4349 | 25320981.6445 | 72802454.5956 | 159479212.441 | 144482473.2423 | 408503926.3583
|  |  | HI4 | Material deterioration, intervention requires consideration | [57 empty] | 132kV Network | 4421866.9944 | 11702531.1678 | 28532940.7941 | 28039606.2062 | 46475000.5327 | 119171945.6952 | 132kV Network | 5055194.9702 | 11580614.3543 | 28248468.2293 | 24566137.2562 | 44700807.3233 | 114151222.1332 | 132kV Network | 4496594.1938 | 11859738.5517 | 28455510.4166 | 28553504.8094 | 51745758.1411 | 125111106.1125 | 132kV Network | 4496594.1938 | 12655232.1409 | 30311662.1248 | 24576036.8631 | 43790822.2486 | 115830347.5713 | 132kV Network | 4012316.3707 | 12221318.133 | 28029100.5754 | 32722558.0926 | 56147661.2021 | 133132954.3737 | 132kV Network | 4012316.3707 | 13889914.4422 | 31922491.9634 | 24379576.5468 | 39461698.1104 | 113665997.4335
|  |  | HI5 | End of serviceable life, intervention required | [57 empty] | Other | 0 | 1122212.6171 | 0 | 0 | 1795540.1874 | 2917752.8045 | Other | 0 | 1122212.6171 | 0 | 0 | 1795540.1874 | 2917752.8045 | Other | 0 | 1122212.6171 | 0 | 0 | 1795540.1874 | 2917752.8045 | Other | 0 | 1122212.6171 | 0 | 0 | 1795540.1874 | 2917752.8045 | Other | 0 | 1122212.6171 | 0 | 0 | 1795540.1874 | 2917752.8045 | Other | 0 | 1122212.6171 | 0 | 0 | 1795540.1874 | 2917752.8045
[62 empty] | Total | 86374250.477 | 187227983.3082 | 634701273.7554 | 1019177159.8995 | 320560162.7513 | 2248040830.1913 | Total | 94002245.7871 | 185675284.0002 | 630599099.8573 | 969927474.1628 | 260566076.7064 | 2140770180.5138 | Total | 83884505.5564 | 196078839.3441 | 611274494.9332 | 1013146841.4749 | 458406603.7484 | 2362791285.057 | Total | 83884505.5564 | 213929444.7373 | 610896307.222 | 928681684.6933 | 450451667.8559 | 2287843610.0649 | Total | 73833654.8884 | 206600123.1611 | 591291241.5603 | 1056542442.0007 | 653570599.021 | 2581838060.6315 | Total | 73833654.8884 | 241587333.1572 | 590934648.3165 | 890713501.9458 | 636884635.9293 | 2433953774.2372
Criticality Index Definitions
|  |  | C1 | Low criticality
|  |  | C2 | Average criticality
|  |  | C3 | High criticality
|  |  | C4 | Very high criticality

## SSES - HVP
Secondary deliverables RIIO-ED1 - HVP - Asset Replacement and Refurbishment driven | [50 empty] | Criticality weightings C1 to C4 | Criticality Rating Boundaries
SSES | [49 empty] | C1 | 0.7 | Below 75% of average
[50 empty] | C2 | 1 | 75%-125%
[50 empty] | C3 | 1.5 | 125%-200%
[50 empty] | C4 | 2.5 | Over 200% of average
Price base (2012/13)
| ASSET CATEGORIES |  | ASSET REGISTER |  |  | End of DPCR5 (31 March 2015) with investment | [5 empty] | End of DPCR5 (31 March 2015) without investment | [5 empty] | Mid-Period Review (31 March 2019) planned investment | [5 empty] | Mid-Period Review (31 March 2019) without investment | [5 empty] | End of RIIO-ED1 (31 March 2023) planned investment | [5 empty] | End of RIIO-ED1 (31 March 2023) without investment | [8 empty] | Probability of Asset Failure | [5 empty] | Consequence of Asset Failure | [5 empty] | Probability of Asset Failure x Consequence of Asset Failure
Is it your current intention to have a health index for this asset category in the RIIO-ED1 control period.
|  |  | as at 31st March 2015 | as at 31st March 2023 |  | HI 1 | HI 2 | HI 3 | HI 4 | HI 5 |  | HI 1 | HI 2 | HI 3 | HI 4 | HI 5 |  | HI 1 | HI 2 | HI 3 | HI 4 | HI 5 |  | HI 1 | HI 2 | HI 3 | HI 4 | HI 5 |  | HI 1 | HI 2 | HI 3 | HI 4 | HI 5 |  | HI 1 | HI 2 | HI 3 | HI 4 | HI 5 |  |  |  |  | HI 1 | HI 2 | HI 3 | HI 4 | HI 5 |  | HI 1 | HI 2 | HI 3 | HI 4 | HI 5 |  | HI 1 | HI 2 | HI 3 | HI 4 | HI 5 |  | End of DPCR5 (without investment) | [6 empty] | Position at Beginning of RIIO-ED1 | [6 empty] | Mid Period (Without Investment) | [6 empty] | Mid Period (With Investment) | [6 empty] | End of RIIO-ED1 (Without Investment) | [6 empty] | End of RIIO-ED1 (With Investment)
| LV Network | [61 empty] | 1 | 2 | 3 | 4 | 5 | Total |  | 1 | 2 | 3 | 4 | 5 | Total |  | 1 | 2 | 3 | 4 | 5 | Total |  | 1 | 2 | 3 | 4 | 5 | Total |  | 1 | 2 | 3 | 4 | 5 | Total |  | 1 | 2 | 3 | 4 | 5 | Total
| LV Switchgear and Other |  | 483 | 483 | C1 | 225 | 126 | 116 | 15 | 1 | 483 | 215 | 126 | 116 | 17 | 2 | 476 | 0 | 0 | 0 | 0 | 0 | 0 | 195 | 139 | 117 | 29 | 3 | 483 | 0 | 0 | 0 | 0 | 0 | 0 | 166 | 152 | 118 | 42 | 5 | 483 | Yes |  | C1 | 0.025 | 0.075 | 0.175 | 0.375 | 0.75 | C1 | 4616.7864 | 4616.7864 | 4616.7864 | 4616.7864 | 4616.7864 | C1 | 115.4197 | 346.259 | 807.9376 | 1731.2949 | 3462.5898 | C1 | 24815.2269 | 43628.6314 | 93720.7638 | 29432.0133 | 6925.1796 | 198521.8149 |  | 25969.4235 | 43628.6314 | 93720.7638 | 25969.4235 | 3462.5898 | 192750.8319 |  | 22506.8337 | 48129.9982 | 94528.7014 | 50207.552 | 10387.7694 | 225760.8546 |  | 22506.8337 | 48129.9982 | 94528.7014 | 50207.552 | 10387.7694 | 225760.8546 |  | 19159.6635 | 52631.3649 | 95336.639 | 72714.3857 | 17312.949 | 257155.0021 |  | 19159.6635 | 52631.3649 | 95336.639 | 72714.3857 | 17312.949 | 257155.0021
|  |  | 12057 | 12057 | C2 | 5615 | 3139 | 2898 | 385 | 20 | 12057 | 5357 | 3149 | 2908 | 439 | 39 | 11892 | 0 | 0 | 0 | 0 | 0 | 0 | 4867 | 3469 | 2930 | 720 | 71 | 12057 | 0 | 0 | 0 | 0 | 0 | 0 | 4118 | 3799 | 2962 | 1055 | 123 | 12057 | No |  | C2 | 0.025 | 0.075 | 0.175 | 0.375 | 0.75 | C2 | 6595.4091 | 6595.4091 | 6595.4091 | 6595.4091 | 6595.4091 | C2 | 164.8852 | 494.6557 | 1154.1966 | 2473.2784 | 4946.5569 | C2 | 883290.1682 | 1557670.7522 | 3356403.7082 | 1085769.2286 | 192915.7172 | 7076049.5744 |  | 925830.5571 | 1552724.1953 | 3344861.7422 | 952212.1937 | 98931.137 | 6874559.8253 |  | 802496.4063 | 1715960.5714 | 3381796.0333 | 1780760.4661 | 351205.5364 | 8032219.0135 |  | 802496.4063 | 1715960.5714 | 3381796.0333 | 1780760.4661 | 351205.5364 | 8032219.0135 |  | 678997.3703 | 1879196.9474 | 3418730.3245 | 2609308.7385 | 608426.4926 | 9194659.8733 |  | 678997.3703 | 1879196.9474 | 3418730.3245 | 2609308.7385 | 608426.4926 | 9194659.8733
|  |  | 9730 | 9730 | C3 | 4531 | 2533 | 2339 | 311 | 16 | 9730 | 4324 | 2540 | 2346 | 355 | 30 | 9595 | 0 | 0 | 0 | 0 | 0 | 0 | 3928 | 2799 | 2365 | 581 | 57 | 9730 | 0 | 0 | 0 | 0 | 0 | 0 | 3323 | 3066 | 2390 | 852 | 99 | 9730 |  |  | C3 | 0.025 | 0.075 | 0.175 | 0.375 | 0.75 | C3 | 9893.1137 | 9893.1137 | 9893.1137 | 9893.1137 | 9893.1137 | C3 | 247.3278 | 741.9835 | 1731.2949 | 3709.9176 | 7419.8353 | C3 | 1069445.591 | 1884638.16 | 4061617.8298 | 1317020.7614 | 222595.0583 | 8555317.4004 |  | 1120642.4544 | 1879444.2753 | 4049498.7655 | 1153784.3853 | 118717.3644 | 8322087.2449 |  | 971503.7654 | 2076811.8936 | 4094512.4328 | 2155462.1475 | 422930.6107 | 9721220.8501 |  | 971503.7654 | 2076811.8936 | 4094512.4328 | 2155462.1475 | 422930.6107 | 9721220.8501 |  | 821870.4207 | 2274921.4955 | 4137794.8053 | 3160849.8273 | 734563.6923 | 11130000.241 |  | 821870.4207 | 2274921.4955 | 4137794.8053 | 3160849.8273 | 734563.6923 | 11130000.241
|  |  | 9669 | 9669 | C4 | 4503 | 2517 | 2324 | 309 | 16 | 9669 | 4297 | 2524 | 2331 | 353 | 30 | 9535 | 0 | 0 | 0 | 0 | 0 | 0 | 3901 | 2783 | 2350 | 578 | 57 | 9669 | 0 | 0 | 0 | 0 | 0 | 0 | 3301 | 3047 | 2377 | 846 | 98 | 9669 |  |  | C4 | 0.025 | 0.075 | 0.175 | 0.375 | 0.75 | C4 | 16488.5228 | 16488.5228 | 16488.5228 | 16488.5228 | 16488.5228 | C4 | 412.2131 | 1236.6392 | 2885.4915 | 6183.1961 | 12366.3921 | C4 | 1771279.5655 | 3121277.3725 | 6726080.6772 | 2182668.2102 | 370991.7638 | 14172297.5892 |  | 1856195.4581 | 3112620.8981 | 6705882.2367 | 1910607.5834 | 197862.274 | 13783168.4503 |  | 1608043.1894 | 3441566.9286 | 6780905.0156 | 3573887.3243 | 704884.3512 | 16109286.8091 |  | 1608043.1894 | 3441566.9286 | 6780905.0156 | 3573887.3243 | 704884.3512 | 16109286.8091 |  | 1360715.3469 | 3768039.6807 | 6858813.286 | 5230983.8692 | 1211906.4283 | 18430458.6111 |  | 1360715.3469 | 3768039.6807 | 6858813.286 | 5230983.8692 | 1211906.4283 | 18430458.6111
|  |  | 31939 | 31939 |  | 14874 | 8315 | 7677 | 1020 | 53 |  | 14193 | 8339 | 7701 | 1164 | 101 |  | 0 | 0 | 0 | 0 | 0 |  | 12891 | 9190 | 7762 | 1908 | 188 |  | 0 | 0 | 0 | 0 | 0 |  | 10908 | 10064 | 7847 | 2795 | 325 | [22 empty] | 3748830.5516 | 6607214.9161 | 14237822.9789 | 4614890.2135 | 793427.7188 | 30002186.3789 |  | 3928637.8931 | 6588418.0001 | 14193963.5082 | 4042573.5859 | 418973.3652 | 29172566.3525 |  | 3404550.1948 | 7282469.3917 | 14351742.1832 | 7560317.49 | 1489408.2676 | 34088487.5274 |  | 3404550.1948 | 7282469.3917 | 14351742.1832 | 7560317.49 | 1489408.2676 | 34088487.5274 |  | 2880742.8014 | 7974789.4885 | 14510675.0548 | 11073856.8208 | 2572209.5622 | 39012273.7276 |  | 2880742.8014 | 7974789.4885 | 14510675.0548 | 11073856.8208 | 2572209.5622 | 39012273.7276
| LV UGB |  | 0 | 0 | C1 | 0 | 0 | 0 | 0 | 0 | 0 | 0 | 0 | 0 | 0 | 0 | 0 | 0 | 0 | 0 | 0 | 0 | 0 | 0 | 0 | 0 | 0 | 0 | 0 | 0 | 0 | 0 | 0 | 0 | 0 | 0 | 0 | 0 | 0 | 0 | 0 |  |  | C1 | 0.025 | 0.075 | 0.175 | 0.375 | 0.75 | C1 | 0 | 0 | 0 | 0 | 0 | C1 | [5 empty] | C1 | [5 empty] | 0 | [6 empty] | 0 | [6 empty] | 0 | [6 empty] | 0 | [6 empty] | 0 | [6 empty] | 0
|  |  | 0 | 0 | C2 | 0 | 0 | 0 | 0 | 0 | 0 | 0 | 0 | 0 | 0 | 0 | 0 | 0 | 0 | 0 | 0 | 0 | 0 | 0 | 0 | 0 | 0 | 0 | 0 | 0 | 0 | 0 | 0 | 0 | 0 | 0 | 0 | 0 | 0 | 0 | 0 |  |  | C2 | 0.025 | 0.075 | 0.175 | 0.375 | 0.75 | C2 | 0 | 0 | 0 | 0 | 0 | C2 | [5 empty] | C2 | [5 empty] | 0 | [6 empty] | 0 | [6 empty] | 0 | [6 empty] | 0 | [6 empty] | 0 | [6 empty] | 0
|  |  | 0 | 0 | C3 | 0 | 0 | 0 | 0 | 0 | 0 | 0 | 0 | 0 | 0 | 0 | 0 | 0 | 0 | 0 | 0 | 0 | 0 | 0 | 0 | 0 | 0 | 0 | 0 | 0 | 0 | 0 | 0 | 0 | 0 | 0 | 0 | 0 | 0 | 0 | 0 |  |  | C3 | 0.025 | 0.075 | 0.175 | 0.375 | 0.75 | C3 | 0 | 0 | 0 | 0 | 0 | C3 | [5 empty] | C3 | [5 empty] | 0 | [6 empty] | 0 | [6 empty] | 0 | [6 empty] | 0 | [6 empty] | 0 | [6 empty] | 0
|  |  | 0 | 0 | C4 | 0 | 0 | 0 | 0 | 0 | 0 | 0 | 0 | 0 | 0 | 0 | 0 | 0 | 0 | 0 | 0 | 0 | 0 | 0 | 0 | 0 | 0 | 0 | 0 | 0 | 0 | 0 | 0 | 0 | 0 | 0 | 0 | 0 | 0 | 0 | 0 |  |  | C4 | 0.025 | 0.075 | 0.175 | 0.375 | 0.75 | C4 | 0 | 0 | 0 | 0 | 0 | C4 | [5 empty] | C4 | [5 empty] | 0 | [6 empty] | 0 | [6 empty] | 0 | [6 empty] | 0 | [6 empty] | 0 | [6 empty] | 0
|  |  | 0 | 0 |  | 0 | 0 | 0 | 0 | 0 |  | 0 | 0 | 0 | 0 | 0 |  | 0 | 0 | 0 | 0 | 0 |  | 0 | 0 | 0 | 0 | 0 |  | 0 | 0 | 0 | 0 | 0 |  | 0 | 0 | 0 | 0 | 0 | [22 empty] | 0 | 0 | 0 | 0 | 0 | 0 |  | 0 | 0 | 0 | 0 | 0 | 0 |  | 0 | 0 | 0 | 0 | 0 | 0 |  | 0 | 0 | 0 | 0 | 0 | 0 |  | 0 | 0 | 0 | 0 | 0 | 0 |  | 0 | 0 | 0 | 0 | 0 | 0
| LV OHL Support |  | 504 | 504 | C1 | 156 | 142 | 97 | 94 | 15 | 504 | 121 | 145 | 100 | 114 | 22 | 502 | 0 | 0 | 0 | 0 | 0 | 0 | 142 | 142 | 102 | 94 | 24 | 504 | 0 | 0 | 0 | 0 | 0 | 0 | 125 | 144 | 106 | 95 | 34 | 504 |  |  | C1 | 0.025 | 0.075 | 0.175 | 0.375 | 0.75 | C1 | 1157.2006 | 1157.2006 | 1157.2006 | 1157.2006 | 1157.2006 | C1 | 28.93 | 86.79 | 202.5101 | 433.9502 | 867.9004 | C1 | 3500.5317 | 12584.5561 | 20251.0098 | 49470.3239 | 19093.8092 | 104900.2308 |  | 4513.0822 | 12324.186 | 19643.4795 | 40791.3197 | 13018.5063 | 90290.5737 |  | 4108.062 | 12324.186 | 20656.03 | 40791.3197 | 20829.6101 | 98709.2078 |  | 4108.062 | 12324.186 | 20656.03 | 40791.3197 | 20829.6101 | 98709.2078 |  | 3616.2517 | 12497.766 | 21466.0704 | 41225.2699 | 29508.6143 | 108313.9724 |  | 3616.2517 | 12497.766 | 21466.0704 | 41225.2699 | 29508.6143 | 108313.9724
|  |  | 210698 | 210698 | C2 | 65142 | 59212 | 40659 | 39435 | 6250 | 210698 | 50672 | 60633 | 42079 | 47950 | 9088 | 210422 | 0 | 0 | 0 | 0 | 0 | 0 | 58627 | 59805 | 42515 | 39558 | 10193 | 210698 | 0 | 0 | 0 | 0 | 0 | 0 | 52112 | 60398 | 44369 | 39679 | 14140 | 210698 |  |  | C2 | 0.025 | 0.075 | 0.175 | 0.375 | 0.75 | C2 | 1653.1437 | 1653.1437 | 1653.1437 | 1653.1437 | 1653.1437 | C2 | 41.3286 | 123.9858 | 289.3001 | 619.9289 | 1239.8577 | C2 | 2094202.3846 | 7517629.4513 | 12173460.5895 | 29725589.3812 | 11267827.1656 | 62778708.9722 |  | 2692227.1025 | 7341445.6661 | 11762654.3907 | 24446895.0416 | 7749110.8919 | 53992333.0928 |  | 2422971.3294 | 7414969.2302 | 12299595.4505 | 24523146.2928 | 12637869.9713 | 59298552.2742 |  | 2422971.3294 | 7414969.2302 | 12299595.4505 | 24523146.2928 | 12637869.9713 | 59298552.2742 |  | 2153715.5562 | 7488492.7943 | 12835957.91 | 24598157.6862 | 17531588.4817 | 64607912.4286 |  | 2153715.5562 | 7488492.7943 | 12835957.91 | 24598157.6862 | 17531588.4817 | 64607912.4286
|  |  | 8358 | 8358 | C3 | 2584 | 2348 | 1613 | 1565 | 248 | 8358 | 2010 | 2404 | 1669 | 1903 | 361 | 8347 | 0 | 0 | 0 | 0 | 0 | 0 | 2326 | 2372 | 1686 | 1569 | 405 | 8358 | 0 | 0 | 0 | 0 | 0 | 0 | 2068 | 2395 | 1760 | 1574 | 561 | 8358 |  |  | C3 | 0.025 | 0.075 | 0.175 | 0.375 | 0.75 | C3 | 2479.7155 | 2479.7155 | 2479.7155 | 2479.7155 | 2479.7155 | C3 | 61.9929 | 185.9787 | 433.9502 | 929.8933 | 1859.7866 | C3 | 124605.7031 | 447092.702 | 724262.9004 | 1769586.9633 | 671382.9677 | 3736931.2365 |  | 160189.6204 | 436677.897 | 699961.6886 | 1455283.0255 | 461227.0803 | 3213339.3117 |  | 144195.4555 | 441141.3849 | 731640.054 | 1459002.5987 | 753213.5787 | 3529193.0717 |  | 144195.4555 | 441141.3849 | 731640.054 | 1459002.5987 | 753213.5787 | 3529193.0717 |  | 128201.2906 | 445418.8941 | 763752.3695 | 1463652.0653 | 1043340.2905 | 3844364.9099 |  | 128201.2906 | 445418.8941 | 763752.3695 | 1463652.0653 | 1043340.2905 | 3844364.9099
|  |  | 2886 | 2886 | C4 | 892 | 811 | 557 | 540 | 86 | 2886 | 694 | 830 | 576 | 657 | 125 | 2882 | 0 | 0 | 0 | 0 | 0 | 0 | 802 | 820 | 582 | 542 | 140 | 2886 | 0 | 0 | 0 | 0 | 0 | 0 | 714 | 828 | 608 | 544 | 192 | 2886 |  |  | C4 | 0.025 | 0.075 | 0.175 | 0.375 | 0.75 | C4 | 4132.8591 | 4132.8591 | 4132.8591 | 4132.8591 | 4132.8591 | C4 | 103.3215 | 309.9644 | 723.2503 | 1549.8222 | 3099.6444 | C4 | 71705.1061 | 257270.4816 | 416592.2015 | 1018233.1712 | 387455.5446 | 2151256.5051 |  | 92162.7589 | 251381.1573 | 402850.4449 | 836903.9763 | 266569.4147 | 1849867.7521 |  | 82863.8258 | 254170.8373 | 420931.7036 | 840003.6207 | 433950.2099 | 2031920.1973 |  | 82863.8258 | 254170.8373 | 420931.7036 | 840003.6207 | 433950.2099 | 2031920.1973 |  | 73771.5357 | 256650.5527 | 439736.2127 | 843103.265 | 595131.7165 | 2208393.2827 |  | 73771.5357 | 256650.5527 | 439736.2127 | 843103.265 | 595131.7165 | 2208393.2827
|  |  | 222446 | 222446 |  | 68774 | 62513 | 42926 | 41634 | 6599 |  | 53497 | 64012 | 44424 | 50624 | 9596 |  | 0 | 0 | 0 | 0 | 0 |  | 61897 | 63139 | 44885 | 41763 | 10762 |  | 0 | 0 | 0 | 0 | 0 |  | 55019 | 63765 | 46843 | 41892 | 14927 | [22 empty] | 2294013.7256 | 8234577.191 | 13334566.7012 | 32562879.8396 | 12345759.4871 | 68771796.9445 |  | 2949092.5639 | 8041828.9063 | 12885110.0038 | 26779873.3632 | 8489925.8931 | 59145830.7303 |  | 2654138.6726 | 8122605.6383 | 13472823.2381 | 26862943.8319 | 13845863.37 | 64958374.751 |  | 2654138.6726 | 8122605.6383 | 13472823.2381 | 26862943.8319 | 13845863.37 | 64958374.751 |  | 2359304.6343 | 8203060.0072 | 14060912.5626 | 26946138.2865 | 19199569.103 | 70768984.5936 |  | 2359304.6343 | 8203060.0072 | 14060912.5626 | 26946138.2865 | 19199569.103 | 70768984.5936
| [Please insert new asset category as required] |  | 0 | 0 | C1 | 0 | 0 | 0 | 0 | 0 | 0 | 0 | 0 | 0 | 0 | 0 | 0 | 0 | 0 | 0 | 0 | 0 | 0 | 0 | 0 | 0 | 0 | 0 | 0 | 0 | 0 | 0 | 0 | 0 | 0 | 0 | 0 | 0 | 0 | 0 | 0 |  |  | C1 | 0 | 0 | 0 | 0 | 0 | C1 | 0 | 0 | 0 | 0 | 0 | C1 | [5 empty] | C1 | [5 empty] | 0 | [6 empty] | 0 | [6 empty] | 0 | [6 empty] | 0 | [6 empty] | 0 | [6 empty] | 0
|  |  | 0 | 0 | C2 | 0 | 0 | 0 | 0 | 0 | 0 | 0 | 0 | 0 | 0 | 0 | 0 | 0 | 0 | 0 | 0 | 0 | 0 | 0 | 0 | 0 | 0 | 0 | 0 | 0 | 0 | 0 | 0 | 0 | 0 | 0 | 0 | 0 | 0 | 0 | 0 |  |  | C2 | 0 | 0 | 0 | 0 | 0 | C2 | 0 | 0 | 0 | 0 | 0 | C2 | [5 empty] | C2 | [5 empty] | 0 | [6 empty] | 0 | [6 empty] | 0 | [6 empty] | 0 | [6 empty] | 0 | [6 empty] | 0
|  |  | 0 | 0 | C3 | 0 | 0 | 0 | 0 | 0 | 0 | 0 | 0 | 0 | 0 | 0 | 0 | 0 | 0 | 0 | 0 | 0 | 0 | 0 | 0 | 0 | 0 | 0 | 0 | 0 | 0 | 0 | 0 | 0 | 0 | 0 | 0 | 0 | 0 | 0 | 0 |  |  | C3 | 0 | 0 | 0 | 0 | 0 | C3 | 0 | 0 | 0 | 0 | 0 | C3 | [5 empty] | C3 | [5 empty] | 0 | [6 empty] | 0 | [6 empty] | 0 | [6 empty] | 0 | [6 empty] | 0 | [6 empty] | 0
|  |  | 0 | 0 | C4 | 0 | 0 | 0 | 0 | 0 | 0 | 0 | 0 | 0 | 0 | 0 | 0 | 0 | 0 | 0 | 0 | 0 | 0 | 0 | 0 | 0 | 0 | 0 | 0 | 0 | 0 | 0 | 0 | 0 | 0 | 0 | 0 | 0 | 0 | 0 | 0 |  |  | C4 | 0 | 0 | 0 | 0 | 0 | C4 | 0 | 0 | 0 | 0 | 0 | C4 | [5 empty] | C4 | [5 empty] | 0 | [6 empty] | 0 | [6 empty] | 0 | [6 empty] | 0 | [6 empty] | 0 | [6 empty] | 0
|  |  | 0 | 0 |  | 0 | 0 | 0 | 0 | 0 |  | 0 | 0 | 0 | 0 | 0 |  | 0 | 0 | 0 | 0 | 0 |  | 0 | 0 | 0 | 0 | 0 |  | 0 | 0 | 0 | 0 | 0 |  | 0 | 0 | 0 | 0 | 0 | [22 empty] | 0 | 0 | 0 | 0 | 0 | 0 |  | 0 | 0 | 0 | 0 | 0 | 0 |  | 0 | 0 | 0 | 0 | 0 | 0 |  | 0 | 0 | 0 | 0 | 0 | 0 |  | 0 | 0 | 0 | 0 | 0 | 0 |  | 0 | 0 | 0 | 0 | 0 | 0
| [Please insert new asset category as required] |  | 0 | 0 | C1 | 0 | 0 | 0 | 0 | 0 | 0 | 0 | 0 | 0 | 0 | 0 | 0 | 0 | 0 | 0 | 0 | 0 | 0 | 0 | 0 | 0 | 0 | 0 | 0 | 0 | 0 | 0 | 0 | 0 | 0 | 0 | 0 | 0 | 0 | 0 | 0 |  |  | C1 | 0 | 0 | 0 | 0 | 0 | C1 | 0 | 0 | 0 | 0 | 0 | C1 | [5 empty] | C1 | [5 empty] | 0 | [6 empty] | 0 | [6 empty] | 0 | [6 empty] | 0 | [6 empty] | 0 | [6 empty] | 0
|  |  | 0 | 0 | C2 | 0 | 0 | 0 | 0 | 0 | 0 | 0 | 0 | 0 | 0 | 0 | 0 | 0 | 0 | 0 | 0 | 0 | 0 | 0 | 0 | 0 | 0 | 0 | 0 | 0 | 0 | 0 | 0 | 0 | 0 | 0 | 0 | 0 | 0 | 0 | 0 |  |  | C2 | 0 | 0 | 0 | 0 | 0 | C2 | 0 | 0 | 0 | 0 | 0 | C2 | [5 empty] | C2 | [5 empty] | 0 | [6 empty] | 0 | [6 empty] | 0 | [6 empty] | 0 | [6 empty] | 0 | [6 empty] | 0
|  |  | 0 | 0 | C3 | 0 | 0 | 0 | 0 | 0 | 0 | 0 | 0 | 0 | 0 | 0 | 0 | 0 | 0 | 0 | 0 | 0 | 0 | 0 | 0 | 0 | 0 | 0 | 0 | 0 | 0 | 0 | 0 | 0 | 0 | 0 | 0 | 0 | 0 | 0 | 0 |  |  | C3 | 0 | 0 | 0 | 0 | 0 | C3 | 0 | 0 | 0 | 0 | 0 | C3 | [5 empty] | C3 | [5 empty] | 0 | [6 empty] | 0 | [6 empty] | 0 | [6 empty] | 0 | [6 empty] | 0 | [6 empty] | 0
|  |  | 0 | 0 | C4 | 0 | 0 | 0 | 0 | 0 | 0 | 0 | 0 | 0 | 0 | 0 | 0 | 0 | 0 | 0 | 0 | 0 | 0 | 0 | 0 | 0 | 0 | 0 | 0 | 0 | 0 | 0 | 0 | 0 | 0 | 0 | 0 | 0 | 0 | 0 | 0 |  |  | C4 | 0 | 0 | 0 | 0 | 0 | C4 | 0 | 0 | 0 | 0 | 0 | C4 | [5 empty] | C4 | [5 empty] | 0 | [6 empty] | 0 | [6 empty] | 0 | [6 empty] | 0 | [6 empty] | 0 | [6 empty] | 0
|  |  | 0 | 0 |  | 0 | 0 | 0 | 0 | 0 |  | 0 | 0 | 0 | 0 | 0 |  | 0 | 0 | 0 | 0 | 0 |  | 0 | 0 | 0 | 0 | 0 |  | 0 | 0 | 0 | 0 | 0 |  | 0 | 0 | 0 | 0 | 0 | [22 empty] | 0 | 0 | 0 | 0 | 0 | 0 |  | 0 | 0 | 0 | 0 | 0 | 0 |  | 0 | 0 | 0 | 0 | 0 | 0 |  | 0 | 0 | 0 | 0 | 0 | 0 |  | 0 | 0 | 0 | 0 | 0 | 0 |  | 0 | 0 | 0 | 0 | 0 | 0
| [Please insert new asset category as required] |  | 0 | 0 | C1 | 0 | 0 | 0 | 0 | 0 | 0 | 0 | 0 | 0 | 0 | 0 | 0 | 0 | 0 | 0 | 0 | 0 | 0 | 0 | 0 | 0 | 0 | 0 | 0 | 0 | 0 | 0 | 0 | 0 | 0 | 0 | 0 | 0 | 0 | 0 | 0 |  |  | C1 | 0 | 0 | 0 | 0 | 0 | C1 | 0 | 0 | 0 | 0 | 0 | C1 | [5 empty] | C1 | [5 empty] | 0 | [6 empty] | 0 | [6 empty] | 0 | [6 empty] | 0 | [6 empty] | 0 | [6 empty] | 0
|  |  | 0 | 0 | C2 | 0 | 0 | 0 | 0 | 0 | 0 | 0 | 0 | 0 | 0 | 0 | 0 | 0 | 0 | 0 | 0 | 0 | 0 | 0 | 0 | 0 | 0 | 0 | 0 | 0 | 0 | 0 | 0 | 0 | 0 | 0 | 0 | 0 | 0 | 0 | 0 |  |  | C2 | 0 | 0 | 0 | 0 | 0 | C2 | 0 | 0 | 0 | 0 | 0 | C2 | [5 empty] | C2 | [5 empty] | 0 | [6 empty] | 0 | [6 empty] | 0 | [6 empty] | 0 | [6 empty] | 0 | [6 empty] | 0
|  |  | 0 | 0 | C3 | 0 | 0 | 0 | 0 | 0 | 0 | 0 | 0 | 0 | 0 | 0 | 0 | 0 | 0 | 0 | 0 | 0 | 0 | 0 | 0 | 0 | 0 | 0 | 0 | 0 | 0 | 0 | 0 | 0 | 0 | 0 | 0 | 0 | 0 | 0 | 0 |  |  | C3 | 0 | 0 | 0 | 0 | 0 | C3 | 0 | 0 | 0 | 0 | 0 | C3 | [5 empty] | C3 | [5 empty] | 0 | [6 empty] | 0 | [6 empty] | 0 | [6 empty] | 0 | [6 empty] | 0 | [6 empty] | 0
|  |  | 0 | 0 | C4 | 0 | 0 | 0 | 0 | 0 | 0 | 0 | 0 | 0 | 0 | 0 | 0 | 0 | 0 | 0 | 0 | 0 | 0 | 0 | 0 | 0 | 0 | 0 | 0 | 0 | 0 | 0 | 0 | 0 | 0 | 0 | 0 | 0 | 0 | 0 | 0 |  |  | C4 | 0 | 0 | 0 | 0 | 0 | C4 | 0 | 0 | 0 | 0 | 0 | C4 | [5 empty] | C4 | [5 empty] | 0 | [6 empty] | 0 | [6 empty] | 0 | [6 empty] | 0 | [6 empty] | 0 | [6 empty] | 0
|  |  | 0 | 0 |  | 0 | 0 | 0 | 0 | 0 |  | 0 | 0 | 0 | 0 | 0 |  | 0 | 0 | 0 | 0 | 0 |  | 0 | 0 | 0 | 0 | 0 |  | 0 | 0 | 0 | 0 | 0 |  | 0 | 0 | 0 | 0 | 0 | [22 empty] | 0 | 0 | 0 | 0 | 0 | 0 |  | 0 | 0 | 0 | 0 | 0 | 0 |  | 0 | 0 | 0 | 0 | 0 | 0 |  | 0 | 0 | 0 | 0 | 0 | 0 |  | 0 | 0 | 0 | 0 | 0 | 0 |  | 0 | 0 | 0 | 0 | 0 | 0
| [Please insert new asset category as required] |  | 0 | 0 | C1 | 0 | 0 | 0 | 0 | 0 | 0 | 0 | 0 | 0 | 0 | 0 | 0 | 0 | 0 | 0 | 0 | 0 | 0 | 0 | 0 | 0 | 0 | 0 | 0 | 0 | 0 | 0 | 0 | 0 | 0 | 0 | 0 | 0 | 0 | 0 | 0 |  |  | C1 | 0 | 0 | 0 | 0 | 0 | C1 | 0 | 0 | 0 | 0 | 0 | C1 | [5 empty] | C1 | [5 empty] | 0 | [6 empty] | 0 | [6 empty] | 0 | [6 empty] | 0 | [6 empty] | 0 | [6 empty] | 0
|  |  | 0 | 0 | C2 | 0 | 0 | 0 | 0 | 0 | 0 | 0 | 0 | 0 | 0 | 0 | 0 | 0 | 0 | 0 | 0 | 0 | 0 | 0 | 0 | 0 | 0 | 0 | 0 | 0 | 0 | 0 | 0 | 0 | 0 | 0 | 0 | 0 | 0 | 0 | 0 |  |  | C2 | 0 | 0 | 0 | 0 | 0 | C2 | 0 | 0 | 0 | 0 | 0 | C2 | [5 empty] | C2 | [5 empty] | 0 | [6 empty] | 0 | [6 empty] | 0 | [6 empty] | 0 | [6 empty] | 0 | [6 empty] | 0
|  |  | 0 | 0 | C3 | 0 | 0 | 0 | 0 | 0 | 0 | 0 | 0 | 0 | 0 | 0 | 0 | 0 | 0 | 0 | 0 | 0 | 0 | 0 | 0 | 0 | 0 | 0 | 0 | 0 | 0 | 0 | 0 | 0 | 0 | 0 | 0 | 0 | 0 | 0 | 0 |  |  | C3 | 0 | 0 | 0 | 0 | 0 | C3 | 0 | 0 | 0 | 0 | 0 | C3 | [5 empty] | C3 | [5 empty] | 0 | [6 empty] | 0 | [6 empty] | 0 | [6 empty] | 0 | [6 empty] | 0 | [6 empty] | 0
|  |  | 0 | 0 | C4 | 0 | 0 | 0 | 0 | 0 | 0 | 0 | 0 | 0 | 0 | 0 | 0 | 0 | 0 | 0 | 0 | 0 | 0 | 0 | 0 | 0 | 0 | 0 | 0 | 0 | 0 | 0 | 0 | 0 | 0 | 0 | 0 | 0 | 0 | 0 | 0 |  |  | C4 | 0 | 0 | 0 | 0 | 0 | C4 | 0 | 0 | 0 | 0 | 0 | C4 | [5 empty] | C4 | [5 empty] | 0 | [6 empty] | 0 | [6 empty] | 0 | [6 empty] | 0 | [6 empty] | 0 | [6 empty] | 0
|  |  | 0 | 0 |  | 0 | 0 | 0 | 0 | 0 |  | 0 | 0 | 0 | 0 | 0 |  | 0 | 0 | 0 | 0 | 0 |  | 0 | 0 | 0 | 0 | 0 |  | 0 | 0 | 0 | 0 | 0 |  | 0 | 0 | 0 | 0 | 0 | [22 empty] | 0 | 0 | 0 | 0 | 0 | 0 |  | 0 | 0 | 0 | 0 | 0 | 0 |  | 0 | 0 | 0 | 0 | 0 | 0 |  | 0 | 0 | 0 | 0 | 0 | 0 |  | 0 | 0 | 0 | 0 | 0 | 0 |  | 0 | 0 | 0 | 0 | 0 | 0
| [Please insert new asset category as required] |  | 0 | 0 | C1 | 0 | 0 | 0 | 0 | 0 | 0 | 0 | 0 | 0 | 0 | 0 | 0 | 0 | 0 | 0 | 0 | 0 | 0 | 0 | 0 | 0 | 0 | 0 | 0 | 0 | 0 | 0 | 0 | 0 | 0 | 0 | 0 | 0 | 0 | 0 | 0 |  |  | C1 | 0 | 0 | 0 | 0 | 0 | C1 | 0 | 0 | 0 | 0 | 0 | C1 | [5 empty] | C1 | [5 empty] | 0 | [6 empty] | 0 | [6 empty] | 0 | [6 empty] | 0 | [6 empty] | 0 | [6 empty] | 0
|  |  | 0 | 0 | C2 | 0 | 0 | 0 | 0 | 0 | 0 | 0 | 0 | 0 | 0 | 0 | 0 | 0 | 0 | 0 | 0 | 0 | 0 | 0 | 0 | 0 | 0 | 0 | 0 | 0 | 0 | 0 | 0 | 0 | 0 | 0 | 0 | 0 | 0 | 0 | 0 |  |  | C2 | 0 | 0 | 0 | 0 | 0 | C2 | 0 | 0 | 0 | 0 | 0 | C2 | [5 empty] | C2 | [5 empty] | 0 | [6 empty] | 0 | [6 empty] | 0 | [6 empty] | 0 | [6 empty] | 0 | [6 empty] | 0
|  |  | 0 | 0 | C3 | 0 | 0 | 0 | 0 | 0 | 0 | 0 | 0 | 0 | 0 | 0 | 0 | 0 | 0 | 0 | 0 | 0 | 0 | 0 | 0 | 0 | 0 | 0 | 0 | 0 | 0 | 0 | 0 | 0 | 0 | 0 | 0 | 0 | 0 | 0 | 0 |  |  | C3 | 0 | 0 | 0 | 0 | 0 | C3 | 0 | 0 | 0 | 0 | 0 | C3 | [5 empty] | C3 | [5 empty] | 0 | [6 empty] | 0 | [6 empty] | 0 | [6 empty] | 0 | [6 empty] | 0 | [6 empty] | 0
|  |  | 0 | 0 | C4 | 0 | 0 | 0 | 0 | 0 | 0 | 0 | 0 | 0 | 0 | 0 | 0 | 0 | 0 | 0 | 0 | 0 | 0 | 0 | 0 | 0 | 0 | 0 | 0 | 0 | 0 | 0 | 0 | 0 | 0 | 0 | 0 | 0 | 0 | 0 | 0 |  |  | C4 | 0 | 0 | 0 | 0 | 0 | C4 | 0 | 0 | 0 | 0 | 0 | C4 | [5 empty] | C4 | [5 empty] | 0 | [6 empty] | 0 | [6 empty] | 0 | [6 empty] | 0 | [6 empty] | 0 | [6 empty] | 0
|  |  | 0 | 0 |  | 0 | 0 | 0 | 0 | 0 |  | 0 | 0 | 0 | 0 | 0 |  | 0 | 0 | 0 | 0 | 0 |  | 0 | 0 | 0 | 0 | 0 |  | 0 | 0 | 0 | 0 | 0 |  | 0 | 0 | 0 | 0 | 0 | [22 empty] | 0 | 0 | 0 | 0 | 0 | 0 |  | 0 | 0 | 0 | 0 | 0 | 0 |  | 0 | 0 | 0 | 0 | 0 | 0 |  | 0 | 0 | 0 | 0 | 0 | 0 |  | 0 | 0 | 0 | 0 | 0 | 0 |  | 0 | 0 | 0 | 0 | 0 | 0
[63 empty] | 6042844.2772 | 14841792.1071 | 27572389.6802 | 37177770.053 | 13139187.2059 | 98773983.3234 |  | 6877730.457 | 14630246.9064 | 27079073.512 | 30822446.9491 | 8908899.2583 | 88318397.0828 |  | 6058688.8675 | 15405075.03 | 27824565.4213 | 34423261.3219 | 15335271.6376 | 99046862.2783 |  | 6058688.8675 | 15405075.03 | 27824565.4213 | 34423261.3219 | 15335271.6376 | 99046862.2783 |  | 5240047.4357 | 16177849.4957 | 28571587.6174 | 38019995.1072 | 21771778.6651 | 109781258.3212 |  | 5240047.4357 | 16177849.4957 | 28571587.6174 | 38019995.1072 | 21771778.6651 | 109781258.3212
| HV Network | [73 empty] | 0 | [6 empty] | 0 | [6 empty] | 0 | [6 empty] | 0 | [6 empty] | 0
| HV Switchgear (GM) - Primary |  | 79 | 79 | C1 | 31 | 18 | 26 | 2 | 2 | 79 | 22 | 19 | 28 | 7 | 3 | 79 | 0 | 0 | 0 | 0 | 0 | 0 | 28 | 20 | 25 | 4 | 2 | 79 | 0 | 0 | 0 | 0 | 0 | 0 | 25 | 21 | 24 | 6 | 3 | 79 |  |  | C1 | 0.025 | 0.075 | 0.175 | 0.375 | 0.75 | C1 | 22933.927 | 22933.927 | 22933.927 | 22933.927 | 22933.927 | C1 | 573.3482 | 1720.0445 | 4013.4372 | 8600.2226 | 17200.4453 | C1 | 12613.6599 | 32680.846 | 112376.2424 | 60201.5584 | 51601.3358 | 269473.6425 |  | 17773.7934 | 30960.8015 | 104349.368 | 17200.4453 | 34400.8905 | 204685.2987 |  | 16053.7489 | 34400.8905 | 100335.9307 | 34400.8905 | 34400.8905 | 219592.3512 |  | 16053.7489 | 34400.8905 | 100335.9307 | 34400.8905 | 34400.8905 | 219592.3512 |  | 14333.7044 | 36120.9351 | 96322.4935 | 51601.3358 | 51601.3358 | 249979.8045 |  | 14333.7044 | 36120.9351 | 96322.4935 | 51601.3358 | 51601.3358 | 249979.8045
|  |  | 1973 | 1973 | C2 | 778 | 455 | 641 | 42 | 57 | 1973 | 561 | 474 | 680 | 140 | 97 | 1952 | 0 | 0 | 0 | 0 | 0 | 0 | 700 | 489 | 622 | 102 | 60 | 1973 | 0 | 0 | 0 | 0 | 0 | 0 | 622 | 520 | 604 | 162 | 65 | 1973 |  |  | C2 | 0.025 | 0.075 | 0.175 | 0.375 | 0.75 | C2 | 32762.7529 | 32762.7529 | 32762.7529 | 32762.7529 | 32762.7529 | C2 | 819.0688 | 2457.2065 | 5733.4818 | 12286.0323 | 24572.0647 | C2 | 459497.6093 | 1164715.8652 | 3898767.5938 | 1720044.5267 | 2383490.2727 | 9626515.8677 |  | 637235.5437 | 1118028.9423 | 3675161.8054 | 516013.358 | 1400607.686 | 7347047.3354 |  | 573348.1756 | 1201573.9622 | 3566225.652 | 1253175.298 | 1474323.88 | 8068646.9678 |  | 573348.1756 | 1201573.9622 | 3566225.652 | 1253175.298 | 1474323.88 | 8068646.9678 |  | 509460.8074 | 1277747.3627 | 3463022.9804 | 1990337.238 | 1597184.2034 | 8837752.5919 |  | 509460.8074 | 1277747.3627 | 3463022.9804 | 1990337.238 | 1597184.2034 | 8837752.5919
|  |  | 1592 | 1592 | C3 | 628 | 367 | 517 | 34 | 46 | 1592 | 452 | 383 | 548 | 113 | 78 | 1574 | 0 | 0 | 0 | 0 | 0 | 0 | 565 | 394 | 502 | 82 | 49 | 1592 | 0 | 0 | 0 | 0 | 0 | 0 | 504 | 419 | 487 | 130 | 52 | 1592 |  |  | C3 | 0.025 | 0.075 | 0.175 | 0.375 | 0.75 | C3 | 49144.1293 | 49144.1293 | 49144.1293 | 49144.1293 | 49144.1293 | C3 | 1228.6032 | 3685.8097 | 8600.2226 | 18429.0485 | 36858.097 | C3 | 555328.6615 | 1411665.1151 | 4712922.0031 | 2082482.4805 | 2874931.566 | 11637329.8263 |  | 771562.8305 | 1352692.1599 | 4446315.1015 | 626587.649 | 1695472.462 | 8892630.203 |  | 694160.8268 | 1452209.0218 | 4317311.762 | 1511181.977 | 1806046.753 | 9780910.3407 |  | 694160.8268 | 1452209.0218 | 4317311.762 | 1511181.977 | 1806046.753 | 9780910.3407 |  | 619216.0296 | 1544354.2643 | 4188308.4225 | 2395776.305 | 1916621.044 | 10664276.0655 |  | 619216.0296 | 1544354.2643 | 4188308.4225 | 2395776.305 | 1916621.044 | 10664276.0655
|  |  | 1581 | 1581 | C4 | 624 | 366 | 513 | 33 | 45 | 1581 | 449 | 382 | 544 | 110 | 76 | 1561 | 0 | 0 | 0 | 0 | 0 | 0 | 562 | 389 | 499 | 82 | 49 | 1581 | 0 | 0 | 0 | 0 | 0 | 0 | 498 | 417 | 484 | 130 | 52 | 1581 |  |  | C4 | 0.025 | 0.075 | 0.175 | 0.375 | 0.75 | C4 | 81906.8822 | 81906.8822 | 81906.8822 | 81906.8822 | 81906.8822 | C4 | 2047.6721 | 6143.0162 | 14333.7044 | 30715.0808 | 61430.1617 | C4 | 919404.753 | 2346632.1757 | 7797535.1877 | 3378658.8917 | 4668692.2867 | 19110923.2948 |  | 1277747.3627 | 2248343.917 | 7353190.3516 | 1013597.6675 | 2764357.275 | 14657236.5739 |  | 1150791.6952 | 2389633.2889 | 7152518.4902 | 2518636.6284 | 3010077.9217 | 16221658.0243 |  | 1150791.6952 | 2389633.2889 | 7152518.4902 | 2518636.6284 | 3010077.9217 | 16221658.0243 |  | 1019740.6837 | 2561637.7415 | 6937512.9243 | 3992960.5084 | 3194368.4067 | 17706220.2646 |  | 1019740.6837 | 2561637.7415 | 6937512.9243 | 3992960.5084 | 3194368.4067 | 17706220.2646
|  |  | 5225 | 5225 |  | 2061 | 1206 | 1697 | 111 | 150 |  | 1484 | 1258 | 1800 | 370 | 254 |  | 0 | 0 | 0 | 0 | 0 |  | 1855 | 1292 | 1648 | 270 | 160 |  | 0 | 0 | 0 | 0 | 0 |  | 1649 | 1377 | 1599 | 428 | 172 | [22 empty] | 1946844.6836 | 4955694.002 | 16521601.027 | 7241387.4574 | 9978715.4613 | 40644242.6313 |  | 2704319.5304 | 4750025.8208 | 15579016.6264 | 2173399.1198 | 5894838.3136 | 31101599.411 |  | 2434354.4466 | 5077817.1634 | 15136391.8349 | 5317394.7939 | 6324849.4453 | 34290807.6841 |  | 2434354.4466 | 5077817.1634 | 15136391.8349 | 5317394.7939 | 6324849.4453 | 34290807.6841 |  | 2162751.2251 | 5419860.3036 | 14685166.8207 | 8430675.3872 | 6759774.9899 | 37458228.7266 |  | 2162751.2251 | 5419860.3036 | 14685166.8207 | 8430675.3872 | 6759774.9899 | 37458228.7266
| HV Switchgear (GM) - Distribution |  | 739 | 739 | C1 | 234 | 373 | 79 | 31 | 22 | 739 | 210 | 375 | 81 | 41 | 25 | 732 | 0 | 0 | 0 | 0 | 0 | 0 | 211 | 360 | 108 | 35 | 25 | 739 | 0 | 0 | 0 | 0 | 0 | 0 | 187 | 346 | 138 | 40 | 28 | 739 |  |  | C1 | 0.025 | 0.075 | 0.175 | 0.375 | 0.75 | C1 | 7070.3095 | 7070.3095 | 7070.3095 | 7070.3095 | 7070.3095 | C1 | 176.7577 | 530.2732 | 1237.3042 | 2651.3661 | 5302.7321 | C1 | 37119.1247 | 198852.4539 | 100221.6367 | 108706.0081 | 132568.3026 | 577467.526 |  | 41361.3104 | 197791.9074 | 97747.0284 | 82192.3476 | 116660.1063 | 535752.7001 |  | 37295.8825 | 190898.3557 | 133628.849 | 92797.8118 | 132568.3026 | 587189.2015 |  | 37295.8825 | 190898.3557 | 133628.849 | 92797.8118 | 132568.3026 | 587189.2015 |  | 33053.6968 | 183474.5308 | 170747.9737 | 106054.6421 | 148476.4989 | 641807.3422 |  | 33053.6968 | 183474.5308 | 170747.9737 | 106054.6421 | 148476.4989 | 641807.3422
|  |  | 18472 | 18472 | C2 | 5858 | 9337 | 1965 | 764 | 548 | 18472 | 5267 | 9378 | 2006 | 1017 | 633 | 18301 | 0 | 0 | 0 | 0 | 0 | 0 | 5272 | 8989 | 2702 | 884 | 625 | 18472 | 0 | 0 | 0 | 0 | 0 | 0 | 4686 | 8641 | 3439 | 1004 | 702 | 18472 |  |  | C2 | 0.025 | 0.075 | 0.175 | 0.375 | 0.75 | C2 | 10100.4421 | 10100.4421 | 10100.4421 | 10100.4421 | 10100.4421 | C2 | 252.5111 | 757.5332 | 1767.5774 | 3787.6658 | 7575.3316 | C2 | 1329975.7136 | 7104145.9517 | 3545760.1996 | 3852056.1063 | 4795184.8874 | 20627122.8586 |  | 1479209.7457 | 7073087.0923 | 3473289.5275 | 2893776.6619 | 4151281.7035 | 19070644.7309 |  | 1331238.2689 | 6809465.5534 | 4775994.0475 | 3348296.5565 | 4734582.2348 | 20999576.6611 |  | 1331238.2689 | 6809465.5534 | 4775994.0475 | 3348296.5565 | 4734582.2348 | 20999576.6611 |  | 1183266.7921 | 6545844.0146 | 6078698.5674 | 3802816.451 | 5317882.7662 | 22928508.5913 |  | 1183266.7921 | 6545844.0146 | 6078698.5674 | 3802816.451 | 5317882.7662 | 22928508.5913
|  |  | 14908 | 14908 | C3 | 4727 | 7535 | 1586 | 617 | 443 | 14908 | 4249 | 7569 | 1620 | 821 | 511 | 14770 | 0 | 0 | 0 | 0 | 0 | 0 | 4254 | 7254 | 2181 | 714 | 505 | 14908 | 0 | 0 | 0 | 0 | 0 | 0 | 3783 | 6973 | 2775 | 811 | 566 | 14908 |  |  | C3 | 0.025 | 0.075 | 0.175 | 0.375 | 0.75 | C3 | 15150.6632 | 15150.6632 | 15150.6632 | 15150.6632 | 15150.6632 | C3 | 378.7666 | 1136.2997 | 2651.3661 | 5681.4987 | 11362.9974 | C3 | 1609379.1933 | 8600652.7045 | 4295213.0034 | 4664510.4178 | 5806491.6528 | 24976246.9718 |  | 1790429.6179 | 8562018.5135 | 4205066.5577 | 3505484.6867 | 5033807.8321 | 23096807.2078 |  | 1611273.0262 | 8242718.2876 | 5782629.3583 | 4056590.0588 | 5738313.6686 | 25431524.3995 |  | 1611273.0262 | 8242718.2876 | 5782629.3583 | 4056590.0588 | 5738313.6686 | 25431524.3995 |  | 1432873.9676 | 7923418.0616 | 7357540.7929 | 4607695.4309 | 6431456.5078 | 27752984.7609 |  | 1432873.9676 | 7923418.0616 | 7357540.7929 | 4607695.4309 | 6431456.5078 | 27752984.7609
|  |  | 14817 | 14817 | C4 | 4699 | 7491 | 1575 | 612 | 440 | 14817 | 4224 | 7525 | 1609 | 814 | 508 | 14680 | 0 | 0 | 0 | 0 | 0 | 0 | 4229 | 7211 | 2167 | 709 | 501 | 14817 | 0 | 0 | 0 | 0 | 0 | 0 | 3758 | 6932 | 2759 | 805 | 563 | 14817 |  |  | C4 | 0.025 | 0.075 | 0.175 | 0.375 | 0.75 | C4 | 25251.1053 | 25251.1053 | 25251.1053 | 25251.1053 | 25251.1053 | C4 | 631.2776 | 1893.8329 | 4418.9434 | 9469.1645 | 18938.3289 | C4 | 2666516.7147 | 14251092.5269 | 7110079.9615 | 7707899.8783 | 9620671.1012 | 41356260.1825 |  | 2966373.5895 | 14186702.2085 | 6959835.8852 | 5795128.6554 | 8332864.7333 | 38240905.072 |  | 2669673.1028 | 13656428.9982 | 9575850.3894 | 6713637.609 | 9488102.7986 | 42103692.898 |  | 2669673.1028 | 13656428.9982 | 9575850.3894 | 6713637.609 | 9488102.7986 | 42103692.898 |  | 2372341.3385 | 13128049.6208 | 12191864.8935 | 7622677.3981 | 10662279.1929 | 45977212.4437 |  | 2372341.3385 | 13128049.6208 | 12191864.8935 | 7622677.3981 | 10662279.1929 | 45977212.4437
|  |  | 48936 | 48936 |  | 15518 | 24736 | 5205 | 2024 | 1453 |  | 13950 | 24847 | 5316 | 2693 | 1677 |  | 0 | 0 | 0 | 0 | 0 |  | 13966 | 23814 | 7158 | 2342 | 1656 |  | 0 | 0 | 0 | 0 | 0 |  | 12414 | 22892 | 9111 | 2660 | 1859 | [22 empty] | 5642990.7463 | 30154743.637 | 15051274.8012 | 16333172.4104 | 20354915.944 | 87537097.5389 |  | 6277374.2636 | 30019599.7217 | 14735938.9988 | 12276582.3516 | 17634614.3752 | 80944109.7108 |  | 5649480.2803 | 28899511.1949 | 20268102.6442 | 14211322.0361 | 20093567.0046 | 89121983.1601 |  | 5649480.2803 | 28899511.1949 | 20268102.6442 | 14211322.0361 | 20093567.0046 | 89121983.1601 |  | 5021535.7949 | 27780786.2278 | 25798852.2276 | 16139243.9221 | 22560094.9657 | 97300513.1381 |  | 5021535.7949 | 27780786.2278 | 25798852.2276 | 16139243.9221 | 22560094.9657 | 97300513.1381
| HV Transformer (GM) |  | 483 | 483 | C1 | 220 | 126 | 117 | 14 | 6 | 483 | 208 | 127 | 118 | 18 | 7 | 478 | 0 | 0 | 0 | 0 | 0 | 0 | 191 | 139 | 118 | 27 | 8 | 483 | 0 | 0 | 0 | 0 | 0 | 0 | 162 | 151 | 119 | 41 | 10 | 483 |  |  | C1 | 0.025 | 0.075 | 0.175 | 0.375 | 0.75 | C1 | 13124.3019 | 13124.3019 | 13124.3019 | 13124.3019 | 13124.3019 | C1 | 328.1075 | 984.3226 | 2296.7528 | 4921.6132 | 9843.2264 | C1 | 68246.3697 | 125008.9753 | 271016.8335 | 88589.0376 | 68902.5848 | 621763.8008 |  | 72183.6603 | 124024.6526 | 268720.0807 | 68902.5848 | 59059.3584 | 592890.3367 |  | 62668.5414 | 136820.8469 | 271016.8335 | 132883.5564 | 78745.8112 | 682135.5894 |  | 62668.5414 | 136820.8469 | 271016.8335 | 132883.5564 | 78745.8112 | 682135.5894 |  | 53153.4225 | 148632.7186 | 273313.5863 | 201786.1412 | 98432.264 | 775318.1326 |  | 53153.4225 | 148632.7186 | 273313.5863 | 201786.1412 | 98432.264 | 775318.1326
|  |  | 12058 | 12058 | C2 | 5503 | 3141 | 2914 | 344 | 156 | 12058 | 5206 | 3158 | 2930 | 447 | 191 | 11932 | 0 | 0 | 0 | 0 | 0 | 0 | 4769 | 3456 | 2944 | 687 | 202 | 12058 | 0 | 0 | 0 | 0 | 0 | 0 | 4036 | 3771 | 2975 | 1029 | 247 | 12058 |  |  | C2 | 0.025 | 0.075 | 0.175 | 0.375 | 0.75 | C2 | 18749.0027 | 18749.0027 | 18749.0027 | 18749.0027 | 18749.0027 | C2 | 468.7251 | 1406.1752 | 3281.0755 | 7030.876 | 14061.752 | C2 | 2440182.6965 | 4440701.2806 | 9613551.1152 | 3142801.5713 | 2685794.6314 | 22323031.295 |  | 2579394.0413 | 4416796.3022 | 9561053.9077 | 2418621.3435 | 2193633.3115 | 21169498.9062 |  | 2235349.8424 | 4859741.4901 | 9659486.1717 | 4830211.8109 | 2840473.9034 | 24425263.2186 |  | 2235349.8424 | 4859741.4901 | 9659486.1717 | 4830211.8109 | 2840473.9034 | 24425263.2186 |  | 1891774.3686 | 5302686.678 | 9761199.5112 | 7234771.4024 | 3473252.7432 | 27663684.7035 |  | 1891774.3686 | 5302686.678 | 9761199.5112 | 7234771.4024 | 3473252.7432 | 27663684.7035
|  |  | 9732 | 9732 | C3 | 4441 | 2535 | 2352 | 278 | 126 | 9732 | 4201 | 2549 | 2366 | 362 | 154 | 9632 | 0 | 0 | 0 | 0 | 0 | 0 | 3849 | 2789 | 2376 | 555 | 163 | 9732 | 0 | 0 | 0 | 0 | 0 | 0 | 3257 | 3043 | 2401 | 831 | 200 | 9732 |  |  | C3 | 0.025 | 0.075 | 0.175 | 0.375 | 0.75 | C3 | 28123.504 | 28123.504 | 28123.504 | 28123.504 | 28123.504 | C3 | 703.0876 | 2109.2628 | 4921.6132 | 10546.314 | 21092.628 | C3 | 2953671.0069 | 5376510.876 | 11644536.8286 | 3817765.6672 | 3248264.7113 | 27040749.09 |  | 3122412.0309 | 5346981.1968 | 11575634.2438 | 2931875.2913 | 2657671.1274 | 25634573.8903 |  | 2706184.1718 | 5882733.9479 | 11693752.9606 | 5853204.2687 | 3438098.3632 | 29573973.7122 |  | 2706184.1718 | 5882733.9479 | 11693752.9606 | 5853204.2687 | 3438098.3632 | 29573973.7122 |  | 2289956.3127 | 6418486.699 | 11816793.2906 | 8763986.9321 | 4218525.5991 | 33507748.8334 |  | 2289956.3127 | 6418486.699 | 11816793.2906 | 8763986.9321 | 4218525.5991 | 33507748.8334
|  |  | 9671 | 9671 | C4 | 4414 | 2520 | 2337 | 276 | 124 | 9671 | 4176 | 2534 | 2351 | 359 | 152 | 9572 | 0 | 0 | 0 | 0 | 0 | 0 | 3825 | 2772 | 2362 | 551 | 161 | 9671 | 0 | 0 | 0 | 0 | 0 | 0 | 3236 | 3025 | 2386 | 826 | 198 | 9671 |  |  | C4 | 0.025 | 0.075 | 0.175 | 0.375 | 0.75 | C4 | 46872.5067 | 46872.5067 | 46872.5067 | 46872.5067 | 46872.5067 | C4 | 1171.8127 | 3515.438 | 8202.6887 | 17577.19 | 35154.38 | C4 | 4893489.6949 | 8908119.89 | 19284521.0511 | 6310211.2086 | 5343465.7588 | 44739807.6034 |  | 5172381.1095 | 8858903.758 | 19169683.4097 | 4851304.4389 | 4359143.119 | 42411415.8353 |  | 4482183.449 | 9744794.1338 | 19374750.6264 | 9685031.6879 | 5659855.1787 | 48946615.0758 |  | 4482183.449 | 9744794.1338 | 19374750.6264 | 9685031.6879 | 5659855.1787 | 48946615.0758 |  | 3791985.7885 | 10634199.9476 | 19571615.1543 | 14518758.9368 | 6960567.2385 | 55477127.0657 |  | 3791985.7885 | 10634199.9476 | 19571615.1543 | 14518758.9368 | 6960567.2385 | 55477127.0657
|  |  | 31944 | 31944 |  | 14578 | 8322 | 7720 | 912 | 412 |  | 13791 | 8368 | 7765 | 1186 | 504 |  | 0 | 0 | 0 | 0 | 0 |  | 12634 | 9156 | 7800 | 1820 | 534 |  | 0 | 0 | 0 | 0 | 0 |  | 10691 | 9990 | 7881 | 2727 | 655 | [22 empty] | 10355589.7681 | 18850341.0219 | 40813625.8284 | 13359367.4846 | 11346427.6863 | 94725351.7893 |  | 10946370.842 | 18746705.9097 | 40575091.642 | 10270703.6585 | 9269506.9163 | 89808378.9685 |  | 9486386.0046 | 20624090.4188 | 40999006.5922 | 20501331.3239 | 12017173.2565 | 103627987.596 |  | 9486386.0046 | 20624090.4188 | 40999006.5922 | 20501331.3239 | 12017173.2565 | 103627987.596 |  | 8026869.8924 | 22504006.0432 | 41422921.5424 | 30719303.4124 | 14750777.8447 | 117423878.7351 |  | 8026869.8924 | 22504006.0432 | 41422921.5424 | 30719303.4124 | 14750777.8447 | 117423878.7351
| HV UG Cable |  | 261.5952 | 261.5952 | C1 | 91.2308 | 83.8677 | 82.0249 | 4.0309 | 0.44086 | 261.5952 | 86.6698 | 83.9789 | 82.1361 | 4.6981 | 0.66327 | 258.1462 | 0 | 0 | 0 | 0 | 0 | 0 | 82.11 | 84.6013 | 82.2157 | 11.8378 | 0.83484 | 261.5997 | 0 | 0 | 0 | 0 | 0 | 0 | 72.99 | 85.3412 | 82.3968 | 19.6291 | 1.2425 | 261.5997 |  |  | C1 | 0.025 | 0.075 | 0.175 | 0.375 | 0.75 | C1 | 44570.7194 | 44570.7194 | 44570.7194 | 44570.7194 | 44570.7194 | C1 | 1114.268 | 3342.804 | 7799.8759 | 16714.0198 | 33428.0396 | C1 | 96573.336 | 280725.1555 | 640651.1223 | 78524.8142 | 22171.7611 | 1118646.1891 |  | 101655.5865 | 280353.4159 | 639783.7301 | 67372.6282 | 14736.9705 | 1103902.3312 |  | 91492.5022 | 282805.7134 | 641271.9238 | 197858.004 | 27907.204 | 1241335.3474 |  | 91492.5022 | 282805.7134 | 641271.9238 | 197858.004 | 27907.204 | 1241335.3474 |  | 81330.4074 | 285278.9385 | 642685.1952 | 328080.874 | 41535.1787 | 1378910.5939 |  | 81330.4074 | 285278.9385 | 642685.1952 | 328080.874 | 41535.1787 | 1378910.5939
|  |  | 6539.8797 | 6539.8797 | C2 | 2280.7706 | 2096.6935 | 2050.6215 | 100.7726 | 11.0214 | 6539.8797 | 2166.7439 | 2099.4737 | 2053.4017 | 117.4535 | 16.5817 | 6453.6545 | 0 | 0 | 0 | 0 | 0 | 0 | 2052.7491 | 2115.0336 | 2055.3914 | 295.9462 | 20.8711 | 6539.9914 | 0 | 0 | 0 | 0 | 0 | 0 | 1824.7497 | 2133.5303 | 2059.9212 | 490.7271 | 31.0631 | 6539.9914 |  |  | C2 | 0.025 | 0.075 | 0.175 | 0.375 | 0.75 | C2 | 63672.4563 | 63672.4563 | 63672.4563 | 63672.4563 | 63672.4563 | C2 | 1591.8114 | 4775.4342 | 11142.6799 | 23877.1711 | 47754.3422 | C2 | 3449047.7128 | 10025898.4099 | 22880397.2251 | 2804457.6496 | 791848.6116 | 39951649.6091 |  | 3630556.6616 | 10012621.998 | 22849418.9308 | 2406165.2939 | 526320.3745 | 39425083.2588 |  | 3267589.3643 | 10100204.0502 | 22902568.7056 | 7066357.2866 | 996685.8559 | 44333405.2627 |  | 3267589.3643 | 10100204.0502 | 22902568.7056 | 7066357.2866 | 996685.8559 | 44333405.2627 |  | 2904657.4085 | 10188533.5163 | 22953042.6863 | 11717174.0722 | 1483399.2405 | 49246806.9236 |  | 2904657.4085 | 10188533.5163 | 22953042.6863 | 11717174.0722 | 1483399.2405 | 49246806.9236
|  |  | 5277.3986 | 5277.3986 | C3 | 1840.4827 | 1691.9405 | 1654.7624 | 81.3191 | 8.8938 | 5277.3986 | 1748.4681 | 1694.184 | 1657.0059 | 94.7799 | 13.3807 | 5207.8186 | 0 | 0 | 0 | 0 | 0 | 0 | 1656.4792 | 1706.7402 | 1658.6115 | 238.8157 | 16.8421 | 5277.4887 | 0 | 0 | 0 | 0 | 0 | 0 | 1472.4937 | 1721.6662 | 1662.2669 | 395.9954 | 25.0666 | 5277.4887 |  |  | C3 | 0.025 | 0.075 | 0.175 | 0.375 | 0.75 | C3 | 95508.6844 | 95508.6844 | 95508.6844 | 95508.6844 | 95508.6844 | C3 | 2387.7171 | 7163.1513 | 16714.0198 | 35815.7567 | 71631.5133 | C3 | 4174847.3185 | 12135696.1622 | 27695228.6412 | 3394613.0854 | 958481.102 | 48358866.3094 |  | 4394552.0634 | 12119625.9315 | 27657731.4362 | 2912506.1645 | 637076.488 | 47721492.0837 |  | 3955203.8219 | 12225638.2938 | 27722065.7724 | 8553364.646 | 1206423.2274 | 53662695.7614 |  | 3955203.8219 | 12225638.2938 | 27722065.7724 | 8553364.646 | 1206423.2274 | 53662695.7614 |  | 3515898.3588 | 12332555.3519 | 27783161.2342 | 14182875.0508 | 1795558.0372 | 59610048.0327 |  | 3515898.3588 | 12332555.3519 | 27783161.2342 | 14182875.0508 | 1795558.0372 | 59610048.0327
|  |  | 5246.1209 | 5246.1209 | C4 | 1829.5747 | 1681.9128 | 1644.9551 | 80.8372 | 8.8411 | 5246.1209 | 1738.1055 | 1684.143 | 1647.1852 | 94.2181 | 13.3014 | 5176.9533 | 0 | 0 | 0 | 0 | 0 | 0 | 1646.6617 | 1696.6248 | 1648.7814 | 237.4003 | 16.7423 | 5246.2105 | 0 | 0 | 0 | 0 | 0 | 0 | 1463.7666 | 1711.4623 | 1652.4151 | 393.6484 | 24.918 | 5246.2105 |  |  | C4 | 0.025 | 0.075 | 0.175 | 0.375 | 0.75 | C4 | 159181.1407 | 159181.1407 | 159181.1407 | 159181.1407 | 159181.1407 | C4 | 3979.5285 | 11938.5856 | 27856.6996 | 59692.9278 | 119385.8556 | C4 | 6916840.2502 | 20106285.3981 | 45885144.4352 | 5624156.9169 | 1588000.7482 | 80120427.7486 |  | 7280844.6093 | 20079660.42 | 45823019.4862 | 4825407.5731 | 1055501.1857 | 79064433.2744 |  | 6552937.3665 | 20255300.5137 | 45929607.8934 | 14171118.6889 | 1998788.4828 | 88907752.9453 |  | 6552937.3665 | 20255300.5137 | 45929607.8934 | 14171118.6889 | 1998788.4828 | 88907752.9453 |  | 5825100.9985 | 20432439.4973 | 46030830.1697 | 23498028.4382 | 2974860.4333 | 98761259.537 |  | 5825100.9985 | 20432439.4973 | 46030830.1697 | 23498028.4382 | 2974860.4333 | 98761259.537
|  |  | 17324.9943 | 17324.9943 |  | 6042.0588 | 5554.4146 | 5432.3638 | 266.9598 | 29.1972 |  | 5739.9873 | 5561.7796 | 5439.7288 | 311.1497 | 43.9271 |  | 0 | 0 | 0 | 0 | 0 |  | 5438 | 5603 | 5445 | 784 | 55.2903 |  | 0 | 0 | 0 | 0 | 0 |  | 4834 | 5652 | 5457 | 1300 | 82.2903 | [22 empty] | 14637308.6175 | 42548605.1257 | 97101421.4238 | 11901752.4661 | 3360502.223 | 169549589.8561 |  | 15407608.9208 | 42492261.7655 | 96969953.5833 | 10211451.6598 | 2233635.0187 | 167314910.9481 |  | 13867223.0549 | 42863948.5711 | 97195514.2952 | 29988698.6255 | 4229804.7701 | 188145189.3168 |  | 13867223.0549 | 42863948.5711 | 97195514.2952 | 29988698.6255 | 4229804.7701 | 188145189.3168 |  | 12326987.1731 | 43238807.3039 | 97409719.2854 | 49726158.4352 | 6295352.8897 | 208997025.0872 |  | 12326987.1731 | 43238807.3039 | 97409719.2854 | 49726158.4352 | 6295352.8897 | 208997025.0872
| HV OHL Support - Poles |  | 345 | 345 | C1 | 89 | 33 | 106 | 109 | 8 | 345 | 84 | 33 | 106 | 111 | 11 | 345 | 0 | 0 | 0 | 0 | 0 | 0 | 79 | 40 | 100 | 108 | 18 | 345 | 0 | 0 | 0 | 0 | 0 | 0 | 69 | 46 | 92 | 109 | 29 | 345 |  |  | C1 | 0.025 | 0.075 | 0.175 | 0.375 | 0.75 | C1 | 26342.873 | 26342.873 | 26342.873 | 26342.873 | 26342.873 | C1 | 658.5718 | 1975.7155 | 4610.0028 | 9878.5774 | 19757.1548 | C1 | 55320.0334 | 65198.6108 | 488660.2949 | 1096522.0903 | 217328.7026 | 1923029.7319 |  | 58612.8925 | 65198.6108 | 488660.2949 | 1076764.9355 | 158057.2382 | 1847293.9719 |  | 52027.1743 | 79028.6191 | 461000.2782 | 1066886.3581 | 355628.786 | 2014571.2157 |  | 52027.1743 | 79028.6191 | 461000.2782 | 1066886.3581 | 355628.786 | 2014571.2157 |  | 45441.456 | 90882.912 | 424120.2559 | 1076764.9355 | 572957.4886 | 2210167.048 |  | 45441.456 | 90882.912 | 424120.2559 | 1076764.9355 | 572957.4886 | 2210167.048
|  |  | 144887 | 144887 | C2 | 37141 | 14304 | 44725 | 45573 | 3144 | 144887 | 35000 | 14422 | 44843 | 46521 | 4331 | 145117 | 0 | 0 | 0 | 0 | 0 | 0 | 33428 | 16586 | 41683 | 45488 | 7702 | 144887 | 0 | 0 | 0 | 0 | 0 | 0 | 29714 | 18870 | 38640 | 45404 | 12259 | 144887 |  |  | C2 | 0.025 | 0.075 | 0.175 | 0.375 | 0.75 | C2 | 37632.6758 | 37632.6758 | 37632.6758 | 37632.6758 | 37632.6758 | C2 | 940.8169 | 2822.4507 | 6585.7183 | 14112.2534 | 28224.5068 | C2 | 32928591.2989 | 40705383.7469 | 295323363.9238 | 656516141.065 | 122240339.0706 | 1147713819.1052 |  | 34942880.2696 | 40372334.5663 | 294546249.1691 | 643137724.8287 | 88737849.4662 | 1101737038.2999 |  | 31449627.1412 | 46813167.0244 | 274512494.2228 | 641938183.2885 | 217385151.5867 | 1212098623.2636 |  | 31449627.1412 | 46813167.0244 | 274512494.2228 | 641938183.2885 | 217385151.5867 | 1212098623.2636 |  | 27955433.1959 | 53259644.3838 | 254472153.5583 | 640752754.0018 | 346004229.2004 | 1322444214.3402 |  | 27955433.1959 | 53259644.3838 | 254472153.5583 | 640752754.0018 | 346004229.2004 | 1322444214.3402
|  |  | 5746 | 5746 | C3 | 1473 | 567 | 1774 | 1808 | 124 | 5746 | 1388 | 572 | 1779 | 1846 | 171 | 5756 | 0 | 0 | 0 | 0 | 0 | 0 | 1326 | 658 | 1653 | 1804 | 305 | 5746 | 0 | 0 | 0 | 0 | 0 | 0 | 1179 | 748 | 1533 | 1800 | 486 | 5746 |  |  | C3 | 0.025 | 0.075 | 0.175 | 0.375 | 0.75 | C3 | 56449.0137 | 56449.0137 | 56449.0137 | 56449.0137 | 56449.0137 | C3 | 1411.2253 | 4233.676 | 9878.5774 | 21168.3801 | 42336.7602 | C3 | 1958780.7738 | 2421662.6858 | 17573989.1762 | 39076829.7029 | 7239586.0013 | 68270848.3401 |  | 2078734.9279 | 2400494.3057 | 17524596.2893 | 38272431.2583 | 5249758.2699 | 65526015.0511 |  | 1871284.8027 | 2785758.8239 | 16329288.4251 | 38187757.7378 | 12912711.8737 | 72086801.6632 |  | 1871284.8027 | 2785758.8239 | 16329288.4251 | 38187757.7378 | 12912711.8737 | 72086801.6632 |  | 1663834.6775 | 3166789.6661 | 15143859.1384 | 38103084.2174 | 20575665.4774 | 78653233.1767 |  | 1663834.6775 | 3166789.6661 | 15143859.1384 | 38103084.2174 | 20575665.4774 | 78653233.1767
|  |  | 1985 | 1985 | C4 | 509 | 196 | 613 | 624 | 43 | 1985 | 480 | 198 | 615 | 637 | 59 | 1989 | 0 | 0 | 0 | 0 | 0 | 0 | 458 | 227 | 570 | 624 | 106 | 1985 | 0 | 0 | 0 | 0 | 0 | 0 | 408 | 258 | 529 | 622 | 168 | 1985 |  |  | C4 | 0.025 | 0.075 | 0.175 | 0.375 | 0.75 | C4 | 94081.6894 | 94081.6894 | 94081.6894 | 94081.6894 | 94081.6894 | C4 | 2352.0422 | 7056.1267 | 16464.2956 | 35280.6335 | 70561.2671 | C4 | 1128980.2731 | 1397113.088 | 10125541.8244 | 22473763.5615 | 4163114.7571 | 39288513.5041 |  | 1197189.4979 | 1383000.8346 | 10092613.2331 | 22015115.3256 | 3034134.484 | 37722053.3752 |  | 1077235.3439 | 1601740.7625 | 9384648.5202 | 22015115.3256 | 7479494.3093 | 41558234.2615 |  | 1077235.3439 | 1601740.7625 | 9384648.5202 | 22015115.3256 | 7479494.3093 | 41558234.2615 |  | 959633.2321 | 1820480.6904 | 8709612.3986 | 21944554.0585 | 11854292.8676 | 45288573.2472 |  | 959633.2321 | 1820480.6904 | 8709612.3986 | 21944554.0585 | 11854292.8676 | 45288573.2472
|  |  | 152963 | 152963 |  | 39212 | 15100 | 47218 | 48114 | 3319 |  | 36952 | 15225 | 47343 | 49115 | 4572 |  | 0 | 0 | 0 | 0 | 0 |  | 35291 | 17511 | 44006 | 48024 | 8131 |  | 0 | 0 | 0 | 0 | 0 |  | 31370 | 19922 | 40794 | 47935 | 12942 | [22 empty] | 36071672.3793 | 44589358.1314 | 323511555.2193 | 719163256.4197 | 133860368.5316 | 1257196210.6813 |  | 38277417.5879 | 44221028.3173 | 322652118.9864 | 704502036.3481 | 97179799.4584 | 1206832400.698 |  | 34450174.462 | 51279695.2299 | 300687431.4464 | 703207942.71 | 238132986.5557 | 1327758230.404 |  | 34450174.462 | 51279695.2299 | 300687431.4464 | 703207942.71 | 238132986.5557 | 1327758230.404 |  | 30624342.5615 | 58337797.6522 | 278749745.3512 | 701877157.2131 | 379007145.034 | 1448596187.8121 |  | 30624342.5615 | 58337797.6522 | 278749745.3512 | 701877157.2131 | 379007145.034 | 1448596187.8121
| [Please insert new asset category as required] |  | 0 | 0 | C1 | 0 | 0 | 0 | 0 | 0 | 0 | 0 | 0 | 0 | 0 | 0 | 0 | 0 | 0 | 0 | 0 | 0 | 0 | 0 | 0 | 0 | 0 | 0 | 0 | 0 | 0 | 0 | 0 | 0 | 0 | 0 | 0 | 0 | 0 | 0 | 0 |  |  | C1 | 0 | 0 | 0 | 0 | 0 | C1 | 0 | 0 | 0 | 0 | 0 | C1 | [5 empty] | C1 | [5 empty] | 0 | [6 empty] | 0 | [6 empty] | 0 | [6 empty] | 0 | [6 empty] | 0 | [6 empty] | 0
|  |  | 0 | 0 | C2 | 0 | 0 | 0 | 0 | 0 | 0 | 0 | 0 | 0 | 0 | 0 | 0 | 0 | 0 | 0 | 0 | 0 | 0 | 0 | 0 | 0 | 0 | 0 | 0 | 0 | 0 | 0 | 0 | 0 | 0 | 0 | 0 | 0 | 0 | 0 | 0 |  |  | C2 | 0 | 0 | 0 | 0 | 0 | C2 | 0 | 0 | 0 | 0 | 0 | C2 | [5 empty] | C2 | [5 empty] | 0 | [6 empty] | 0 | [6 empty] | 0 | [6 empty] | 0 | [6 empty] | 0 | [6 empty] | 0
|  |  | 0 | 0 | C3 | 0 | 0 | 0 | 0 | 0 | 0 | 0 | 0 | 0 | 0 | 0 | 0 | 0 | 0 | 0 | 0 | 0 | 0 | 0 | 0 | 0 | 0 | 0 | 0 | 0 | 0 | 0 | 0 | 0 | 0 | 0 | 0 | 0 | 0 | 0 | 0 |  |  | C3 | 0 | 0 | 0 | 0 | 0 | C3 | 0 | 0 | 0 | 0 | 0 | C3 | [5 empty] | C3 | [5 empty] | 0 | [6 empty] | 0 | [6 empty] | 0 | [6 empty] | 0 | [6 empty] | 0 | [6 empty] | 0
|  |  | 0 | 0 | C4 | 0 | 0 | 0 | 0 | 0 | 0 | 0 | 0 | 0 | 0 | 0 | 0 | 0 | 0 | 0 | 0 | 0 | 0 | 0 | 0 | 0 | 0 | 0 | 0 | 0 | 0 | 0 | 0 | 0 | 0 | 0 | 0 | 0 | 0 | 0 | 0 |  |  | C4 | 0 | 0 | 0 | 0 | 0 | C4 | 0 | 0 | 0 | 0 | 0 | C4 | [5 empty] | C4 | [5 empty] | 0 | [6 empty] | 0 | [6 empty] | 0 | [6 empty] | 0 | [6 empty] | 0 | [6 empty] | 0
|  |  | 0 | 0 |  | 0 | 0 | 0 | 0 | 0 |  | 0 | 0 | 0 | 0 | 0 |  | 0 | 0 | 0 | 0 | 0 |  | 0 | 0 | 0 | 0 | 0 |  | 0 | 0 | 0 | 0 | 0 |  | 0 | 0 | 0 | 0 | 0 | [22 empty] | 0 | 0 | 0 | 0 | 0 | 0 |  | 0 | 0 | 0 | 0 | 0 | 0 |  | 0 | 0 | 0 | 0 | 0 | 0 |  | 0 | 0 | 0 | 0 | 0 | 0 |  | 0 | 0 | 0 | 0 | 0 | 0 |  | 0 | 0 | 0 | 0 | 0 | 0
| [Please insert new asset category as required] |  | 0 | 0 | C1 | 0 | 0 | 0 | 0 | 0 | 0 | 0 | 0 | 0 | 0 | 0 | 0 | 0 | 0 | 0 | 0 | 0 | 0 | 0 | 0 | 0 | 0 | 0 | 0 | 0 | 0 | 0 | 0 | 0 | 0 | 0 | 0 | 0 | 0 | 0 | 0 |  |  | C1 | 0 | 0 | 0 | 0 | 0 | C1 | 0 | 0 | 0 | 0 | 0 | C1 | [5 empty] | C1 | [5 empty] | 0 | [6 empty] | 0 | [6 empty] | 0 | [6 empty] | 0 | [6 empty] | 0 | [6 empty] | 0
|  |  | 0 | 0 | C2 | 0 | 0 | 0 | 0 | 0 | 0 | 0 | 0 | 0 | 0 | 0 | 0 | 0 | 0 | 0 | 0 | 0 | 0 | 0 | 0 | 0 | 0 | 0 | 0 | 0 | 0 | 0 | 0 | 0 | 0 | 0 | 0 | 0 | 0 | 0 | 0 |  |  | C2 | 0 | 0 | 0 | 0 | 0 | C2 | 0 | 0 | 0 | 0 | 0 | C2 | [5 empty] | C2 | [5 empty] | 0 | [6 empty] | 0 | [6 empty] | 0 | [6 empty] | 0 | [6 empty] | 0 | [6 empty] | 0
|  |  | 0 | 0 | C3 | 0 | 0 | 0 | 0 | 0 | 0 | 0 | 0 | 0 | 0 | 0 | 0 | 0 | 0 | 0 | 0 | 0 | 0 | 0 | 0 | 0 | 0 | 0 | 0 | 0 | 0 | 0 | 0 | 0 | 0 | 0 | 0 | 0 | 0 | 0 | 0 |  |  | C3 | 0 | 0 | 0 | 0 | 0 | C3 | 0 | 0 | 0 | 0 | 0 | C3 | [5 empty] | C3 | [5 empty] | 0 | [6 empty] | 0 | [6 empty] | 0 | [6 empty] | 0 | [6 empty] | 0 | [6 empty] | 0
|  |  | 0 | 0 | C4 | 0 | 0 | 0 | 0 | 0 | 0 | 0 | 0 | 0 | 0 | 0 | 0 | 0 | 0 | 0 | 0 | 0 | 0 | 0 | 0 | 0 | 0 | 0 | 0 | 0 | 0 | 0 | 0 | 0 | 0 | 0 | 0 | 0 | 0 | 0 | 0 |  |  | C4 | 0 | 0 | 0 | 0 | 0 | C4 | 0 | 0 | 0 | 0 | 0 | C4 | [5 empty] | C4 | [5 empty] | 0 | [6 empty] | 0 | [6 empty] | 0 | [6 empty] | 0 | [6 empty] | 0 | [6 empty] | 0
|  |  | 0 | 0 |  | 0 | 0 | 0 | 0 | 0 |  | 0 | 0 | 0 | 0 | 0 |  | 0 | 0 | 0 | 0 | 0 |  | 0 | 0 | 0 | 0 | 0 |  | 0 | 0 | 0 | 0 | 0 |  | 0 | 0 | 0 | 0 | 0 | [22 empty] | 0 | 0 | 0 | 0 | 0 | 0 |  | 0 | 0 | 0 | 0 | 0 | 0 |  | 0 | 0 | 0 | 0 | 0 | 0 |  | 0 | 0 | 0 | 0 | 0 | 0 |  | 0 | 0 | 0 | 0 | 0 | 0 |  | 0 | 0 | 0 | 0 | 0 | 0
| [Please insert new asset category as required] |  | 0 | 0 | C1 | 0 | 0 | 0 | 0 | 0 | 0 | 0 | 0 | 0 | 0 | 0 | 0 | 0 | 0 | 0 | 0 | 0 | 0 | 0 | 0 | 0 | 0 | 0 | 0 | 0 | 0 | 0 | 0 | 0 | 0 | 0 | 0 | 0 | 0 | 0 | 0 |  |  | C1 | 0 | 0 | 0 | 0 | 0 | C1 | 0 | 0 | 0 | 0 | 0 | C1 | [5 empty] | C1 | [5 empty] | 0 | [6 empty] | 0 | [6 empty] | 0 | [6 empty] | 0 | [6 empty] | 0 | [6 empty] | 0
|  |  | 0 | 0 | C2 | 0 | 0 | 0 | 0 | 0 | 0 | 0 | 0 | 0 | 0 | 0 | 0 | 0 | 0 | 0 | 0 | 0 | 0 | 0 | 0 | 0 | 0 | 0 | 0 | 0 | 0 | 0 | 0 | 0 | 0 | 0 | 0 | 0 | 0 | 0 | 0 |  |  | C2 | 0 | 0 | 0 | 0 | 0 | C2 | 0 | 0 | 0 | 0 | 0 | C2 | [5 empty] | C2 | [5 empty] | 0 | [6 empty] | 0 | [6 empty] | 0 | [6 empty] | 0 | [6 empty] | 0 | [6 empty] | 0
|  |  | 0 | 0 | C3 | 0 | 0 | 0 | 0 | 0 | 0 | 0 | 0 | 0 | 0 | 0 | 0 | 0 | 0 | 0 | 0 | 0 | 0 | 0 | 0 | 0 | 0 | 0 | 0 | 0 | 0 | 0 | 0 | 0 | 0 | 0 | 0 | 0 | 0 | 0 | 0 |  |  | C3 | 0 | 0 | 0 | 0 | 0 | C3 | 0 | 0 | 0 | 0 | 0 | C3 | [5 empty] | C3 | [5 empty] | 0 | [6 empty] | 0 | [6 empty] | 0 | [6 empty] | 0 | [6 empty] | 0 | [6 empty] | 0
|  |  | 0 | 0 | C4 | 0 | 0 | 0 | 0 | 0 | 0 | 0 | 0 | 0 | 0 | 0 | 0 | 0 | 0 | 0 | 0 | 0 | 0 | 0 | 0 | 0 | 0 | 0 | 0 | 0 | 0 | 0 | 0 | 0 | 0 | 0 | 0 | 0 | 0 | 0 | 0 |  |  | C4 | 0 | 0 | 0 | 0 | 0 | C4 | 0 | 0 | 0 | 0 | 0 | C4 | [5 empty] | C4 | [5 empty] | 0 | [6 empty] | 0 | [6 empty] | 0 | [6 empty] | 0 | [6 empty] | 0 | [6 empty] | 0
|  |  | 0 | 0 |  | 0 | 0 | 0 | 0 | 0 |  | 0 | 0 | 0 | 0 | 0 |  | 0 | 0 | 0 | 0 | 0 |  | 0 | 0 | 0 | 0 | 0 |  | 0 | 0 | 0 | 0 | 0 |  | 0 | 0 | 0 | 0 | 0 | [22 empty] | 0 | 0 | 0 | 0 | 0 | 0 |  | 0 | 0 | 0 | 0 | 0 | 0 |  | 0 | 0 | 0 | 0 | 0 | 0 |  | 0 | 0 | 0 | 0 | 0 | 0 |  | 0 | 0 | 0 | 0 | 0 | 0 |  | 0 | 0 | 0 | 0 | 0 | 0
| [Please insert new asset category as required] |  | 0 | 0 | C1 | 0 | 0 | 0 | 0 | 0 | 0 | 0 | 0 | 0 | 0 | 0 | 0 | 0 | 0 | 0 | 0 | 0 | 0 | 0 | 0 | 0 | 0 | 0 | 0 | 0 | 0 | 0 | 0 | 0 | 0 | 0 | 0 | 0 | 0 | 0 | 0 |  |  | C1 | 0 | 0 | 0 | 0 | 0 | C1 | 0 | 0 | 0 | 0 | 0 | C1 | [5 empty] | C1 | [5 empty] | 0 | [6 empty] | 0 | [6 empty] | 0 | [6 empty] | 0 | [6 empty] | 0 | [6 empty] | 0
|  |  | 0 | 0 | C2 | 0 | 0 | 0 | 0 | 0 | 0 | 0 | 0 | 0 | 0 | 0 | 0 | 0 | 0 | 0 | 0 | 0 | 0 | 0 | 0 | 0 | 0 | 0 | 0 | 0 | 0 | 0 | 0 | 0 | 0 | 0 | 0 | 0 | 0 | 0 | 0 |  |  | C2 | 0 | 0 | 0 | 0 | 0 | C2 | 0 | 0 | 0 | 0 | 0 | C2 | [5 empty] | C2 | [5 empty] | 0 | [6 empty] | 0 | [6 empty] | 0 | [6 empty] | 0 | [6 empty] | 0 | [6 empty] | 0
|  |  | 0 | 0 | C3 | 0 | 0 | 0 | 0 | 0 | 0 | 0 | 0 | 0 | 0 | 0 | 0 | 0 | 0 | 0 | 0 | 0 | 0 | 0 | 0 | 0 | 0 | 0 | 0 | 0 | 0 | 0 | 0 | 0 | 0 | 0 | 0 | 0 | 0 | 0 | 0 |  |  | C3 | 0 | 0 | 0 | 0 | 0 | C3 | 0 | 0 | 0 | 0 | 0 | C3 | [5 empty] | C3 | [5 empty] | 0 | [6 empty] | 0 | [6 empty] | 0 | [6 empty] | 0 | [6 empty] | 0 | [6 empty] | 0
|  |  | 0 | 0 | C4 | 0 | 0 | 0 | 0 | 0 | 0 | 0 | 0 | 0 | 0 | 0 | 0 | 0 | 0 | 0 | 0 | 0 | 0 | 0 | 0 | 0 | 0 | 0 | 0 | 0 | 0 | 0 | 0 | 0 | 0 | 0 | 0 | 0 | 0 | 0 | 0 |  |  | C4 | 0 | 0 | 0 | 0 | 0 | C4 | 0 | 0 | 0 | 0 | 0 | C4 | [5 empty] | C4 | [5 empty] | 0 | [6 empty] | 0 | [6 empty] | 0 | [6 empty] | 0 | [6 empty] | 0 | [6 empty] | 0
|  |  | 0 | 0 |  | 0 | 0 | 0 | 0 | 0 |  | 0 | 0 | 0 | 0 | 0 |  | 0 | 0 | 0 | 0 | 0 |  | 0 | 0 | 0 | 0 | 0 |  | 0 | 0 | 0 | 0 | 0 |  | 0 | 0 | 0 | 0 | 0 | [22 empty] | 0 | 0 | 0 | 0 | 0 | 0 |  | 0 | 0 | 0 | 0 | 0 | 0 |  | 0 | 0 | 0 | 0 | 0 | 0 |  | 0 | 0 | 0 | 0 | 0 | 0 |  | 0 | 0 | 0 | 0 | 0 | 0 |  | 0 | 0 | 0 | 0 | 0 | 0
| [Please insert new asset category as required] |  | 0 | 0 | C1 | 0 | 0 | 0 | 0 | 0 | 0 | 0 | 0 | 0 | 0 | 0 | 0 | 0 | 0 | 0 | 0 | 0 | 0 | 0 | 0 | 0 | 0 | 0 | 0 | 0 | 0 | 0 | 0 | 0 | 0 | 0 | 0 | 0 | 0 | 0 | 0 |  |  | C1 | 0 | 0 | 0 | 0 | 0 | C1 | 0 | 0 | 0 | 0 | 0 | C1 | [5 empty] | C1 | [5 empty] | 0 | [6 empty] | 0 | [6 empty] | 0 | [6 empty] | 0 | [6 empty] | 0 | [6 empty] | 0
|  |  | 0 | 0 | C2 | 0 | 0 | 0 | 0 | 0 | 0 | 0 | 0 | 0 | 0 | 0 | 0 | 0 | 0 | 0 | 0 | 0 | 0 | 0 | 0 | 0 | 0 | 0 | 0 | 0 | 0 | 0 | 0 | 0 | 0 | 0 | 0 | 0 | 0 | 0 | 0 |  |  | C2 | 0 | 0 | 0 | 0 | 0 | C2 | 0 | 0 | 0 | 0 | 0 | C2 | [5 empty] | C2 | [5 empty] | 0 | [6 empty] | 0 | [6 empty] | 0 | [6 empty] | 0 | [6 empty] | 0 | [6 empty] | 0
|  |  | 0 | 0 | C3 | 0 | 0 | 0 | 0 | 0 | 0 | 0 | 0 | 0 | 0 | 0 | 0 | 0 | 0 | 0 | 0 | 0 | 0 | 0 | 0 | 0 | 0 | 0 | 0 | 0 | 0 | 0 | 0 | 0 | 0 | 0 | 0 | 0 | 0 | 0 | 0 |  |  | C3 | 0 | 0 | 0 | 0 | 0 | C3 | 0 | 0 | 0 | 0 | 0 | C3 | [5 empty] | C3 | [5 empty] | 0 | [6 empty] | 0 | [6 empty] | 0 | [6 empty] | 0 | [6 empty] | 0 | [6 empty] | 0
|  |  | 0 | 0 | C4 | 0 | 0 | 0 | 0 | 0 | 0 | 0 | 0 | 0 | 0 | 0 | 0 | 0 | 0 | 0 | 0 | 0 | 0 | 0 | 0 | 0 | 0 | 0 | 0 | 0 | 0 | 0 | 0 | 0 | 0 | 0 | 0 | 0 | 0 | 0 | 0 |  |  | C4 | 0 | 0 | 0 | 0 | 0 | C4 | 0 | 0 | 0 | 0 | 0 | C4 | [5 empty] | C4 | [5 empty] | 0 | [6 empty] | 0 | [6 empty] | 0 | [6 empty] | 0 | [6 empty] | 0 | [6 empty] | 0
|  |  | 0 | 0 |  | 0 | 0 | 0 | 0 | 0 |  | 0 | 0 | 0 | 0 | 0 |  | 0 | 0 | 0 | 0 | 0 |  | 0 | 0 | 0 | 0 | 0 |  | 0 | 0 | 0 | 0 | 0 |  | 0 | 0 | 0 | 0 | 0 | [22 empty] | 0 | 0 | 0 | 0 | 0 | 0 |  | 0 | 0 | 0 | 0 | 0 | 0 |  | 0 | 0 | 0 | 0 | 0 | 0 |  | 0 | 0 | 0 | 0 | 0 | 0 |  | 0 | 0 | 0 | 0 | 0 | 0 |  | 0 | 0 | 0 | 0 | 0 | 0
[63 empty] | 68654406.1947 | 141098741.918 | 492999478.2997 | 767998936.2383 | 178900929.8461 | 1649652492.4969 |  | 73613091.1445 | 140229621.5349 | 490512119.8369 | 739434173.1378 | 132212394.0822 | 1576001399.7364 |  | 65887618.2485 | 148745062.578 | 474286446.8127 | 773226689.4894 | 280798381.0323 | 1742944198.161 |  | 65887618.2485 | 148745062.578 | 474286446.8127 | 773226689.4894 | 280798381.0323 | 1742944198.161 |  | 58162486.6471 | 157281257.5308 | 458066405.2272 | 806892538.37 | 429373145.724 | 1909775833.4991 |  | 58162486.6471 | 157281257.5308 | 458066405.2272 | 806892538.37 | 429373145.724 | 1909775833.4991
| EHV Network | [66 empty] | 0 | [6 empty] | 0 | [6 empty] | 0 | [6 empty] | 0 | [6 empty] | 0 | [6 empty] | 0
| EHV Switchgear (GM) |  | 117 | 117 | C1 | 52 | 15 | 37 | 4 | 9 | 117 | 42 | 16 | 38 | 9 | 11 | 116 | 0 | 0 | 0 | 0 | 0 | 0 | 45 | 19 | 34 | 9 | 10 | 117 | 0 | 0 | 0 | 0 | 0 | 0 | 39 | 24 | 31 | 13 | 10 | 117 |  |  | C1 | 0.025 | 0.075 | 0.175 | 0.375 | 0.75 | C1 | 80348.9758 | 80348.9758 | 80348.9758 | 80348.9758 | 80348.9758 | C1 | 2008.7244 | 6026.1732 | 14061.0708 | 30130.8659 | 60261.7319 | C1 | 84366.4246 | 96418.771 | 534320.6893 | 271177.7935 | 662879.0507 | 1649162.7291 |  | 104453.6686 | 90392.5978 | 520259.6186 | 120523.4638 | 542355.5869 | 1377984.9357 |  | 90392.5978 | 114497.2906 | 478076.4062 | 271177.7935 | 602617.3188 | 1556761.4069 |  | 90392.5978 | 114497.2906 | 478076.4062 | 271177.7935 | 602617.3188 | 1556761.4069 |  | 78340.2514 | 144628.1565 | 435893.1939 | 391701.2572 | 602617.3188 | 1653180.1779 |  | 78340.2514 | 144628.1565 | 435893.1939 | 391701.2572 | 602617.3188 | 1653180.1779
|  |  | 1218 | 1218 | C2 | 535 | 154 | 385 | 46 | 98 | 1218 | 434 | 164 | 396 | 106 | 117 | 1217 | 0 | 0 | 0 | 0 | 0 | 0 | 464 | 205 | 354 | 91 | 104 | 1218 | 0 | 0 | 0 | 0 | 0 | 0 | 393 | 255 | 323 | 136 | 111 | 1218 |  |  | C2 | 0.025 | 0.075 | 0.175 | 0.375 | 0.75 | C2 | 114784.2512 | 114784.2512 | 114784.2512 | 114784.2512 | 114784.2512 | C2 | 2869.6063 | 8608.8188 | 20087.244 | 43044.0942 | 86088.1884 | C2 | 1245409.1255 | 1411846.2898 | 7954548.6082 | 4562673.9852 | 10072318.0428 | 25246796.0515 |  | 1535239.3598 | 1325758.1014 | 7733588.9246 | 1980028.3332 | 8436642.4632 | 21011257.1822 |  | 1331497.3139 | 1764807.8622 | 7110884.3619 | 3917012.5722 | 8953171.5936 | 23077373.7038 |  | 1331497.3139 | 1764807.8622 | 7110884.3619 | 3917012.5722 | 8953171.5936 | 23077373.7038 |  | 1127755.268 | 2195248.8042 | 6488179.7991 | 5853996.8112 | 9555788.9124 | 25220969.595 |  | 1127755.268 | 2195248.8042 | 6488179.7991 | 5853996.8112 | 9555788.9124 | 25220969.595
|  |  | 348 | 348 | C3 | 153 | 44 | 110 | 13 | 28 | 348 | 124 | 47 | 113 | 30 | 34 | 348 | 0 | 0 | 0 | 0 | 0 | 0 | 133 | 58 | 102 | 26 | 29 | 348 | 0 | 0 | 0 | 0 | 0 | 0 | 112 | 74 | 92 | 39 | 31 | 348 |  |  | C3 | 0.025 | 0.075 | 0.175 | 0.375 | 0.75 | C3 | 172176.3768 | 172176.3768 | 172176.3768 | 172176.3768 | 172176.3768 | C3 | 4304.4094 | 12913.2283 | 30130.8659 | 64566.1413 | 129132.2826 | C3 | 533746.7681 | 606921.7282 | 3404787.8512 | 1936984.239 | 4390497.6084 | 10872938.1949 |  | 658574.6413 | 568182.0434 | 3314395.2534 | 839359.8369 | 3615703.9128 | 8996215.6878 |  | 572486.4529 | 748967.2391 | 3073348.3259 | 1678719.6738 | 3744836.1954 | 9818357.887 |  | 572486.4529 | 748967.2391 | 3073348.3259 | 1678719.6738 | 3744836.1954 | 9818357.887 |  | 482093.855 | 955578.8912 | 2772039.6665 | 2518079.5107 | 4003100.7606 | 10730892.6841 |  | 482093.855 | 955578.8912 | 2772039.6665 | 2518079.5107 | 4003100.7606 | 10730892.6841
|  |  | 35 | 35 | C4 | 15 | 4 | 11 | 2 | 3 | 35 | 12 | 4 | 11 | 5 | 4 | 36 | 0 | 0 | 0 | 0 | 0 | 0 | 12 | 7 | 10 | 3 | 3 | 35 | 0 | 0 | 0 | 0 | 0 | 0 | 10 | 7 | 10 | 4 | 4 | 35 |  |  | C4 | 0.025 | 0.075 | 0.175 | 0.375 | 0.75 | C4 | 286960.628 | 286960.628 | 286960.628 | 286960.628 | 286960.628 | C4 | 7174.0157 | 21522.0471 | 50218.1099 | 107610.2355 | 215220.471 | C4 | 86088.1884 | 86088.1884 | 552399.2089 | 538051.1775 | 860881.884 | 2123508.6472 |  | 107610.2355 | 86088.1884 | 552399.2089 | 215220.471 | 645661.413 | 1606979.5168 |  | 86088.1884 | 150654.3297 | 502181.099 | 322830.7065 | 645661.413 | 1707415.7366 |  | 86088.1884 | 150654.3297 | 502181.099 | 322830.7065 | 645661.413 | 1707415.7366 |  | 71740.157 | 150654.3297 | 502181.099 | 430440.942 | 860881.884 | 2015898.4117 |  | 71740.157 | 150654.3297 | 502181.099 | 430440.942 | 860881.884 | 2015898.4117
|  |  | 1718 | 1718 |  | 755 | 217 | 543 | 65 | 138 |  | 612 | 231 | 558 | 150 | 166 |  | 0 | 0 | 0 | 0 | 0 |  | 654 | 289 | 500 | 129 | 146 |  | 0 | 0 | 0 | 0 | 0 |  | 554 | 360 | 456 | 192 | 156 | [22 empty] | 1949610.5066 | 2201274.9774 | 12446056.3576 | 7308887.1952 | 15986576.5859 | 39892405.6228 |  | 2405877.9052 | 2070420.931 | 12120643.0055 | 3155132.1049 | 13240363.376 | 32992437.3225 |  | 2080464.553 | 2778926.7216 | 11164490.193 | 6189740.746 | 13946286.5208 | 36159908.7344 |  | 2080464.553 | 2778926.7216 | 11164490.193 | 6189740.746 | 13946286.5208 | 36159908.7344 |  | 1759929.5315 | 3446110.1817 | 10198293.7585 | 9194218.5211 | 15022388.8758 | 39620940.8687 |  | 1759929.5315 | 3446110.1817 | 10198293.7585 | 9194218.5211 | 15022388.8758 | 39620940.8687
| EHV Transformer |  | 68 | 68 | C1 | 24 | 26 | 11 | 3 | 4 | 68 | 20 | 26 | 11 | 6 | 5 | 68 | 0 | 0 | 0 | 0 | 0 | 0 | 20 | 27 | 13 | 4 | 4 | 68 | 0 | 0 | 0 | 0 | 0 | 0 | 17 | 27 | 15 | 5 | 4 | 68 |  |  | C1 | 0.025 | 0.075 | 0.175 | 0.375 | 0.75 | C1 | 193029.2307 | 193029.2307 | 193029.2307 | 193029.2307 | 193029.2307 | C1 | 4825.7308 | 14477.1923 | 33780.1154 | 72385.9615 | 144771.923 | C1 | 96514.6153 | 376406.9999 | 371581.2691 | 434315.7691 | 723859.6151 | 2002678.2685 |  | 115817.5384 | 376406.9999 | 371581.2691 | 217157.8845 | 579087.6921 | 1660051.384 |  | 96514.6153 | 390884.1922 | 439141.4998 | 289543.846 | 579087.6921 | 1795171.8455 |  | 96514.6153 | 390884.1922 | 439141.4998 | 289543.846 | 579087.6921 | 1795171.8455 |  | 82037.423 | 390884.1922 | 506701.7306 | 361929.8076 | 579087.6921 | 1920640.8455 |  | 82037.423 | 390884.1922 | 506701.7306 | 361929.8076 | 579087.6921 | 1920640.8455
|  |  | 695 | 695 | C2 | 249 | 270 | 112 | 26 | 38 | 695 | 211 | 274 | 116 | 48 | 46 | 695 | 0 | 0 | 0 | 0 | 0 | 0 | 217 | 267 | 132 | 38 | 41 | 695 | 0 | 0 | 0 | 0 | 0 | 0 | 183 | 264 | 154 | 49 | 45 | 695 |  |  | C2 | 0.025 | 0.075 | 0.175 | 0.375 | 0.75 | C2 | 275756.0439 | 275756.0439 | 275756.0439 | 275756.0439 | 275756.0439 | C2 | 6893.9011 | 20681.7033 | 48257.3077 | 103408.5164 | 206817.0329 | C2 | 1454613.1313 | 5666786.7013 | 5597847.6903 | 4963608.7894 | 9513583.5131 | 27196439.8254 |  | 1716581.373 | 5584059.8881 | 5404818.4596 | 2688621.4276 | 7859047.2499 | 23253128.3982 |  | 1495976.5379 | 5522014.7782 | 6369964.6131 | 3929523.625 | 8479498.3486 | 25796977.9028 |  | 1495976.5379 | 5522014.7782 | 6369964.6131 | 3929523.625 | 8479498.3486 | 25796977.9028 |  | 1261583.9006 | 5459969.6684 | 7431625.3819 | 5067017.3059 | 9306766.4802 | 28526962.737 |  | 1261583.9006 | 5459969.6684 | 7431625.3819 | 5067017.3059 | 9306766.4802 | 28526962.737
|  |  | 199 | 199 | C3 | 71 | 77 | 32 | 8 | 11 | 199 | 60 | 78 | 33 | 15 | 13 | 199 | 0 | 0 | 0 | 0 | 0 | 0 | 61 | 77 | 38 | 11 | 12 | 199 | 0 | 0 | 0 | 0 | 0 | 0 | 52 | 76 | 44 | 14 | 13 | 199 |  |  | C3 | 0.025 | 0.075 | 0.175 | 0.375 | 0.75 | C3 | 413634.0658 | 413634.0658 | 413634.0658 | 413634.0658 | 413634.0658 | C3 | 10340.8516 | 31022.5549 | 72385.9615 | 155112.7747 | 310225.5493 | C3 | 620451.0987 | 2419759.2848 | 2388736.7299 | 2326691.62 | 4032932.1414 | 11788570.8749 |  | 734200.4668 | 2388736.7299 | 2316350.7684 | 1240902.1974 | 3412481.0427 | 10092671.2051 |  | 630791.9503 | 2388736.7299 | 2750666.5375 | 1706240.5214 | 3722706.5921 | 11199142.3311 |  | 630791.9503 | 2388736.7299 | 2750666.5375 | 1706240.5214 | 3722706.5921 | 11199142.3311 |  | 537724.2855 | 2357714.175 | 3184982.3065 | 2171578.8454 | 4032932.1414 | 12284931.7538 |  | 537724.2855 | 2357714.175 | 3184982.3065 | 2171578.8454 | 4032932.1414 | 12284931.7538
|  |  | 7 | 7 | C4 | 3 | 3 | 1 | 0 | 0 | 7 | 3 | 3 | 1 | 0 | 0 | 7 | 0 | 0 | 0 | 0 | 0 | 0 | 3 | 1 | 2 | 0 | 1 | 7 | 0 | 0 | 0 | 0 | 0 | 0 | 2 | 1 | 2 | 1 | 1 | 7 |  |  | C4 | 0.025 | 0.075 | 0.175 | 0.375 | 0.75 | C4 | 689390.1096 | 689390.1096 | 689390.1096 | 689390.1096 | 689390.1096 | C4 | 17234.7527 | 51704.2582 | 120643.2692 | 258521.2911 | 517042.5822 | C4 | 51704.2582 | 155112.7747 | 120643.2692 | 0 | 0 | 327460.3021 |  | 51704.2582 | 155112.7747 | 120643.2692 | 0 | 0 | 327460.3021 |  | 51704.2582 | 51704.2582 | 241286.5384 | 0 | 517042.5822 | 861737.6371 |  | 51704.2582 | 51704.2582 | 241286.5384 | 0 | 517042.5822 | 861737.6371 |  | 34469.5055 | 51704.2582 | 241286.5384 | 258521.2911 | 517042.5822 | 1103024.1754 |  | 34469.5055 | 51704.2582 | 241286.5384 | 258521.2911 | 517042.5822 | 1103024.1754
|  |  | 969 | 969 |  | 347 | 376 | 156 | 37 | 53 |  | 294 | 381 | 161 | 69 | 64 |  | 0 | 0 | 0 | 0 | 0 |  | 301 | 372 | 185 | 53 | 58 |  | 0 | 0 | 0 | 0 | 0 |  | 254 | 368 | 215 | 69 | 63 | [22 empty] | 2223283.1036 | 8618065.7606 | 8478808.9585 | 7724616.1785 | 14270375.2696 | 41315149.2708 |  | 2618303.6364 | 8504316.3925 | 8213393.7663 | 4146681.5095 | 11850615.9847 | 35333311.2894 |  | 2274987.3618 | 8353339.9585 | 9801059.1888 | 5925307.9924 | 13298335.215 | 39653029.7165 |  | 2274987.3618 | 8353339.9585 | 9801059.1888 | 5925307.9924 | 13298335.215 | 39653029.7165 |  | 1915815.1147 | 8260272.2937 | 11364595.9574 | 7859047.2499 | 14435828.8959 | 43835559.5117 |  | 1915815.1147 | 8260272.2937 | 11364595.9574 | 7859047.2499 | 14435828.8959 | 43835559.5117
| EHV UG Cable (Gas) |  | 0 | 0 | C1 | 0 | 0 | 0 | 0 | 0 | 0 | 0 | 0 | 0 | 0 | 0 | 0 | 0 | 0 | 0 | 0 | 0 | 0 | 0 | 0 | 0 | 0 | 0 | 0 | 0 | 0 | 0 | 0 | 0 | 0 | 0 | 0 | 0 | 0 | 0 | 0 |  |  | C1 | 0.025 | 0.075 | 0.175 | 0.375 | 0.75 | C1 | 7754.6 | 7754.6 | 7754.6 | 7754.6 | 7754.6 | C1 | 193.865 | 581.595 | 1357.055 | 2907.975 | 5815.95 | C1 | 0 | 0 | 0 | 0 | 0 | 0 |  | 0 | 0 | 0 | 0 | 0 | 0 |  | 0 | 0 | 0 | 0 | 0 | 0 |  | 0 | 0 | 0 | 0 | 0 | 0 |  | 0 | 0 | 0 | 0 | 0 | 0 |  | 0 | 0 | 0 | 0 | 0 | 0
|  |  | 0 | 0 | C2 | 0 | 0 | 0 | 0 | 0 | 0 | 0 | 0 | 0 | 0 | 0 | 0 | 0 | 0 | 0 | 0 | 0 | 0 | 0 | 0 | 0 | 0 | 0 | 0 | 0 | 0 | 0 | 0 | 0 | 0 | 0 | 0 | 0 | 0 | 0 | 0 |  |  | C2 | 0.025 | 0.075 | 0.175 | 0.375 | 0.75 | C2 | 11078 | 11078 | 11078 | 11078 | 11078 | C2 | 276.95 | 830.85 | 1938.65 | 4154.25 | 8308.5 | C2 | 0 | 0 | 0 | 0 | 0 | 0 |  | 0 | 0 | 0 | 0 | 0 | 0 |  | 0 | 0 | 0 | 0 | 0 | 0 |  | 0 | 0 | 0 | 0 | 0 | 0 |  | 0 | 0 | 0 | 0 | 0 | 0 |  | 0 | 0 | 0 | 0 | 0 | 0
|  |  | 0 | 0 | C3 | 0 | 0 | 0 | 0 | 0 | 0 | 0 | 0 | 0 | 0 | 0 | 0 | 0 | 0 | 0 | 0 | 0 | 0 | 0 | 0 | 0 | 0 | 0 | 0 | 0 | 0 | 0 | 0 | 0 | 0 | 0 | 0 | 0 | 0 | 0 | 0 |  |  | C3 | 0.025 | 0.075 | 0.175 | 0.375 | 0.75 | C3 | 16617 | 16617 | 16617 | 16617 | 16617 | C3 | 415.425 | 1246.275 | 2907.975 | 6231.375 | 12462.75 | C3 | 0 | 0 | 0 | 0 | 0 | 0 |  | 0 | 0 | 0 | 0 | 0 | 0 |  | 0 | 0 | 0 | 0 | 0 | 0 |  | 0 | 0 | 0 | 0 | 0 | 0 |  | 0 | 0 | 0 | 0 | 0 | 0 |  | 0 | 0 | 0 | 0 | 0 | 0
|  |  | 0 | 0 | C4 | 0 | 0 | 0 | 0 | 0 | 0 | 0 | 0 | 0 | 0 | 0 | 0 | 0 | 0 | 0 | 0 | 0 | 0 | 0 | 0 | 0 | 0 | 0 | 0 | 0 | 0 | 0 | 0 | 0 | 0 | 0 | 0 | 0 | 0 | 0 | 0 |  |  | C4 | 0.025 | 0.075 | 0.175 | 0.375 | 0.75 | C4 | 27695 | 27695 | 27695 | 27695 | 27695 | C4 | 692.375 | 2077.125 | 4846.625 | 10385.625 | 20771.25 | C4 | 0 | 0 | 0 | 0 | 0 | 0 |  | 0 | 0 | 0 | 0 | 0 | 0 |  | 0 | 0 | 0 | 0 | 0 | 0 |  | 0 | 0 | 0 | 0 | 0 | 0 |  | 0 | 0 | 0 | 0 | 0 | 0 |  | 0 | 0 | 0 | 0 | 0 | 0
|  |  | 0 | 0 |  | 0 | 0 | 0 | 0 | 0 |  | 0 | 0 | 0 | 0 | 0 |  | 0 | 0 | 0 | 0 | 0 |  | 0 | 0 | 0 | 0 | 0 |  | 0 | 0 | 0 | 0 | 0 |  | 0 | 0 | 0 | 0 | 0 | [22 empty] | 0 | 0 | 0 | 0 | 0 | 0 |  | 0 | 0 | 0 | 0 | 0 | 0 |  | 0 | 0 | 0 | 0 | 0 | 0 |  | 0 | 0 | 0 | 0 | 0 | 0 |  | 0 | 0 | 0 | 0 | 0 | 0 |  | 0 | 0 | 0 | 0 | 0 | 0
| EHV UG Cable (Oil) |  | 0 | 0 | C1 | 0 | 0 | 0 | 0 | 0 | 0 | 0 | 0 | 0 | 0 | 0 | 0 | 0 | 0 | 0 | 0 | 0 | 0 | 0 | 0 | 0 | 0 | 0 | 0 | 0 | 0 | 0 | 0 | 0 | 0 | 0 | 0 | 0 | 0 | 0 | 0 |  |  | C1 | 0.025 | 0.075 | 0.175 | 0.375 | 0.75 | C1 | 7761.6119 | 7761.6119 | 7761.6119 | 7761.6119 | 7761.6119 | C1 | 194.0403 | 582.1209 | 1358.2821 | 2910.6044 | 5821.2089 | C1 | 0 | 0 | 0 | 0 | 0 | 0 |  | 0 | 0 | 0 | 0 | 0 | 0 |  | 0 | 0 | 0 | 0 | 0 | 0 |  | 0 | 0 | 0 | 0 | 0 | 0 |  | 0 | 0 | 0 | 0 | 0 | 0 |  | 0 | 0 | 0 | 0 | 0 | 0
|  |  | 0 | 0 | C2 | 0 | 0 | 0 | 0 | 0 | 0 | 0 | 0 | 0 | 0 | 0 | 0 | 0 | 0 | 0 | 0 | 0 | 0 | 0 | 0 | 0 | 0 | 0 | 0 | 0 | 0 | 0 | 0 | 0 | 0 | 0 | 0 | 0 | 0 | 0 | 0 |  |  | C2 | 0.025 | 0.075 | 0.175 | 0.375 | 0.75 | C2 | 11088.0169 | 11088.0169 | 11088.0169 | 11088.0169 | 11088.0169 | C2 | 277.2004 | 831.6013 | 1940.403 | 4158.0064 | 8316.0127 | C2 | 0 | 0 | 0 | 0 | 0 | 0 |  | 0 | 0 | 0 | 0 | 0 | 0 |  | 0 | 0 | 0 | 0 | 0 | 0 |  | 0 | 0 | 0 | 0 | 0 | 0 |  | 0 | 0 | 0 | 0 | 0 | 0 |  | 0 | 0 | 0 | 0 | 0 | 0
|  |  | 0 | 0 | C3 | 0 | 0 | 0 | 0 | 0 | 0 | 0 | 0 | 0 | 0 | 0 | 0 | 0 | 0 | 0 | 0 | 0 | 0 | 0 | 0 | 0 | 0 | 0 | 0 | 0 | 0 | 0 | 0 | 0 | 0 | 0 | 0 | 0 | 0 | 0 | 0 |  |  | C3 | 0.025 | 0.075 | 0.175 | 0.375 | 0.75 | C3 | 16632.0254 | 16632.0254 | 16632.0254 | 16632.0254 | 16632.0254 | C3 | 415.8006 | 1247.4019 | 2910.6044 | 6237.0095 | 12474.0191 | C3 | 0 | 0 | 0 | 0 | 0 | 0 |  | 0 | 0 | 0 | 0 | 0 | 0 |  | 0 | 0 | 0 | 0 | 0 | 0 |  | 0 | 0 | 0 | 0 | 0 | 0 |  | 0 | 0 | 0 | 0 | 0 | 0 |  | 0 | 0 | 0 | 0 | 0 | 0
|  |  | 0 | 0 | C4 | 0 | 0 | 0 | 0 | 0 | 0 | 0 | 0 | 0 | 0 | 0 | 0 | 0 | 0 | 0 | 0 | 0 | 0 | 0 | 0 | 0 | 0 | 0 | 0 | 0 | 0 | 0 | 0 | 0 | 0 | 0 | 0 | 0 | 0 | 0 | 0 |  |  | C4 | 0.025 | 0.075 | 0.175 | 0.375 | 0.75 | C4 | 27720.0424 | 27720.0424 | 27720.0424 | 27720.0424 | 27720.0424 | C4 | 693.0011 | 2079.0032 | 4851.0074 | 10395.0159 | 20790.0318 | C4 | 0 | 0 | 0 | 0 | 0 | 0 |  | 0 | 0 | 0 | 0 | 0 | 0 |  | 0 | 0 | 0 | 0 | 0 | 0 |  | 0 | 0 | 0 | 0 | 0 | 0 |  | 0 | 0 | 0 | 0 | 0 | 0 |  | 0 | 0 | 0 | 0 | 0 | 0
|  |  | 0 | 0 |  | 0 | 0 | 0 | 0 | 0 |  | 0 | 0 | 0 | 0 | 0 |  | 0 | 0 | 0 | 0 | 0 |  | 0 | 0 | 0 | 0 | 0 |  | 0 | 0 | 0 | 0 | 0 |  | 0 | 0 | 0 | 0 | 0 | [22 empty] | 0 | 0 | 0 | 0 | 0 | 0 |  | 0 | 0 | 0 | 0 | 0 | 0 |  | 0 | 0 | 0 | 0 | 0 | 0 |  | 0 | 0 | 0 | 0 | 0 | 0 |  | 0 | 0 | 0 | 0 | 0 | 0 |  | 0 | 0 | 0 | 0 | 0 | 0
| EHV UG Cable (Non Pressurised) |  | 0 | 0 | C1 | 0 | 0 | 0 | 0 | 0 | 0 | 0 | 0 | 0 | 0 | 0 | 0 | 0 | 0 | 0 | 0 | 0 | 0 | 0 | 0 | 0 | 0 | 0 | 0 | 0 | 0 | 0 | 0 | 0 | 0 | 0 | 0 | 0 | 0 | 0 | 0 |  |  | C1 | 0.025 | 0.075 | 0.175 | 0.375 | 0.75 | C1 | 0 | 0 | 0 | 0 | 0 | C1 | [5 empty] | C1 | [5 empty] | 0 | [6 empty] | 0 | [6 empty] | 0 | [6 empty] | 0 | [6 empty] | 0 | [6 empty] | 0
|  |  | 0 | 0 | C2 | 0 | 0 | 0 | 0 | 0 | 0 | 0 | 0 | 0 | 0 | 0 | 0 | 0 | 0 | 0 | 0 | 0 | 0 | 0 | 0 | 0 | 0 | 0 | 0 | 0 | 0 | 0 | 0 | 0 | 0 | 0 | 0 | 0 | 0 | 0 | 0 |  |  | C2 | 0.025 | 0.075 | 0.175 | 0.375 | 0.75 | C2 | 0 | 0 | 0 | 0 | 0 | C2 | [5 empty] | C2 | [5 empty] | 0 | [6 empty] | 0 | [6 empty] | 0 | [6 empty] | 0 | [6 empty] | 0 | [6 empty] | 0
|  |  | 0 | 0 | C3 | 0 | 0 | 0 | 0 | 0 | 0 | 0 | 0 | 0 | 0 | 0 | 0 | 0 | 0 | 0 | 0 | 0 | 0 | 0 | 0 | 0 | 0 | 0 | 0 | 0 | 0 | 0 | 0 | 0 | 0 | 0 | 0 | 0 | 0 | 0 | 0 |  |  | C3 | 0.025 | 0.075 | 0.175 | 0.375 | 0.75 | C3 | 0 | 0 | 0 | 0 | 0 | C3 | [5 empty] | C3 | [5 empty] | 0 | [6 empty] | 0 | [6 empty] | 0 | [6 empty] | 0 | [6 empty] | 0 | [6 empty] | 0
|  |  | 0 | 0 | C4 | 0 | 0 | 0 | 0 | 0 | 0 | 0 | 0 | 0 | 0 | 0 | 0 | 0 | 0 | 0 | 0 | 0 | 0 | 0 | 0 | 0 | 0 | 0 | 0 | 0 | 0 | 0 | 0 | 0 | 0 | 0 | 0 | 0 | 0 | 0 | 0 |  |  | C4 | 0.025 | 0.075 | 0.175 | 0.375 | 0.75 | C4 | 0 | 0 | 0 | 0 | 0 | C4 | [5 empty] | C4 | [5 empty] | 0 | [6 empty] | 0 | [6 empty] | 0 | [6 empty] | 0 | [6 empty] | 0 | [6 empty] | 0
|  |  | 0 | 0 |  | 0 | 0 | 0 | 0 | 0 |  | 0 | 0 | 0 | 0 | 0 |  | 0 | 0 | 0 | 0 | 0 |  | 0 | 0 | 0 | 0 | 0 |  | 0 | 0 | 0 | 0 | 0 |  | 0 | 0 | 0 | 0 | 0 | [22 empty] | 0 | 0 | 0 | 0 | 0 | 0 |  | 0 | 0 | 0 | 0 | 0 | 0 |  | 0 | 0 | 0 | 0 | 0 | 0 |  | 0 | 0 | 0 | 0 | 0 | 0 |  | 0 | 0 | 0 | 0 | 0 | 0 |  | 0 | 0 | 0 | 0 | 0 | 0
| EHV OHL Support - Towers |  | 0 | 0 | C1 | 0 | 0 | 0 | 0 | 0 | 0 | 0 | 0 | 0 | 0 | 0 | 0 | 0 | 0 | 0 | 0 | 0 | 0 | 0 | 0 | 0 | 0 | 0 | 0 | 0 | 0 | 0 | 0 | 0 | 0 | 0 | 0 | 0 | 0 | 0 | 0 |  |  | C1 | 0.025 | 0.075 | 0.175 | 0.375 | 0.75 | C1 | 0 | 0 | 0 | 0 | 0 | C1 | [5 empty] | C1 | [5 empty] | 0 | [6 empty] | 0 | [6 empty] | 0 | [6 empty] | 0 | [6 empty] | 0 | [6 empty] | 0
|  |  | 0 | 0 | C2 | 0 | 0 | 0 | 0 | 0 | 0 | 0 | 0 | 0 | 0 | 0 | 0 | 0 | 0 | 0 | 0 | 0 | 0 | 0 | 0 | 0 | 0 | 0 | 0 | 0 | 0 | 0 | 0 | 0 | 0 | 0 | 0 | 0 | 0 | 0 | 0 |  |  | C2 | 0.025 | 0.075 | 0.175 | 0.375 | 0.75 | C2 | 0 | 0 | 0 | 0 | 0 | C2 | [5 empty] | C2 | [5 empty] | 0 | [6 empty] | 0 | [6 empty] | 0 | [6 empty] | 0 | [6 empty] | 0 | [6 empty] | 0
|  |  | 0 | 0 | C3 | 0 | 0 | 0 | 0 | 0 | 0 | 0 | 0 | 0 | 0 | 0 | 0 | 0 | 0 | 0 | 0 | 0 | 0 | 0 | 0 | 0 | 0 | 0 | 0 | 0 | 0 | 0 | 0 | 0 | 0 | 0 | 0 | 0 | 0 | 0 | 0 |  |  | C3 | 0.025 | 0.075 | 0.175 | 0.375 | 0.75 | C3 | 0 | 0 | 0 | 0 | 0 | C3 | [5 empty] | C3 | [5 empty] | 0 | [6 empty] | 0 | [6 empty] | 0 | [6 empty] | 0 | [6 empty] | 0 | [6 empty] | 0
|  |  | 0 | 0 | C4 | 0 | 0 | 0 | 0 | 0 | 0 | 0 | 0 | 0 | 0 | 0 | 0 | 0 | 0 | 0 | 0 | 0 | 0 | 0 | 0 | 0 | 0 | 0 | 0 | 0 | 0 | 0 | 0 | 0 | 0 | 0 | 0 | 0 | 0 | 0 | 0 |  |  | C4 | 0.025 | 0.075 | 0.175 | 0.375 | 0.75 | C4 | 0 | 0 | 0 | 0 | 0 | C4 | [5 empty] | C4 | [5 empty] | 0 | [6 empty] | 0 | [6 empty] | 0 | [6 empty] | 0 | [6 empty] | 0 | [6 empty] | 0
|  |  | 0 | 0 |  | 0 | 0 | 0 | 0 | 0 |  | 0 | 0 | 0 | 0 | 0 |  | 0 | 0 | 0 | 0 | 0 |  | 0 | 0 | 0 | 0 | 0 |  | 0 | 0 | 0 | 0 | 0 |  | 0 | 0 | 0 | 0 | 0 | [22 empty] | 0 | 0 | 0 | 0 | 0 | 0 |  | 0 | 0 | 0 | 0 | 0 | 0 |  | 0 | 0 | 0 | 0 | 0 | 0 |  | 0 | 0 | 0 | 0 | 0 | 0 |  | 0 | 0 | 0 | 0 | 0 | 0 |  | 0 | 0 | 0 | 0 | 0 | 0
| EHV OHL Support - Poles |  | 71 | 71 | C1 | 8 | 6 | 24 | 29 | 4 | 71 | 7 | 6 | 24 | 30 | 4 | 71 | 0 | 0 | 0 | 0 | 0 | 0 | 7 | 6 | 22 | 29 | 7 | 71 | 0 | 0 | 0 | 0 | 0 | 0 | 7 | 7 | 20 | 28 | 9 | 71 |  |  | C1 | 0.025 | 0.075 | 0.175 | 0.375 | 0.75 | C1 | 23171.5913 | 23171.5913 | 23171.5913 | 23171.5913 | 23171.5913 | C1 | 579.2898 | 1737.8693 | 4055.0285 | 8689.3467 | 17378.6935 | C1 | 4055.0285 | 10427.2161 | 97320.6836 | 260680.4024 | 69514.774 | 441998.1045 |  | 4634.3183 | 10427.2161 | 97320.6836 | 251991.0556 | 69514.774 | 433888.0475 |  | 4055.0285 | 10427.2161 | 89210.6266 | 251991.0556 | 121650.8545 | 477334.7813 |  | 4055.0285 | 10427.2161 | 89210.6266 | 251991.0556 | 121650.8545 | 477334.7813 |  | 4055.0285 | 12165.0854 | 81100.5696 | 243301.7089 | 156408.2414 | 497030.6339 |  | 4055.0285 | 12165.0854 | 81100.5696 | 243301.7089 | 156408.2414 | 497030.6339
|  |  | 29950 | 29950 | C2 | 3446 | 2637 | 10002 | 12245 | 1620 | 29950 | 3059 | 2674 | 10039 | 12475 | 1699 | 29946 | 0 | 0 | 0 | 0 | 0 | 0 | 3102 | 2717 | 9266 | 12020 | 2845 | 29950 | 0 | 0 | 0 | 0 | 0 | 0 | 2756 | 2799 | 8530 | 11797 | 4068 | 29950 |  |  | C2 | 0.025 | 0.075 | 0.175 | 0.375 | 0.75 | C2 | 33102.2733 | 33102.2733 | 33102.2733 | 33102.2733 | 33102.2733 | C2 | 827.5568 | 2482.6705 | 5792.8978 | 12413.3525 | 24826.705 | C2 | 2531496.3521 | 6638660.9143 | 58154901.3253 | 154856572.3749 | 42180571.7779 | 264362202.7446 |  | 2851760.8465 | 6546802.1059 | 57940564.1056 | 152001501.301 | 40219262.0837 | 259559890.4427 |  | 2567081.296 | 6745415.7458 | 53676991.302 | 149208496.9897 | 70631975.6964 | 282829961.0298 |  | 2567081.296 | 6745415.7458 | 53676991.302 | 149208496.9897 | 70631975.6964 | 282829961.0298 |  | 2280746.6317 | 6948994.7267 | 49413418.4984 | 146440319.3833 | 100995035.8992 | 306078515.1392 |  | 2280746.6317 | 6948994.7267 | 49413418.4984 | 146440319.3833 | 100995035.8992 | 306078515.1392
|  |  | 1189 | 1189 | C3 | 137 | 105 | 397 | 486 | 64 | 1189 | 122 | 107 | 399 | 495 | 67 | 1190 | 0 | 0 | 0 | 0 | 0 | 0 | 123 | 108 | 368 | 477 | 113 | 1189 | 0 | 0 | 0 | 0 | 0 | 0 | 110 | 111 | 338 | 468 | 162 | 1189 |  |  | C3 | 0.025 | 0.075 | 0.175 | 0.375 | 0.75 | C3 | 49653.41 | 49653.41 | 49653.41 | 49653.41 | 49653.41 | C3 | 1241.3352 | 3724.0057 | 8689.3467 | 18620.0287 | 37240.0575 | C3 | 151442.9004 | 398468.6151 | 3467049.3518 | 9216914.2275 | 2495083.8515 | 15728958.9464 |  | 170062.9292 | 391020.6036 | 3449670.6584 | 9049333.9688 | 2383363.679 | 15443451.839 |  | 152684.2357 | 402192.6208 | 3197679.6027 | 8881753.7102 | 4208126.4958 | 16842436.6652 |  | 152684.2357 | 402192.6208 | 3197679.6027 | 8881753.7102 | 4208126.4958 | 16842436.6652 |  | 136546.8774 | 413364.6381 | 2936999.2003 | 8714173.4515 | 6032889.3126 | 18233973.4799 |  | 136546.8774 | 413364.6381 | 2936999.2003 | 8714173.4515 | 6032889.3126 | 18233973.4799
|  |  | 411 | 411 | C4 | 47 | 36 | 138 | 168 | 22 | 411 | 42 | 37 | 139 | 171 | 23 | 412 | 0 | 0 | 0 | 0 | 0 | 0 | 42 | 38 | 127 | 165 | 39 | 411 | 0 | 0 | 0 | 0 | 0 | 0 | 37 | 38 | 118 | 162 | 56 | 411 |  |  | C4 | 0.025 | 0.075 | 0.175 | 0.375 | 0.75 | C4 | 82755.6833 | 82755.6833 | 82755.6833 | 82755.6833 | 82755.6833 | C4 | 2068.8921 | 6206.6762 | 14482.2446 | 31033.3812 | 62066.7625 | C4 | 86893.4675 | 229647.0212 | 2013031.9963 | 5306708.1916 | 1427535.5369 | 9063816.2134 |  | 97237.9279 | 223440.3449 | 1998549.7517 | 5213608.0479 | 1365468.7744 | 8898304.8468 |  | 86893.4675 | 235853.6974 | 1839245.0613 | 5120507.9042 | 2420603.7365 | 9703103.8669 |  | 86893.4675 | 235853.6974 | 1839245.0613 | 5120507.9042 | 2420603.7365 | 9703103.8669 |  | 76549.0071 | 235853.6974 | 1708904.8601 | 5027407.7605 | 3475738.6986 | 10524454.0237 |  | 76549.0071 | 235853.6974 | 1708904.8601 | 5027407.7605 | 3475738.6986 | 10524454.0237
|  |  | 31621 | 31621 |  | 3638 | 2784 | 10561 | 12928 | 1710 |  | 3230 | 2824 | 10601 | 13171 | 1793 |  | 0 | 0 | 0 | 0 | 0 |  | 3274 | 2869 | 9783 | 12691 | 3004 |  | 0 | 0 | 0 | 0 | 0 |  | 2910 | 2955 | 9006 | 12455 | 4295 | [22 empty] | 2773887.7485 | 7277203.7667 | 63732303.357 | 169640875.1964 | 46172705.9403 | 289596976.0089 |  | 3123696.0218 | 7171690.2704 | 63486105.1992 | 166516434.3734 | 44037609.3112 | 284335535.1761 |  | 2810714.0276 | 7393889.2801 | 58803126.5926 | 163462749.6597 | 77382356.7832 | 309852836.3432 |  | 2810714.0276 | 7393889.2801 | 58803126.5926 | 163462749.6597 | 77382356.7832 | 309852836.3432 |  | 2497897.5447 | 7610378.1476 | 54140423.1284 | 160425202.3041 | 110660072.1518 | 335333973.2767 |  | 2497897.5447 | 7610378.1476 | 54140423.1284 | 160425202.3041 | 110660072.1518 | 335333973.2767
| EHV OHL (Tower Line) Conductor |  | 36 | 36 | C1 | 14 | 6 | 6 | 4 | 6 | 36 | 14 | 6 | 6 | 4 | 6 | 36 | 0 | 0 | 0 | 0 | 0 | 0 | 13 | 7 | 6 | 4 | 6 | 36 | 0 | 0 | 0 | 0 | 0 | 0 | 12 | 7 | 6 | 4 | 7 | 36 |  |  | C1 | 0.025 | 0.075 | 0.175 | 0.375 | 0.75 | C1 | 29537.6198 | 29537.6198 | 29537.6198 | 29537.6198 | 29537.6198 | C1 | 738.4405 | 2215.3215 | 5169.0835 | 11076.6074 | 22153.2148 | C1 | 10338.1669 | 13291.9289 | 31014.5007 | 44306.4296 | 132919.2889 | 231870.3151 |  | 10338.1669 | 13291.9289 | 31014.5007 | 44306.4296 | 132919.2889 | 231870.3151 |  | 9599.7264 | 15507.2504 | 31014.5007 | 44306.4296 | 132919.2889 | 233347.1961 |  | 9599.7264 | 15507.2504 | 31014.5007 | 44306.4296 | 132919.2889 | 233347.1961 |  | 8861.2859 | 15507.2504 | 31014.5007 | 44306.4296 | 155072.5037 | 254761.9704 |  | 8861.2859 | 15507.2504 | 31014.5007 | 44306.4296 | 155072.5037 | 254761.9704
|  |  | 18 | 18 | C2 | 7 | 3 | 3 | 2 | 3 | 18 | 7 | 3 | 3 | 2 | 3 | 18 | 0 | 0 | 0 | 0 | 0 | 0 | 7 | 3 | 3 | 2 | 3 | 18 | 0 | 0 | 0 | 0 | 0 | 0 | 6 | 4 | 3 | 2 | 3 | 18 |  |  | C2 | 0.025 | 0.075 | 0.175 | 0.375 | 0.75 | C2 | 42196.5997 | 42196.5997 | 42196.5997 | 42196.5997 | 42196.5997 | C2 | 1054.915 | 3164.745 | 7384.4049 | 15823.7249 | 31647.4497 | C2 | 7384.4049 | 9494.2349 | 22153.2148 | 31647.4497 | 94942.3492 | 165621.6536 |  | 7384.4049 | 9494.2349 | 22153.2148 | 31647.4497 | 94942.3492 | 165621.6536 |  | 7384.4049 | 9494.2349 | 22153.2148 | 31647.4497 | 94942.3492 | 165621.6536 |  | 7384.4049 | 9494.2349 | 22153.2148 | 31647.4497 | 94942.3492 | 165621.6536 |  | 6329.4899 | 12658.9799 | 22153.2148 | 31647.4497 | 94942.3492 | 167731.4836 |  | 6329.4899 | 12658.9799 | 22153.2148 | 31647.4497 | 94942.3492 | 167731.4836
|  |  | 56 | 56 | C3 | 22 | 9 | 10 | 6 | 9 | 56 | 22 | 9 | 10 | 6 | 9 | 56 | 0 | 0 | 0 | 0 | 0 | 0 | 20 | 10 | 10 | 6 | 10 | 56 | 0 | 0 | 0 | 0 | 0 | 0 | 17 | 12 | 10 | 7 | 10 | 56 |  |  | C3 | 0.025 | 0.075 | 0.175 | 0.375 | 0.75 | C3 | 63294.8995 | 63294.8995 | 63294.8995 | 63294.8995 | 63294.8995 | C3 | 1582.3725 | 4747.1175 | 11076.6074 | 23735.5873 | 47471.1746 | C3 | 34812.1947 | 42724.0571 | 110766.0741 | 142413.5238 | 427240.5715 | 757956.4212 |  | 34812.1947 | 42724.0571 | 110766.0741 | 142413.5238 | 427240.5715 | 757956.4212 |  | 31647.4497 | 47471.1746 | 110766.0741 | 142413.5238 | 474711.7461 | 807009.9683 |  | 31647.4497 | 47471.1746 | 110766.0741 | 142413.5238 | 474711.7461 | 807009.9683 |  | 26900.3323 | 56965.4095 | 110766.0741 | 166149.1111 | 474711.7461 | 835492.6731 |  | 26900.3323 | 56965.4095 | 110766.0741 | 166149.1111 | 474711.7461 | 835492.6731
|  |  | 244 | 244 | C4 | 97 | 38 | 42 | 27 | 40 | 244 | 97 | 38 | 42 | 27 | 40 | 244 | 0 | 0 | 0 | 0 | 0 | 0 | 86 | 44 | 42 | 29 | 43 | 244 | 0 | 0 | 0 | 0 | 0 | 0 | 77 | 50 | 41 | 30 | 46 | 244 |  |  | C4 | 0.025 | 0.075 | 0.175 | 0.375 | 0.75 | C4 | 105491.4991 | 105491.4991 | 105491.4991 | 105491.4991 | 105491.4991 | C4 | 2637.2875 | 7911.8624 | 18461.0123 | 39559.3122 | 79118.6243 | C4 | 255816.8854 | 300650.7725 | 775362.5186 | 1068101.4287 | 3164744.9738 | 5564676.5789 |  | 255816.8854 | 300650.7725 | 775362.5186 | 1068101.4287 | 3164744.9738 | 5564676.5789 |  | 226806.7231 | 348121.9471 | 775362.5186 | 1147220.053 | 3402100.8468 | 5899612.0886 |  | 226806.7231 | 348121.9471 | 775362.5186 | 1147220.053 | 3402100.8468 | 5899612.0886 |  | 203071.1358 | 395593.1217 | 756901.5062 | 1186779.3652 | 3639456.7199 | 6181801.8488 |  | 203071.1358 | 395593.1217 | 756901.5062 | 1186779.3652 | 3639456.7199 | 6181801.8488
|  |  | 354 | 354 |  | 140 | 56 | 61 | 39 | 58 |  | 140 | 56 | 61 | 39 | 58 |  | 0 | 0 | 0 | 0 | 0 |  | 126 | 64 | 61 | 41 | 62 |  | 0 | 0 | 0 | 0 | 0 |  | 112 | 73 | 60 | 43 | 66 | [22 empty] | 308351.6519 | 366160.9935 | 939296.3082 | 1286468.8318 | 3819847.1834 | 6720124.9688 |  | 308351.6519 | 366160.9935 | 939296.3082 | 1286468.8318 | 3819847.1834 | 6720124.9688 |  | 275438.3042 | 420594.607 | 939296.3082 | 1365587.4562 | 4104674.231 | 7105590.9066 |  | 275438.3042 | 420594.607 | 939296.3082 | 1365587.4562 | 4104674.231 | 7105590.9066 |  | 245162.244 | 480724.7615 | 920835.2959 | 1428882.3557 | 4364183.3189 | 7439787.9759 |  | 245162.244 | 480724.7615 | 920835.2959 | 1428882.3557 | 4364183.3189 | 7439787.9759
| [Please insert new asset category as required] |  | 0 | 0 | C1 | 0 | 0 | 0 | 0 | 0 | 0 | 0 | 0 | 0 | 0 | 0 | 0 | 0 | 0 | 0 | 0 | 0 | 0 | 0 | 0 | 0 | 0 | 0 | 0 | 0 | 0 | 0 | 0 | 0 | 0 | 0 | 0 | 0 | 0 | 0 | 0 |  |  | C1 | 0 | 0 | 0 | 0 | 0 | C1 | 0 | 0 | 0 | 0 | 0 | C1 | [5 empty] | C1 | [5 empty] | 0 | [6 empty] | 0 | [6 empty] | 0 | [6 empty] | 0 | [6 empty] | 0 | [6 empty] | 0
|  |  | 0 | 0 | C2 | 0 | 0 | 0 | 0 | 0 | 0 | 0 | 0 | 0 | 0 | 0 | 0 | 0 | 0 | 0 | 0 | 0 | 0 | 0 | 0 | 0 | 0 | 0 | 0 | 0 | 0 | 0 | 0 | 0 | 0 | 0 | 0 | 0 | 0 | 0 | 0 |  |  | C2 | 0 | 0 | 0 | 0 | 0 | C2 | 0 | 0 | 0 | 0 | 0 | C2 | [5 empty] | C2 | [5 empty] | 0 | [6 empty] | 0 | [6 empty] | 0 | [6 empty] | 0 | [6 empty] | 0 | [6 empty] | 0
|  |  | 0 | 0 | C3 | 0 | 0 | 0 | 0 | 0 | 0 | 0 | 0 | 0 | 0 | 0 | 0 | 0 | 0 | 0 | 0 | 0 | 0 | 0 | 0 | 0 | 0 | 0 | 0 | 0 | 0 | 0 | 0 | 0 | 0 | 0 | 0 | 0 | 0 | 0 | 0 |  |  | C3 | 0 | 0 | 0 | 0 | 0 | C3 | 0 | 0 | 0 | 0 | 0 | C3 | [5 empty] | C3 | [5 empty] | 0 | [6 empty] | 0 | [6 empty] | 0 | [6 empty] | 0 | [6 empty] | 0 | [6 empty] | 0
|  |  | 0 | 0 | C4 | 0 | 0 | 0 | 0 | 0 | 0 | 0 | 0 | 0 | 0 | 0 | 0 | 0 | 0 | 0 | 0 | 0 | 0 | 0 | 0 | 0 | 0 | 0 | 0 | 0 | 0 | 0 | 0 | 0 | 0 | 0 | 0 | 0 | 0 | 0 | 0 |  |  | C4 | 0 | 0 | 0 | 0 | 0 | C4 | 0 | 0 | 0 | 0 | 0 | C4 | [5 empty] | C4 | [5 empty] | 0 | [6 empty] | 0 | [6 empty] | 0 | [6 empty] | 0 | [6 empty] | 0 | [6 empty] | 0
|  |  | 0 | 0 |  | 0 | 0 | 0 | 0 | 0 |  | 0 | 0 | 0 | 0 | 0 |  | 0 | 0 | 0 | 0 | 0 |  | 0 | 0 | 0 | 0 | 0 |  | 0 | 0 | 0 | 0 | 0 |  | 0 | 0 | 0 | 0 | 0 | [22 empty] | 0 | 0 | 0 | 0 | 0 | 0 |  | 0 | 0 | 0 | 0 | 0 | 0 |  | 0 | 0 | 0 | 0 | 0 | 0 |  | 0 | 0 | 0 | 0 | 0 | 0 |  | 0 | 0 | 0 | 0 | 0 | 0 |  | 0 | 0 | 0 | 0 | 0 | 0
| [Please insert new asset category as required] |  | 0 | 0 | C1 | 0 | 0 | 0 | 0 | 0 | 0 | 0 | 0 | 0 | 0 | 0 | 0 | 0 | 0 | 0 | 0 | 0 | 0 | 0 | 0 | 0 | 0 | 0 | 0 | 0 | 0 | 0 | 0 | 0 | 0 | 0 | 0 | 0 | 0 | 0 | 0 |  |  | C1 | 0 | 0 | 0 | 0 | 0 | C1 | 0 | 0 | 0 | 0 | 0 | C1 | [5 empty] | C1 | [5 empty] | 0 | [6 empty] | 0 | [6 empty] | 0 | [6 empty] | 0 | [6 empty] | 0 | [6 empty] | 0
|  |  | 0 | 0 | C2 | 0 | 0 | 0 | 0 | 0 | 0 | 0 | 0 | 0 | 0 | 0 | 0 | 0 | 0 | 0 | 0 | 0 | 0 | 0 | 0 | 0 | 0 | 0 | 0 | 0 | 0 | 0 | 0 | 0 | 0 | 0 | 0 | 0 | 0 | 0 | 0 |  |  | C2 | 0 | 0 | 0 | 0 | 0 | C2 | 0 | 0 | 0 | 0 | 0 | C2 | [5 empty] | C2 | [5 empty] | 0 | [6 empty] | 0 | [6 empty] | 0 | [6 empty] | 0 | [6 empty] | 0 | [6 empty] | 0
|  |  | 0 | 0 | C3 | 0 | 0 | 0 | 0 | 0 | 0 | 0 | 0 | 0 | 0 | 0 | 0 | 0 | 0 | 0 | 0 | 0 | 0 | 0 | 0 | 0 | 0 | 0 | 0 | 0 | 0 | 0 | 0 | 0 | 0 | 0 | 0 | 0 | 0 | 0 | 0 |  |  | C3 | 0 | 0 | 0 | 0 | 0 | C3 | 0 | 0 | 0 | 0 | 0 | C3 | [5 empty] | C3 | [5 empty] | 0 | [6 empty] | 0 | [6 empty] | 0 | [6 empty] | 0 | [6 empty] | 0 | [6 empty] | 0
|  |  | 0 | 0 | C4 | 0 | 0 | 0 | 0 | 0 | 0 | 0 | 0 | 0 | 0 | 0 | 0 | 0 | 0 | 0 | 0 | 0 | 0 | 0 | 0 | 0 | 0 | 0 | 0 | 0 | 0 | 0 | 0 | 0 | 0 | 0 | 0 | 0 | 0 | 0 | 0 |  |  | C4 | 0 | 0 | 0 | 0 | 0 | C4 | 0 | 0 | 0 | 0 | 0 | C4 | [5 empty] | C4 | [5 empty] | 0 | [6 empty] | 0 | [6 empty] | 0 | [6 empty] | 0 | [6 empty] | 0 | [6 empty] | 0
|  |  | 0 | 0 |  | 0 | 0 | 0 | 0 | 0 |  | 0 | 0 | 0 | 0 | 0 |  | 0 | 0 | 0 | 0 | 0 |  | 0 | 0 | 0 | 0 | 0 |  | 0 | 0 | 0 | 0 | 0 |  | 0 | 0 | 0 | 0 | 0 | [22 empty] | 0 | 0 | 0 | 0 | 0 | 0 |  | 0 | 0 | 0 | 0 | 0 | 0 |  | 0 | 0 | 0 | 0 | 0 | 0 |  | 0 | 0 | 0 | 0 | 0 | 0 |  | 0 | 0 | 0 | 0 | 0 | 0 |  | 0 | 0 | 0 | 0 | 0 | 0
| [Please insert new asset category as required] |  | 0 | 0 | C1 | 0 | 0 | 0 | 0 | 0 | 0 | 0 | 0 | 0 | 0 | 0 | 0 | 0 | 0 | 0 | 0 | 0 | 0 | 0 | 0 | 0 | 0 | 0 | 0 | 0 | 0 | 0 | 0 | 0 | 0 | 0 | 0 | 0 | 0 | 0 | 0 |  |  | C1 | 0 | 0 | 0 | 0 | 0 | C1 | 0 | 0 | 0 | 0 | 0 | C1 | [5 empty] | C1 | [5 empty] | 0 | [6 empty] | 0 | [6 empty] | 0 | [6 empty] | 0 | [6 empty] | 0 | [6 empty] | 0
|  |  | 0 | 0 | C2 | 0 | 0 | 0 | 0 | 0 | 0 | 0 | 0 | 0 | 0 | 0 | 0 | 0 | 0 | 0 | 0 | 0 | 0 | 0 | 0 | 0 | 0 | 0 | 0 | 0 | 0 | 0 | 0 | 0 | 0 | 0 | 0 | 0 | 0 | 0 | 0 |  |  | C2 | 0 | 0 | 0 | 0 | 0 | C2 | 0 | 0 | 0 | 0 | 0 | C2 | [5 empty] | C2 | [5 empty] | 0 | [6 empty] | 0 | [6 empty] | 0 | [6 empty] | 0 | [6 empty] | 0 | [6 empty] | 0
|  |  | 0 | 0 | C3 | 0 | 0 | 0 | 0 | 0 | 0 | 0 | 0 | 0 | 0 | 0 | 0 | 0 | 0 | 0 | 0 | 0 | 0 | 0 | 0 | 0 | 0 | 0 | 0 | 0 | 0 | 0 | 0 | 0 | 0 | 0 | 0 | 0 | 0 | 0 | 0 |  |  | C3 | 0 | 0 | 0 | 0 | 0 | C3 | 0 | 0 | 0 | 0 | 0 | C3 | [5 empty] | C3 | [5 empty] | 0 | [6 empty] | 0 | [6 empty] | 0 | [6 empty] | 0 | [6 empty] | 0 | [6 empty] | 0
|  |  | 0 | 0 | C4 | 0 | 0 | 0 | 0 | 0 | 0 | 0 | 0 | 0 | 0 | 0 | 0 | 0 | 0 | 0 | 0 | 0 | 0 | 0 | 0 | 0 | 0 | 0 | 0 | 0 | 0 | 0 | 0 | 0 | 0 | 0 | 0 | 0 | 0 | 0 | 0 |  |  | C4 | 0 | 0 | 0 | 0 | 0 | C4 | 0 | 0 | 0 | 0 | 0 | C4 | [5 empty] | C4 | [5 empty] | 0 | [6 empty] | 0 | [6 empty] | 0 | [6 empty] | 0 | [6 empty] | 0 | [6 empty] | 0
|  |  | 0 | 0 |  | 0 | 0 | 0 | 0 | 0 |  | 0 | 0 | 0 | 0 | 0 |  | 0 | 0 | 0 | 0 | 0 |  | 0 | 0 | 0 | 0 | 0 |  | 0 | 0 | 0 | 0 | 0 |  | 0 | 0 | 0 | 0 | 0 | [22 empty] | 0 | 0 | 0 | 0 | 0 | 0 |  | 0 | 0 | 0 | 0 | 0 | 0 |  | 0 | 0 | 0 | 0 | 0 | 0 |  | 0 | 0 | 0 | 0 | 0 | 0 |  | 0 | 0 | 0 | 0 | 0 | 0 |  | 0 | 0 | 0 | 0 | 0 | 0
| [Please insert new asset category as required] |  | 0 | 0 | C1 | 0 | 0 | 0 | 0 | 0 | 0 | 0 | 0 | 0 | 0 | 0 | 0 | 0 | 0 | 0 | 0 | 0 | 0 | 0 | 0 | 0 | 0 | 0 | 0 | 0 | 0 | 0 | 0 | 0 | 0 | 0 | 0 | 0 | 0 | 0 | 0 |  |  | C1 | 0 | 0 | 0 | 0 | 0 | C1 | 0 | 0 | 0 | 0 | 0 | C1 | [5 empty] | C1 | [5 empty] | 0 | [6 empty] | 0 | [6 empty] | 0 | [6 empty] | 0 | [6 empty] | 0 | [6 empty] | 0
|  |  | 0 | 0 | C2 | 0 | 0 | 0 | 0 | 0 | 0 | 0 | 0 | 0 | 0 | 0 | 0 | 0 | 0 | 0 | 0 | 0 | 0 | 0 | 0 | 0 | 0 | 0 | 0 | 0 | 0 | 0 | 0 | 0 | 0 | 0 | 0 | 0 | 0 | 0 | 0 |  |  | C2 | 0 | 0 | 0 | 0 | 0 | C2 | 0 | 0 | 0 | 0 | 0 | C2 | [5 empty] | C2 | [5 empty] | 0 | [6 empty] | 0 | [6 empty] | 0 | [6 empty] | 0 | [6 empty] | 0 | [6 empty] | 0
|  |  | 0 | 0 | C3 | 0 | 0 | 0 | 0 | 0 | 0 | 0 | 0 | 0 | 0 | 0 | 0 | 0 | 0 | 0 | 0 | 0 | 0 | 0 | 0 | 0 | 0 | 0 | 0 | 0 | 0 | 0 | 0 | 0 | 0 | 0 | 0 | 0 | 0 | 0 | 0 |  |  | C3 | 0 | 0 | 0 | 0 | 0 | C3 | 0 | 0 | 0 | 0 | 0 | C3 | [5 empty] | C3 | [5 empty] | 0 | [6 empty] | 0 | [6 empty] | 0 | [6 empty] | 0 | [6 empty] | 0 | [6 empty] | 0
|  |  | 0 | 0 | C4 | 0 | 0 | 0 | 0 | 0 | 0 | 0 | 0 | 0 | 0 | 0 | 0 | 0 | 0 | 0 | 0 | 0 | 0 | 0 | 0 | 0 | 0 | 0 | 0 | 0 | 0 | 0 | 0 | 0 | 0 | 0 | 0 | 0 | 0 | 0 | 0 |  |  | C4 | 0 | 0 | 0 | 0 | 0 | C4 | 0 | 0 | 0 | 0 | 0 | C4 | [5 empty] | C4 | [5 empty] | 0 | [6 empty] | 0 | [6 empty] | 0 | [6 empty] | 0 | [6 empty] | 0 | [6 empty] | 0
|  |  | 0 | 0 |  | 0 | 0 | 0 | 0 | 0 |  | 0 | 0 | 0 | 0 | 0 |  | 0 | 0 | 0 | 0 | 0 |  | 0 | 0 | 0 | 0 | 0 |  | 0 | 0 | 0 | 0 | 0 |  | 0 | 0 | 0 | 0 | 0 | [22 empty] | 0 | 0 | 0 | 0 | 0 | 0 |  | 0 | 0 | 0 | 0 | 0 | 0 |  | 0 | 0 | 0 | 0 | 0 | 0 |  | 0 | 0 | 0 | 0 | 0 | 0 |  | 0 | 0 | 0 | 0 | 0 | 0 |  | 0 | 0 | 0 | 0 | 0 | 0
| [Please insert new asset category as required] |  | 0 | 0 | C1 | 0 | 0 | 0 | 0 | 0 | 0 | 0 | 0 | 0 | 0 | 0 | 0 | 0 | 0 | 0 | 0 | 0 | 0 | 0 | 0 | 0 | 0 | 0 | 0 | 0 | 0 | 0 | 0 | 0 | 0 | 0 | 0 | 0 | 0 | 0 | 0 |  |  | C1 | 0 | 0 | 0 | 0 | 0 | C1 | 0 | 0 | 0 | 0 | 0 | C1 | [5 empty] | C1 | [5 empty] | 0 | [6 empty] | 0 | [6 empty] | 0 | [6 empty] | 0 | [6 empty] | 0 | [6 empty] | 0
|  |  | 0 | 0 | C2 | 0 | 0 | 0 | 0 | 0 | 0 | 0 | 0 | 0 | 0 | 0 | 0 | 0 | 0 | 0 | 0 | 0 | 0 | 0 | 0 | 0 | 0 | 0 | 0 | 0 | 0 | 0 | 0 | 0 | 0 | 0 | 0 | 0 | 0 | 0 | 0 |  |  | C2 | 0 | 0 | 0 | 0 | 0 | C2 | 0 | 0 | 0 | 0 | 0 | C2 | [5 empty] | C2 | [5 empty] | 0 | [6 empty] | 0 | [6 empty] | 0 | [6 empty] | 0 | [6 empty] | 0 | [6 empty] | 0
|  |  | 0 | 0 | C3 | 0 | 0 | 0 | 0 | 0 | 0 | 0 | 0 | 0 | 0 | 0 | 0 | 0 | 0 | 0 | 0 | 0 | 0 | 0 | 0 | 0 | 0 | 0 | 0 | 0 | 0 | 0 | 0 | 0 | 0 | 0 | 0 | 0 | 0 | 0 | 0 |  |  | C3 | 0 | 0 | 0 | 0 | 0 | C3 | 0 | 0 | 0 | 0 | 0 | C3 | [5 empty] | C3 | [5 empty] | 0 | [6 empty] | 0 | [6 empty] | 0 | [6 empty] | 0 | [6 empty] | 0 | [6 empty] | 0
|  |  | 0 | 0 | C4 | 0 | 0 | 0 | 0 | 0 | 0 | 0 | 0 | 0 | 0 | 0 | 0 | 0 | 0 | 0 | 0 | 0 | 0 | 0 | 0 | 0 | 0 | 0 | 0 | 0 | 0 | 0 | 0 | 0 | 0 | 0 | 0 | 0 | 0 | 0 | 0 |  |  | C4 | 0 | 0 | 0 | 0 | 0 | C4 | 0 | 0 | 0 | 0 | 0 | C4 | [5 empty] | C4 | [5 empty] | 0 | [6 empty] | 0 | [6 empty] | 0 | [6 empty] | 0 | [6 empty] | 0 | [6 empty] | 0
|  |  | 0 | 0 |  | 0 | 0 | 0 | 0 | 0 |  | 0 | 0 | 0 | 0 | 0 |  | 0 | 0 | 0 | 0 | 0 |  | 0 | 0 | 0 | 0 | 0 |  | 0 | 0 | 0 | 0 | 0 |  | 0 | 0 | 0 | 0 | 0 | [22 empty] | 0 | 0 | 0 | 0 | 0 | 0 |  | 0 | 0 | 0 | 0 | 0 | 0 |  | 0 | 0 | 0 | 0 | 0 | 0 |  | 0 | 0 | 0 | 0 | 0 | 0 |  | 0 | 0 | 0 | 0 | 0 | 0 |  | 0 | 0 | 0 | 0 | 0 | 0
[63 empty] | 7255133.0107 | 18462705.4981 | 85596464.9813 | 185960847.402 | 80249504.9792 | 377524655.8713 |  | 8456229.2154 | 18112588.5875 | 84759438.2792 | 175104716.8196 | 72948435.8552 | 359381408.7569 |  | 7441604.2466 | 18946750.5672 | 80707972.2826 | 176943385.8542 | 108731652.75 | 392771365.7006 |  | 7441604.2466 | 18946750.5672 | 80707972.2826 | 176943385.8542 | 108731652.75 | 392771365.7006 |  | 6418804.4349 | 19797485.3845 | 76624148.1403 | 178907350.4308 | 144482473.2423 | 426230261.6329 |  | 6418804.4349 | 19797485.3845 | 76624148.1403 | 178907350.4308 | 144482473.2423 | 426230261.6329
| 132kV Network | [66 empty] | 0 | [6 empty] | 0 | [6 empty] | 0 | [6 empty] | 0 | [6 empty] | 0 | [6 empty] | 0
| 132kV CBs |  | 35 | 35 | C1 | 16 | 8 | 7 | 3 | 1 | 35 | 13 | 8 | 7 | 4 | 1 | 33 | 0 | 0 | 0 | 0 | 0 | 0 | 15 | 9 | 7 | 3 | 1 | 35 | 0 | 0 | 0 | 0 | 0 | 0 | 14 | 9 | 7 | 3 | 2 | 35 |  |  | C1 | 0.025 | 0.075 | 0.175 | 0.375 | 0.75 | C1 | 146027.3644 | 146027.3644 | 146027.3644 | 146027.3644 | 146027.3644 | C1 | 3650.6841 | 10952.0523 | 25554.7888 | 54760.2616 | 109520.5233 | C1 | 47458.8934 | 87616.4186 | 178883.5214 | 219041.0466 | 109520.5233 | 642520.4033 |  | 58410.9458 | 87616.4186 | 178883.5214 | 164280.7849 | 109520.5233 | 598712.194 |  | 54760.2616 | 98568.471 | 178883.5214 | 164280.7849 | 109520.5233 | 606013.5622 |  | 54760.2616 | 98568.471 | 178883.5214 | 164280.7849 | 109520.5233 | 606013.5622 |  | 51109.5775 | 98568.471 | 178883.5214 | 164280.7849 | 219041.0466 | 711883.4014 |  | 51109.5775 | 98568.471 | 178883.5214 | 164280.7849 | 219041.0466 | 711883.4014
|  |  | 93 | 93 | C2 | 43 | 21 | 18 | 8 | 3 | 93 | 34 | 22 | 19 | 9 | 3 | 87 | 0 | 0 | 0 | 0 | 0 | 0 | 38 | 23 | 19 | 9 | 4 | 93 | 0 | 0 | 0 | 0 | 0 | 0 | 33 | 26 | 19 | 10 | 5 | 93 |  |  | C2 | 0.025 | 0.075 | 0.175 | 0.375 | 0.75 | C2 | 208610.5206 | 208610.5206 | 208610.5206 | 208610.5206 | 208610.5206 | C2 | 5215.263 | 15645.789 | 36506.8411 | 78228.9452 | 156457.8904 | C2 | 177318.9425 | 344207.3589 | 693629.9809 | 704060.5069 | 469373.6713 | 2388590.4605 |  | 224256.3096 | 328561.5699 | 657123.1398 | 625831.5617 | 469373.6713 | 2305146.2523 |  | 198179.9945 | 359853.148 | 693629.9809 | 704060.5069 | 625831.5617 | 2581555.192 |  | 198179.9945 | 359853.148 | 693629.9809 | 704060.5069 | 625831.5617 | 2581555.192 |  | 172103.6795 | 406790.5151 | 693629.9809 | 782289.4521 | 782289.4521 | 2837103.0797 |  | 172103.6795 | 406790.5151 | 693629.9809 | 782289.4521 | 782289.4521 | 2837103.0797
|  |  | 82 | 82 | C3 | 37 | 19 | 16 | 7 | 3 | 82 | 30 | 19 | 16 | 9 | 4 | 78 | 0 | 0 | 0 | 0 | 0 | 0 | 34 | 20 | 16 | 8 | 4 | 82 | 0 | 0 | 0 | 0 | 0 | 0 | 32 | 22 | 16 | 8 | 4 | 82 |  |  | C3 | 0.025 | 0.075 | 0.175 | 0.375 | 0.75 | C3 | 312915.7809 | 312915.7809 | 312915.7809 | 312915.7809 | 312915.7809 | C3 | 7822.8945 | 23468.6836 | 54760.2616 | 117343.4178 | 234686.8356 | C3 | 234686.8356 | 445904.9877 | 876164.1864 | 1056090.7604 | 938747.3426 | 3551594.1127 |  | 289447.0973 | 445904.9877 | 876164.1864 | 821403.9247 | 704060.5069 | 3136980.703 |  | 265978.4137 | 469373.6713 | 876164.1864 | 938747.3426 | 938747.3426 | 3489010.9565 |  | 265978.4137 | 469373.6713 | 876164.1864 | 938747.3426 | 938747.3426 | 3489010.9565 |  | 250332.6247 | 516311.0384 | 876164.1864 | 938747.3426 | 938747.3426 | 3520302.5346 |  | 250332.6247 | 516311.0384 | 876164.1864 | 938747.3426 | 938747.3426 | 3520302.5346
|  |  | 112 | 112 | C4 | 52 | 26 | 22 | 8 | 4 | 112 | 41 | 26 | 22 | 10 | 5 | 104 | 0 | 0 | 0 | 0 | 0 | 0 | 46 | 29 | 22 | 10 | 5 | 112 | 0 | 0 | 0 | 0 | 0 | 0 | 39 | 32 | 23 | 12 | 6 | 112 |  |  | C4 | 0.025 | 0.075 | 0.175 | 0.375 | 0.75 | C4 | 521526.3014 | 521526.3014 | 521526.3014 | 521526.3014 | 521526.3014 | C4 | 13038.1575 | 39114.4726 | 91267.1027 | 195572.363 | 391144.7261 | C4 | 534564.459 | 1016976.2878 | 2007876.2605 | 1955723.6303 | 1955723.6303 | 7470864.2678 |  | 677984.1918 | 1016976.2878 | 2007876.2605 | 1564578.9043 | 1564578.9043 | 6831994.5486 |  | 599755.2466 | 1134319.7056 | 2007876.2605 | 1955723.6303 | 1955723.6303 | 7653398.4733 |  | 599755.2466 | 1134319.7056 | 2007876.2605 | 1955723.6303 | 1955723.6303 | 7653398.4733 |  | 508488.1439 | 1251663.1234 | 2099143.3632 | 2346868.3564 | 2346868.3564 | 8553031.3433 |  | 508488.1439 | 1251663.1234 | 2099143.3632 | 2346868.3564 | 2346868.3564 | 8553031.3433
|  |  | 322 | 322 |  | 148 | 74 | 63 | 26 | 11 |  | 118 | 75 | 64 | 32 | 13 |  | 0 | 0 | 0 | 0 | 0 |  | 133 | 81 | 64 | 30 | 14 |  | 0 | 0 | 0 | 0 | 0 |  | 118 | 89 | 65 | 33 | 17 | [22 empty] | 994029.1305 | 1894705.0531 | 3756553.9491 | 3934915.9442 | 3473365.1675 | 14053569.2443 |  | 1250098.5445 | 1879059.264 | 3720047.108 | 3176095.1756 | 2847533.6058 | 12872833.6979 |  | 1118673.9165 | 2062114.9958 | 3756553.9491 | 3762812.2647 | 3629823.0579 | 14329978.1841 |  | 1118673.9165 | 2062114.9958 | 3756553.9491 | 3762812.2647 | 3629823.0579 | 14329978.1841 |  | 982034.0256 | 2273333.1479 | 3847821.0519 | 4232185.936 | 4286946.1977 | 15622320.359 |  | 982034.0256 | 2273333.1479 | 3847821.0519 | 4232185.936 | 4286946.1977 | 15622320.359
| 132kV Transformer |  | 23 | 23 | C1 | 6 | 6 | 7 | 2 | 2 | 23 | 5 | 6 | 7 | 2 | 2 | 22 | 0 | 0 | 0 | 0 | 0 | 0 | 7 | 6 | 6 | 2 | 2 | 23 | 0 | 0 | 0 | 0 | 0 | 0 | 5 | 6 | 7 | 3 | 2 | 23 |  |  | C1 | 0.025 | 0.075 | 0.175 | 0.375 | 0.75 | C1 | 905439.8577 | 905439.8577 | 905439.8577 | 905439.8577 | 905439.8577 | C1 | 22635.9964 | 67907.9893 | 158451.9751 | 339539.9466 | 679079.8933 | C1 | 113179.9822 | 407447.936 | 1109163.8257 | 679079.8933 | 1358159.7865 | 3667031.4236 |  | 135815.9787 | 407447.936 | 1109163.8257 | 679079.8933 | 1358159.7865 | 3689667.4201 |  | 158451.9751 | 407447.936 | 950711.8506 | 679079.8933 | 1358159.7865 | 3553851.4414 |  | 158451.9751 | 407447.936 | 950711.8506 | 679079.8933 | 1358159.7865 | 3553851.4414 |  | 113179.9822 | 407447.936 | 1109163.8257 | 1018619.8399 | 1358159.7865 | 4006571.3703 |  | 113179.9822 | 407447.936 | 1109163.8257 | 1018619.8399 | 1358159.7865 | 4006571.3703
|  |  | 62 | 62 | C2 | 17 | 16 | 18 | 6 | 5 | 62 | 15 | 17 | 19 | 7 | 6 | 64 | 0 | 0 | 0 | 0 | 0 | 0 | 15 | 16 | 18 | 7 | 6 | 62 | 0 | 0 | 0 | 0 | 0 | 0 | 13 | 18 | 17 | 8 | 6 | 62 |  |  | C2 | 0.025 | 0.075 | 0.175 | 0.375 | 0.75 | C2 | 1293485.511 | 1293485.511 | 1293485.511 | 1293485.511 | 1293485.511 | C2 | 32337.1378 | 97011.4133 | 226359.9644 | 485057.0666 | 970114.1332 | C2 | 485057.0666 | 1649194.0265 | 4300839.324 | 3395399.4663 | 5820684.7994 | 15651174.6828 |  | 549731.3422 | 1552182.6132 | 4074479.3596 | 2910342.3997 | 4850570.6662 | 13937306.3808 |  | 485057.0666 | 1552182.6132 | 4074479.3596 | 3395399.4663 | 5820684.7994 | 15327803.3051 |  | 485057.0666 | 1552182.6132 | 4074479.3596 | 3395399.4663 | 5820684.7994 | 15327803.3051 |  | 420382.7911 | 1746205.4398 | 3848119.3952 | 3880456.5329 | 5820684.7994 | 15715848.9584 |  | 420382.7911 | 1746205.4398 | 3848119.3952 | 3880456.5329 | 5820684.7994 | 15715848.9584
|  |  | 54 | 54 | C3 | 15 | 14 | 16 | 5 | 4 | 54 | 13 | 14 | 16 | 6 | 4 | 53 | 0 | 0 | 0 | 0 | 0 | 0 | 12 | 14 | 15 | 6 | 5 | 52 | 0 | 0 | 0 | 0 | 0 | 0 | 12 | 13 | 15 | 7 | 5 | 52 |  |  | C3 | 0.025 | 0.075 | 0.175 | 0.375 | 0.75 | C3 | 1940228.2665 | 1940228.2665 | 1940228.2665 | 1940228.2665 | 1940228.2665 | C3 | 48505.7067 | 145517.12 | 339539.9466 | 727585.5999 | 1455171.1999 | C3 | 630574.1866 | 2037239.6798 | 5432639.1461 | 4365513.5996 | 5820684.7994 | 18286651.4115 |  | 727585.5999 | 2037239.6798 | 5432639.1461 | 3637927.9996 | 5820684.7994 | 17656077.2249 |  | 582068.4799 | 2037239.6798 | 5093099.1995 | 4365513.5996 | 7275855.9993 | 19353776.958 |  | 582068.4799 | 2037239.6798 | 5093099.1995 | 4365513.5996 | 7275855.9993 | 19353776.958 |  | 582068.4799 | 1891722.5598 | 5093099.1995 | 5093099.1995 | 7275855.9993 | 19935845.438 |  | 582068.4799 | 1891722.5598 | 5093099.1995 | 5093099.1995 | 7275855.9993 | 19935845.438
|  |  | 70 | 70 | C4 | 20 | 18 | 21 | 6 | 5 | 70 | 18 | 18 | 21 | 7 | 5 | 69 | 0 | 0 | 0 | 0 | 0 | 0 | 18 | 18 | 22 | 8 | 6 | 72 | 0 | 0 | 0 | 0 | 0 | 0 | 16 | 18 | 21 | 10 | 7 | 72 |  |  | C4 | 0.025 | 0.075 | 0.175 | 0.375 | 0.75 | C4 | 3233713.7774 | 3233713.7774 | 3233713.7774 | 3233713.7774 | 3233713.7774 | C4 | 80842.8444 | 242528.5333 | 565899.9111 | 1212642.6665 | 2425285.3331 | C4 | 1455171.1999 | 4365513.5996 | 11883898.1321 | 8488498.6658 | 12126426.6654 | 38319508.2628 |  | 1616856.8887 | 4365513.5996 | 11883898.1321 | 7275855.9993 | 12126426.6654 | 37268551.2851 |  | 1455171.1999 | 4365513.5996 | 12449798.0432 | 9701141.3323 | 14551711.9985 | 42523336.1734 |  | 1455171.1999 | 4365513.5996 | 12449798.0432 | 9701141.3323 | 14551711.9985 | 42523336.1734 |  | 1293485.511 | 4365513.5996 | 11883898.1321 | 12126426.6654 | 16976997.3316 | 46646321.2397 |  | 1293485.511 | 4365513.5996 | 11883898.1321 | 12126426.6654 | 16976997.3316 | 46646321.2397
|  |  | 209 | 209 |  | 58 | 54 | 62 | 19 | 16 |  | 51 | 55 | 63 | 22 | 17 |  | 0 | 0 | 0 | 0 | 0 |  | 52 | 54 | 61 | 23 | 19 |  | 0 | 0 | 0 | 0 | 0 |  | 46 | 55 | 60 | 28 | 20 | [22 empty] | 2683982.4353 | 8459395.2418 | 22726540.4279 | 16928491.6249 | 25125956.0508 | 75924365.7807 |  | 3029989.8095 | 8362383.8285 | 22500180.4635 | 14503206.2919 | 24155841.9175 | 72551602.3108 |  | 2680748.7215 | 8362383.8285 | 22568088.4528 | 18141134.2915 | 29006412.5837 | 80758767.878 |  | 2680748.7215 | 8362383.8285 | 22568088.4528 | 18141134.2915 | 29006412.5837 | 80758767.878 |  | 2409116.7642 | 8410889.5351 | 21934280.5524 | 22118602.2377 | 31431697.9168 | 86304587.0063 |  | 2409116.7642 | 8410889.5351 | 21934280.5524 | 22118602.2377 | 31431697.9168 | 86304587.0063
| 132kV UG Cable (Gas) |  | 0 | 0 | C1 | 0 | 0 | 0 | 0 | 0 | 0 | 0 | 0 | 0 | 0 | 0 | 0 | 0 | 0 | 0 | 0 | 0 | 0 | 0 | 0 | 0 | 0 | 0 | 0 | 0 | 0 | 0 | 0 | 0 | 0 | 0 | 0 | 0 | 0 | 0 | 0 |  |  | C1 | 0.025 | 0.075 | 0.175 | 0.375 | 0.75 | C1 | 22471.9173 | 22471.9173 | 22471.9173 | 22471.9173 | 22471.9173 | C1 | 561.7979 | 1685.3938 | 3932.5855 | 8426.969 | 16853.9379 | C1 | 0 | 0 | 0 | 0 | 0 | 0 |  | 0 | 0 | 0 | 0 | 0 | 0 |  | 0 | 0 | 0 | 0 | 0 | 0 |  | 0 | 0 | 0 | 0 | 0 | 0 |  | 0 | 0 | 0 | 0 | 0 | 0 |  | 0 | 0 | 0 | 0 | 0 | 0
|  |  | 0 | 0 | C2 | 0 | 0 | 0 | 0 | 0 | 0 | 0 | 0 | 0 | 0 | 0 | 0 | 0 | 0 | 0 | 0 | 0 | 0 | 0 | 0 | 0 | 0 | 0 | 0 | 0 | 0 | 0 | 0 | 0 | 0 | 0 | 0 | 0 | 0 | 0 | 0 |  |  | C2 | 0.025 | 0.075 | 0.175 | 0.375 | 0.75 | C2 | 32102.7389 | 32102.7389 | 32102.7389 | 32102.7389 | 32102.7389 | C2 | 802.5685 | 2407.7054 | 5617.9793 | 12038.5271 | 24077.0542 | C2 | 0 | 0 | 0 | 0 | 0 | 0 |  | 0 | 0 | 0 | 0 | 0 | 0 |  | 0 | 0 | 0 | 0 | 0 | 0 |  | 0 | 0 | 0 | 0 | 0 | 0 |  | 0 | 0 | 0 | 0 | 0 | 0 |  | 0 | 0 | 0 | 0 | 0 | 0
|  |  | 0 | 0 | C3 | 0 | 0 | 0 | 0 | 0 | 0 | 0 | 0 | 0 | 0 | 0 | 0 | 0 | 0 | 0 | 0 | 0 | 0 | 0 | 0 | 0 | 0 | 0 | 0 | 0 | 0 | 0 | 0 | 0 | 0 | 0 | 0 | 0 | 0 | 0 | 0 |  |  | C3 | 0.025 | 0.075 | 0.175 | 0.375 | 0.75 | C3 | 48154.1084 | 48154.1084 | 48154.1084 | 48154.1084 | 48154.1084 | C3 | 1203.8527 | 3611.5581 | 8426.969 | 18057.7907 | 36115.5813 | C3 | 0 | 0 | 0 | 0 | 0 | 0 |  | 0 | 0 | 0 | 0 | 0 | 0 |  | 0 | 0 | 0 | 0 | 0 | 0 |  | 0 | 0 | 0 | 0 | 0 | 0 |  | 0 | 0 | 0 | 0 | 0 | 0 |  | 0 | 0 | 0 | 0 | 0 | 0
|  |  | 0 | 0 | C4 | 0 | 0 | 0 | 0 | 0 | 0 | 0 | 0 | 0 | 0 | 0 | 0 | 0 | 0 | 0 | 0 | 0 | 0 | 0 | 0 | 0 | 0 | 0 | 0 | 0 | 0 | 0 | 0 | 0 | 0 | 0 | 0 | 0 | 0 | 0 | 0 |  |  | C4 | 0.025 | 0.075 | 0.175 | 0.375 | 0.75 | C4 | 80256.8474 | 80256.8474 | 80256.8474 | 80256.8474 | 80256.8474 | C4 | 2006.4212 | 6019.2636 | 14044.9483 | 30096.3178 | 60192.6355 | C4 | 0 | 0 | 0 | 0 | 0 | 0 |  | 0 | 0 | 0 | 0 | 0 | 0 |  | 0 | 0 | 0 | 0 | 0 | 0 |  | 0 | 0 | 0 | 0 | 0 | 0 |  | 0 | 0 | 0 | 0 | 0 | 0 |  | 0 | 0 | 0 | 0 | 0 | 0
|  |  | 0 | 0 |  | 0 | 0 | 0 | 0 | 0 |  | 0 | 0 | 0 | 0 | 0 |  | 0 | 0 | 0 | 0 | 0 |  | 0 | 0 | 0 | 0 | 0 |  | 0 | 0 | 0 | 0 | 0 |  | 0 | 0 | 0 | 0 | 0 | [22 empty] | 0 | 0 | 0 | 0 | 0 | 0 |  | 0 | 0 | 0 | 0 | 0 | 0 |  | 0 | 0 | 0 | 0 | 0 | 0 |  | 0 | 0 | 0 | 0 | 0 | 0 |  | 0 | 0 | 0 | 0 | 0 | 0 |  | 0 | 0 | 0 | 0 | 0 | 0
| 132kV UG Cable (Oil) |  | 0 | 0 | C1 | 0 | 0 | 0 | 0 | 0 | 0 | 0 | 0 | 0 | 0 | 0 | 0 | 0 | 0 | 0 | 0 | 0 | 0 | 0 | 0 | 0 | 0 | 0 | 0 | 0 | 0 | 0 | 0 | 0 | 0 | 0 | 0 | 0 | 0 | 0 | 0 |  |  | C1 | 0.025 | 0.075 | 0.175 | 0.375 | 0.75 | C1 | 22481.5908 | 22481.5908 | 22481.5908 | 22481.5908 | 22481.5908 | C1 | 562.0398 | 1686.1193 | 3934.2784 | 8430.5965 | 16861.1931 | C1 | 0 | 0 | 0 | 0 | 0 | 0 |  | 0 | 0 | 0 | 0 | 0 | 0 |  | 0 | 0 | 0 | 0 | 0 | 0 |  | 0 | 0 | 0 | 0 | 0 | 0 |  | 0 | 0 | 0 | 0 | 0 | 0 |  | 0 | 0 | 0 | 0 | 0 | 0
|  |  | 0 | 0 | C2 | 0 | 0 | 0 | 0 | 0 | 0 | 0 | 0 | 0 | 0 | 0 | 0 | 0 | 0 | 0 | 0 | 0 | 0 | 0 | 0 | 0 | 0 | 0 | 0 | 0 | 0 | 0 | 0 | 0 | 0 | 0 | 0 | 0 | 0 | 0 | 0 |  |  | C2 | 0.025 | 0.075 | 0.175 | 0.375 | 0.75 | C2 | 32116.5583 | 32116.5583 | 32116.5583 | 32116.5583 | 32116.5583 | C2 | 802.914 | 2408.7419 | 5620.3977 | 12043.7093 | 24087.4187 | C2 | 0 | 0 | 0 | 0 | 0 | 0 |  | 0 | 0 | 0 | 0 | 0 | 0 |  | 0 | 0 | 0 | 0 | 0 | 0 |  | 0 | 0 | 0 | 0 | 0 | 0 |  | 0 | 0 | 0 | 0 | 0 | 0 |  | 0 | 0 | 0 | 0 | 0 | 0
|  |  | 0 | 0 | C3 | 0 | 0 | 0 | 0 | 0 | 0 | 0 | 0 | 0 | 0 | 0 | 0 | 0 | 0 | 0 | 0 | 0 | 0 | 0 | 0 | 0 | 0 | 0 | 0 | 0 | 0 | 0 | 0 | 0 | 0 | 0 | 0 | 0 | 0 | 0 | 0 |  |  | C3 | 0.025 | 0.075 | 0.175 | 0.375 | 0.75 | C3 | 48174.8374 | 48174.8374 | 48174.8374 | 48174.8374 | 48174.8374 | C3 | 1204.3709 | 3613.1128 | 8430.5965 | 18065.564 | 36131.128 | C3 | 0 | 0 | 0 | 0 | 0 | 0 |  | 0 | 0 | 0 | 0 | 0 | 0 |  | 0 | 0 | 0 | 0 | 0 | 0 |  | 0 | 0 | 0 | 0 | 0 | 0 |  | 0 | 0 | 0 | 0 | 0 | 0 |  | 0 | 0 | 0 | 0 | 0 | 0
|  |  | 0 | 0 | C4 | 0 | 0 | 0 | 0 | 0 | 0 | 0 | 0 | 0 | 0 | 0 | 0 | 0 | 0 | 0 | 0 | 0 | 0 | 0 | 0 | 0 | 0 | 0 | 0 | 0 | 0 | 0 | 0 | 0 | 0 | 0 | 0 | 0 | 0 | 0 | 0 |  |  | C4 | 0.025 | 0.075 | 0.175 | 0.375 | 0.75 | C4 | 80291.3956 | 80291.3956 | 80291.3956 | 80291.3956 | 80291.3956 | C4 | 2007.2849 | 6021.8547 | 14050.9942 | 30109.2734 | 60218.5467 | C4 | 0 | 0 | 0 | 0 | 0 | 0 |  | 0 | 0 | 0 | 0 | 0 | 0 |  | 0 | 0 | 0 | 0 | 0 | 0 |  | 0 | 0 | 0 | 0 | 0 | 0 |  | 0 | 0 | 0 | 0 | 0 | 0 |  | 0 | 0 | 0 | 0 | 0 | 0
|  |  | 0 | 0 |  | 0 | 0 | 0 | 0 | 0 |  | 0 | 0 | 0 | 0 | 0 |  | 0 | 0 | 0 | 0 | 0 |  | 0 | 0 | 0 | 0 | 0 |  | 0 | 0 | 0 | 0 | 0 |  | 0 | 0 | 0 | 0 | 0 | [22 empty] | 0 | 0 | 0 | 0 | 0 | 0 |  | 0 | 0 | 0 | 0 | 0 | 0 |  | 0 | 0 | 0 | 0 | 0 | 0 |  | 0 | 0 | 0 | 0 | 0 | 0 |  | 0 | 0 | 0 | 0 | 0 | 0 |  | 0 | 0 | 0 | 0 | 0 | 0
| 132kV UG Cable (Non Pressurised) |  | 0 | 0 | C1 | 0 | 0 | 0 | 0 | 0 | 0 | 0 | 0 | 0 | 0 | 0 | 0 | 0 | 0 | 0 | 0 | 0 | 0 | 0 | 0 | 0 | 0 | 0 | 0 | 0 | 0 | 0 | 0 | 0 | 0 | 0 | 0 | 0 | 0 | 0 | 0 |  |  | C1 | 0.025 | 0.075 | 0.175 | 0.375 | 0.75 | C1 | 0 | 0 | 0 | 0 | 0 | C1 | [5 empty] | C1 | [5 empty] | 0 | [6 empty] | 0 | [6 empty] | 0 | [6 empty] | 0 | [6 empty] | 0 | [6 empty] | 0
|  |  | 0 | 0 | C2 | 0 | 0 | 0 | 0 | 0 | 0 | 0 | 0 | 0 | 0 | 0 | 0 | 0 | 0 | 0 | 0 | 0 | 0 | 0 | 0 | 0 | 0 | 0 | 0 | 0 | 0 | 0 | 0 | 0 | 0 | 0 | 0 | 0 | 0 | 0 | 0 |  |  | C2 | 0.025 | 0.075 | 0.175 | 0.375 | 0.75 | C2 | 0 | 0 | 0 | 0 | 0 | C2 | [5 empty] | C2 | [5 empty] | 0 | [6 empty] | 0 | [6 empty] | 0 | [6 empty] | 0 | [6 empty] | 0 | [6 empty] | 0
|  |  | 0 | 0 | C3 | 0 | 0 | 0 | 0 | 0 | 0 | 0 | 0 | 0 | 0 | 0 | 0 | 0 | 0 | 0 | 0 | 0 | 0 | 0 | 0 | 0 | 0 | 0 | 0 | 0 | 0 | 0 | 0 | 0 | 0 | 0 | 0 | 0 | 0 | 0 | 0 |  |  | C3 | 0.025 | 0.075 | 0.175 | 0.375 | 0.75 | C3 | 0 | 0 | 0 | 0 | 0 | C3 | [5 empty] | C3 | [5 empty] | 0 | [6 empty] | 0 | [6 empty] | 0 | [6 empty] | 0 | [6 empty] | 0 | [6 empty] | 0
|  |  | 0 | 0 | C4 | 0 | 0 | 0 | 0 | 0 | 0 | 0 | 0 | 0 | 0 | 0 | 0 | 0 | 0 | 0 | 0 | 0 | 0 | 0 | 0 | 0 | 0 | 0 | 0 | 0 | 0 | 0 | 0 | 0 | 0 | 0 | 0 | 0 | 0 | 0 | 0 |  |  | C4 | 0.025 | 0.075 | 0.175 | 0.375 | 0.75 | C4 | 0 | 0 | 0 | 0 | 0 | C4 | [5 empty] | C4 | [5 empty] | 0 | [6 empty] | 0 | [6 empty] | 0 | [6 empty] | 0 | [6 empty] | 0 | [6 empty] | 0
|  |  | 0 | 0 |  | 0 | 0 | 0 | 0 | 0 |  | 0 | 0 | 0 | 0 | 0 |  | 0 | 0 | 0 | 0 | 0 |  | 0 | 0 | 0 | 0 | 0 |  | 0 | 0 | 0 | 0 | 0 |  | 0 | 0 | 0 | 0 | 0 | [22 empty] | 0 | 0 | 0 | 0 | 0 | 0 |  | 0 | 0 | 0 | 0 | 0 | 0 |  | 0 | 0 | 0 | 0 | 0 | 0 |  | 0 | 0 | 0 | 0 | 0 | 0 |  | 0 | 0 | 0 | 0 | 0 | 0 |  | 0 | 0 | 0 | 0 | 0 | 0
| 132kV OHL Support - Tower |  | 0 | 0 | C1 | 0 | 0 | 0 | 0 | 0 | 0 | 0 | 0 | 0 | 0 | 0 | 0 | 0 | 0 | 0 | 0 | 0 | 0 | 0 | 0 | 0 | 0 | 0 | 0 | 0 | 0 | 0 | 0 | 0 | 0 | 0 | 0 | 0 | 0 | 0 | 0 |  |  | C1 | 0.025 | 0.075 | 0.175 | 0.375 | 0.75 | C1 | 0 | 0 | 0 | 0 | 0 | C1 | [5 empty] | C1 | [5 empty] | 0 | [6 empty] | 0 | [6 empty] | 0 | [6 empty] | 0 | [6 empty] | 0 | [6 empty] | 0
|  |  | 0 | 0 | C2 | 0 | 0 | 0 | 0 | 0 | 0 | 0 | 0 | 0 | 0 | 0 | 0 | 0 | 0 | 0 | 0 | 0 | 0 | 0 | 0 | 0 | 0 | 0 | 0 | 0 | 0 | 0 | 0 | 0 | 0 | 0 | 0 | 0 | 0 | 0 | 0 |  |  | C2 | 0.025 | 0.075 | 0.175 | 0.375 | 0.75 | C2 | 0 | 0 | 0 | 0 | 0 | C2 | [5 empty] | C2 | [5 empty] | 0 | [6 empty] | 0 | [6 empty] | 0 | [6 empty] | 0 | [6 empty] | 0 | [6 empty] | 0
|  |  | 0 | 0 | C3 | 0 | 0 | 0 | 0 | 0 | 0 | 0 | 0 | 0 | 0 | 0 | 0 | 0 | 0 | 0 | 0 | 0 | 0 | 0 | 0 | 0 | 0 | 0 | 0 | 0 | 0 | 0 | 0 | 0 | 0 | 0 | 0 | 0 | 0 | 0 | 0 |  |  | C3 | 0.025 | 0.075 | 0.175 | 0.375 | 0.75 | C3 | 0 | 0 | 0 | 0 | 0 | C3 | [5 empty] | C3 | [5 empty] | 0 | [6 empty] | 0 | [6 empty] | 0 | [6 empty] | 0 | [6 empty] | 0 | [6 empty] | 0
|  |  | 0 | 0 | C4 | 0 | 0 | 0 | 0 | 0 | 0 | 0 | 0 | 0 | 0 | 0 | 0 | 0 | 0 | 0 | 0 | 0 | 0 | 0 | 0 | 0 | 0 | 0 | 0 | 0 | 0 | 0 | 0 | 0 | 0 | 0 | 0 | 0 | 0 | 0 | 0 |  |  | C4 | 0.025 | 0.075 | 0.175 | 0.375 | 0.75 | C4 | 0 | 0 | 0 | 0 | 0 | C4 | [5 empty] | C4 | [5 empty] | 0 | [6 empty] | 0 | [6 empty] | 0 | [6 empty] | 0 | [6 empty] | 0 | [6 empty] | 0
|  |  | 0 | 0 |  | 0 | 0 | 0 | 0 | 0 |  | 0 | 0 | 0 | 0 | 0 |  | 0 | 0 | 0 | 0 | 0 |  | 0 | 0 | 0 | 0 | 0 |  | 0 | 0 | 0 | 0 | 0 |  | 0 | 0 | 0 | 0 | 0 | [22 empty] | 0 | 0 | 0 | 0 | 0 | 0 |  | 0 | 0 | 0 | 0 | 0 | 0 |  | 0 | 0 | 0 | 0 | 0 | 0 |  | 0 | 0 | 0 | 0 | 0 | 0 |  | 0 | 0 | 0 | 0 | 0 | 0 |  | 0 | 0 | 0 | 0 | 0 | 0
| 132kV OHL (Tower Line) Conductor |  | 0 | 0 | C1 | 0 | 0 | 0 | 0 | 0 | 0 | 0 | 0 | 0 | 0 | 0 | 0 | 0 | 0 | 0 | 0 | 0 | 0 | 0 | 0 | 0 | 0 | 0 | 0 | 0 | 0 | 0 | 0 | 0 | 0 | 0 | 0 | 0 | 0 | 0 | 0 |  | 0 | C1 | 0.025 | 0.075 | 0.175 | 0.375 | 0.75 | C1 | 21605.7593 | 21605.7593 | 21605.7593 | 21605.7593 | 21605.7593 | C1 | 540.144 | 1620.432 | 3781.0079 | 8102.1598 | 16204.3195 | C1 | 0 | 0 | 0 | 0 | 0 | 0 |  | 0 | 0 | 0 | 0 | 0 | 0 |  | 0 | 0 | 0 | 0 | 0 | 0 |  | 0 | 0 | 0 | 0 | 0 | 0 |  | 0 | 0 | 0 | 0 | 0 | 0 |  | 0 | 0 | 0 | 0 | 0 | 0
|  |  | 353 | 353 | C2 | 106 | 61 | 40 | 63 | 83 | 353 | 102 | 61 | 40 | 66 | 84.2 | 353.2 | 0 | 0 | 0 | 0 | 0 | 0 | 96 | 66 | 42 | 61 | 88 | 353 | 0 | 0 | 0 | 0 | 0 | 0 | 85 | 71 | 44 | 59 | 94 | 353 |  |  | C2 | 0.025 | 0.075 | 0.175 | 0.375 | 0.75 | C2 | 30865.3705 | 30865.3705 | 30865.3705 | 30865.3705 | 30865.3705 | C2 | 771.6343 | 2314.9028 | 5401.4398 | 11574.5139 | 23149.0279 | C2 | 78706.6947 | 141209.07 | 216057.5934 | 763917.9194 | 1949148.1459 | 3149039.4234 |  | 81793.2318 | 141209.07 | 216057.5934 | 729194.3776 | 1921369.3125 | 3089623.5852 |  | 74076.8892 | 152783.5839 | 226860.473 | 706045.3498 | 2037114.4518 | 3196880.7476 |  | 74076.8892 | 152783.5839 | 226860.473 | 706045.3498 | 2037114.4518 | 3196880.7476 |  | 65588.9123 | 164358.0978 | 237663.3527 | 682896.3219 | 2176008.619 | 3326515.3037 |  | 65588.9123 | 164358.0978 | 237663.3527 | 682896.3219 | 2176008.619 | 3326515.3037
|  |  | 460 | 460 | C3 | 139 | 80 | 52 | 83 | 106 | 460 | 133 | 81 | 53 | 86 | 107 | 460 | 0 | 0 | 0 | 0 | 0 | 0 | 125 | 86 | 55 | 79 | 115 | 460 | 0 | 0 | 0 | 0 | 0 | 0 | 110 | 92 | 58 | 76 | 124 | 460 |  |  | C3 | 0.025 | 0.075 | 0.175 | 0.375 | 0.75 | C3 | 46298.0557 | 46298.0557 | 46298.0557 | 46298.0557 | 46298.0557 | C3 | 1157.4514 | 3472.3542 | 8102.1598 | 17361.7709 | 34723.5418 | C3 | 153941.0353 | 281260.6885 | 429414.4668 | 1493112.2971 | 3715418.9717 | 6073147.4594 |  | 160885.7436 | 277788.3343 | 421312.3071 | 1441026.9844 | 3680695.4299 | 5981708.7994 |  | 144681.4241 | 298622.4594 | 445618.7863 | 1371579.9008 | 3993207.3061 | 6253709.8767 |  | 144681.4241 | 298622.4594 | 445618.7863 | 1371579.9008 | 3993207.3061 | 6253709.8767 |  | 127319.6532 | 319456.5845 | 469925.2656 | 1319494.5881 | 4305719.1822 | 6541915.2736 |  | 127319.6532 | 319456.5845 | 469925.2656 | 1319494.5881 | 4305719.1822 | 6541915.2736
|  |  | 910 | 910 | C4 | 276 | 159 | 103 | 163 | 209 | 910 | 265 | 160 | 104 | 170 | 211 | 910 | 0 | 0 | 0 | 0 | 0 | 0 | 248 | 170 | 108 | 158 | 226 | 910 | 0 | 0 | 0 | 0 | 0 | 0 | 222 | 182 | 114 | 151 | 241 | 910 |  |  | C4 | 0.025 | 0.075 | 0.175 | 0.375 | 0.75 | C4 | 77163.4262 | 77163.4262 | 77163.4262 | 77163.4262 | 77163.4262 | C4 | 1929.0857 | 5787.257 | 13503.5996 | 28936.2848 | 57872.5697 | C4 | 511207.6986 | 925961.1145 | 1404374.3569 | 4919168.4205 | 12211112.1968 | 19971823.7873 |  | 532427.6408 | 920173.8575 | 1390870.7573 | 4716614.4267 | 12095367.0575 | 19655453.7399 |  | 478413.2425 | 983833.6841 | 1458388.7553 | 4571933.0026 | 13079200.7416 | 20571769.4261 |  | 478413.2425 | 983833.6841 | 1458388.7553 | 4571933.0026 | 13079200.7416 | 20571769.4261 |  | 428257.0154 | 1053280.7677 | 1539410.3528 | 4369379.0088 | 13947289.2864 | 21337616.4312 |  | 428257.0154 | 1053280.7677 | 1539410.3528 | 4369379.0088 | 13947289.2864 | 21337616.4312
|  |  | 1723 | 1723 |  | 521 | 300 | 195 | 309 | 398 |  | 500 | 302 | 197 | 322 | 402.2 |  | 0 | 0 | 0 | 0 | 0 |  | 469 | 322 | 205 | 298 | 429 |  | 0 | 0 | 0 | 0 | 0 |  | 417 | 345 | 216 | 286 | 459 | [22 empty] | 743855.4286 | 1348430.8729 | 2049846.4171 | 7176198.637 | 17875679.3145 | 29194010.6702 |  | 775106.6162 | 1339171.2618 | 2028240.6578 | 6886835.7887 | 17697431.8 | 28726786.1245 |  | 697171.5558 | 1435239.7274 | 2130868.0146 | 6649558.2532 | 19109522.4995 | 30022360.0505 |  | 697171.5558 | 1435239.7274 | 2130868.0146 | 6649558.2532 | 19109522.4995 | 30022360.0505 |  | 621165.5809 | 1537095.45 | 2246998.9711 | 6371769.9188 | 20429017.0876 | 31206047.0084 |  | 621165.5809 | 1537095.45 | 2246998.9711 | 6371769.9188 | 20429017.0876 | 31206047.0084
| [Please insert new asset category as required] |  | 0 | 0 | C1 | 0 | 0 | 0 | 0 | 0 | 0 | 0 | 0 | 0 | 0 | 0 | 0 | 0 | 0 | 0 | 0 | 0 | 0 | 0 | 0 | 0 | 0 | 0 | 0 | 0 | 0 | 0 | 0 | 0 | 0 | 0 | 0 | 0 | 0 | 0 | 0 |  |  | C1 | 0 | 0 | 0 | 0 | 0 | C1 | 0 | 0 | 0 | 0 | 0 | C1 | [5 empty] | C1 | [5 empty] | 0 | [6 empty] | 0 | [6 empty] | 0 | [6 empty] | 0 | [6 empty] | 0 | [6 empty] | 0
|  |  | 0 | 0 | C2 | 0 | 0 | 0 | 0 | 0 | 0 | 0 | 0 | 0 | 0 | 0 | 0 | 0 | 0 | 0 | 0 | 0 | 0 | 0 | 0 | 0 | 0 | 0 | 0 | 0 | 0 | 0 | 0 | 0 | 0 | 0 | 0 | 0 | 0 | 0 | 0 |  |  | C2 | 0 | 0 | 0 | 0 | 0 | C2 | 0 | 0 | 0 | 0 | 0 | C2 | [5 empty] | C2 | [5 empty] | 0 | [6 empty] | 0 | [6 empty] | 0 | [6 empty] | 0 | [6 empty] | 0 | [6 empty] | 0
|  |  | 0 | 0 | C3 | 0 | 0 | 0 | 0 | 0 | 0 | 0 | 0 | 0 | 0 | 0 | 0 | 0 | 0 | 0 | 0 | 0 | 0 | 0 | 0 | 0 | 0 | 0 | 0 | 0 | 0 | 0 | 0 | 0 | 0 | 0 | 0 | 0 | 0 | 0 | 0 |  |  | C3 | 0 | 0 | 0 | 0 | 0 | C3 | 0 | 0 | 0 | 0 | 0 | C3 | [5 empty] | C3 | [5 empty] | 0 | [6 empty] | 0 | [6 empty] | 0 | [6 empty] | 0 | [6 empty] | 0 | [6 empty] | 0
|  |  | 0 | 0 | C4 | 0 | 0 | 0 | 0 | 0 | 0 | 0 | 0 | 0 | 0 | 0 | 0 | 0 | 0 | 0 | 0 | 0 | 0 | 0 | 0 | 0 | 0 | 0 | 0 | 0 | 0 | 0 | 0 | 0 | 0 | 0 | 0 | 0 | 0 | 0 | 0 |  |  | C4 | 0 | 0 | 0 | 0 | 0 | C4 | 0 | 0 | 0 | 0 | 0 | C4 | [5 empty] | C4 | [5 empty] | 0 | [6 empty] | 0 | [6 empty] | 0 | [6 empty] | 0 | [6 empty] | 0 | [6 empty] | 0
|  |  | 0 | 0 |  | 0 | 0 | 0 | 0 | 0 |  | 0 | 0 | 0 | 0 | 0 |  | 0 | 0 | 0 | 0 | 0 |  | 0 | 0 | 0 | 0 | 0 |  | 0 | 0 | 0 | 0 | 0 |  | 0 | 0 | 0 | 0 | 0 | [22 empty] | 0 | 0 | 0 | 0 | 0 | 0 |  | 0 | 0 | 0 | 0 | 0 | 0 |  | 0 | 0 | 0 | 0 | 0 | 0 |  | 0 | 0 | 0 | 0 | 0 | 0 |  | 0 | 0 | 0 | 0 | 0 | 0 |  | 0 | 0 | 0 | 0 | 0 | 0
| [Please insert new asset category as required] |  | 0 | 0 | C1 | 0 | 0 | 0 | 0 | 0 | 0 | 0 | 0 | 0 | 0 | 0 | 0 | 0 | 0 | 0 | 0 | 0 | 0 | 0 | 0 | 0 | 0 | 0 | 0 | 0 | 0 | 0 | 0 | 0 | 0 | 0 | 0 | 0 | 0 | 0 | 0 |  |  | C1 | 0 | 0 | 0 | 0 | 0 | C1 | 0 | 0 | 0 | 0 | 0 | C1 | [5 empty] | C1 | [5 empty] | 0 | [6 empty] | 0 | [6 empty] | 0 | [6 empty] | 0 | [6 empty] | 0 | [6 empty] | 0
|  |  | 0 | 0 | C2 | 0 | 0 | 0 | 0 | 0 | 0 | 0 | 0 | 0 | 0 | 0 | 0 | 0 | 0 | 0 | 0 | 0 | 0 | 0 | 0 | 0 | 0 | 0 | 0 | 0 | 0 | 0 | 0 | 0 | 0 | 0 | 0 | 0 | 0 | 0 | 0 |  |  | C2 | 0 | 0 | 0 | 0 | 0 | C2 | 0 | 0 | 0 | 0 | 0 | C2 | [5 empty] | C2 | [5 empty] | 0 | [6 empty] | 0 | [6 empty] | 0 | [6 empty] | 0 | [6 empty] | 0 | [6 empty] | 0
|  |  | 0 | 0 | C3 | 0 | 0 | 0 | 0 | 0 | 0 | 0 | 0 | 0 | 0 | 0 | 0 | 0 | 0 | 0 | 0 | 0 | 0 | 0 | 0 | 0 | 0 | 0 | 0 | 0 | 0 | 0 | 0 | 0 | 0 | 0 | 0 | 0 | 0 | 0 | 0 |  |  | C3 | 0 | 0 | 0 | 0 | 0 | C3 | 0 | 0 | 0 | 0 | 0 | C3 | [5 empty] | C3 | [5 empty] | 0 | [6 empty] | 0 | [6 empty] | 0 | [6 empty] | 0 | [6 empty] | 0 | [6 empty] | 0
|  |  | 0 | 0 | C4 | 0 | 0 | 0 | 0 | 0 | 0 | 0 | 0 | 0 | 0 | 0 | 0 | 0 | 0 | 0 | 0 | 0 | 0 | 0 | 0 | 0 | 0 | 0 | 0 | 0 | 0 | 0 | 0 | 0 | 0 | 0 | 0 | 0 | 0 | 0 | 0 |  |  | C4 | 0 | 0 | 0 | 0 | 0 | C4 | 0 | 0 | 0 | 0 | 0 | C4 | [5 empty] | C4 | [5 empty] | 0 | [6 empty] | 0 | [6 empty] | 0 | [6 empty] | 0 | [6 empty] | 0 | [6 empty] | 0
|  |  | 0 | 0 |  | 0 | 0 | 0 | 0 | 0 |  | 0 | 0 | 0 | 0 | 0 |  | 0 | 0 | 0 | 0 | 0 |  | 0 | 0 | 0 | 0 | 0 |  | 0 | 0 | 0 | 0 | 0 |  | 0 | 0 | 0 | 0 | 0 | [22 empty] | 0 | 0 | 0 | 0 | 0 | 0 |  | 0 | 0 | 0 | 0 | 0 | 0 |  | 0 | 0 | 0 | 0 | 0 | 0 |  | 0 | 0 | 0 | 0 | 0 | 0 |  | 0 | 0 | 0 | 0 | 0 | 0 |  | 0 | 0 | 0 | 0 | 0 | 0
| [Please insert new asset category as required] |  | 0 | 0 | C1 | 0 | 0 | 0 | 0 | 0 | 0 | 0 | 0 | 0 | 0 | 0 | 0 | 0 | 0 | 0 | 0 | 0 | 0 | 0 | 0 | 0 | 0 | 0 | 0 | 0 | 0 | 0 | 0 | 0 | 0 | 0 | 0 | 0 | 0 | 0 | 0 |  |  | C1 | 0 | 0 | 0 | 0 | 0 | C1 | 0 | 0 | 0 | 0 | 0 | C1 | [5 empty] | C1 | [5 empty] | 0 | [6 empty] | 0 | [6 empty] | 0 | [6 empty] | 0 | [6 empty] | 0 | [6 empty] | 0
|  |  | 0 | 0 | C2 | 0 | 0 | 0 | 0 | 0 | 0 | 0 | 0 | 0 | 0 | 0 | 0 | 0 | 0 | 0 | 0 | 0 | 0 | 0 | 0 | 0 | 0 | 0 | 0 | 0 | 0 | 0 | 0 | 0 | 0 | 0 | 0 | 0 | 0 | 0 | 0 |  |  | C2 | 0 | 0 | 0 | 0 | 0 | C2 | 0 | 0 | 0 | 0 | 0 | C2 | [5 empty] | C2 | [5 empty] | 0 | [6 empty] | 0 | [6 empty] | 0 | [6 empty] | 0 | [6 empty] | 0 | [6 empty] | 0
|  |  | 0 | 0 | C3 | 0 | 0 | 0 | 0 | 0 | 0 | 0 | 0 | 0 | 0 | 0 | 0 | 0 | 0 | 0 | 0 | 0 | 0 | 0 | 0 | 0 | 0 | 0 | 0 | 0 | 0 | 0 | 0 | 0 | 0 | 0 | 0 | 0 | 0 | 0 | 0 |  |  | C3 | 0 | 0 | 0 | 0 | 0 | C3 | 0 | 0 | 0 | 0 | 0 | C3 | [5 empty] | C3 | [5 empty] | 0 | [6 empty] | 0 | [6 empty] | 0 | [6 empty] | 0 | [6 empty] | 0 | [6 empty] | 0
|  |  | 0 | 0 | C4 | 0 | 0 | 0 | 0 | 0 | 0 | 0 | 0 | 0 | 0 | 0 | 0 | 0 | 0 | 0 | 0 | 0 | 0 | 0 | 0 | 0 | 0 | 0 | 0 | 0 | 0 | 0 | 0 | 0 | 0 | 0 | 0 | 0 | 0 | 0 | 0 |  |  | C4 | 0 | 0 | 0 | 0 | 0 | C4 | 0 | 0 | 0 | 0 | 0 | C4 | [5 empty] | C4 | [5 empty] | 0 | [6 empty] | 0 | [6 empty] | 0 | [6 empty] | 0 | [6 empty] | 0 | [6 empty] | 0
|  |  | 0 | 0 |  | 0 | 0 | 0 | 0 | 0 |  | 0 | 0 | 0 | 0 | 0 |  | 0 | 0 | 0 | 0 | 0 |  | 0 | 0 | 0 | 0 | 0 |  | 0 | 0 | 0 | 0 | 0 |  | 0 | 0 | 0 | 0 | 0 | [22 empty] | 0 | 0 | 0 | 0 | 0 | 0 |  | 0 | 0 | 0 | 0 | 0 | 0 |  | 0 | 0 | 0 | 0 | 0 | 0 |  | 0 | 0 | 0 | 0 | 0 | 0 |  | 0 | 0 | 0 | 0 | 0 | 0 |  | 0 | 0 | 0 | 0 | 0 | 0
| [Please insert new asset category as required] |  | 0 | 0 | C1 | 0 | 0 | 0 | 0 | 0 | 0 | 0 | 0 | 0 | 0 | 0 | 0 | 0 | 0 | 0 | 0 | 0 | 0 | 0 | 0 | 0 | 0 | 0 | 0 | 0 | 0 | 0 | 0 | 0 | 0 | 0 | 0 | 0 | 0 | 0 | 0 |  |  | C1 | 0 | 0 | 0 | 0 | 0 | C1 | 0 | 0 | 0 | 0 | 0 | C1 | [5 empty] | C1 | [5 empty] | 0 | [6 empty] | 0 | [6 empty] | 0 | [6 empty] | 0 | [6 empty] | 0 | [6 empty] | 0
|  |  | 0 | 0 | C2 | 0 | 0 | 0 | 0 | 0 | 0 | 0 | 0 | 0 | 0 | 0 | 0 | 0 | 0 | 0 | 0 | 0 | 0 | 0 | 0 | 0 | 0 | 0 | 0 | 0 | 0 | 0 | 0 | 0 | 0 | 0 | 0 | 0 | 0 | 0 | 0 |  |  | C2 | 0 | 0 | 0 | 0 | 0 | C2 | 0 | 0 | 0 | 0 | 0 | C2 | [5 empty] | C2 | [5 empty] | 0 | [6 empty] | 0 | [6 empty] | 0 | [6 empty] | 0 | [6 empty] | 0 | [6 empty] | 0
|  |  | 0 | 0 | C3 | 0 | 0 | 0 | 0 | 0 | 0 | 0 | 0 | 0 | 0 | 0 | 0 | 0 | 0 | 0 | 0 | 0 | 0 | 0 | 0 | 0 | 0 | 0 | 0 | 0 | 0 | 0 | 0 | 0 | 0 | 0 | 0 | 0 | 0 | 0 | 0 |  |  | C3 | 0 | 0 | 0 | 0 | 0 | C3 | 0 | 0 | 0 | 0 | 0 | C3 | [5 empty] | C3 | [5 empty] | 0 | [6 empty] | 0 | [6 empty] | 0 | [6 empty] | 0 | [6 empty] | 0 | [6 empty] | 0
|  |  | 0 | 0 | C4 | 0 | 0 | 0 | 0 | 0 | 0 | 0 | 0 | 0 | 0 | 0 | 0 | 0 | 0 | 0 | 0 | 0 | 0 | 0 | 0 | 0 | 0 | 0 | 0 | 0 | 0 | 0 | 0 | 0 | 0 | 0 | 0 | 0 | 0 | 0 | 0 |  |  | C4 | 0 | 0 | 0 | 0 | 0 | C4 | 0 | 0 | 0 | 0 | 0 | C4 | [5 empty] | C4 | [5 empty] | 0 | [6 empty] | 0 | [6 empty] | 0 | [6 empty] | 0 | [6 empty] | 0 | [6 empty] | 0
|  |  | 0 | 0 |  | 0 | 0 | 0 | 0 | 0 |  | 0 | 0 | 0 | 0 | 0 |  | 0 | 0 | 0 | 0 | 0 |  | 0 | 0 | 0 | 0 | 0 |  | 0 | 0 | 0 | 0 | 0 |  | 0 | 0 | 0 | 0 | 0 | [22 empty] | 0 | 0 | 0 | 0 | 0 | 0 |  | 0 | 0 | 0 | 0 | 0 | 0 |  | 0 | 0 | 0 | 0 | 0 | 0 |  | 0 | 0 | 0 | 0 | 0 | 0 |  | 0 | 0 | 0 | 0 | 0 | 0 |  | 0 | 0 | 0 | 0 | 0 | 0
| [Please insert new asset category as required] |  | 0 | 0 | C1 | 0 | 0 | 0 | 0 | 0 | 0 | 0 | 0 | 0 | 0 | 0 | 0 | 0 | 0 | 0 | 0 | 0 | 0 | 0 | 0 | 0 | 0 | 0 | 0 | 0 | 0 | 0 | 0 | 0 | 0 | 0 | 0 | 0 | 0 | 0 | 0 |  |  | C1 | 0 | 0 | 0 | 0 | 0 | C1 | 0 | 0 | 0 | 0 | 0 | C1 | [5 empty] | C1 | [5 empty] | 0 | [6 empty] | 0 | [6 empty] | 0 | [6 empty] | 0 | [6 empty] | 0 | [6 empty] | 0
|  |  | 0 | 0 | C2 | 0 | 0 | 0 | 0 | 0 | 0 | 0 | 0 | 0 | 0 | 0 | 0 | 0 | 0 | 0 | 0 | 0 | 0 | 0 | 0 | 0 | 0 | 0 | 0 | 0 | 0 | 0 | 0 | 0 | 0 | 0 | 0 | 0 | 0 | 0 | 0 |  |  | C2 | 0 | 0 | 0 | 0 | 0 | C2 | 0 | 0 | 0 | 0 | 0 | C2 | [5 empty] | C2 | [5 empty] | 0 | [6 empty] | 0 | [6 empty] | 0 | [6 empty] | 0 | [6 empty] | 0 | [6 empty] | 0
|  |  | 0 | 0 | C3 | 0 | 0 | 0 | 0 | 0 | 0 | 0 | 0 | 0 | 0 | 0 | 0 | 0 | 0 | 0 | 0 | 0 | 0 | 0 | 0 | 0 | 0 | 0 | 0 | 0 | 0 | 0 | 0 | 0 | 0 | 0 | 0 | 0 | 0 | 0 | 0 |  |  | C3 | 0 | 0 | 0 | 0 | 0 | C3 | 0 | 0 | 0 | 0 | 0 | C3 | [5 empty] | C3 | [5 empty] | 0 | [6 empty] | 0 | [6 empty] | 0 | [6 empty] | 0 | [6 empty] | 0 | [6 empty] | 0
|  |  | 0 | 0 | C4 | 0 | 0 | 0 | 0 | 0 | 0 | 0 | 0 | 0 | 0 | 0 | 0 | 0 | 0 | 0 | 0 | 0 | 0 | 0 | 0 | 0 | 0 | 0 | 0 | 0 | 0 | 0 | 0 | 0 | 0 | 0 | 0 | 0 | 0 | 0 | 0 |  |  | C4 | 0 | 0 | 0 | 0 | 0 | C4 | 0 | 0 | 0 | 0 | 0 | C4 | [5 empty] | C4 | [5 empty] | 0 | [6 empty] | 0 | [6 empty] | 0 | [6 empty] | 0 | [6 empty] | 0 | [6 empty] | 0
|  |  | 0 | 0 |  | 0 | 0 | 0 | 0 | 0 |  | 0 | 0 | 0 | 0 | 0 |  | 0 | 0 | 0 | 0 | 0 |  | 0 | 0 | 0 | 0 | 0 |  | 0 | 0 | 0 | 0 | 0 |  | 0 | 0 | 0 | 0 | 0 | [22 empty] | 0 | 0 | 0 | 0 | 0 | 0 |  | 0 | 0 | 0 | 0 | 0 | 0 |  | 0 | 0 | 0 | 0 | 0 | 0 |  | 0 | 0 | 0 | 0 | 0 | 0 |  | 0 | 0 | 0 | 0 | 0 | 0 |  | 0 | 0 | 0 | 0 | 0 | 0
[63 empty] | 4421866.9944 | 11702531.1678 | 28532940.7941 | 28039606.2062 | 46475000.5327 | 119171945.6952 |  | 5055194.9702 | 11580614.3543 | 28248468.2293 | 24566137.2562 | 44700807.3233 | 114151222.1332 |  | 4496594.1938 | 11859738.5517 | 28455510.4166 | 28553504.8094 | 51745758.1411 | 125111106.1125 |  | 4496594.1938 | 11859738.5517 | 28455510.4166 | 28553504.8094 | 51745758.1411 | 125111106.1125 |  | 4012316.3707 | 12221318.133 | 28029100.5754 | 32722558.0926 | 56147661.2021 | 133132954.3737 |  | 4012316.3707 | 12221318.133 | 28029100.5754 | 32722558.0926 | 56147661.2021 | 133132954.3737
| Other | [66 empty] | 0 | [6 empty] | 0 | [6 empty] | 0 | [6 empty] | 0 | [6 empty] | 0 | [6 empty] | 0
| Submarine Cables |  | 0 | 0 | C1 | 0 | 0 | 0 | 0 | 0 | 0 | 0 | 0 | 0 | 0 | 0 | 0 | 0 | 0 | 0 | 0 | 0 | 0 | 0 | 0 | 0 | 0 | 0 | 0 | 0 | 0 | 0 | 0 | 0 | 0 | 0 | 0 | 0 | 0 | 0 | 0 |  |  | C1 | 0.025 | 0.075 | 0.175 | 0.375 | 0.75 | C1 | 418959.3771 | 418959.3771 | 418959.3771 | 418959.3771 | 418959.3771 | C1 | 10473.9844 | 31421.9533 | 73317.891 | 157109.7664 | 314219.5328 | C1 | 0 | 0 | 0 | 0 | 0 | 0 |  | 0 | 0 | 0 | 0 | 0 | 0 |  | 0 | 0 | 0 | 0 | 0 | 0 |  | 0 | 0 | 0 | 0 | 0 | 0 |  | 0 | 0 | 0 | 0 | 0 | 0 |  | 0 | 0 | 0 | 0 | 0 | 0
|  |  | 29 | 29 | C2 | 0 | 25 | 0 | 0 | 4 | 29 | 0 | 25 | 0 | 0 | 4 | 29 | 0 | 0 | 0 | 0 | 0 | 0 | 0 | 25 | 0 | 0 | 4 | 29 | 0 | 0 | 0 | 0 | 0 | 0 | 0 | 25 | 0 | 0 | 4 | 29 |  |  | C2 | 0.025 | 0.075 | 0.175 | 0.375 | 0.75 | C2 | 598513.3958 | 598513.3958 | 598513.3958 | 598513.3958 | 598513.3958 | C2 | 14962.8349 | 44888.5047 | 104739.8443 | 224442.5234 | 448885.0468 | C2 | 0 | 1122212.6171 | 0 | 0 | 1795540.1874 | 2917752.8045 |  | 0 | 1122212.6171 | 0 | 0 | 1795540.1874 | 2917752.8045 |  | 0 | 1122212.6171 | 0 | 0 | 1795540.1874 | 2917752.8045 |  | 0 | 1122212.6171 | 0 | 0 | 1795540.1874 | 2917752.8045 |  | 0 | 1122212.6171 | 0 | 0 | 1795540.1874 | 2917752.8045 |  | 0 | 1122212.6171 | 0 | 0 | 1795540.1874 | 2917752.8045
|  |  | 0 | 0 | C3 | 0 | 0 | 0 | 0 | 0 | 0 | 0 | 0 | 0 | 0 | 0 | 0 | 0 | 0 | 0 | 0 | 0 | 0 | 0 | 0 | 0 | 0 | 0 | 0 | 0 | 0 | 0 | 0 | 0 | 0 | 0 | 0 | 0 | 0 | 0 | 0 |  |  | C3 | 0.025 | 0.075 | 0.175 | 0.375 | 0.75 | C3 | 897770.0937 | 897770.0937 | 897770.0937 | 897770.0937 | 897770.0937 | C3 | 22444.2523 | 67332.757 | 157109.7664 | 336663.7851 | 673327.5703 | C3 | 0 | 0 | 0 | 0 | 0 | 0 |  | 0 | 0 | 0 | 0 | 0 | 0 |  | 0 | 0 | 0 | 0 | 0 | 0 |  | 0 | 0 | 0 | 0 | 0 | 0 |  | 0 | 0 | 0 | 0 | 0 | 0 |  | 0 | 0 | 0 | 0 | 0 | 0
|  |  | 0 | 0 | C4 | 0 | 0 | 0 | 0 | 0 | 0 | 0 | 0 | 0 | 0 | 0 | 0 | 0 | 0 | 0 | 0 | 0 | 0 | 0 | 0 | 0 | 0 | 0 | 0 | 0 | 0 | 0 | 0 | 0 | 0 | 0 | 0 | 0 | 0 | 0 | 0 |  |  | C4 | 0.025 | 0.075 | 0.175 | 0.375 | 0.75 | C4 | 1496283.4895 | 1496283.4895 | 1496283.4895 | 1496283.4895 | 1496283.4895 | C4 | 37407.0872 | 112221.2617 | 261849.6107 | 561106.3086 | 1122212.6171 | C4 | 0 | 0 | 0 | 0 | 0 | 0 |  | 0 | 0 | 0 | 0 | 0 | 0 |  | 0 | 0 | 0 | 0 | 0 | 0 |  | 0 | 0 | 0 | 0 | 0 | 0 |  | 0 | 0 | 0 | 0 | 0 | 0 |  | 0 | 0 | 0 | 0 | 0 | 0
|  |  | 29 | 29 |  | 0 | 25 | 0 | 0 | 4 |  | 0 | 25 | 0 | 0 | 4 |  | 0 | 0 | 0 | 0 | 0 |  | 0 | 25 | 0 | 0 | 4 |  | 0 | 0 | 0 | 0 | 0 |  | 0 | 25 | 0 | 0 | 4 | [22 empty] | 0 | 1122212.6171 | 0 | 0 | 1795540.1874 | 2917752.8045 |  | 0 | 1122212.6171 | 0 | 0 | 1795540.1874 | 2917752.8045 |  | 0 | 1122212.6171 | 0 | 0 | 1795540.1874 | 2917752.8045 |  | 0 | 1122212.6171 | 0 | 0 | 1795540.1874 | 2917752.8045 |  | 0 | 1122212.6171 | 0 | 0 | 1795540.1874 | 2917752.8045 |  | 0 | 1122212.6171 | 0 | 0 | 1795540.1874 | 2917752.8045
| [Please insert new asset category as required] |  | 0 | 0 | C1 | 0 | 0 | 0 | 0 | 0 | 0 | 0 | 0 | 0 | 0 | 0 | 0 | 0 | 0 | 0 | 0 | 0 | 0 | 0 | 0 | 0 | 0 | 0 | 0 | 0 | 0 | 0 | 0 | 0 | 0 | 0 | 0 | 0 | 0 | 0 | 0 |  |  | C1 | 0 | 0 | 0 | 0 | 0 | C1 | 0 | 0 | 0 | 0 | 0 | C1 | [5 empty] | C1 | [5 empty] | 0 | [6 empty] | 0 | [6 empty] | 0 | [6 empty] | 0 | [6 empty] | 0 | [6 empty] | 0
|  |  | 0 | 0 | C2 | 0 | 0 | 0 | 0 | 0 | 0 | 0 | 0 | 0 | 0 | 0 | 0 | 0 | 0 | 0 | 0 | 0 | 0 | 0 | 0 | 0 | 0 | 0 | 0 | 0 | 0 | 0 | 0 | 0 | 0 | 0 | 0 | 0 | 0 | 0 | 0 |  |  | C2 | 0 | 0 | 0 | 0 | 0 | C2 | 0 | 0 | 0 | 0 | 0 | C2 | [5 empty] | C2 | [5 empty] | 0 | [6 empty] | 0 | [6 empty] | 0 | [6 empty] | 0 | [6 empty] | 0 | [6 empty] | 0
|  |  | 0 | 0 | C3 | 0 | 0 | 0 | 0 | 0 | 0 | 0 | 0 | 0 | 0 | 0 | 0 | 0 | 0 | 0 | 0 | 0 | 0 | 0 | 0 | 0 | 0 | 0 | 0 | 0 | 0 | 0 | 0 | 0 | 0 | 0 | 0 | 0 | 0 | 0 | 0 |  |  | C3 | 0 | 0 | 0 | 0 | 0 | C3 | 0 | 0 | 0 | 0 | 0 | C3 | [5 empty] | C3 | [5 empty] | 0 | [6 empty] | 0 | [6 empty] | 0 | [6 empty] | 0 | [6 empty] | 0 | [6 empty] | 0
|  |  | 0 | 0 | C4 | 0 | 0 | 0 | 0 | 0 | 0 | 0 | 0 | 0 | 0 | 0 | 0 | 0 | 0 | 0 | 0 | 0 | 0 | 0 | 0 | 0 | 0 | 0 | 0 | 0 | 0 | 0 | 0 | 0 | 0 | 0 | 0 | 0 | 0 | 0 | 0 |  |  | C4 | 0 | 0 | 0 | 0 | 0 | C4 | 0 | 0 | 0 | 0 | 0 | C4 | [5 empty] | C4 | [5 empty] | 0 | [6 empty] | 0 | [6 empty] | 0 | [6 empty] | 0 | [6 empty] | 0 | [6 empty] | 0
|  |  | 0 | 0 |  | 0 | 0 | 0 | 0 | 0 |  | 0 | 0 | 0 | 0 | 0 |  | 0 | 0 | 0 | 0 | 0 |  | 0 | 0 | 0 | 0 | 0 |  | 0 | 0 | 0 | 0 | 0 |  | 0 | 0 | 0 | 0 | 0 | [22 empty] | 0 | 0 | 0 | 0 | 0 | 0 |  | 0 | 0 | 0 | 0 | 0 | 0 |  | 0 | 0 | 0 | 0 | 0 | 0 |  | 0 | 0 | 0 | 0 | 0 | 0 |  | 0 | 0 | 0 | 0 | 0 | 0 |  | 0 | 0 | 0 | 0 | 0 | 0
| [Please insert new asset category as required] |  | 0 | 0 | C1 | 0 | 0 | 0 | 0 | 0 | 0 | 0 | 0 | 0 | 0 | 0 | 0 | 0 | 0 | 0 | 0 | 0 | 0 | 0 | 0 | 0 | 0 | 0 | 0 | 0 | 0 | 0 | 0 | 0 | 0 | 0 | 0 | 0 | 0 | 0 | 0 |  |  | C1 | 0 | 0 | 0 | 0 | 0 | C1 | 0 | 0 | 0 | 0 | 0 | C1 | [5 empty] | C1 | [5 empty] | 0 | [6 empty] | 0 | [6 empty] | 0 | [6 empty] | 0 | [6 empty] | 0 | [6 empty] | 0
|  |  | 0 | 0 | C2 | 0 | 0 | 0 | 0 | 0 | 0 | 0 | 0 | 0 | 0 | 0 | 0 | 0 | 0 | 0 | 0 | 0 | 0 | 0 | 0 | 0 | 0 | 0 | 0 | 0 | 0 | 0 | 0 | 0 | 0 | 0 | 0 | 0 | 0 | 0 | 0 |  |  | C2 | 0 | 0 | 0 | 0 | 0 | C2 | 0 | 0 | 0 | 0 | 0 | C2 | [5 empty] | C2 | [5 empty] | 0 | [6 empty] | 0 | [6 empty] | 0 | [6 empty] | 0 | [6 empty] | 0 | [6 empty] | 0
|  |  | 0 | 0 | C3 | 0 | 0 | 0 | 0 | 0 | 0 | 0 | 0 | 0 | 0 | 0 | 0 | 0 | 0 | 0 | 0 | 0 | 0 | 0 | 0 | 0 | 0 | 0 | 0 | 0 | 0 | 0 | 0 | 0 | 0 | 0 | 0 | 0 | 0 | 0 | 0 |  |  | C3 | 0 | 0 | 0 | 0 | 0 | C3 | 0 | 0 | 0 | 0 | 0 | C3 | [5 empty] | C3 | [5 empty] | 0 | [6 empty] | 0 | [6 empty] | 0 | [6 empty] | 0 | [6 empty] | 0 | [6 empty] | 0
|  |  | 0 | 0 | C4 | 0 | 0 | 0 | 0 | 0 | 0 | 0 | 0 | 0 | 0 | 0 | 0 | 0 | 0 | 0 | 0 | 0 | 0 | 0 | 0 | 0 | 0 | 0 | 0 | 0 | 0 | 0 | 0 | 0 | 0 | 0 | 0 | 0 | 0 | 0 | 0 |  |  | C4 | 0 | 0 | 0 | 0 | 0 | C4 | 0 | 0 | 0 | 0 | 0 | C4 | [5 empty] | C4 | [5 empty] | 0 | [6 empty] | 0 | [6 empty] | 0 | [6 empty] | 0 | [6 empty] | 0 | [6 empty] | 0
|  |  | 0 | 0 |  | 0 | 0 | 0 | 0 | 0 |  | 0 | 0 | 0 | 0 | 0 |  | 0 | 0 | 0 | 0 | 0 |  | 0 | 0 | 0 | 0 | 0 |  | 0 | 0 | 0 | 0 | 0 |  | 0 | 0 | 0 | 0 | 0 | [22 empty] | 0 | 0 | 0 | 0 | 0 | 0 |  | 0 | 0 | 0 | 0 | 0 | 0 |  | 0 | 0 | 0 | 0 | 0 | 0 |  | 0 | 0 | 0 | 0 | 0 | 0 |  | 0 | 0 | 0 | 0 | 0 | 0 |  | 0 | 0 | 0 | 0 | 0 | 0
| [Please insert new asset category as required] |  | 0 | 0 | C1 | 0 | 0 | 0 | 0 | 0 | 0 | 0 | 0 | 0 | 0 | 0 | 0 | 0 | 0 | 0 | 0 | 0 | 0 | 0 | 0 | 0 | 0 | 0 | 0 | 0 | 0 | 0 | 0 | 0 | 0 | 0 | 0 | 0 | 0 | 0 | 0 |  |  | C1 | 0 | 0 | 0 | 0 | 0 | C1 | 0 | 0 | 0 | 0 | 0 | C1 | [5 empty] | C1 | [5 empty] | 0 | [6 empty] | 0 | [6 empty] | 0 | [6 empty] | 0 | [6 empty] | 0 | [6 empty] | 0
|  |  | 0 | 0 | C2 | 0 | 0 | 0 | 0 | 0 | 0 | 0 | 0 | 0 | 0 | 0 | 0 | 0 | 0 | 0 | 0 | 0 | 0 | 0 | 0 | 0 | 0 | 0 | 0 | 0 | 0 | 0 | 0 | 0 | 0 | 0 | 0 | 0 | 0 | 0 | 0 |  |  | C2 | 0 | 0 | 0 | 0 | 0 | C2 | 0 | 0 | 0 | 0 | 0 | C2 | [5 empty] | C2 | [5 empty] | 0 | [6 empty] | 0 | [6 empty] | 0 | [6 empty] | 0 | [6 empty] | 0 | [6 empty] | 0
|  |  | 0 | 0 | C3 | 0 | 0 | 0 | 0 | 0 | 0 | 0 | 0 | 0 | 0 | 0 | 0 | 0 | 0 | 0 | 0 | 0 | 0 | 0 | 0 | 0 | 0 | 0 | 0 | 0 | 0 | 0 | 0 | 0 | 0 | 0 | 0 | 0 | 0 | 0 | 0 |  |  | C3 | 0 | 0 | 0 | 0 | 0 | C3 | 0 | 0 | 0 | 0 | 0 | C3 | [5 empty] | C3 | [5 empty] | 0 | [6 empty] | 0 | [6 empty] | 0 | [6 empty] | 0 | [6 empty] | 0 | [6 empty] | 0
|  |  | 0 | 0 | C4 | 0 | 0 | 0 | 0 | 0 | 0 | 0 | 0 | 0 | 0 | 0 | 0 | 0 | 0 | 0 | 0 | 0 | 0 | 0 | 0 | 0 | 0 | 0 | 0 | 0 | 0 | 0 | 0 | 0 | 0 | 0 | 0 | 0 | 0 | 0 | 0 |  |  | C4 | 0 | 0 | 0 | 0 | 0 | C4 | 0 | 0 | 0 | 0 | 0 | C4 | [5 empty] | C4 | [5 empty] | 0 | [6 empty] | 0 | [6 empty] | 0 | [6 empty] | 0 | [6 empty] | 0 | [6 empty] | 0
|  |  | 0 | 0 |  | 0 | 0 | 0 | 0 | 0 |  | 0 | 0 | 0 | 0 | 0 |  | 0 | 0 | 0 | 0 | 0 |  | 0 | 0 | 0 | 0 | 0 |  | 0 | 0 | 0 | 0 | 0 |  | 0 | 0 | 0 | 0 | 0 | [22 empty] | 0 | 0 | 0 | 0 | 0 | 0 |  | 0 | 0 | 0 | 0 | 0 | 0 |  | 0 | 0 | 0 | 0 | 0 | 0 |  | 0 | 0 | 0 | 0 | 0 | 0 |  | 0 | 0 | 0 | 0 | 0 | 0 |  | 0 | 0 | 0 | 0 | 0 | 0
| [Please insert new asset category as required] |  | 0 | 0 | C1 | 0 | 0 | 0 | 0 | 0 | 0 | 0 | 0 | 0 | 0 | 0 | 0 | 0 | 0 | 0 | 0 | 0 | 0 | 0 | 0 | 0 | 0 | 0 | 0 | 0 | 0 | 0 | 0 | 0 | 0 | 0 | 0 | 0 | 0 | 0 | 0 |  |  | C1 | 0 | 0 | 0 | 0 | 0 | C1 | 0 | 0 | 0 | 0 | 0 | C1 | [5 empty] | C1 | [5 empty] | 0 | [6 empty] | 0 | [6 empty] | 0 | [6 empty] | 0 | [6 empty] | 0 | [6 empty] | 0
|  |  | 0 | 0 | C2 | 0 | 0 | 0 | 0 | 0 | 0 | 0 | 0 | 0 | 0 | 0 | 0 | 0 | 0 | 0 | 0 | 0 | 0 | 0 | 0 | 0 | 0 | 0 | 0 | 0 | 0 | 0 | 0 | 0 | 0 | 0 | 0 | 0 | 0 | 0 | 0 |  |  | C2 | 0 | 0 | 0 | 0 | 0 | C2 | 0 | 0 | 0 | 0 | 0 | C2 | [5 empty] | C2 | [5 empty] | 0 | [6 empty] | 0 | [6 empty] | 0 | [6 empty] | 0 | [6 empty] | 0 | [6 empty] | 0
|  |  | 0 | 0 | C3 | 0 | 0 | 0 | 0 | 0 | 0 | 0 | 0 | 0 | 0 | 0 | 0 | 0 | 0 | 0 | 0 | 0 | 0 | 0 | 0 | 0 | 0 | 0 | 0 | 0 | 0 | 0 | 0 | 0 | 0 | 0 | 0 | 0 | 0 | 0 | 0 |  |  | C3 | 0 | 0 | 0 | 0 | 0 | C3 | 0 | 0 | 0 | 0 | 0 | C3 | [5 empty] | C3 | [5 empty] | 0 | [6 empty] | 0 | [6 empty] | 0 | [6 empty] | 0 | [6 empty] | 0 | [6 empty] | 0
|  |  | 0 | 0 | C4 | 0 | 0 | 0 | 0 | 0 | 0 | 0 | 0 | 0 | 0 | 0 | 0 | 0 | 0 | 0 | 0 | 0 | 0 | 0 | 0 | 0 | 0 | 0 | 0 | 0 | 0 | 0 | 0 | 0 | 0 | 0 | 0 | 0 | 0 | 0 | 0 |  |  | C4 | 0 | 0 | 0 | 0 | 0 | C4 | 0 | 0 | 0 | 0 | 0 | C4 | [5 empty] | C4 | [5 empty] | 0 | [6 empty] | 0 | [6 empty] | 0 | [6 empty] | 0 | [6 empty] | 0 | [6 empty] | 0
|  |  | 0 | 0 |  | 0 | 0 | 0 | 0 | 0 |  | 0 | 0 | 0 | 0 | 0 |  | 0 | 0 | 0 | 0 | 0 |  | 0 | 0 | 0 | 0 | 0 |  | 0 | 0 | 0 | 0 | 0 |  | 0 | 0 | 0 | 0 | 0 | [22 empty] | 0 | 0 | 0 | 0 | 0 | 0 |  | 0 | 0 | 0 | 0 | 0 | 0 |  | 0 | 0 | 0 | 0 | 0 | 0 |  | 0 | 0 | 0 | 0 | 0 | 0 |  | 0 | 0 | 0 | 0 | 0 | 0 |  | 0 | 0 | 0 | 0 | 0 | 0
| [Please insert new asset category as required] |  | 0 | 0 | C1 | 0 | 0 | 0 | 0 | 0 | 0 | 0 | 0 | 0 | 0 | 0 | 0 | 0 | 0 | 0 | 0 | 0 | 0 | 0 | 0 | 0 | 0 | 0 | 0 | 0 | 0 | 0 | 0 | 0 | 0 | 0 | 0 | 0 | 0 | 0 | 0 |  |  | C1 | 0 | 0 | 0 | 0 | 0 | C1 | 0 | 0 | 0 | 0 | 0 | C1 | [5 empty] | C1 | [5 empty] | 0 | [6 empty] | 0 | [6 empty] | 0 | [6 empty] | 0 | [6 empty] | 0 | [6 empty] | 0
|  |  | 0 | 0 | C2 | 0 | 0 | 0 | 0 | 0 | 0 | 0 | 0 | 0 | 0 | 0 | 0 | 0 | 0 | 0 | 0 | 0 | 0 | 0 | 0 | 0 | 0 | 0 | 0 | 0 | 0 | 0 | 0 | 0 | 0 | 0 | 0 | 0 | 0 | 0 | 0 |  |  | C2 | 0 | 0 | 0 | 0 | 0 | C2 | 0 | 0 | 0 | 0 | 0 | C2 | [5 empty] | C2 | [5 empty] | 0 | [6 empty] | 0 | [6 empty] | 0 | [6 empty] | 0 | [6 empty] | 0 | [6 empty] | 0
|  |  | 0 | 0 | C3 | 0 | 0 | 0 | 0 | 0 | 0 | 0 | 0 | 0 | 0 | 0 | 0 | 0 | 0 | 0 | 0 | 0 | 0 | 0 | 0 | 0 | 0 | 0 | 0 | 0 | 0 | 0 | 0 | 0 | 0 | 0 | 0 | 0 | 0 | 0 | 0 |  |  | C3 | 0 | 0 | 0 | 0 | 0 | C3 | 0 | 0 | 0 | 0 | 0 | C3 | [5 empty] | C3 | [5 empty] | 0 | [6 empty] | 0 | [6 empty] | 0 | [6 empty] | 0 | [6 empty] | 0 | [6 empty] | 0
|  |  | 0 | 0 | C4 | 0 | 0 | 0 | 0 | 0 | 0 | 0 | 0 | 0 | 0 | 0 | 0 | 0 | 0 | 0 | 0 | 0 | 0 | 0 | 0 | 0 | 0 | 0 | 0 | 0 | 0 | 0 | 0 | 0 | 0 | 0 | 0 | 0 | 0 | 0 | 0 |  |  | C4 | 0 | 0 | 0 | 0 | 0 | C4 | 0 | 0 | 0 | 0 | 0 | C4 | [5 empty] | C4 | [5 empty] | 0 | [6 empty] | 0 | [6 empty] | 0 | [6 empty] | 0 | [6 empty] | 0 | [6 empty] | 0
|  |  | 0 | 0 |  | 0 | 0 | 0 | 0 | 0 |  | 0 | 0 | 0 | 0 | 0 |  | 0 | 0 | 0 | 0 | 0 |  | 0 | 0 | 0 | 0 | 0 |  | 0 | 0 | 0 | 0 | 0 |  | 0 | 0 | 0 | 0 | 0 | [22 empty] | 0 | 0 | 0 | 0 | 0 | 0 |  | 0 | 0 | 0 | 0 | 0 | 0 |  | 0 | 0 | 0 | 0 | 0 | 0 |  | 0 | 0 | 0 | 0 | 0 | 0 |  | 0 | 0 | 0 | 0 | 0 | 0 |  | 0 | 0 | 0 | 0 | 0 | 0
[63 empty] | 0 | 1122212.6171 | 0 | 0 | 1795540.1874 | 2917752.8045 |  | 0 | 1122212.6171 | 0 | 0 | 1795540.1874 | 2917752.8045 |  | 0 | 1122212.6171 | 0 | 0 | 1795540.1874 | 2917752.8045 |  | 0 | 1122212.6171 | 0 | 0 | 1795540.1874 | 2917752.8045 |  | 0 | 1122212.6171 | 0 | 0 | 1795540.1874 | 2917752.8045 |  | 0 | 1122212.6171 | 0 | 0 | 1795540.1874 | 2917752.8045
| TOTAL |  | 547722.9943 | 547722.9943 |  | 166666.0588 | 129632.4146 | 129516.3638 | 107504.9598 | 14403.1972 |  | 144551.9873 | 131559.7796 | 131493.7288 | 119268.1497 | 19265.1271 |  | 0 | 0 | 0 | 0 | 0 |  | 148981 | 133781 | 129563 | 110176 | 25222.2903 |  | 0 | 0 | 0 | 0 | 0 |  | 131296 | 137932 | 129610 | 112843 | 36042.2903 |  |  |  |  | 0 | 0 | 0 | 0 | 0 |  | 0 | 0 | 0 | 0 | 0 | [7 empty] | 86374250.477 | 187227983.3082 | 634701273.7554 | 1019177159.8995 | 320560162.7513 | 2248040830.1913 |  | 94002245.7871 | 185675284.0002 | 630599099.8573 | 969927474.1628 | 260566076.7064 | 2140770180.5138 |  | 83884505.5564 | 196078839.3441 | 611274494.9332 | 1013146841.4749 | 458406603.7484 | 2362791285.057 |  | 83884505.5564 | 196078839.3441 | 611274494.9332 | 1013146841.4749 | 458406603.7484 | 2362791285.057 |  | 73833654.8884 | 206600123.1611 | 591291241.5603 | 1056542442.0007 | 653570599.021 | 2581838060.6315 |  | 73833654.8884 | 206600123.1611 | 591291241.5603 | 1056542442.0007 | 653570599.021 | 2581838060.6315
Health Index Definitions
|  |  | HI1 | New or as new | [57 empty] | LV Network | 6042844.2772 | 14841792.1071 | 27572389.6802 | 37177770.053 | 13139187.2059 | 98773983.3234 | LV Network | 6877730.457 | 14630246.9064 | 27079073.512 | 30822446.9491 | 8908899.2583 | 88318397.0828 | LV Network | 6058688.8675 | 15405075.03 | 27824565.4213 | 34423261.3219 | 15335271.6376 | 99046862.2783 | LV Network | 6058688.8675 | 15405075.03 | 27824565.4213 | 34423261.3219 | 15335271.6376 | 99046862.2783 | LV Network | 5240047.4357 | 16177849.4957 | 28571587.6174 | 38019995.1072 | 21771778.6651 | 109781258.3212 | LV Network | 5240047.4357 | 16177849.4957 | 28571587.6174 | 38019995.1072 | 21771778.6651 | 109781258.3212
|  |  | HI2 | Good or seviceable condition | [57 empty] | HV Network | 68654406.1947 | 141098741.918 | 492999478.2997 | 767998936.2383 | 178900929.8461 | 1649652492.4969 | HV Network | 73613091.1445 | 140229621.5349 | 490512119.8369 | 739434173.1378 | 132212394.0822 | 1576001399.7364 | HV Network | 65887618.2485 | 148745062.578 | 474286446.8127 | 773226689.4894 | 280798381.0323 | 1742944198.161 | HV Network | 65887618.2485 | 148745062.578 | 474286446.8127 | 773226689.4894 | 280798381.0323 | 1742944198.161 | HV Network | 58162486.6471 | 157281257.5308 | 458066405.2272 | 806892538.37 | 429373145.724 | 1909775833.4991 | HV Network | 58162486.6471 | 157281257.5308 | 458066405.2272 | 806892538.37 | 429373145.724 | 1909775833.4991
|  |  | HI3 | Deterioration requires assessment and monitoring | [57 empty] | EHV Network | 7255133.0107 | 18462705.4981 | 85596464.9813 | 185960847.402 | 80249504.9792 | 377524655.8713 | EHV Network | 8456229.2154 | 18112588.5875 | 84759438.2792 | 175104716.8196 | 72948435.8552 | 359381408.7569 | EHV Network | 7441604.2466 | 18946750.5672 | 80707972.2826 | 176943385.8542 | 108731652.75 | 392771365.7006 | EHV Network | 7441604.2466 | 18946750.5672 | 80707972.2826 | 176943385.8542 | 108731652.75 | 392771365.7006 | EHV Network | 6418804.4349 | 19797485.3845 | 76624148.1403 | 178907350.4308 | 144482473.2423 | 426230261.6329 | EHV Network | 6418804.4349 | 19797485.3845 | 76624148.1403 | 178907350.4308 | 144482473.2423 | 426230261.6329
|  |  | HI4 | Material deterioration, intervention requires consideration | [57 empty] | 132kV Network | 4421866.9944 | 11702531.1678 | 28532940.7941 | 28039606.2062 | 46475000.5327 | 119171945.6952 | 132kV Network | 5055194.9702 | 11580614.3543 | 28248468.2293 | 24566137.2562 | 44700807.3233 | 114151222.1332 | 132kV Network | 4496594.1938 | 11859738.5517 | 28455510.4166 | 28553504.8094 | 51745758.1411 | 125111106.1125 | 132kV Network | 4496594.1938 | 11859738.5517 | 28455510.4166 | 28553504.8094 | 51745758.1411 | 125111106.1125 | 132kV Network | 4012316.3707 | 12221318.133 | 28029100.5754 | 32722558.0926 | 56147661.2021 | 133132954.3737 | 132kV Network | 4012316.3707 | 12221318.133 | 28029100.5754 | 32722558.0926 | 56147661.2021 | 133132954.3737
|  |  | HI5 | End of serviceable life, intervention required | [57 empty] | Other | 0 | 1122212.6171 | 0 | 0 | 1795540.1874 | 2917752.8045 | Other | 0 | 1122212.6171 | 0 | 0 | 1795540.1874 | 2917752.8045 | Other | 0 | 1122212.6171 | 0 | 0 | 1795540.1874 | 2917752.8045 | Other | 0 | 1122212.6171 | 0 | 0 | 1795540.1874 | 2917752.8045 | Other | 0 | 1122212.6171 | 0 | 0 | 1795540.1874 | 2917752.8045 | Other | 0 | 1122212.6171 | 0 | 0 | 1795540.1874 | 2917752.8045
[62 empty] | Total | 86374250.477 | 187227983.3082 | 634701273.7554 | 1019177159.8995 | 320560162.7513 | 2248040830.1913 | Total | 94002245.7871 | 185675284.0002 | 630599099.8573 | 969927474.1628 | 260566076.7064 | 2140770180.5138 | Total | 83884505.5564 | 196078839.3441 | 611274494.9332 | 1013146841.4749 | 458406603.7484 | 2362791285.057 | Total | 83884505.5564 | 196078839.3441 | 611274494.9332 | 1013146841.4749 | 458406603.7484 | 2362791285.057 | Total | 73833654.8884 | 206600123.1611 | 591291241.5603 | 1056542442.0007 | 653570599.021 | 2581838060.6315 | Total | 73833654.8884 | 206600123.1611 | 591291241.5603 | 1056542442.0007 | 653570599.021 | 2581838060.6315
Criticality Index Definitions
|  |  | C1 | Low criticality
|  |  | C2 | Average criticality
|  |  | C3 | High criticality
|  |  | C4 | Very high criticality

## SSES - Average Cons. of Failure
Secondary deliverables RIIO-ED1 - Average Consequence of Asset Failure
SSES
Price base (2012/13)
| ASSET CATEGORIES | RIIO-ED1 period |  |  |  |  | ASSET CATEGORIES | RIIO-ED1 period
|  | Network Performance | Safety | Environmental | Financial consequence of repair/ replacement | Average Consequence of Asset Failure |  | Network Performance | Safety | Environmental | Financial consequence of repair/ replacement | Average Consequence of Asset Failure
| LV Network | [5 empty] | LV Network
| LV Switchgear and Other | 2975.2944 | 700 | 0 | 2920.1148 | 6595.4091 | LV Switchgear and Other | 2975.2944 | 700 |  | 2920.1148 | 6595.4091
| LV UGB | 0 | 0 | 0 | 0 | 0 | LV UGB |  |  |  |  | 0
| LV OHL Support | 64.0233 | 700 | 0 | 889.1204 | 1653.1437 | LV OHL Support | 64.0233 | 700 |  | 889.1204 | 1653.1437
| [Please insert new asset category as required] | 0 | 0 | 0 | 0 | 0 | [Please insert new asset category as required]
| [Please insert new asset category as required] | 0 | 0 | 0 | 0 | 0 | [Please insert new asset category as required]
| [Please insert new asset category as required] | 0 | 0 | 0 | 0 | 0 | [Please insert new asset category as required]
| [Please insert new asset category as required] | 0 | 0 | 0 | 0 | 0 | [Please insert new asset category as required]
| [Please insert new asset category as required] | 0 | 0 | 0 | 0 | 0 | [Please insert new asset category as required]
| HV Network | [5 empty] | HV Network
| HV Switchgear (GM) - Primary | 2865.7711 | 700 | 926.8579 | 28270.1239 | 32762.7529 | HV Switchgear (GM) - Primary | 2865.7711 | 700 | 926.8579 | 28270.1239 | 32762.7529
| HV Switchgear (GM) - Distribution | 659.1462 | 700 | 231.7145 | 8509.5814 | 10100.4421 | HV Switchgear (GM) - Distribution | 659.1462 | 700 | 231.7145 | 8509.5814 | 10100.4421
| HV Transformer (GM) | 5822.8865 | 700 | 0.088824 | 12226.0273 | 18749.0027 | HV Transformer (GM) | 5822.8865 | 700 | 0.088824 | 12226.0273 | 18749.0027
| HV UG Cable | 15179.6483 | 700 | 0 | 47792.808 | 63672.4563 | HV UG Cable | 15179.6483 | 700 |  | 47792.808 | 63672.4563
| HV OHL Support - Poles | 12196.3089 | 23500 | 0 | 1936.3669 | 37632.6758 | HV OHL Support - Poles | 12196.3089 | 23500 |  | 1936.3669 | 37632.6758
| [Please insert new asset category as required] | 0 | 0 | 0 | 0 | 0 | [Please insert new asset category as required]
| [Please insert new asset category as required] | 0 | 0 | 0 | 0 | 0 | [Please insert new asset category as required]
| [Please insert new asset category as required] | 0 | 0 | 0 | 0 | 0 | [Please insert new asset category as required]
| [Please insert new asset category as required] | 0 | 0 | 0 | 0 | 0 | [Please insert new asset category as required]
| [Please insert new asset category as required] | 0 | 0 | 0 | 0 | 0 | [Please insert new asset category as required]
| EHV Network | [5 empty] | EHV Network
| EHV Switchgear (GM) | 13631.6948 | 23500 | 6902.7716 | 70749.7849 | 114784.2512 | EHV Switchgear (GM) | 13631.6948 | 23500 | 6902.7716 | 70749.7849 | 114784.2512
| EHV Transformer | 9849.9103 | 23500 | 52.9155 | 242353.218 | 275756.0439 | EHV Transformer | 9849.9103 | 23500 | 52.9155 | 242353.218 | 275756.0439
| EHV UG Cable (Gas) | 1696.6994 | 700 | 0 | 8681.017 | 11078 | EHV UG Cable (Gas) | 1696.6994 | 700 |  | 8681.017 | 11078
| EHV UG Cable (Oil) | 1696.6994 | 700 | 10.3005 | 8681.017 | 11088.0169 | EHV UG Cable (Oil) | 1696.6994 | 700 | 10.3005 | 8681.017 | 11088.0169
| EHV UG Cable (Non Pressurised) | 0 | 0 | 0 | 0 | 0 | EHV UG Cable (Non Pressurised) |  |  |  |  | 0
| EHV OHL Support - Towers | 0 | 0 | 0 | 0 | 0 | EHV OHL Support - Towers |  |  |  |  | 0
| EHV OHL Support - Poles | 6679.5791 | 23500 | 0 | 2922.6942 | 33102.2733 | EHV OHL Support - Poles | 6679.5791 | 23500 |  | 2922.6942 | 33102.2733
| EHV OHL Fittings and Conductors (Tower Lines) | 17407.266 | 23500 | 0 | 1289.3336 | 42196.5997 | EHV OHL Fittings and Conductors (Tower Lines) | 17407.266 | 23500 |  | 1289.3336 | 42196.5997
| [Please insert new asset category as required] | 0 | 0 | 0 | 0 | 0 | [Please insert new asset category as required]
| [Please insert new asset category as required] | 0 | 0 | 0 | 0 | 0 | [Please insert new asset category as required]
| [Please insert new asset category as required] | 0 | 0 | 0 | 0 | 0 | [Please insert new asset category as required]
| [Please insert new asset category as required] | 0 | 0 | 0 | 0 | 0 | [Please insert new asset category as required]
| [Please insert new asset category as required] | 0 | 0 | 0 | 0 | 0 | [Please insert new asset category as required]
| 132kV Network | [5 empty] | 132kV Network
| 132kV CBs | 0 | 23500 | 0 | 185110.5206 | 208610.5206 | 132kV CBs |  | 23500 |  | 185110.5206 | 208610.5206
| 132kV Transformer | 0 | 23500 | 137.027 | 1269848.484 | 1293485.511 | 132kV Transformer |  | 23500 | 137.027 | 1269848.484 | 1293485.511
| 132kV UG Cable (Gas) | 0 | 0 | 0 | 32102.7389 | 32102.7389 | 132kV UG Cable (Gas) |  |  |  | 32102.7389 | 32102.7389
| 132kV UG Cable (Oil) | 0 | 0 | 13.8193 | 32102.7389 | 32116.5583 | 132kV UG Cable (Oil) |  |  | 13.8193 | 32102.7389 | 32116.5583
| 132kV UG Cable (Non Pressurised) | 0 | 0 | 0 | 0 | 0 | 132kV UG Cable (Non Pressurised) |  |  |  |  | 0
| 132kV OHL Support - Tower | 0 | 0 | 0 | 0 | 0 | 132kV OHL Support - Tower |  |  |  |  | 0
| 132kV OHL Fittings and Conductors (Tower Lines) | 0 | 23500 | 0 | 7365.3705 | 30865.3705 | 132kV OHL Fittings and Conductors (Tower Lines) |  | 23500 |  | 7365.3705 | 30865.3705
| [Please insert new asset category as required] | 0 | 0 | 0 | 0 | 0 | [Please insert new asset category as required]
| [Please insert new asset category as required] | 0 | 0 | 0 | 0 | 0 | [Please insert new asset category as required]
| [Please insert new asset category as required] | 0 | 0 | 0 | 0 | 0 | [Please insert new asset category as required]
| [Please insert new asset category as required] | 0 | 0 | 0 | 0 | 0 | [Please insert new asset category as required]
| [Please insert new asset category as required] | 0 | 0 | 0 | 0 | 0 | [Please insert new asset category as required]
| Other | [5 empty] | Other
| Submarine Cables | 4960.3958 | 700 | 0 | 592853 | 598513.3958 | Submarine Cables | 4960.3958 | 700 |  | 592853 | 598513.3958
| [Please insert new asset category as required] | 0 | 0 | 0 | 0 | 0 | [Please insert new asset category as required]
| [Please insert new asset category as required] | 0 | 0 | 0 | 0 | 0 | [Please insert new asset category as required]
| [Please insert new asset category as required] | 0 | 0 | 0 | 0 | 0 | [Please insert new asset category as required]
| [Please insert new asset category as required] | 0 | 0 | 0 | 0 | 0 | [Please insert new asset category as required]
| [Please insert new asset category as required] | 0 | 0 | 0 | 0 | 0 | [Please insert new asset category as required]

## SSES - Probs. of Failure
Probabilities of Asset Failure
SSES
Price base (2012/13)
Average Probabilities of Asset Failure
| ASSET CATEGORIES | HI Rating | [9 empty] | ASSET CATEGORIES | HI1 | HI2 | HI3 | HI4 | HI5
|  | HI 1 |  | HI 2 |  | HI 3 |  | HI 4 |  | HI 5
|  | Low boundary | High boundary | Low boundary | High boundary | Low boundary | High boundary | Low boundary | High boundary | Low boundary | High boundary
| LV Network | [10 empty] | LV Network
| LV Switchgear and Other | 0 | 0.05 | 0.05 | 0.1 | 0.1 | 0.25 | 0.25 | 0.5 | 0.5 | 1 | LV Switchgear and Other | 0.025 | 0.075 | 0.175 | 0.375 | 0.75
| LV UGB | 0 | 0.05 | 0.05 | 0.1 | 0.1 | 0.25 | 0.25 | 0.5 | 0.5 | 1 | LV UGB | 0.025 | 0.075 | 0.175 | 0.375 | 0.75
| LV OHL Support | 0 | 0.05 | 0.05 | 0.1 | 0.1 | 0.25 | 0.25 | 0.5 | 0.5 | 1 | LV OHL Support | 0.025 | 0.075 | 0.175 | 0.375 | 0.75
| [Please insert new asset category as required] | 0 | 0 | 0 | 0 | 0 | 0 | 0 | 0 | 0 | 0 | LV Switchgear (at s/s) | 0 | 0 | 0 | 0 | 0
| [Please insert new asset category as required] | 0 | 0 | 0 | 0 | 0 | 0 | 0 | 0 | 0 | 0 | LV UGB and LV Pillar OD (not at s/s) | 0 | 0 | 0 | 0 | 0
| [Please insert new asset category as required] | 0 | 0 | 0 | 0 | 0 | 0 | 0 | 0 | 0 | 0 |  | 0 | 0 | 0 | 0 | 0
| [Please insert new asset category as required] | 0 | 0 | 0 | 0 | 0 | 0 | 0 | 0 | 0 | 0 |  | 0 | 0 | 0 | 0 | 0
| [Please insert new asset category as required] | 0 | 0 | 0 | 0 | 0 | 0 | 0 | 0 | 0 | 0 |  | 0 | 0 | 0 | 0 | 0
| HV Network | [10 empty] | HV Network
| HV Switchgear (GM) - Primary | 0 | 0.05 | 0.05 | 0.1 | 0.1 | 0.25 | 0.25 | 0.5 | 0.5 | 1 | HV Switchgear (GM) - Primary | 0.025 | 0.075 | 0.175 | 0.375 | 0.75
| HV Switchgear (GM) - Distribution | 0 | 0.05 | 0.05 | 0.1 | 0.1 | 0.25 | 0.25 | 0.5 | 0.5 | 1 | HV Switchgear (GM) - Distribution | 0.025 | 0.075 | 0.175 | 0.375 | 0.75
| HV Transformer (GM) | 0 | 0.05 | 0.05 | 0.1 | 0.1 | 0.25 | 0.25 | 0.5 | 0.5 | 1 | HV Transformer (GM) | 0.025 | 0.075 | 0.175 | 0.375 | 0.75
| HV UG Cable | 0 | 0.05 | 0.05 | 0.1 | 0.1 | 0.25 | 0.25 | 0.5 | 0.5 | 1 | HV UG Cable | 0.025 | 0.075 | 0.175 | 0.375 | 0.75
| HV OHL Support - Poles | 0 | 0.05 | 0.05 | 0.1 | 0.1 | 0.25 | 0.25 | 0.5 | 0.5 | 1 | HV OHL Support - Poles | 0.025 | 0.075 | 0.175 | 0.375 | 0.75
| [Please insert new asset category as required] | 0 | 0 | 0 | 0 | 0 | 0 | 0 | 0 | 0 | 0 |  | 0 | 0 | 0 | 0 | 0
| [Please insert new asset category as required] | 0 | 0 | 0 | 0 | 0 | 0 | 0 | 0 | 0 | 0 |  | 0 | 0 | 0 | 0 | 0
| [Please insert new asset category as required] | 0 | 0 | 0 | 0 | 0 | 0 | 0 | 0 | 0 | 0 |  | 0 | 0 | 0 | 0 | 0
| [Please insert new asset category as required] | 0 | 0 | 0 | 0 | 0 | 0 | 0 | 0 | 0 | 0 |  | 0 | 0 | 0 | 0 | 0
| [Please insert new asset category as required] | 0 | 0 | 0 | 0 | 0 | 0 | 0 | 0 | 0 | 0 |  | 0 | 0 | 0 | 0 | 0
| EHV Network | [10 empty] | EHV Network
| EHV Switchgear (GM) | 0 | 0.05 | 0.05 | 0.1 | 0.1 | 0.25 | 0.25 | 0.5 | 0.5 | 1 | EHV Switchgear (GM) | 0.025 | 0.075 | 0.175 | 0.375 | 0.75
| EHV Transformer | 0 | 0.05 | 0.05 | 0.1 | 0.1 | 0.25 | 0.25 | 0.5 | 0.5 | 1 | EHV Transformer | 0.025 | 0.075 | 0.175 | 0.375 | 0.75
| EHV UG Cable (Gas) | 0 | 0.05 | 0.05 | 0.1 | 0.1 | 0.25 | 0.25 | 0.5 | 0.5 | 1 | EHV UG Cable (Gas) | 0.025 | 0.075 | 0.175 | 0.375 | 0.75
| EHV UG Cable (Oil) | 0 | 0.05 | 0.05 | 0.1 | 0.1 | 0.25 | 0.25 | 0.5 | 0.5 | 1 | EHV UG Cable (Oil) | 0.025 | 0.075 | 0.175 | 0.375 | 0.75
| EHV UG Cable (Non Pressurised) | 0 | 0.05 | 0.05 | 0.1 | 0.1 | 0.25 | 0.25 | 0.5 | 0.5 | 1 | EHV UG Cable (Non Pressurised) | 0.025 | 0.075 | 0.175 | 0.375 | 0.75
| EHV OHL Support - Towers | 0 | 0.05 | 0.05 | 0.1 | 0.1 | 0.25 | 0.25 | 0.5 | 0.5 | 1 | EHV OHL Support - Towers | 0.025 | 0.075 | 0.175 | 0.375 | 0.75
| EHV OHL Support - Poles | 0 | 0.05 | 0.05 | 0.1 | 0.1 | 0.25 | 0.25 | 0.5 | 0.5 | 1 | EHV OHL Support - Poles | 0.025 | 0.075 | 0.175 | 0.375 | 0.75
| EHV OHL Fittings and Conductors (Tower Lines) | 0 | 0.05 | 0.05 | 0.1 | 0.1 | 0.25 | 0.25 | 0.5 | 0.5 | 1 | EHV OHL (Tower Line) Conductor | 0.025 | 0.075 | 0.175 | 0.375 | 0.75
| [Please insert new asset category as required] | 0 | 0 | 0 | 0 | 0 | 0 | 0 | 0 | 0 | 0 | EHV OHL Fittings | 0 | 0 | 0 | 0 | 0
| [Please insert new asset category as required] | 0 | 0 | 0 | 0 | 0 | 0 | 0 | 0 | 0 | 0 | EHV OHL Conductor (Tower Lines) | 0 | 0 | 0 | 0 | 0
| [Please insert new asset category as required] | 0 | 0 | 0 | 0 | 0 | 0 | 0 | 0 | 0 | 0 |  | 0 | 0 | 0 | 0 | 0
| [Please insert new asset category as required] | 0 | 0 | 0 | 0 | 0 | 0 | 0 | 0 | 0 | 0 |  | 0 | 0 | 0 | 0 | 0
| [Please insert new asset category as required] | 0 | 0 | 0 | 0 | 0 | 0 | 0 | 0 | 0 | 0 |  | 0 | 0 | 0 | 0 | 0
| 132kV Network | [10 empty] | 132kV Network
| 132kV CBs | 0 | 0.05 | 0.05 | 0.1 | 0.1 | 0.25 | 0.25 | 0.5 | 0.5 | 1 | 132kV CBs | 0.025 | 0.075 | 0.175 | 0.375 | 0.75
| 132kV Transformer | 0 | 0.05 | 0.05 | 0.1 | 0.1 | 0.25 | 0.25 | 0.5 | 0.5 | 1 | 132kV Transformer | 0.025 | 0.075 | 0.175 | 0.375 | 0.75
| 132kV UG Cable (Gas) | 0 | 0.05 | 0.05 | 0.1 | 0.1 | 0.25 | 0.25 | 0.5 | 0.5 | 1 | 132kV UG Cable (Gas) | 0.025 | 0.075 | 0.175 | 0.375 | 0.75
| 132kV UG Cable (Oil) | 0 | 0.05 | 0.05 | 0.1 | 0.1 | 0.25 | 0.25 | 0.5 | 0.5 | 1 | 132kV UG Cable (Oil) | 0.025 | 0.075 | 0.175 | 0.375 | 0.75
| 132kV UG Cable (Non Pressurised) | 0 | 0.05 | 0.05 | 0.1 | 0.1 | 0.25 | 0.25 | 0.5 | 0.5 | 1 | 132kV UG Cable (Non Pressurised) | 0.025 | 0.075 | 0.175 | 0.375 | 0.75
| 132kV OHL Support - Tower | 0 | 0.05 | 0.05 | 0.1 | 0.1 | 0.25 | 0.25 | 0.5 | 0.5 | 1 | 132kV OHL Support - Tower | 0.025 | 0.075 | 0.175 | 0.375 | 0.75
| 132kV OHL Fittings and Conductors (Tower Lines) | 0 | 0.05 | 0.05 | 0.1 | 0.1 | 0.25 | 0.25 | 0.5 | 0.5 | 1 | 132kV OHL (Tower Line) Conductor | 0.025 | 0.075 | 0.175 | 0.375 | 0.75
| [Please insert new asset category as required] | 0 | 0 | 0 | 0 | 0 | 0 | 0 | 0 | 0 | 0 | 132kV OHL Fittings | 0 | 0 | 0 | 0 | 0
| [Please insert new asset category as required] | 0 | 0 | 0 | 0 | 0 | 0 | 0 | 0 | 0 | 0 | 132kV OHL Conductor (Tower Lines) | 0 | 0 | 0 | 0 | 0
| [Please insert new asset category as required] | 0 | 0 | 0 | 0 | 0 | 0 | 0 | 0 | 0 | 0 |  | 0 | 0 | 0 | 0 | 0
| [Please insert new asset category as required] | 0 | 0 | 0 | 0 | 0 | 0 | 0 | 0 | 0 | 0 |  | 0 | 0 | 0 | 0 | 0
| [Please insert new asset category as required] | 0 | 0 | 0 | 0 | 0 | 0 | 0 | 0 | 0 | 0 |  | 0 | 0 | 0 | 0 | 0
| Other | [10 empty] | Other
| Submarine Cables | 0 | 0.05 | 0.05 | 0.1 | 0.1 | 0.25 | 0.25 | 0.5 | 0.5 | 1 | Submarine Cables | 0.025 | 0.075 | 0.175 | 0.375 | 0.75
| [Please insert new asset category as required] | 0 | 0 | 0 | 0 | 0 | 0 | 0 | 0 | 0 | 0
| [Please insert new asset category as required] | 0 | 0 | 0 | 0 | 0 | 0 | 0 | 0 | 0 | 0
| [Please insert new asset category as required] | 0 | 0 | 0 | 0 | 0 | 0 | 0 | 0 | 0 | 0
| [Please insert new asset category as required] | 0 | 0 | 0 | 0 | 0 | 0 | 0 | 0 | 0 | 0
| [Please insert new asset category as required] | 0 | 0 | 0 | 0 | 0 | 0 | 0 | 0 | 0 | 0

## RIIO-ED1 Monetised Risk Profile
| Start ED1 | Mid ED1 |  | End ED1
| Position at Beginning of RIIO-ED1 | Mid Period (Without Investment) | Mid Period (With Investment) | End of RIIO-ED1 (Without Investment) | End of RIIO-ED1 (With Investment)
LV Network | 88318397.0828 | 99046862.2783 | 81123666.8983 | 109781258.3212 | 76100136.1229
HV Network | 1576001399.7364 | 1742944198.161 | 1562157642.7925 | 1909775833.4991 | 1544635854.3495
EHV Network | 359381408.7569 | 392771365.7006 | 325446222.0655 | 426230261.6329 | 301113219.4873
132kV Network | 114151222.1332 | 125111106.1125 | 97280668.2411 | 133132954.3737 | 77106533.0889
Other | 2917752.8045 | 2917752.8045 | 2917752.8045 | 2917752.8045 | 2917752.8045
Total | 2140770180.5138 | 2362791285.057 | 2068925952.8019 | 2581838060.6315 | 2001873495.8532
|  | Increase in risk since start of RIIO-ED1 | Reduction in risk compared to mid-point without investment | Increase in risk since start of RIIO-ED1 | Reduction in risk compared to end-point without investment (Secondary deliverables target)
LV Network |  | 10728465.1955 | -17923195.3801 | 21462861.2384 | -33681122.1983
HV Network |  | 166942798.4246 | -180786555.3684 | 333774433.7627 | -365139979.1496
EHV Network |  | 33389956.9438 | -67325143.6351 | 66848852.876 | -125117042.1455
132kV Network |  | 10959883.9793 | -27830437.8714 | 18981732.2405 | -56026421.2848
Other |  | 0 | 0 | 0 | 0
|  | 0 | 0 | 0 | 0
Total |  | 222021104.5432 | -293865332.2551 | 441067880.1177 | -579964564.7783