## SSEH - Total
Total Secondary deliverables RIIO-ED1 - Asset replacement, Refurbishment and HVP | [50 empty] | Criticality weightings C1 to C4 | Criticality Rating Boundaries
SSEH | [49 empty] | C1 | 0.7 | Below 75% of average
[50 empty] | C2 | 1 | 75%-125%
[50 empty] | C3 | 1.5 | 125%-200%
[50 empty] | C4 | 2.5 | Over 200% of average
Price base (2012/13)
| ASSET CATEGORIES |  | ASSET REGISTER |  |  | End of DPCR5 (31 March 2015) with investment | [5 empty] | End of DPCR5 (31 March 2015) without investment | [5 empty] | Mid-Period Review (31 March 2019) planned investment | [5 empty] | Mid-Period Review (31 March 2019) without investment | [5 empty] | End of RIIO-ED1 (31 March 2023) planned investment | [5 empty] | End of RIIO-ED1 (31 March 2023) without investment | [8 empty] | Probability of Asset Failure | [5 empty] | Consequence of Asset Failure | [5 empty] | Probability of Asset Failure x Consequence of Asset Failure
Is it your current intention to have a health index for this asset category in the RIIO-ED1 control period.
|  |  | as at 31st March 2015 | as at 31st March 2023 |  | HI 1 | HI 2 | HI 3 | HI 4 | HI 5 |  | HI 1 | HI 2 | HI 3 | HI 4 | HI 5 |  | HI 1 | HI 2 | HI 3 | HI 4 | HI 5 |  | HI 1 | HI 2 | HI 3 | HI 4 | HI 5 |  | HI 1 | HI 2 | HI 3 | HI 4 | HI 5 |  | HI 1 | HI 2 | HI 3 | HI 4 | HI 5 |  |  |  |  | HI 1 | HI 2 | HI 3 | HI 4 | HI 5 |  | HI 1 | HI 2 | HI 3 | HI 4 | HI 5 |  | HI 1 | HI 2 | HI 3 | HI 4 | HI 5 |  | End of DPCR5 (without investment) | [6 empty] | Position at Beginning of RIIO-ED1 | [6 empty] | Mid Period (Without Investment) | [6 empty] | Mid Period (With Investment) | [6 empty] | End of RIIO-ED1 (Without Investment) | [6 empty] | End of RIIO-ED1 (With Investment)
| LV Network | [61 empty] | 1 | 2 | 3 | 4 | 5 | Total |  | 1 | 2 | 3 | 4 | 5 | Total |  | 1 | 2 | 3 | 4 | 5 | Total |  | 1 | 2 | 3 | 4 | 5 | Total |  | 1 | 2 | 3 | 4 | 5 | Total |  | 1 | 2 | 3 | 4 | 5 | Total
| LV Switchgear and Other |  | 1587 | 1587 | C1 | 1523 | 43 | 13 | 0 | 8 | 1587 | 0 | 0 | 0 | 0 | 0 | 0 | 8 | 0 | 0 | 0 | -8 | 0 | 1494 | 62 | 23 | 0 | 8 | 1587 | 8 | 0 | 0 | 0 | -8 | 0 | 1435 | 97 | 29 | 18 | 8 | 1587 | Yes |  | C1 | 0.0013363 | 0.0019897 | 0.0035179 | 0.0056973 | 0.013364 | C1 | 13673.632 | 13673.632 | 13673.632 | 13673.632 | 13673.632 | C1 | 18.2727 | 27.2061 | 48.1028 | 77.9031 | 182.73 | C1 | 0 | 0 | 0 | 0 | 0 | 0 |  | 27829.3041 | 1169.8617 | 625.3368 | 0 | 1461.84 | 31086.3426 |  | 27299.3962 | 1686.7773 | 1106.3651 | 0 | 1461.84 | 31554.3785 |  | 27445.5777 | 1686.7773 | 1106.3651 | 0 | 0 | 30238.7201 |  | 26221.3076 | 2638.9904 | 1394.982 | 1402.2562 | 1461.84 | 33119.3761 |  | 26367.4891 | 2638.9904 | 1394.982 | 1402.2562 | 0 | 31803.7176
|  |  | 9095 | 9095 | C2 | 7723 | 503 | 831 | 1 | 37 | 9095 | 0 | 0 | 0 | 0 | 0 | 0 | 41 | 0 | 0 | -3 | -38 | 0 | 7355 | 741 | 958 | 3 | 38 | 9095 | 229 | 0 | 0 | -219 | -10 | 0 | 6717 | 1119 | 711 | 509 | 39 | 9095 | No |  | C2 | 0.0013363 | 0.0019897 | 0.0035179 | 0.0056973 | 0.013364 | C2 | 19533.76 | 19533.76 | 19533.76 | 19533.76 | 19533.76 | C2 | 26.1038 | 38.8658 | 68.7183 | 111.2902 | 261.0429 | C2 | 0 | 0 | 0 | 0 | 0 | 0 |  | 201599.9584 | 19549.5163 | 57104.9291 | 111.2902 | 9658.5856 | 288024.2796 |  | 191993.7452 | 28799.5856 | 65832.1565 | 333.8705 | 9919.6285 | 296878.9863 |  | 193064.0027 | 28799.5856 | 65832.1565 | 0 | 0 | 287695.7448 |  | 175339.4951 | 43490.8722 | 48858.7299 | 56646.6969 | 10180.6713 | 334516.4655 |  | 181317.2745 | 43490.8722 | 48858.7299 | 32274.1495 | 7570.2428 | 313511.269
|  |  | 1533 | 1533 | C3 | 444 | 72 | 1017 | 0 | 0 | 1533 | 0 | 0 | 0 | 0 | 0 | 0 | 0 | 0 | 0 | 0 | 0 | 0 | 373 | 123 | 1037 | 0 | 0 | 1533 | 39 | 0 | 0 | -39 | 0 | 0 | 293 | 182 | 34 | 1024 | 0 | 1533 |  |  | C3 | 0.0013363 | 0.0019897 | 0.0035179 | 0.0056973 | 0.013364 | C3 | 29300.64 | 29300.64 | 29300.64 | 29300.64 | 29300.64 | C3 | 39.1558 | 58.2988 | 103.0775 | 166.9353 | 391.5643 | C3 | 0 | 0 | 0 | 0 | 0 | 0 |  | 17385.1576 | 4197.5105 | 104829.8067 | 0 | 0 | 126412.4747 |  | 14605.0986 | 7170.747 | 106891.3564 | 0 | 0 | 128667.2021 |  | 14605.0986 | 7170.747 | 106891.3564 | 0 | 0 | 128667.2021 |  | 11472.6378 | 10610.3736 | 3504.6346 | 170941.7024 | 0 | 196529.3484 |  | 12999.7125 | 10610.3736 | 3504.6346 | 164431.2274 | 0 | 191545.9481
|  |  | 15 | 15 | C4 | 13 | 1 | 1 | 0 | 0 | 15 | 0 | 0 | 0 | 0 | 0 | 0 | 0 | 0 | 0 | 0 | 0 | 0 | 13 | 0 | 2 | 0 | 0 | 15 | 0 | 0 | 0 | 0 | 0 | 0 | 9 | 4 | 2 | 0 | 0 | 15 |  |  | C4 | 0.0013363 | 0.0019897 | 0.0035179 | 0.0056973 | 0.013364 | C4 | 48834.4 | 48834.4 | 48834.4 | 48834.4 | 48834.4 | C4 | 65.2596 | 97.1646 | 171.7958 | 278.2254 | 652.6071 | C4 | 0 | 0 | 0 | 0 | 0 | 0 |  | 848.3748 | 97.1646 | 171.7958 | 0 | 0 | 1117.3352 |  | 848.3748 | 0 | 343.5916 | 0 | 0 | 1191.9664 |  | 848.3748 | 0 | 343.5916 | 0 | 0 | 1191.9664 |  | 587.3364 | 388.6584 | 343.5916 | 0 | 0 | 1319.5864 |  | 587.3364 | 388.6584 | 343.5916 | 0 | 0 | 1319.5864
|  | Yes | 12230 | 12230 |  | 9703 | 619 | 1862 | 1 | 45 |  | 0 | 0 | 0 | 0 | 0 |  | 49 | 0 | 0 | -3 | -46 |  | 9235 | 926 | 2020 | 3 | 46 |  | 276 | 0 | 0 | -258 | -18 |  | 8454 | 1402 | 776 | 1551 | 47 | [22 empty] | 0 | 0 | 0 | 0 | 0 | 0 |  | 247662.795 | 25014.053 | 162731.8683 | 111.2902 | 11120.4256 | 446640.4321 |  | 234746.6148 | 37657.11 | 174173.4696 | 333.8705 | 11381.4684 | 458292.5334 |  | 235963.0538 | 37657.11 | 174173.4696 | 0 | 0 | 447793.6334 |  | 213620.7769 | 57128.8946 | 54101.9382 | 228990.6555 | 11642.5113 | 565484.7764 |  | 221271.8125 | 57128.8946 | 54101.9382 | 198107.6331 | 7570.2428 | 538180.5211
| LV UGB |  | 0 | 0 | C1 | 0 | 0 | 0 | 0 | 0 | 0 | 0 | 0 | 0 | 0 | 0 | 0 | 0 | 0 | 0 | 0 | 0 | 0 | 0 | 0 | 0 | 0 | 0 | 0 | 0 | 0 | 0 | 0 | 0 | 0 | 0 | 0 | 0 | 0 | 0 | 0 |  |  | C1 | 0 | 0 | 0 | 0 | 0 | C1 | 0 | 0 | 0 | 0 | 0 | C1 | [5 empty] | C1 | [5 empty] | 0 | [6 empty] | 0 | [6 empty] | 0 | [6 empty] | 0 | [6 empty] | 0 | [6 empty] | 0
|  |  | 0 | 0 | C2 | 0 | 0 | 0 | 0 | 0 | 0 | 0 | 0 | 0 | 0 | 0 | 0 | 0 | 0 | 0 | 0 | 0 | 0 | 0 | 0 | 0 | 0 | 0 | 0 | 0 | 0 | 0 | 0 | 0 | 0 | 0 | 0 | 0 | 0 | 0 | 0 |  |  | C2 | 0 | 0 | 0 | 0 | 0 | C2 | 0 | 0 | 0 | 0 | 0 | C2 | [5 empty] | C2 | [5 empty] | 0 | [6 empty] | 0 | [6 empty] | 0 | [6 empty] | 0 | [6 empty] | 0 | [6 empty] | 0
|  |  | 0 | 0 | C3 | 0 | 0 | 0 | 0 | 0 | 0 | 0 | 0 | 0 | 0 | 0 | 0 | 0 | 0 | 0 | 0 | 0 | 0 | 0 | 0 | 0 | 0 | 0 | 0 | 0 | 0 | 0 | 0 | 0 | 0 | 0 | 0 | 0 | 0 | 0 | 0 |  |  | C3 | 0 | 0 | 0 | 0 | 0 | C3 | 0 | 0 | 0 | 0 | 0 | C3 | [5 empty] | C3 | [5 empty] | 0 | [6 empty] | 0 | [6 empty] | 0 | [6 empty] | 0 | [6 empty] | 0 | [6 empty] | 0
|  |  | 0 | 0 | C4 | 0 | 0 | 0 | 0 | 0 | 0 | 0 | 0 | 0 | 0 | 0 | 0 | 0 | 0 | 0 | 0 | 0 | 0 | 0 | 0 | 0 | 0 | 0 | 0 | 0 | 0 | 0 | 0 | 0 | 0 | 0 | 0 | 0 | 0 | 0 | 0 |  |  | C4 | 0 | 0 | 0 | 0 | 0 | C4 | 0 | 0 | 0 | 0 | 0 | C4 | [5 empty] | C4 | [5 empty] | 0 | [6 empty] | 0 | [6 empty] | 0 | [6 empty] | 0 | [6 empty] | 0 | [6 empty] | 0
|  |  | 0 | 0 |  | 0 | 0 | 0 | 0 | 0 |  | 0 | 0 | 0 | 0 | 0 |  | 0 | 0 | 0 | 0 | 0 |  | 0 | 0 | 0 | 0 | 0 |  | 0 | 0 | 0 | 0 | 0 |  | 0 | 0 | 0 | 0 | 0 | [22 empty] | 0 | 0 | 0 | 0 | 0 | 0 |  | 0 | 0 | 0 | 0 | 0 | 0 |  | 0 | 0 | 0 | 0 | 0 | 0 |  | 0 | 0 | 0 | 0 | 0 | 0 |  | 0 | 0 | 0 | 0 | 0 | 0 |  | 0 | 0 | 0 | 0 | 0 | 0
| LV OHL Support |  | 0 | 0 | C1 | 0 | 0 | 0 | 0 | 0 | 0 | 0 | 0 | 0 | 0 | 0 | 0 | 0 | 0 | 0 | 0 | 0 | 0 | 0 | 0 | 0 | 0 | 0 | 0 | 0 | 0 | 0 | 0 | 0 | 0 | 0 | 0 | 0 | 0 | 0 | 0 |  |  | C1 | 0.0081226 | 0.012094 | 0.021383 | 0.03463 | 0.081228 | C1 | 2031.967 | 2031.967 | 2031.967 | 2031.967 | 2031.967 | C1 | 16.5049 | 24.5741 | 43.4492 | 70.3665 | 165.0519 | C1 | 0 | 0 | 0 | 0 | 0 | 0 |  | 0 | 0 | 0 | 0 | 0 | 0 |  | 0 | 0 | 0 | 0 | 0 | 0 |  | 0 | 0 | 0 | 0 | 0 | 0 |  | 0 | 0 | 0 | 0 | 0 | 0 |  | 0 | 0 | 0 | 0 | 0 | 0
|  |  | 90966 | 90966 | C2 | 36896 | 10804 | 39836 | 160 | 3270 | 90966 | 0 | 0 | 0 | 0 | 0 | 0 | 2136 | 0 | 0 | -136 | -2000 | 0 | 33642 | 11139 | 42725 | 137 | 3323 | 90966 | 7353 | 0 | 0 | -5353 | -2000 | 0 | 30419 | 7987 | 7921 | 41202 | 3437 | 90966 |  |  | C2 | 0.0081226 | 0.012094 | 0.021383 | 0.03463 | 0.081228 | C2 | 2902.81 | 2902.81 | 2902.81 | 2902.81 | 2902.81 | C2 | 23.5784 | 35.1058 | 62.0702 | 100.5235 | 235.7885 | C2 | 0 | 0 | 0 | 0 | 0 | 0 |  | 869950.3838 | 379283.0207 | 2472629.7573 | 16083.7601 | 771028.3679 | 4508975.2898 |  | 793226.1169 | 391043.4624 | 2651950.6572 | 13771.7196 | 783525.158 | 4633517.1141 |  | 843589.6799 | 391043.4624 | 2651950.6572 | 100.5235 | 311948.1745 | 4198632.4976 |  | 717232.782 | 280389.9932 | 491658.3067 | 4141769.2726 | 810405.046 | 6441455.4006 |  | 890605.1034 | 280389.9932 | 491658.3067 | 3603666.9738 | 338828.0626 | 5605148.4397
|  |  | 123 | 123 | C3 | 0 | 0 | 123 | 0 | 0 | 123 | 0 | 0 | 0 | 0 | 0 | 0 | 0 | 0 | 0 | 0 | 0 | 0 | 0 | 0 | 123 | 0 | 0 | 123 | 123 | 0 | 0 | -123 | 0 | 0 | 0 | 0 | 0 | 123 | 0 | 123 |  |  | C3 | 0.0081226 | 0.012094 | 0.021383 | 0.03463 | 0.081228 | C3 | 4354.215 | 4354.215 | 4354.215 | 4354.215 | 4354.215 | C3 | 35.3677 | 52.6587 | 93.1053 | 150.7853 | 353.6827 | C3 | 0 | 0 | 0 | 0 | 0 | 0 |  | 0 | 0 | 11451.9578 | 0 | 0 | 11451.9578 |  | 0 | 0 | 11451.9578 | 0 | 0 | 11451.9578 |  | 0 | 0 | 11451.9578 | 0 | 0 | 11451.9578 |  | 0 | 0 | 0 | 18546.5859 | 0 | 18546.5859 |  | 4350.2235 | 0 | 0 | 0 | 0 | 4350.2235
|  |  | 0 | 0 | C4 | 0 | 0 | 0 | 0 | 0 | 0 | 0 | 0 | 0 | 0 | 0 | 0 | 0 | 0 | 0 | 0 | 0 | 0 | 0 | 0 | 0 | 0 | 0 | 0 | 0 | 0 | 0 | 0 | 0 | 0 | 0 | 0 | 0 | 0 | 0 | 0 |  |  | C4 | 0.0081226 | 0.012094 | 0.021383 | 0.03463 | 0.081228 | C4 | 7257.025 | 7257.025 | 7257.025 | 7257.025 | 7257.025 | C4 | 58.9461 | 87.7645 | 155.1756 | 251.3088 | 589.4712 | C4 | 0 | 0 | 0 | 0 | 0 | 0 |  | 0 | 0 | 0 | 0 | 0 | 0 |  | 0 | 0 | 0 | 0 | 0 | 0 |  | 0 | 0 | 0 | 0 | 0 | 0 |  | 0 | 0 | 0 | 0 | 0 | 0 |  | 0 | 0 | 0 | 0 | 0 | 0
|  | Yes | 91089 | 91089 |  | 36896 | 10804 | 39959 | 160 | 3270 |  | 0 | 0 | 0 | 0 | 0 |  | 2136 | 0 | 0 | -136 | -2000 |  | 33642 | 11139 | 42848 | 137 | 3323 |  | 7476 | 0 | 0 | -5476 | -2000 |  | 30419 | 7987 | 7921 | 41325 | 3437 | [22 empty] | 0 | 0 | 0 | 0 | 0 | 0 |  | 869950.3838 | 379283.0207 | 2484081.7151 | 16083.7601 | 771028.3679 | 4520427.2476 |  | 793226.1169 | 391043.4624 | 2663402.615 | 13771.7196 | 783525.158 | 4644969.0719 |  | 843589.6799 | 391043.4624 | 2663402.615 | 100.5235 | 311948.1745 | 4210084.4553 |  | 717232.782 | 280389.9932 | 491658.3067 | 4160315.8585 | 810405.046 | 6460001.9864 |  | 894955.3269 | 280389.9932 | 491658.3067 | 3603666.9738 | 338828.0626 | 5609498.6632
| [Please insert new asset category as required] |  | 0 | 0 | C1 | 0 | 0 | 0 | 0 | 0 | 0 | 0 | 0 | 0 | 0 | 0 | 0 | 0 | 0 | 0 | 0 | 0 | 0 | 0 | 0 | 0 | 0 | 0 | 0 | 0 | 0 | 0 | 0 | 0 | 0 | 0 | 0 | 0 | 0 | 0 | 0 |  |  | C1 | 0 | 0 | 0 | 0 | 0 | C1 | 0 | 0 | 0 | 0 | 0 | C1 | [5 empty] | C1 | [5 empty] | 0 | [6 empty] | 0 | [6 empty] | 0 | [6 empty] | 0 | [6 empty] | 0 | [6 empty] | 0
|  |  | 0 | 0 | C2 | 0 | 0 | 0 | 0 | 0 | 0 | 0 | 0 | 0 | 0 | 0 | 0 | 0 | 0 | 0 | 0 | 0 | 0 | 0 | 0 | 0 | 0 | 0 | 0 | 0 | 0 | 0 | 0 | 0 | 0 | 0 | 0 | 0 | 0 | 0 | 0 |  |  | C2 | 0 | 0 | 0 | 0 | 0 | C2 | 0 | 0 | 0 | 0 | 0 | C2 | [5 empty] | C2 | [5 empty] | 0 | [6 empty] | 0 | [6 empty] | 0 | [6 empty] | 0 | [6 empty] | 0 | [6 empty] | 0
|  |  | 0 | 0 | C3 | 0 | 0 | 0 | 0 | 0 | 0 | 0 | 0 | 0 | 0 | 0 | 0 | 0 | 0 | 0 | 0 | 0 | 0 | 0 | 0 | 0 | 0 | 0 | 0 | 0 | 0 | 0 | 0 | 0 | 0 | 0 | 0 | 0 | 0 | 0 | 0 |  |  | C3 | 0 | 0 | 0 | 0 | 0 | C3 | 0 | 0 | 0 | 0 | 0 | C3 | [5 empty] | C3 | [5 empty] | 0 | [6 empty] | 0 | [6 empty] | 0 | [6 empty] | 0 | [6 empty] | 0 | [6 empty] | 0
|  |  | 0 | 0 | C4 | 0 | 0 | 0 | 0 | 0 | 0 | 0 | 0 | 0 | 0 | 0 | 0 | 0 | 0 | 0 | 0 | 0 | 0 | 0 | 0 | 0 | 0 | 0 | 0 | 0 | 0 | 0 | 0 | 0 | 0 | 0 | 0 | 0 | 0 | 0 | 0 |  |  | C4 | 0 | 0 | 0 | 0 | 0 | C4 | 0 | 0 | 0 | 0 | 0 | C4 | [5 empty] | C4 | [5 empty] | 0 | [6 empty] | 0 | [6 empty] | 0 | [6 empty] | 0 | [6 empty] | 0 | [6 empty] | 0
|  |  | 0 | 0 |  | 0 | 0 | 0 | 0 | 0 |  | 0 | 0 | 0 | 0 | 0 |  | 0 | 0 | 0 | 0 | 0 |  | 0 | 0 | 0 | 0 | 0 |  | 0 | 0 | 0 | 0 | 0 |  | 0 | 0 | 0 | 0 | 0 | [22 empty] | 0 | 0 | 0 | 0 | 0 | 0 |  | 0 | 0 | 0 | 0 | 0 | 0 |  | 0 | 0 | 0 | 0 | 0 | 0 |  | 0 | 0 | 0 | 0 | 0 | 0 |  | 0 | 0 | 0 | 0 | 0 | 0 |  | 0 | 0 | 0 | 0 | 0 | 0
| [Please insert new asset category as required] |  | 0 | 0 | C1 | 0 | 0 | 0 | 0 | 0 | 0 | 0 | 0 | 0 | 0 | 0 | 0 | 0 | 0 | 0 | 0 | 0 | 0 | 0 | 0 | 0 | 0 | 0 | 0 | 0 | 0 | 0 | 0 | 0 | 0 | 0 | 0 | 0 | 0 | 0 | 0 |  |  | C1 | 0 | 0 | 0 | 0 | 0 | C1 | 0 | 0 | 0 | 0 | 0 | C1 | [5 empty] | C1 | [5 empty] | 0 | [6 empty] | 0 | [6 empty] | 0 | [6 empty] | 0 | [6 empty] | 0 | [6 empty] | 0
|  |  | 0 | 0 | C2 | 0 | 0 | 0 | 0 | 0 | 0 | 0 | 0 | 0 | 0 | 0 | 0 | 0 | 0 | 0 | 0 | 0 | 0 | 0 | 0 | 0 | 0 | 0 | 0 | 0 | 0 | 0 | 0 | 0 | 0 | 0 | 0 | 0 | 0 | 0 | 0 |  |  | C2 | 0 | 0 | 0 | 0 | 0 | C2 | 0 | 0 | 0 | 0 | 0 | C2 | [5 empty] | C2 | [5 empty] | 0 | [6 empty] | 0 | [6 empty] | 0 | [6 empty] | 0 | [6 empty] | 0 | [6 empty] | 0
|  |  | 0 | 0 | C3 | 0 | 0 | 0 | 0 | 0 | 0 | 0 | 0 | 0 | 0 | 0 | 0 | 0 | 0 | 0 | 0 | 0 | 0 | 0 | 0 | 0 | 0 | 0 | 0 | 0 | 0 | 0 | 0 | 0 | 0 | 0 | 0 | 0 | 0 | 0 | 0 |  |  | C3 | 0 | 0 | 0 | 0 | 0 | C3 | 0 | 0 | 0 | 0 | 0 | C3 | [5 empty] | C3 | [5 empty] | 0 | [6 empty] | 0 | [6 empty] | 0 | [6 empty] | 0 | [6 empty] | 0 | [6 empty] | 0
|  |  | 0 | 0 | C4 | 0 | 0 | 0 | 0 | 0 | 0 | 0 | 0 | 0 | 0 | 0 | 0 | 0 | 0 | 0 | 0 | 0 | 0 | 0 | 0 | 0 | 0 | 0 | 0 | 0 | 0 | 0 | 0 | 0 | 0 | 0 | 0 | 0 | 0 | 0 | 0 |  |  | C4 | 0 | 0 | 0 | 0 | 0 | C4 | 0 | 0 | 0 | 0 | 0 | C4 | [5 empty] | C4 | [5 empty] | 0 | [6 empty] | 0 | [6 empty] | 0 | [6 empty] | 0 | [6 empty] | 0 | [6 empty] | 0
|  |  | 0 | 0 |  | 0 | 0 | 0 | 0 | 0 |  | 0 | 0 | 0 | 0 | 0 |  | 0 | 0 | 0 | 0 | 0 |  | 0 | 0 | 0 | 0 | 0 |  | 0 | 0 | 0 | 0 | 0 |  | 0 | 0 | 0 | 0 | 0 | [22 empty] | 0 | 0 | 0 | 0 | 0 | 0 |  | 0 | 0 | 0 | 0 | 0 | 0 |  | 0 | 0 | 0 | 0 | 0 | 0 |  | 0 | 0 | 0 | 0 | 0 | 0 |  | 0 | 0 | 0 | 0 | 0 | 0 |  | 0 | 0 | 0 | 0 | 0 | 0
| [Please insert new asset category as required] |  | 0 | 0 | C1 | 0 | 0 | 0 | 0 | 0 | 0 | 0 | 0 | 0 | 0 | 0 | 0 | 0 | 0 | 0 | 0 | 0 | 0 | 0 | 0 | 0 | 0 | 0 | 0 | 0 | 0 | 0 | 0 | 0 | 0 | 0 | 0 | 0 | 0 | 0 | 0 |  |  | C1 | 0 | 0 | 0 | 0 | 0 | C1 | 0 | 0 | 0 | 0 | 0 | C1 | [5 empty] | C1 | [5 empty] | 0 | [6 empty] | 0 | [6 empty] | 0 | [6 empty] | 0 | [6 empty] | 0 | [6 empty] | 0
|  |  | 0 | 0 | C2 | 0 | 0 | 0 | 0 | 0 | 0 | 0 | 0 | 0 | 0 | 0 | 0 | 0 | 0 | 0 | 0 | 0 | 0 | 0 | 0 | 0 | 0 | 0 | 0 | 0 | 0 | 0 | 0 | 0 | 0 | 0 | 0 | 0 | 0 | 0 | 0 |  |  | C2 | 0 | 0 | 0 | 0 | 0 | C2 | 0 | 0 | 0 | 0 | 0 | C2 | [5 empty] | C2 | [5 empty] | 0 | [6 empty] | 0 | [6 empty] | 0 | [6 empty] | 0 | [6 empty] | 0 | [6 empty] | 0
|  |  | 0 | 0 | C3 | 0 | 0 | 0 | 0 | 0 | 0 | 0 | 0 | 0 | 0 | 0 | 0 | 0 | 0 | 0 | 0 | 0 | 0 | 0 | 0 | 0 | 0 | 0 | 0 | 0 | 0 | 0 | 0 | 0 | 0 | 0 | 0 | 0 | 0 | 0 | 0 |  |  | C3 | 0 | 0 | 0 | 0 | 0 | C3 | 0 | 0 | 0 | 0 | 0 | C3 | [5 empty] | C3 | [5 empty] | 0 | [6 empty] | 0 | [6 empty] | 0 | [6 empty] | 0 | [6 empty] | 0 | [6 empty] | 0
|  |  | 0 | 0 | C4 | 0 | 0 | 0 | 0 | 0 | 0 | 0 | 0 | 0 | 0 | 0 | 0 | 0 | 0 | 0 | 0 | 0 | 0 | 0 | 0 | 0 | 0 | 0 | 0 | 0 | 0 | 0 | 0 | 0 | 0 | 0 | 0 | 0 | 0 | 0 | 0 |  |  | C4 | 0 | 0 | 0 | 0 | 0 | C4 | 0 | 0 | 0 | 0 | 0 | C4 | [5 empty] | C4 | [5 empty] | 0 | [6 empty] | 0 | [6 empty] | 0 | [6 empty] | 0 | [6 empty] | 0 | [6 empty] | 0
|  |  | 0 | 0 |  | 0 | 0 | 0 | 0 | 0 |  | 0 | 0 | 0 | 0 | 0 |  | 0 | 0 | 0 | 0 | 0 |  | 0 | 0 | 0 | 0 | 0 |  | 0 | 0 | 0 | 0 | 0 |  | 0 | 0 | 0 | 0 | 0 | [22 empty] | 0 | 0 | 0 | 0 | 0 | 0 |  | 0 | 0 | 0 | 0 | 0 | 0 |  | 0 | 0 | 0 | 0 | 0 | 0 |  | 0 | 0 | 0 | 0 | 0 | 0 |  | 0 | 0 | 0 | 0 | 0 | 0 |  | 0 | 0 | 0 | 0 | 0 | 0
| [Please insert new asset category as required] |  | 0 | 0 | C1 | 0 | 0 | 0 | 0 | 0 | 0 | 0 | 0 | 0 | 0 | 0 | 0 | 0 | 0 | 0 | 0 | 0 | 0 | 0 | 0 | 0 | 0 | 0 | 0 | 0 | 0 | 0 | 0 | 0 | 0 | 0 | 0 | 0 | 0 | 0 | 0 |  |  | C1 | 0 | 0 | 0 | 0 | 0 | C1 | 0 | 0 | 0 | 0 | 0 | C1 | [5 empty] | C1 | [5 empty] | 0 | [6 empty] | 0 | [6 empty] | 0 | [6 empty] | 0 | [6 empty] | 0 | [6 empty] | 0
|  |  | 0 | 0 | C2 | 0 | 0 | 0 | 0 | 0 | 0 | 0 | 0 | 0 | 0 | 0 | 0 | 0 | 0 | 0 | 0 | 0 | 0 | 0 | 0 | 0 | 0 | 0 | 0 | 0 | 0 | 0 | 0 | 0 | 0 | 0 | 0 | 0 | 0 | 0 | 0 |  |  | C2 | 0 | 0 | 0 | 0 | 0 | C2 | 0 | 0 | 0 | 0 | 0 | C2 | [5 empty] | C2 | [5 empty] | 0 | [6 empty] | 0 | [6 empty] | 0 | [6 empty] | 0 | [6 empty] | 0 | [6 empty] | 0
|  |  | 0 | 0 | C3 | 0 | 0 | 0 | 0 | 0 | 0 | 0 | 0 | 0 | 0 | 0 | 0 | 0 | 0 | 0 | 0 | 0 | 0 | 0 | 0 | 0 | 0 | 0 | 0 | 0 | 0 | 0 | 0 | 0 | 0 | 0 | 0 | 0 | 0 | 0 | 0 |  |  | C3 | 0 | 0 | 0 | 0 | 0 | C3 | 0 | 0 | 0 | 0 | 0 | C3 | [5 empty] | C3 | [5 empty] | 0 | [6 empty] | 0 | [6 empty] | 0 | [6 empty] | 0 | [6 empty] | 0 | [6 empty] | 0
|  |  | 0 | 0 | C4 | 0 | 0 | 0 | 0 | 0 | 0 | 0 | 0 | 0 | 0 | 0 | 0 | 0 | 0 | 0 | 0 | 0 | 0 | 0 | 0 | 0 | 0 | 0 | 0 | 0 | 0 | 0 | 0 | 0 | 0 | 0 | 0 | 0 | 0 | 0 | 0 |  |  | C4 | 0 | 0 | 0 | 0 | 0 | C4 | 0 | 0 | 0 | 0 | 0 | C4 | [5 empty] | C4 | [5 empty] | 0 | [6 empty] | 0 | [6 empty] | 0 | [6 empty] | 0 | [6 empty] | 0 | [6 empty] | 0
|  |  | 0 | 0 |  | 0 | 0 | 0 | 0 | 0 |  | 0 | 0 | 0 | 0 | 0 |  | 0 | 0 | 0 | 0 | 0 |  | 0 | 0 | 0 | 0 | 0 |  | 0 | 0 | 0 | 0 | 0 |  | 0 | 0 | 0 | 0 | 0 | [22 empty] | 0 | 0 | 0 | 0 | 0 | 0 |  | 0 | 0 | 0 | 0 | 0 | 0 |  | 0 | 0 | 0 | 0 | 0 | 0 |  | 0 | 0 | 0 | 0 | 0 | 0 |  | 0 | 0 | 0 | 0 | 0 | 0 |  | 0 | 0 | 0 | 0 | 0 | 0
| [Please insert new asset category as required] |  | 0 | 0 | C1 | 0 | 0 | 0 | 0 | 0 | 0 | 0 | 0 | 0 | 0 | 0 | 0 | 0 | 0 | 0 | 0 | 0 | 0 | 0 | 0 | 0 | 0 | 0 | 0 | 0 | 0 | 0 | 0 | 0 | 0 | 0 | 0 | 0 | 0 | 0 | 0 |  |  | C1 | 0 | 0 | 0 | 0 | 0 | C1 | 0 | 0 | 0 | 0 | 0 | C1 | [5 empty] | C1 | [5 empty] | 0 | [6 empty] | 0 | [6 empty] | 0 | [6 empty] | 0 | [6 empty] | 0 | [6 empty] | 0
|  |  | 0 | 0 | C2 | 0 | 0 | 0 | 0 | 0 | 0 | 0 | 0 | 0 | 0 | 0 | 0 | 0 | 0 | 0 | 0 | 0 | 0 | 0 | 0 | 0 | 0 | 0 | 0 | 0 | 0 | 0 | 0 | 0 | 0 | 0 | 0 | 0 | 0 | 0 | 0 |  |  | C2 | 0 | 0 | 0 | 0 | 0 | C2 | 0 | 0 | 0 | 0 | 0 | C2 | [5 empty] | C2 | [5 empty] | 0 | [6 empty] | 0 | [6 empty] | 0 | [6 empty] | 0 | [6 empty] | 0 | [6 empty] | 0
|  |  | 0 | 0 | C3 | 0 | 0 | 0 | 0 | 0 | 0 | 0 | 0 | 0 | 0 | 0 | 0 | 0 | 0 | 0 | 0 | 0 | 0 | 0 | 0 | 0 | 0 | 0 | 0 | 0 | 0 | 0 | 0 | 0 | 0 | 0 | 0 | 0 | 0 | 0 | 0 |  |  | C3 | 0 | 0 | 0 | 0 | 0 | C3 | 0 | 0 | 0 | 0 | 0 | C3 | [5 empty] | C3 | [5 empty] | 0 | [6 empty] | 0 | [6 empty] | 0 | [6 empty] | 0 | [6 empty] | 0 | [6 empty] | 0
|  |  | 0 | 0 | C4 | 0 | 0 | 0 | 0 | 0 | 0 | 0 | 0 | 0 | 0 | 0 | 0 | 0 | 0 | 0 | 0 | 0 | 0 | 0 | 0 | 0 | 0 | 0 | 0 | 0 | 0 | 0 | 0 | 0 | 0 | 0 | 0 | 0 | 0 | 0 | 0 |  |  | C4 | 0 | 0 | 0 | 0 | 0 | C4 | 0 | 0 | 0 | 0 | 0 | C4 | [5 empty] | C4 | [5 empty] | 0 | [6 empty] | 0 | [6 empty] | 0 | [6 empty] | 0 | [6 empty] | 0 | [6 empty] | 0
|  |  | 0 | 0 |  | 0 | 0 | 0 | 0 | 0 |  | 0 | 0 | 0 | 0 | 0 |  | 0 | 0 | 0 | 0 | 0 |  | 0 | 0 | 0 | 0 | 0 |  | 0 | 0 | 0 | 0 | 0 |  | 0 | 0 | 0 | 0 | 0 | [22 empty] | 0 | 0 | 0 | 0 | 0 | 0 |  | 0 | 0 | 0 | 0 | 0 | 0 |  | 0 | 0 | 0 | 0 | 0 | 0 |  | 0 | 0 | 0 | 0 | 0 | 0 |  | 0 | 0 | 0 | 0 | 0 | 0 |  | 0 | 0 | 0 | 0 | 0 | 0
[63 empty] | 0 | 0 | 0 | 0 | 0 | 0 |  | 1117613.1788 | 404297.0737 | 2646813.5834 | 16195.0503 | 782148.7935 | 4967067.6797 |  | 1027972.7318 | 428700.5724 | 2837576.0846 | 14105.5901 | 794906.6264 | 5103261.6053 |  | 1079552.7337 | 428700.5724 | 2837576.0846 | 100.5235 | 311948.1745 | 4657878.0887 |  | 930853.5589 | 337518.8878 | 545760.245 | 4389306.5139 | 822047.5573 | 7025486.7629 |  | 1116227.1394 | 337518.8878 | 545760.245 | 3801774.6068 | 346398.3054 | 6147679.1843
| HV Network | [73 empty] | 0 | [6 empty] | 0 | [6 empty] | 0 | [6 empty] | 0 | [6 empty] | 0
| HV Switchgear (GM) - Primary |  | 1033 | 1033 | C1 | 860 | 37 | 0 | 0 | 136 | 1033 | 0 | 0 | 0 | 0 | 0 | 0 | 27 | 0 | 0 | 41 | -68 | 0 | 810 | 74 | 13 | 0 | 136 | 1033 | 54 | 0 | 1 | 59 | -114 | 0 | 749 | 127 | 20 | 1 | 136 | 1033 |  |  | C1 | 0.001482 | 0.0022066 | 0.0039014 | 0.0063184 | 0.01482 | C1 | 40820.444 | 40820.444 | 40820.444 | 40820.444 | 40820.444 | C1 | 60.4969 | 90.0734 | 159.2579 | 257.9201 | 604.9789 | C1 | 0 | 0 | 0 | 0 | 0 | 0 |  | 52027.295 | 3332.7148 | 0 | 0 | 82277.1254 | 137637.1352 |  | 49002.4523 | 6665.4296 | 2070.3526 | 0 | 82277.1254 | 140015.3599 |  | 50635.8674 | 6665.4296 | 2070.3526 | 10574.7244 | 41138.5627 | 111084.9367 |  | 45312.1442 | 11439.3183 | 3185.1579 | 257.9201 | 82277.1254 | 142471.6658 |  | 48578.9743 | 11439.3183 | 3344.4157 | 15475.2065 | 13309.535 | 92147.4498
|  |  | 554 | 554 | C2 | 393 | 68 | 1 | 0 | 92 | 554 | 0 | 0 | 0 | 0 | 0 | 0 | 41 | 0 | 0 | 2 | -43 | 0 | 369 | 73 | 20 | 0 | 92 | 554 | 82 | 15 | -15 | -4 | -78 | 0 | 312 | 97 | 46 | 7 | 92 | 554 |  |  | C2 | 0.001482 | 0.0022066 | 0.0039014 | 0.0063184 | 0.01482 | C2 | 58314.92 | 58314.92 | 58314.92 | 58314.92 | 58314.92 | C2 | 86.4241 | 128.6762 | 227.5113 | 368.4573 | 864.2555 | C2 | 0 | 0 | 0 | 0 | 0 | 0 |  | 33964.6627 | 8749.9847 | 227.5113 | 0 | 79511.5078 | 122453.6665 |  | 31890.4848 | 9393.366 | 4550.2255 | 0 | 79511.5078 | 125345.5841 |  | 35433.872 | 9393.366 | 4550.2255 | 736.9146 | 42348.5204 | 92462.8985 |  | 26964.3124 | 12481.5959 | 10465.5187 | 2579.2011 | 79511.5078 | 132002.1358 |  | 34051.0868 | 14411.7396 | 7052.8495 | 1105.3719 | 12099.5773 | 68720.6251
|  |  | 626 | 626 | C3 | 467 | 62 | 1 | 0 | 96 | 626 | 0 | 0 | 0 | 0 | 0 | 0 | 54 | 0 | -12 | 0 | -42 | 0 | 390 | 128 | 12 | 0 | 96 | 626 | 110 | 8 | -34 | -9 | -75 | 0 | 283 | 204 | 34 | 9 | 96 | 626 |  |  | C3 | 0.001482 | 0.0022066 | 0.0039014 | 0.0063184 | 0.01482 | C3 | 87472.38 | 87472.38 | 87472.38 | 87472.38 | 87472.38 | C3 | 129.6361 | 193.0144 | 341.2669 | 552.6859 | 1296.3833 | C3 | 0 | 0 | 0 | 0 | 0 | 0 |  | 60540.0667 | 11966.8909 | 341.2669 | 0 | 124452.7948 | 197301.0193 |  | 50558.0857 | 24705.8393 | 4095.203 | 0 | 124452.7948 | 203811.9227 |  | 57558.436 | 24705.8393 | 0 | 0 | 70004.6971 | 152268.9724 |  | 36687.0212 | 39374.9313 | 11603.075 | 4974.1735 | 124452.7948 | 217091.9958 |  | 50946.9941 | 40919.0463 | 0 | 0 | 27224.0489 | 119090.0892
|  |  | 43 | 43 | C4 | 35 | 1 | 0 | 0 | 7 | 43 | 0 | 0 | 0 | 0 | 0 | 0 | 3 | 0 | 0 | 0 | -3 | 0 | 22 | 14 | 0 | 0 | 7 | 43 | 5 | 0 | 0 | 0 | -5 | 0 | 22 | 14 | 0 | 0 | 7 | 43 |  |  | C4 | 0.001482 | 0.0022066 | 0.0039014 | 0.0063184 | 0.01482 | C4 | 145787.3 | 145787.3 | 145787.3 | 145787.3 | 145787.3 | C4 | 216.0602 | 321.6906 | 568.7782 | 921.1432 | 2160.6388 | C4 | 0 | 0 | 0 | 0 | 0 | 0 |  | 7562.1068 | 321.6906 | 0 | 0 | 15124.4716 | 23008.269 |  | 4753.3243 | 4503.6686 | 0 | 0 | 15124.4716 | 24381.4645 |  | 5401.5049 | 4503.6686 | 0 | 0 | 8642.5552 | 18547.7287 |  | 4753.3243 | 4503.6686 | 0 | 0 | 15124.4716 | 24381.4645 |  | 5833.6253 | 4503.6686 | 0 | 0 | 4321.2776 | 14658.5715
|  | Yes | 2256 | 2256 |  | 1755 | 168 | 2 | 0 | 331 |  | 0 | 0 | 0 | 0 | 0 |  | 125 | 0 | -12 | 43 | -156 |  | 1591 | 289 | 45 | 0 | 331 |  | 251 | 23 | -48 | 46 | -272 |  | 1366 | 442 | 100 | 17 | 331 | [22 empty] | 0 | 0 | 0 | 0 | 0 | 0 |  | 154094.1313 | 24371.281 | 568.7782 | 0 | 301365.8995 | 480400.0901 |  | 136204.3471 | 45268.3034 | 10715.7811 | 0 | 301365.8995 | 493554.3311 |  | 149029.6803 | 45268.3034 | 6620.5781 | 11311.639 | 162134.3354 | 374364.5362 |  | 113716.802 | 67799.5141 | 25253.7516 | 7811.2947 | 301365.8995 | 515947.2619 |  | 139410.6804 | 71273.7728 | 10397.2653 | 16580.5783 | 56954.4387 | 294616.7355
| HV Switchgear (GM) - Distribution |  | 1809 | 1811 | C1 | 1555 | 194 | 59 | 1 | 0 | 1809 | 0 | 0 | 0 | 0 | 0 | 0 | 4 | 0 | 0 | -2 | 0 | 2 | 1393 | 308 | 106 | 2 | 0 | 1809 | 71 | 0 | 0 | -67 | -2 | 2 | 1255 | 374 | 86 | 92 | 2 | 1809 |  |  | C1 | 0.0019095 | 0.0028431 | 0.0050268 | 0.008141 | 0.019096 | C1 | 14169.995 | 14169.995 | 14169.995 | 14169.995 | 14169.995 | C1 | 27.058 | 40.2865 | 71.2302 | 115.3582 | 270.5849 | C1 | 0 | 0 | 0 | 0 | 0 | 0 |  | 42075.2418 | 7815.5867 | 4202.5841 | 115.3582 | 0 | 54208.7708 |  | 37691.8404 | 12408.251 | 7550.4053 | 230.7165 | 0 | 57881.2132 |  | 37800.0726 | 12408.251 | 7550.4053 | 0 | 0 | 57758.7289 |  | 33957.8318 | 15067.162 | 6125.8005 | 10612.9584 | 541.1699 | 66304.9226 |  | 35878.9522 | 15067.162 | 6125.8005 | 2883.9561 | 0 | 59955.8708
|  |  | 6123 | 6122 | C2 | 5379 | 501 | 186 | 4 | 53 | 6123 | 0 | 0 | 0 | 0 | 0 | 0 | 31 | 0 | 0 | -8 | -24 | -1 | 4915 | 844 | 303 | 8 | 53 | 6123 | 273 | 0 | 0 | -250 | -24 | -1 | 4501 | 1062 | 213 | 288 | 59 | 6123 |  |  | C2 | 0.0019095 | 0.0028431 | 0.0050268 | 0.008141 | 0.019096 | C2 | 20242.85 | 20242.85 | 20242.85 | 20242.85 | 20242.85 | C2 | 38.6543 | 57.5522 | 101.7575 | 164.7975 | 386.5499 | C2 | 0 | 0 | 0 | 0 | 0 | 0 |  | 207921.6591 | 28833.6446 | 18926.8919 | 659.19 | 20487.146 | 276828.5315 |  | 189986.0484 | 48574.044 | 30832.5174 | 1318.3799 | 20487.146 | 291198.1357 |  | 191184.3327 | 48574.044 | 30832.5174 | 0 | 11209.9478 | 281800.8419 |  | 173983.1544 | 61120.4202 | 21674.3439 | 47461.6772 | 22806.4456 | 327046.0413 |  | 184535.7874 | 61120.4202 | 21674.3439 | 6262.3046 | 13529.2474 | 287122.1036
|  |  | 1546 | 1545 | C3 | 1344 | 133 | 49 | 1 | 19 | 1546 | 0 | 0 | 0 | 0 | 0 | 0 | 10 | 0 | 0 | -1 | -10 | -1 | 1235 | 203 | 88 | 1 | 19 | 1546 | 49 | 0 | 0 | -40 | -10 | -1 | 1135 | 252 | 53 | 86 | 20 | 1546 |  |  | C3 | 0.0019095 | 0.0028431 | 0.0050268 | 0.008141 | 0.019096 | C3 | 30364.275 | 30364.275 | 30364.275 | 30364.275 | 30364.275 | C3 | 57.9815 | 86.3283 | 152.6362 | 247.1962 | 579.8249 | C3 | 0 | 0 | 0 | 0 | 0 | 0 |  | 77927.136 | 11481.6609 | 7479.175 | 247.1962 | 11016.6729 | 108151.841 |  | 71607.1525 | 17524.6403 | 13431.9878 | 247.1962 | 11016.6729 | 113827.6497 |  | 72186.9675 | 17524.6403 | 13431.9878 | 0 | 5218.424 | 108362.0196 |  | 65809.0025 | 21754.7258 | 8089.7199 | 21258.8762 | 11596.4978 | 128508.8223 |  | 68650.096 | 21754.7258 | 8089.7199 | 11371.0268 | 5798.2489 | 115663.8175
|  |  | 11 | 11 | C4 | 9 | 1 | 1 | 0 | 0 | 11 | 0 | 0 | 0 | 0 | 0 | 0 | 0 | 0 | 0 | 0 | 0 | 0 | 7 | 3 | 1 | 0 | 0 | 11 | 1 | 0 | 0 | -1 | 0 | 0 | 6 | 3 | 1 | 1 | 0 | 11 |  |  | C4 | 0.0019095 | 0.0028431 | 0.0050268 | 0.008141 | 0.019096 | C4 | 50607.125 | 50607.125 | 50607.125 | 50607.125 | 50607.125 | C4 | 96.6358 | 143.8805 | 254.3937 | 411.9937 | 966.3748 | C4 | 0 | 0 | 0 | 0 | 0 | 0 |  | 869.7225 | 143.8805 | 254.3937 | 0 | 0 | 1267.9967 |  | 676.4508 | 431.6414 | 254.3937 | 0 | 0 | 1362.4859 |  | 676.4508 | 431.6414 | 254.3937 | 0 | 0 | 1362.4859 |  | 579.815 | 431.6414 | 254.3937 | 411.9937 | 0 | 1677.8438 |  | 676.4508 | 431.6414 | 254.3937 | 0 | 0 | 1362.4859
|  | Yes | 9489 | 9489 |  | 8287 | 829 | 295 | 6 | 72 |  | 0 | 0 | 0 | 0 | 0 |  | 45 | 0 | 0 | -11 | -34 |  | 7550 | 1358 | 498 | 11 | 72 |  | 394 | 0 | 0 | -358 | -36 |  | 6897 | 1691 | 353 | 467 | 81 | [22 empty] | 0 | 0 | 0 | 0 | 0 | 0 |  | 328793.7594 | 48274.7726 | 30863.0447 | 1021.7444 | 31503.8189 | 440457.14 |  | 299961.4922 | 78938.5766 | 52069.3042 | 1796.2926 | 31503.8189 | 464269.4845 |  | 301847.8237 | 78938.5766 | 52069.3042 | 0 | 16428.3718 | 449284.0763 |  | 274329.8037 | 98373.9494 | 36144.258 | 79745.5055 | 34944.1132 | 523537.6299 |  | 289741.2865 | 98373.9494 | 36144.258 | 20517.2875 | 19327.4963 | 464104.2777
| HV Transformer (GM) |  | 510 | 510 | C1 | 482 | 18 | 10 | 0 | 0 | 510 | 0 | 0 | 0 | 0 | 0 | 0 | 6 | 0 | -4 | -2 | 0 | 0 | 470 | 25 | 13 | 2 | 0 | 510 | 36 | -25 | -3 | -8 | 0 | 0 | 460 | 25 | 11 | 14 | 0 | 510 |  |  | C1 | 0.002223 | 0.0033099 | 0.0058521 | 0.0094776 | 0.022231 | C1 | 12019.287 | 12019.287 | 12019.287 | 12019.287 | 12019.287 | C1 | 26.7193 | 39.7822 | 70.3385 | 113.9141 | 267.1975 | C1 | 0 | 0 | 0 | 0 | 0 | 0 |  | 12878.7014 | 716.0794 | 703.3852 | 0 | 0 | 14298.166 |  | 12558.0698 | 994.5547 | 914.4007 | 227.8282 | 0 | 14694.8534 |  | 12718.3856 | 994.5547 | 633.0467 | 0 | 0 | 14345.987 |  | 12290.8769 | 994.5547 | 773.7237 | 1594.7972 | 0 | 15653.9525 |  | 13252.7716 | 0 | 562.7081 | 683.4845 | 0 | 14498.9642
|  |  | 6249 | 6249 | C2 | 5865 | 289 | 75 | 1 | 19 | 6249 | 0 | 0 | 0 | 0 | 0 | 0 | 258 | -130 | -108 | -13 | -7 | 0 | 5654 | 424 | 142 | 10 | 19 | 6249 | 492 | -236 | -166 | -75 | -15 | 0 | 5358 | 583 | 181 | 107 | 20 | 6249 |  |  | C2 | 0.002223 | 0.0033099 | 0.0058521 | 0.0094776 | 0.022231 | C2 | 17170.41 | 17170.41 | 17170.41 | 17170.41 | 17170.41 | C2 | 38.1704 | 56.8317 | 100.4836 | 162.7344 | 381.7108 | C2 | 0 | 0 | 0 | 0 | 0 | 0 |  | 223869.5429 | 16424.3604 | 7536.2696 | 162.7344 | 7252.5044 | 255245.4118 |  | 215815.5832 | 24096.6395 | 14268.6705 | 1627.3441 | 7252.5044 | 263060.7418 |  | 225663.5529 | 16708.5189 | 3416.4422 | -488.2032 | 4580.5291 | 249880.8399 |  | 204517.1374 | 33132.8793 | 18187.5307 | 17412.5822 | 7634.2152 | 280884.3448 |  | 223296.9865 | 19720.5988 | 1507.2539 | 5207.5012 | 1908.5538 | 251640.8943
|  |  | 881 | 881 | C3 | 818 | 39 | 9 | 0 | 15 | 881 | 0 | 0 | 0 | 0 | 0 | 0 | 48 | -28 | -19 | 4 | -5 | 0 | 791 | 50 | 24 | 1 | 15 | 881 | 96 | -56 | -22 | -8 | -10 | 0 | 757 | 67 | 24 | 18 | 15 | 881 |  |  | C3 | 0.002223 | 0.0033099 | 0.0058521 | 0.0094776 | 0.022231 | C3 | 25755.615 | 25755.615 | 25755.615 | 25755.615 | 25755.615 | C3 | 57.2556 | 85.2475 | 150.7254 | 244.1016 | 572.5661 | C3 | 0 | 0 | 0 | 0 | 0 | 0 |  | 46835.1115 | 3324.6543 | 1356.5285 | 0 | 8588.4921 | 60104.7864 |  | 45289.2093 | 4262.3773 | 3617.4094 | 244.1016 | 8588.4921 | 62001.5897 |  | 48037.4799 | 1875.446 | 753.627 | 1220.5081 | 5725.6614 | 57612.7224 |  | 43342.5176 | 5711.5855 | 3617.4094 | 4393.8292 | 8588.4921 | 65653.8338 |  | 48839.0588 | 937.723 | 301.4508 | 2441.0162 | 2862.8307 | 55382.0795
|  |  | 20 | 20 | C4 | 19 | 1 | 0 | 0 | 0 | 20 | 0 | 0 | 0 | 0 | 0 | 0 | 0 | 0 | 0 | 0 | 0 | 0 | 19 | 0 | 1 | 0 | 0 | 20 | 0 | 0 | 0 | 0 | 0 | 0 | 19 | 0 | 0 | 1 | 0 | 20 |  |  | C4 | 0.002223 | 0.0033099 | 0.0058521 | 0.0094776 | 0.022231 | C4 | 42926.025 | 42926.025 | 42926.025 | 42926.025 | 42926.025 | C4 | 95.4261 | 142.0792 | 251.209 | 406.836 | 954.2769 | C4 | 0 | 0 | 0 | 0 | 0 | 0 |  | 1813.0952 | 142.0792 | 0 | 0 | 0 | 1955.1744 |  | 1813.0952 | 0 | 251.209 | 0 | 0 | 2064.3042 |  | 1813.0952 | 0 | 251.209 | 0 | 0 | 2064.3042 |  | 1813.0952 | 0 | 0 | 406.836 | 0 | 2219.9312 |  | 1813.0952 | 0 | 0 | 406.836 | 0 | 2219.9312
|  | Yes | 7660 | 7660 |  | 7184 | 347 | 94 | 1 | 34 |  | 0 | 0 | 0 | 0 | 0 |  | 312 | -158 | -131 | -11 | -12 |  | 6934 | 499 | 180 | 13 | 34 |  | 624 | -317 | -191 | -91 | -25 |  | 6594 | 675 | 216 | 140 | 35 | [22 empty] | 0 | 0 | 0 | 0 | 0 | 0 |  | 285396.451 | 20607.1733 | 9596.1833 | 162.7344 | 15840.9965 | 331603.5386 |  | 275475.9576 | 29353.5714 | 19051.6897 | 2099.2739 | 15840.9965 | 341821.4891 |  | 288232.5136 | 19578.5196 | 5054.3248 | 732.3049 | 10306.1905 | 323903.8534 |  | 261963.6271 | 39839.0195 | 22578.6639 | 23808.0446 | 16222.7073 | 364412.0624 |  | 287201.9121 | 20658.3218 | 2371.4128 | 8738.838 | 4771.3845 | 323741.8693
| HV UG Cable |  | 0 | 0 | C1 | 0 | 0 | 0 | 0 | 0 | 0 | 0 | 0 | 0 | 0 | 0 | 0 | 0 | 0 | 0 | 0 | 0 | 0 | 0 | 0 | 0 | 0 | 0 | 0 | 0 | 0 | 0 | 0 | 0 | 0 | 0 | 0 | 0 | 0 | 0 | 0 |  |  | C1 | 0 | 0 | 0 | 0 | 0 | C1 | 0 | 0 | 0 | 0 | 0 | C1 | [5 empty] | C1 | [5 empty] | 0 | [6 empty] | 0 | [6 empty] | 0 | [6 empty] | 0 | [6 empty] | 0 | [6 empty] | 0
|  |  | 0 | 0 | C2 | 0 | 0 | 0 | 0 | 0 | 0 | 0 | 0 | 0 | 0 | 0 | 0 | 0 | 0 | 0 | 0 | 0 | 0 | 0 | 0 | 0 | 0 | 0 | 0 | 0 | 0 | 0 | 0 | 0 | 0 | 0 | 0 | 0 | 0 | 0 | 0 |  |  | C2 | 0 | 0 | 0 | 0 | 0 | C2 | 0 | 0 | 0 | 0 | 0 | C2 | [5 empty] | C2 | [5 empty] | 0 | [6 empty] | 0 | [6 empty] | 0 | [6 empty] | 0 | [6 empty] | 0 | [6 empty] | 0
|  |  | 0 | 0 | C3 | 0 | 0 | 0 | 0 | 0 | 0 | 0 | 0 | 0 | 0 | 0 | 0 | 0 | 0 | 0 | 0 | 0 | 0 | 0 | 0 | 0 | 0 | 0 | 0 | 0 | 0 | 0 | 0 | 0 | 0 | 0 | 0 | 0 | 0 | 0 | 0 |  |  | C3 | 0 | 0 | 0 | 0 | 0 | C3 | 0 | 0 | 0 | 0 | 0 | C3 | [5 empty] | C3 | [5 empty] | 0 | [6 empty] | 0 | [6 empty] | 0 | [6 empty] | 0 | [6 empty] | 0 | [6 empty] | 0
|  |  | 0 | 0 | C4 | 0 | 0 | 0 | 0 | 0 | 0 | 0 | 0 | 0 | 0 | 0 | 0 | 0 | 0 | 0 | 0 | 0 | 0 | 0 | 0 | 0 | 0 | 0 | 0 | 0 | 0 | 0 | 0 | 0 | 0 | 0 | 0 | 0 | 0 | 0 | 0 |  |  | C4 | 0 | 0 | 0 | 0 | 0 | C4 | 0 | 0 | 0 | 0 | 0 | C4 | [5 empty] | C4 | [5 empty] | 0 | [6 empty] | 0 | [6 empty] | 0 | [6 empty] | 0 | [6 empty] | 0 | [6 empty] | 0
|  |  | 0 | 0 |  | 0 | 0 | 0 | 0 | 0 |  | 0 | 0 | 0 | 0 | 0 |  | 0 | 0 | 0 | 0 | 0 |  | 0 | 0 | 0 | 0 | 0 |  | 0 | 0 | 0 | 0 | 0 |  | 0 | 0 | 0 | 0 | 0 | [22 empty] | 0 | 0 | 0 | 0 | 0 | 0 |  | 0 | 0 | 0 | 0 | 0 | 0 |  | 0 | 0 | 0 | 0 | 0 | 0 |  | 0 | 0 | 0 | 0 | 0 | 0 |  | 0 | 0 | 0 | 0 | 0 | 0 |  | 0 | 0 | 0 | 0 | 0 | 0
| HV OHL Support - Poles |  | 129878 | 129878 | C1 | 74347 | 16852 | 35533 | 503 | 2643 | 129878 | 0 | 0 | 0 | 0 | 0 | 0 | 1032 | 0 | 0 | -40 | -992 | 0 | 69980 | 16786 | 39885 | 414 | 2813 | 129878 | 3000 | 0 | 0 | -1000 | -2000 | 0 | 63810 | 12270 | 13062 | 37570 | 3166 | 129878 |  |  | C1 | 0.0081226 | 0.012094 | 0.021383 | 0.03463 | 0.081228 | C1 | 2504.173 | 2504.173 | 2504.173 | 2504.173 | 2504.173 | C1 | 20.3405 | 30.2848 | 53.5463 | 86.7188 | 203.4081 | C1 | 0 | 0 | 0 | 0 | 0 | 0 |  | 1512252.689 | 510359.2544 | 1902659.0092 | 43619.5627 | 537607.7065 | 4506498.2218 |  | 1423425.8703 | 508360.4583 | 2135692.3025 | 35901.5884 | 572187.0899 | 4675567.3093 |  | 1444417.232 | 508360.4583 | 2135692.3025 | 32432.8359 | 370406.2178 | 4491309.0465 |  | 1297925.1898 | 371594.3539 | 699421.1572 | 3258025.7857 | 643990.1623 | 6270956.6489 |  | 1358946.5903 | 371594.3539 | 699421.1572 | 3171306.9732 | 237173.8879 | 5838442.9626
|  |  | 91040 | 91040 | C2 | 54816 | 10602 | 22683 | 245 | 2694 | 91040 | 0 | 0 | 0 | 0 | 0 | 0 | 990 | 0 | 0 | -20 | -970 | 0 | 51555 | 11214 | 25274 | 212 | 2786 | 91041 | 3000 | 0 | 0 | -1000 | -2000 | 0 | 48036 | 7999 | 8643 | 23421 | 2942 | 91041 |  |  | C2 | 0.0081226 | 0.012094 | 0.021383 | 0.03463 | 0.081228 | C2 | 3577.39 | 3577.39 | 3577.39 | 3577.39 | 3577.39 | C2 | 29.0578 | 43.264 | 76.4946 | 123.884 | 290.5831 | C2 | 0 | 0 | 0 | 0 | 0 | 0 |  | 1592832.9013 | 458684.7525 | 1735128.0824 | 30351.5844 | 782830.7451 | 4599828.0657 |  | 1498075.3836 | 485162.3104 | 1933325.7133 | 26263.4118 | 809564.3859 | 4752391.205 |  | 1526842.6153 | 485162.3104 | 1933325.7133 | 23785.7314 | 527698.8244 | 4496815.1949 |  | 1395820.951 | 346068.6036 | 661143.2357 | 2901487.5823 | 854895.3422 | 6159415.7149 |  | 1482994.3803 | 346068.6036 | 661143.2357 | 2777603.5645 | 273729.236 | 5541539.0202
|  |  | 84598 | 84598 | C3 | 49858 | 11043 | 21777 | 250 | 1670 | 84598 | 0 | 0 | 0 | 0 | 0 | 0 | 920 | 0 | 0 | -20 | -900 | 0 | 46823 | 11320 | 24477 | 227 | 1750 | 84597 | 2899 | 0 | 0 | -1399 | -1500 | 0 | 43036 | 8271 | 8451 | 22908 | 1931 | 84597 |  |  | C3 | 0.0081226 | 0.012094 | 0.021383 | 0.03463 | 0.081228 | C3 | 5366.085 | 5366.085 | 5366.085 | 5366.085 | 5366.085 | C3 | 43.5867 | 64.896 | 114.742 | 185.826 | 435.8746 | C3 | 0 | 0 | 0 | 0 | 0 | 0 |  | 2173146.4206 | 716646.2539 | 2498735.8981 | 46456.5067 | 727910.548 | 6162895.6272 |  | 2040860.7415 | 734622.439 | 2808539.2192 | 42182.5081 | 762780.5144 | 6388985.4222 |  | 2080960.519 | 734622.439 | 2808539.2192 | 38465.9875 | 370493.3927 | 6033081.5575 |  | 1875797.853 | 536754.6107 | 969684.3952 | 4256902.6218 | 841673.8133 | 8480813.294 |  | 2002155.7389 | 536754.6107 | 969684.3952 | 3996932.0103 | 187861.9438 | 7693388.6989
|  |  | 3872 | 3872 | C4 | 2152 | 521 | 1122 | 22 | 55 | 3872 | 0 | 0 | 0 | 0 | 0 | 0 | 30 | 0 | 0 | 0 | -30 | 0 | 2036 | 467 | 1290 | 14 | 65 | 3872 | 1050 | 0 | 0 | -1000 | -50 | 0 | 1845 | 347 | 434 | 1168 | 78 | 3872 |  |  | C4 | 0.0081226 | 0.012094 | 0.021383 | 0.03463 | 0.081228 | C4 | 8943.475 | 8943.475 | 8943.475 | 8943.475 | 8943.475 | C4 | 72.6445 | 108.16 | 191.2366 | 309.71 | 726.4576 | C4 | 0 | 0 | 0 | 0 | 0 | 0 |  | 156331.0167 | 56351.3384 | 214567.4854 | 6813.621 | 39955.1698 | 474018.6313 |  | 147904.2518 | 50510.7007 | 246695.2372 | 4335.9406 | 47219.7461 | 496665.8765 |  | 150083.5876 | 50510.7007 | 246695.2372 | 4335.9406 | 25426.0171 | 477051.4832 |  | 134029.1476 | 37531.5056 | 82996.6922 | 361741.3322 | 56663.6954 | 672962.373 |  | 210305.8983 | 37531.5056 | 82996.6922 | 52031.2875 | 20340.8137 | 403206.1974
|  | Yes | 309388 | 309388 |  | 181173 | 39018 | 81115 | 1020 | 7062 |  | 0 | 0 | 0 | 0 | 0 |  | 2972 | 0 | 0 | -80 | -2892 |  | 170394 | 39787 | 90926 | 867 | 7414 |  | 9949 | 0 | 0 | -4399 | -5550 |  | 156727 | 28887 | 30590 | 85067 | 8117 | [22 empty] | 0 | 0 | 0 | 0 | 0 | 0 |  | 5434563.0276 | 1742041.5992 | 6351090.4751 | 127241.2747 | 2088304.1694 | 15743240.546 |  | 5110266.2472 | 1778655.9084 | 7124252.4722 | 108683.4489 | 2191751.7363 | 16313609.813 |  | 5202303.9539 | 1778655.9084 | 7124252.4722 | 99020.4955 | 1294024.4521 | 15498257.2821 |  | 4703573.1414 | 1291949.0738 | 2413245.4804 | 10778157.322 | 2397223.0132 | 21584148.0307 |  | 5054402.6079 | 1291949.0738 | 2413245.4804 | 9997873.8355 | 719105.8815 | 19476576.879
| [Please insert new asset category as required] |  | 0 | 0 | C1 | 0 | 0 | 0 | 0 | 0 | 0 | 0 | 0 | 0 | 0 | 0 | 0 | 0 | 0 | 0 | 0 | 0 | 0 | 0 | 0 | 0 | 0 | 0 | 0 | 0 | 0 | 0 | 0 | 0 | 0 | 0 | 0 | 0 | 0 | 0 | 0 |  |  | C1 | 0 | 0 | 0 | 0 | 0 | C1 | 0 | 0 | 0 | 0 | 0 | C1 | [5 empty] | C1 | [5 empty] | 0 | [6 empty] | 0 | [6 empty] | 0 | [6 empty] | 0 | [6 empty] | 0 | [6 empty] | 0
|  |  | 0 | 0 | C2 | 0 | 0 | 0 | 0 | 0 | 0 | 0 | 0 | 0 | 0 | 0 | 0 | 0 | 0 | 0 | 0 | 0 | 0 | 0 | 0 | 0 | 0 | 0 | 0 | 0 | 0 | 0 | 0 | 0 | 0 | 0 | 0 | 0 | 0 | 0 | 0 |  |  | C2 | 0 | 0 | 0 | 0 | 0 | C2 | 0 | 0 | 0 | 0 | 0 | C2 | [5 empty] | C2 | [5 empty] | 0 | [6 empty] | 0 | [6 empty] | 0 | [6 empty] | 0 | [6 empty] | 0 | [6 empty] | 0
|  |  | 0 | 0 | C3 | 0 | 0 | 0 | 0 | 0 | 0 | 0 | 0 | 0 | 0 | 0 | 0 | 0 | 0 | 0 | 0 | 0 | 0 | 0 | 0 | 0 | 0 | 0 | 0 | 0 | 0 | 0 | 0 | 0 | 0 | 0 | 0 | 0 | 0 | 0 | 0 |  |  | C3 | 0 | 0 | 0 | 0 | 0 | C3 | 0 | 0 | 0 | 0 | 0 | C3 | [5 empty] | C3 | [5 empty] | 0 | [6 empty] | 0 | [6 empty] | 0 | [6 empty] | 0 | [6 empty] | 0 | [6 empty] | 0
|  |  | 0 | 0 | C4 | 0 | 0 | 0 | 0 | 0 | 0 | 0 | 0 | 0 | 0 | 0 | 0 | 0 | 0 | 0 | 0 | 0 | 0 | 0 | 0 | 0 | 0 | 0 | 0 | 0 | 0 | 0 | 0 | 0 | 0 | 0 | 0 | 0 | 0 | 0 | 0 |  |  | C4 | 0 | 0 | 0 | 0 | 0 | C4 | 0 | 0 | 0 | 0 | 0 | C4 | [5 empty] | C4 | [5 empty] | 0 | [6 empty] | 0 | [6 empty] | 0 | [6 empty] | 0 | [6 empty] | 0 | [6 empty] | 0
|  |  | 0 | 0 |  | 0 | 0 | 0 | 0 | 0 |  | 0 | 0 | 0 | 0 | 0 |  | 0 | 0 | 0 | 0 | 0 |  | 0 | 0 | 0 | 0 | 0 |  | 0 | 0 | 0 | 0 | 0 |  | 0 | 0 | 0 | 0 | 0 | [22 empty] | 0 | 0 | 0 | 0 | 0 | 0 |  | 0 | 0 | 0 | 0 | 0 | 0 |  | 0 | 0 | 0 | 0 | 0 | 0 |  | 0 | 0 | 0 | 0 | 0 | 0 |  | 0 | 0 | 0 | 0 | 0 | 0 |  | 0 | 0 | 0 | 0 | 0 | 0
| [Please insert new asset category as required] |  | 0 | 0 | C1 | 0 | 0 | 0 | 0 | 0 | 0 | 0 | 0 | 0 | 0 | 0 | 0 | 0 | 0 | 0 | 0 | 0 | 0 | 0 | 0 | 0 | 0 | 0 | 0 | 0 | 0 | 0 | 0 | 0 | 0 | 0 | 0 | 0 | 0 | 0 | 0 |  |  | C1 | 0 | 0 | 0 | 0 | 0 | C1 | 0 | 0 | 0 | 0 | 0 | C1 | [5 empty] | C1 | [5 empty] | 0 | [6 empty] | 0 | [6 empty] | 0 | [6 empty] | 0 | [6 empty] | 0 | [6 empty] | 0
|  |  | 0 | 0 | C2 | 0 | 0 | 0 | 0 | 0 | 0 | 0 | 0 | 0 | 0 | 0 | 0 | 0 | 0 | 0 | 0 | 0 | 0 | 0 | 0 | 0 | 0 | 0 | 0 | 0 | 0 | 0 | 0 | 0 | 0 | 0 | 0 | 0 | 0 | 0 | 0 |  |  | C2 | 0 | 0 | 0 | 0 | 0 | C2 | 0 | 0 | 0 | 0 | 0 | C2 | [5 empty] | C2 | [5 empty] | 0 | [6 empty] | 0 | [6 empty] | 0 | [6 empty] | 0 | [6 empty] | 0 | [6 empty] | 0
|  |  | 0 | 0 | C3 | 0 | 0 | 0 | 0 | 0 | 0 | 0 | 0 | 0 | 0 | 0 | 0 | 0 | 0 | 0 | 0 | 0 | 0 | 0 | 0 | 0 | 0 | 0 | 0 | 0 | 0 | 0 | 0 | 0 | 0 | 0 | 0 | 0 | 0 | 0 | 0 |  |  | C3 | 0 | 0 | 0 | 0 | 0 | C3 | 0 | 0 | 0 | 0 | 0 | C3 | [5 empty] | C3 | [5 empty] | 0 | [6 empty] | 0 | [6 empty] | 0 | [6 empty] | 0 | [6 empty] | 0 | [6 empty] | 0
|  |  | 0 | 0 | C4 | 0 | 0 | 0 | 0 | 0 | 0 | 0 | 0 | 0 | 0 | 0 | 0 | 0 | 0 | 0 | 0 | 0 | 0 | 0 | 0 | 0 | 0 | 0 | 0 | 0 | 0 | 0 | 0 | 0 | 0 | 0 | 0 | 0 | 0 | 0 | 0 |  |  | C4 | 0 | 0 | 0 | 0 | 0 | C4 | 0 | 0 | 0 | 0 | 0 | C4 | [5 empty] | C4 | [5 empty] | 0 | [6 empty] | 0 | [6 empty] | 0 | [6 empty] | 0 | [6 empty] | 0 | [6 empty] | 0
|  |  | 0 | 0 |  | 0 | 0 | 0 | 0 | 0 |  | 0 | 0 | 0 | 0 | 0 |  | 0 | 0 | 0 | 0 | 0 |  | 0 | 0 | 0 | 0 | 0 |  | 0 | 0 | 0 | 0 | 0 |  | 0 | 0 | 0 | 0 | 0 | [22 empty] | 0 | 0 | 0 | 0 | 0 | 0 |  | 0 | 0 | 0 | 0 | 0 | 0 |  | 0 | 0 | 0 | 0 | 0 | 0 |  | 0 | 0 | 0 | 0 | 0 | 0 |  | 0 | 0 | 0 | 0 | 0 | 0 |  | 0 | 0 | 0 | 0 | 0 | 0
| [Please insert new asset category as required] |  | 0 | 0 | C1 | 0 | 0 | 0 | 0 | 0 | 0 | 0 | 0 | 0 | 0 | 0 | 0 | 0 | 0 | 0 | 0 | 0 | 0 | 0 | 0 | 0 | 0 | 0 | 0 | 0 | 0 | 0 | 0 | 0 | 0 | 0 | 0 | 0 | 0 | 0 | 0 |  |  | C1 | 0 | 0 | 0 | 0 | 0 | C1 | 0 | 0 | 0 | 0 | 0 | C1 | [5 empty] | C1 | [5 empty] | 0 | [6 empty] | 0 | [6 empty] | 0 | [6 empty] | 0 | [6 empty] | 0 | [6 empty] | 0
|  |  | 0 | 0 | C2 | 0 | 0 | 0 | 0 | 0 | 0 | 0 | 0 | 0 | 0 | 0 | 0 | 0 | 0 | 0 | 0 | 0 | 0 | 0 | 0 | 0 | 0 | 0 | 0 | 0 | 0 | 0 | 0 | 0 | 0 | 0 | 0 | 0 | 0 | 0 | 0 |  |  | C2 | 0 | 0 | 0 | 0 | 0 | C2 | 0 | 0 | 0 | 0 | 0 | C2 | [5 empty] | C2 | [5 empty] | 0 | [6 empty] | 0 | [6 empty] | 0 | [6 empty] | 0 | [6 empty] | 0 | [6 empty] | 0
|  |  | 0 | 0 | C3 | 0 | 0 | 0 | 0 | 0 | 0 | 0 | 0 | 0 | 0 | 0 | 0 | 0 | 0 | 0 | 0 | 0 | 0 | 0 | 0 | 0 | 0 | 0 | 0 | 0 | 0 | 0 | 0 | 0 | 0 | 0 | 0 | 0 | 0 | 0 | 0 |  |  | C3 | 0 | 0 | 0 | 0 | 0 | C3 | 0 | 0 | 0 | 0 | 0 | C3 | [5 empty] | C3 | [5 empty] | 0 | [6 empty] | 0 | [6 empty] | 0 | [6 empty] | 0 | [6 empty] | 0 | [6 empty] | 0
|  |  | 0 | 0 | C4 | 0 | 0 | 0 | 0 | 0 | 0 | 0 | 0 | 0 | 0 | 0 | 0 | 0 | 0 | 0 | 0 | 0 | 0 | 0 | 0 | 0 | 0 | 0 | 0 | 0 | 0 | 0 | 0 | 0 | 0 | 0 | 0 | 0 | 0 | 0 | 0 |  |  | C4 | 0 | 0 | 0 | 0 | 0 | C4 | 0 | 0 | 0 | 0 | 0 | C4 | [5 empty] | C4 | [5 empty] | 0 | [6 empty] | 0 | [6 empty] | 0 | [6 empty] | 0 | [6 empty] | 0 | [6 empty] | 0
|  |  | 0 | 0 |  | 0 | 0 | 0 | 0 | 0 |  | 0 | 0 | 0 | 0 | 0 |  | 0 | 0 | 0 | 0 | 0 |  | 0 | 0 | 0 | 0 | 0 |  | 0 | 0 | 0 | 0 | 0 |  | 0 | 0 | 0 | 0 | 0 | [22 empty] | 0 | 0 | 0 | 0 | 0 | 0 |  | 0 | 0 | 0 | 0 | 0 | 0 |  | 0 | 0 | 0 | 0 | 0 | 0 |  | 0 | 0 | 0 | 0 | 0 | 0 |  | 0 | 0 | 0 | 0 | 0 | 0 |  | 0 | 0 | 0 | 0 | 0 | 0
| [Please insert new asset category as required] |  | 0 | 0 | C1 | 0 | 0 | 0 | 0 | 0 | 0 | 0 | 0 | 0 | 0 | 0 | 0 | 0 | 0 | 0 | 0 | 0 | 0 | 0 | 0 | 0 | 0 | 0 | 0 | 0 | 0 | 0 | 0 | 0 | 0 | 0 | 0 | 0 | 0 | 0 | 0 |  |  | C1 | 0 | 0 | 0 | 0 | 0 | C1 | 0 | 0 | 0 | 0 | 0 | C1 | [5 empty] | C1 | [5 empty] | 0 | [6 empty] | 0 | [6 empty] | 0 | [6 empty] | 0 | [6 empty] | 0 | [6 empty] | 0
|  |  | 0 | 0 | C2 | 0 | 0 | 0 | 0 | 0 | 0 | 0 | 0 | 0 | 0 | 0 | 0 | 0 | 0 | 0 | 0 | 0 | 0 | 0 | 0 | 0 | 0 | 0 | 0 | 0 | 0 | 0 | 0 | 0 | 0 | 0 | 0 | 0 | 0 | 0 | 0 |  |  | C2 | 0 | 0 | 0 | 0 | 0 | C2 | 0 | 0 | 0 | 0 | 0 | C2 | [5 empty] | C2 | [5 empty] | 0 | [6 empty] | 0 | [6 empty] | 0 | [6 empty] | 0 | [6 empty] | 0 | [6 empty] | 0
|  |  | 0 | 0 | C3 | 0 | 0 | 0 | 0 | 0 | 0 | 0 | 0 | 0 | 0 | 0 | 0 | 0 | 0 | 0 | 0 | 0 | 0 | 0 | 0 | 0 | 0 | 0 | 0 | 0 | 0 | 0 | 0 | 0 | 0 | 0 | 0 | 0 | 0 | 0 | 0 |  |  | C3 | 0 | 0 | 0 | 0 | 0 | C3 | 0 | 0 | 0 | 0 | 0 | C3 | [5 empty] | C3 | [5 empty] | 0 | [6 empty] | 0 | [6 empty] | 0 | [6 empty] | 0 | [6 empty] | 0 | [6 empty] | 0
|  |  | 0 | 0 | C4 | 0 | 0 | 0 | 0 | 0 | 0 | 0 | 0 | 0 | 0 | 0 | 0 | 0 | 0 | 0 | 0 | 0 | 0 | 0 | 0 | 0 | 0 | 0 | 0 | 0 | 0 | 0 | 0 | 0 | 0 | 0 | 0 | 0 | 0 | 0 | 0 |  |  | C4 | 0 | 0 | 0 | 0 | 0 | C4 | 0 | 0 | 0 | 0 | 0 | C4 | [5 empty] | C4 | [5 empty] | 0 | [6 empty] | 0 | [6 empty] | 0 | [6 empty] | 0 | [6 empty] | 0 | [6 empty] | 0
|  |  | 0 | 0 |  | 0 | 0 | 0 | 0 | 0 |  | 0 | 0 | 0 | 0 | 0 |  | 0 | 0 | 0 | 0 | 0 |  | 0 | 0 | 0 | 0 | 0 |  | 0 | 0 | 0 | 0 | 0 |  | 0 | 0 | 0 | 0 | 0 | [22 empty] | 0 | 0 | 0 | 0 | 0 | 0 |  | 0 | 0 | 0 | 0 | 0 | 0 |  | 0 | 0 | 0 | 0 | 0 | 0 |  | 0 | 0 | 0 | 0 | 0 | 0 |  | 0 | 0 | 0 | 0 | 0 | 0 |  | 0 | 0 | 0 | 0 | 0 | 0
| [Please insert new asset category as required] |  | 0 | 0 | C1 | 0 | 0 | 0 | 0 | 0 | 0 | 0 | 0 | 0 | 0 | 0 | 0 | 0 | 0 | 0 | 0 | 0 | 0 | 0 | 0 | 0 | 0 | 0 | 0 | 0 | 0 | 0 | 0 | 0 | 0 | 0 | 0 | 0 | 0 | 0 | 0 |  |  | C1 | 0 | 0 | 0 | 0 | 0 | C1 | 0 | 0 | 0 | 0 | 0 | C1 | [5 empty] | C1 | [5 empty] | 0 | [6 empty] | 0 | [6 empty] | 0 | [6 empty] | 0 | [6 empty] | 0 | [6 empty] | 0
|  |  | 0 | 0 | C2 | 0 | 0 | 0 | 0 | 0 | 0 | 0 | 0 | 0 | 0 | 0 | 0 | 0 | 0 | 0 | 0 | 0 | 0 | 0 | 0 | 0 | 0 | 0 | 0 | 0 | 0 | 0 | 0 | 0 | 0 | 0 | 0 | 0 | 0 | 0 | 0 |  |  | C2 | 0 | 0 | 0 | 0 | 0 | C2 | 0 | 0 | 0 | 0 | 0 | C2 | [5 empty] | C2 | [5 empty] | 0 | [6 empty] | 0 | [6 empty] | 0 | [6 empty] | 0 | [6 empty] | 0 | [6 empty] | 0
|  |  | 0 | 0 | C3 | 0 | 0 | 0 | 0 | 0 | 0 | 0 | 0 | 0 | 0 | 0 | 0 | 0 | 0 | 0 | 0 | 0 | 0 | 0 | 0 | 0 | 0 | 0 | 0 | 0 | 0 | 0 | 0 | 0 | 0 | 0 | 0 | 0 | 0 | 0 | 0 |  |  | C3 | 0 | 0 | 0 | 0 | 0 | C3 | 0 | 0 | 0 | 0 | 0 | C3 | [5 empty] | C3 | [5 empty] | 0 | [6 empty] | 0 | [6 empty] | 0 | [6 empty] | 0 | [6 empty] | 0 | [6 empty] | 0
|  |  | 0 | 0 | C4 | 0 | 0 | 0 | 0 | 0 | 0 | 0 | 0 | 0 | 0 | 0 | 0 | 0 | 0 | 0 | 0 | 0 | 0 | 0 | 0 | 0 | 0 | 0 | 0 | 0 | 0 | 0 | 0 | 0 | 0 | 0 | 0 | 0 | 0 | 0 | 0 |  |  | C4 | 0 | 0 | 0 | 0 | 0 | C4 | 0 | 0 | 0 | 0 | 0 | C4 | [5 empty] | C4 | [5 empty] | 0 | [6 empty] | 0 | [6 empty] | 0 | [6 empty] | 0 | [6 empty] | 0 | [6 empty] | 0
|  |  | 0 | 0 |  | 0 | 0 | 0 | 0 | 0 |  | 0 | 0 | 0 | 0 | 0 |  | 0 | 0 | 0 | 0 | 0 |  | 0 | 0 | 0 | 0 | 0 |  | 0 | 0 | 0 | 0 | 0 |  | 0 | 0 | 0 | 0 | 0 | [22 empty] | 0 | 0 | 0 | 0 | 0 | 0 |  | 0 | 0 | 0 | 0 | 0 | 0 |  | 0 | 0 | 0 | 0 | 0 | 0 |  | 0 | 0 | 0 | 0 | 0 | 0 |  | 0 | 0 | 0 | 0 | 0 | 0 |  | 0 | 0 | 0 | 0 | 0 | 0
[63 empty] | 0 | 0 | 0 | 0 | 0 | 0 |  | 6202847.3693 | 1835294.8261 | 6392118.4813 | 128425.7536 | 2437014.8844 | 16995701.3147 |  | 5821908.0441 | 1932216.3599 | 7206089.2471 | 112579.0154 | 2540462.4513 | 17613255.1178 |  | 5941413.9715 | 1922441.308 | 7187996.6793 | 111064.4393 | 1482893.3498 | 16645809.748 |  | 5353583.3743 | 1497961.5568 | 2497222.1538 | 10889522.1668 | 2749755.7332 | 22988044.9849 |  | 5770756.4869 | 1482255.1178 | 2462158.4165 | 10043710.5393 | 800159.201 | 20559039.7615
| EHV Network | [66 empty] | 0 | [6 empty] | 0 | [6 empty] | 0 | [6 empty] | 0 | [6 empty] | 0 | [6 empty] | 0
| EHV Switchgear (GM) |  | 233 | 233 | C1 | 180 | 1 | 6 | 0 | 46 | 233 | 0 | 0 | 0 | 0 | 0 | 0 | 34 | 0 | -1 | 0 | -33 | 0 | 180 | 1 | 6 | 0 | 46 | 233 | 54 | -1 | -1 | -6 | -46 | 0 | 179 | 1 | 1 | 6 | 46 | 233 |  |  | C1 | 0.0063556 | 0.0094628 | 0.016731 | 0.027096 | 0.063557 | C1 | 34352.507 | 34352.507 | 34352.507 | 34352.507 | 34352.507 | C1 | 218.3308 | 325.0713 | 574.7556 | 930.8237 | 2183.3453 | C1 | 0 | 0 | 0 | 0 | 0 | 0 |  | 39299.546 | 325.0713 | 3448.5335 | 0 | 100433.8857 | 143507.0364 |  | 39299.546 | 325.0713 | 3448.5335 | 0 | 100433.8857 | 143507.0364 |  | 46722.7935 | 325.0713 | 2873.7779 | 0 | 28383.4894 | 78305.1322 |  | 39081.2151 | 325.0713 | 574.7556 | 5584.9422 | 100433.8857 | 145999.8699 |  | 50871.0789 | 0 | 0 | 0 | 0 | 50871.0789
|  |  | 593 | 593 | C2 | 522 | 18 | 5 | 5 | 43 | 593 | 0 | 0 | 0 | 0 | 0 | 0 | 34 | 0 | -6 | -3 | -25 | 0 | 522 | 5 | 18 | 5 | 43 | 593 | 79 | -11 | -13 | -7 | -48 | 0 | 514 | 11 | 13 | 7 | 48 | 593 |  |  | C2 | 0.0063556 | 0.0094628 | 0.016731 | 0.027096 | 0.063557 | C2 | 49075.01 | 49075.01 | 49075.01 | 49075.01 | 49075.01 | C2 | 311.9012 | 464.3876 | 821.0794 | 1329.7481 | 3119.0648 | C2 | 0 | 0 | 0 | 0 | 0 | 0 |  | 162812.4047 | 8358.9768 | 4105.397 | 6648.7407 | 134119.7852 | 316045.3044 |  | 162812.4047 | 2321.938 | 14779.4292 | 6648.7407 | 134119.7852 | 320682.2978 |  | 173417.0441 | 2321.938 | 9852.9528 | 2659.4963 | 56143.1659 | 244394.5971 |  | 160317.1954 | 5108.2636 | 10674.0322 | 9308.237 | 149715.1091 | 335122.8373 |  | 184957.3869 | 0 | 0 | 0 | 0 | 184957.3869
|  |  | 153 | 153 | C3 | 132 | 0 | 3 | 4 | 14 | 153 | 0 | 0 | 0 | 0 | 0 | 0 | 11 | 0 | 0 | 3 | -14 | 0 | 116 | 16 | 0 | 7 | 14 | 153 | 28 | -17 | 0 | 6 | -17 | 0 | 115 | 17 | 0 | 0 | 21 | 153 |  |  | C3 | 0.0063556 | 0.0094628 | 0.016731 | 0.027096 | 0.063557 | C3 | 73612.515 | 73612.515 | 73612.515 | 73612.515 | 73612.515 | C3 | 467.8517 | 696.5814 | 1231.6191 | 1994.6222 | 4678.5972 | C3 | 0 | 0 | 0 | 0 | 0 | 0 |  | 61756.4294 | 0 | 3694.8573 | 7978.4889 | 65500.3602 | 138930.1358 |  | 54270.8016 | 11145.3024 | 0 | 13962.3555 | 65500.3602 | 144878.8197 |  | 59417.1707 | 11145.3024 | 0 | 19946.2222 | 0 | 90508.6953 |  | 53802.9498 | 11841.8838 | 0 | 0 | 98250.5403 | 163895.374 |  | 66902.7985 | 0 | 0 | 11967.7333 | 18714.3886 | 97584.9204
|  |  | 0 | 0 | C4 | 0 | 0 | 0 | 0 | 0 | 0 | 0 | 0 | 0 | 0 | 0 | 0 | 0 | 0 | 0 | 0 | 0 | 0 | 0 | 0 | 0 | 0 | 0 | 0 | 0 | 0 | 0 | 0 | 0 | 0 | 0 | 0 | 0 | 0 | 0 | 0 |  |  | C4 | 0.0063556 | 0.0094628 | 0.016731 | 0.027096 | 0.063557 | C4 | 122687.525 | 122687.525 | 122687.525 | 122687.525 | 122687.525 | C4 | 779.7529 | 1160.969 | 2052.6985 | 3324.3704 | 7797.6619 | C4 | 0 | 0 | 0 | 0 | 0 | 0 |  | 0 | 0 | 0 | 0 | 0 | 0 |  | 0 | 0 | 0 | 0 | 0 | 0 |  | 0 | 0 | 0 | 0 | 0 | 0 |  | 0 | 0 | 0 | 0 | 0 | 0 |  | 0 | 0 | 0 | 0 | 0 | 0
|  | Yes | 979 | 979 |  | 834 | 19 | 14 | 9 | 103 |  | 0 | 0 | 0 | 0 | 0 |  | 79 | 0 | -7 | 0 | -72 |  | 818 | 22 | 24 | 12 | 103 |  | 161 | -29 | -14 | -7 | -111 |  | 808 | 29 | 14 | 13 | 115 | [22 empty] | 0 | 0 | 0 | 0 | 0 | 0 |  | 263868.38 | 8684.0481 | 11248.7878 | 14627.2296 | 300054.0311 | 598482.4766 |  | 256382.7522 | 13792.3117 | 18227.9627 | 20611.0963 | 300054.0311 | 609068.154 |  | 279557.0083 | 13792.3117 | 12726.7307 | 22605.7185 | 84526.6553 | 413208.4245 |  | 253201.3604 | 17275.2187 | 11248.7878 | 14893.1792 | 348399.5351 | 645018.0812 |  | 302731.2643 | 0 | 0 | 11967.7333 | 18714.3886 | 333413.3863
| EHV Transformer |  | 0 | 0 | C1 | 0 | 0 | 0 | 0 | 0 | 0 | 0 | 0 | 0 | 0 | 0 | 0 | 0 | 0 | 0 | 0 | 0 | 0 | 0 | 0 | 0 | 0 | 0 | 0 | 0 | 0 | 0 | 0 | 0 | 0 | 0 | 0 | 0 | 0 | 0 | 0 |  |  | C1 | 0.012939 | 0.019265 | 0.034062 | 0.055165 | 0.12939 | C1 | 95944.408 | 95944.408 | 95944.408 | 95944.408 | 95944.408 | C1 | 1241.4443 | 1848.3784 | 3268.1006 | 5292.729 | 12414.655 | C1 | 0 | 0 | 0 | 0 | 0 | 0 |  | 0 | 0 | 0 | 0 | 0 | 0 |  | 0 | 0 | 0 | 0 | 0 | 0 |  | 0 | 0 | 0 | 0 | 0 | 0 |  | 0 | 0 | 0 | 0 | 0 | 0 |  | 0 | 0 | 0 | 0 | 0 | 0
|  |  | 618 | 618 | C2 | 285 | 65 | 190 | 22 | 56 | 618 | 0 | 0 | 0 | 0 | 0 | 0 | 22 | 0 | 44 | -29 | -37 | 0 | 251 | 64 | 184 | 52 | 67 | 618 | 44 | 15 | 65 | -60 | -64 | 0 | 215 | 68 | 121 | 115 | 99 | 618 |  |  | C2 | 0.012939 | 0.019265 | 0.034062 | 0.055165 | 0.12939 | C2 | 137063.44 | 137063.44 | 137063.44 | 137063.44 | 137063.44 | C2 | 1773.4919 | 2640.5405 | 4668.7152 | 7561.0414 | 17735.2214 | C2 | 0 | 0 | 0 | 0 | 0 | 0 |  | 505445.1903 | 171635.1335 | 887055.8791 | 166342.91 | 993172.3979 | 2723651.5107 |  | 445146.4658 | 168994.593 | 859043.5882 | 393174.1508 | 1188259.8332 | 3054618.6309 |  | 484163.2875 | 168994.593 | 1064467.0549 | 173903.9513 | 532056.6417 | 2423585.5284 |  | 381300.7576 | 179556.755 | 564914.5335 | 869519.7566 | 1755786.9177 | 3751078.7204 |  | 459334.401 | 219164.8628 | 868381.0185 | 415857.2749 | 620732.7487 | 2583470.3058
|  |  | 9 | 9 | C3 | 7 | 0 | 2 | 0 | 0 | 9 | 0 | 0 | 0 | 0 | 0 | 0 | 0 | 0 | 0 | 0 | 0 | 0 | 5 | 2 | 2 | 0 | 0 | 9 | 0 | 2 | -2 | 0 | 0 | 0 | 5 | 2 | 2 | 0 | 0 | 9 |  |  | C3 | 0.012939 | 0.019265 | 0.034062 | 0.055165 | 0.12939 | C3 | 205595.16 | 205595.16 | 205595.16 | 205595.16 | 205595.16 | C3 | 2660.2378 | 3960.8108 | 7003.0727 | 11341.562 | 26602.8321 | C3 | 0 | 0 | 0 | 0 | 0 | 0 |  | 18621.6649 | 0 | 14006.1455 | 0 | 0 | 32627.8104 |  | 13301.1892 | 7921.6215 | 14006.1455 | 0 | 0 | 35228.9562 |  | 13301.1892 | 7921.6215 | 14006.1455 | 0 | 0 | 35228.9562 |  | 13301.1892 | 7921.6215 | 14006.1455 | 0 | 0 | 35228.9562 |  | 13301.1892 | 15843.2431 | 0 | 0 | 0 | 29144.4323
|  |  | 0 | 0 | C4 | 0 | 0 | 0 | 0 | 0 | 0 | 0 | 0 | 0 | 0 | 0 | 0 | 0 | 0 | 0 | 0 | 0 | 0 | 0 | 0 | 0 | 0 | 0 | 0 | 0 | 0 | 0 | 0 | 0 | 0 | 0 | 0 | 0 | 0 | 0 | 0 |  |  | C4 | 0.012939 | 0.019265 | 0.034062 | 0.055165 | 0.12939 | C4 | 342658.6 | 342658.6 | 342658.6 | 342658.6 | 342658.6 | C4 | 4433.7297 | 6601.3513 | 11671.7879 | 18902.6034 | 44338.0535 | C4 | 0 | 0 | 0 | 0 | 0 | 0 |  | 0 | 0 | 0 | 0 | 0 | 0 |  | 0 | 0 | 0 | 0 | 0 | 0 |  | 0 | 0 | 0 | 0 | 0 | 0 |  | 0 | 0 | 0 | 0 | 0 | 0 |  | 0 | 0 | 0 | 0 | 0 | 0
|  | Yes | 627 | 627 |  | 292 | 65 | 192 | 22 | 56 |  | 0 | 0 | 0 | 0 | 0 |  | 22 | 0 | 44 | -29 | -37 |  | 256 | 66 | 186 | 52 | 67 |  | 44 | 17 | 63 | -60 | -64 |  | 220 | 70 | 123 | 115 | 99 | [22 empty] | 0 | 0 | 0 | 0 | 0 | 0 |  | 524066.8552 | 171635.1335 | 901062.0245 | 166342.91 | 993172.3979 | 2756279.321 |  | 458447.655 | 176916.2145 | 873049.7336 | 393174.1508 | 1188259.8332 | 3089847.5871 |  | 497464.4767 | 176916.2145 | 1078473.2004 | 173903.9513 | 532056.6417 | 2458814.4846 |  | 394601.9468 | 187478.3766 | 578920.679 | 869519.7566 | 1755786.9177 | 3786307.6766 |  | 472635.5902 | 235008.1058 | 868381.0185 | 415857.2749 | 620732.7487 | 2612614.7381
| EHV UG Cable (Gas) |  | 0 | 0 | C1 | 0 | 0 | 0 | 0 | 0 | 0 | 0 | 0 | 0 | 0 | 0 | 0 | 0 | 0 | 0 | 0 | 0 | 0 | 0 | 0 | 0 | 0 | 0 | 0 | 0 | 0 | 0 | 0 | 0 | 0 | 0 | 0 | 0 | 0 | 0 | 0 |  |  | C1 | 0 | 0 | 0 | 0 | 0 | C1 | 0 | 0 | 0 | 0 | 0 | C1 | [5 empty] | C1 | [5 empty] | 0 | [6 empty] | 0 | [6 empty] | 0 | [6 empty] | 0 | [6 empty] | 0 | [6 empty] | 0
|  |  | 0 | 0 | C2 | 0 | 0 | 0 | 0 | 0 | 0 | 0 | 0 | 0 | 0 | 0 | 0 | 0 | 0 | 0 | 0 | 0 | 0 | 0 | 0 | 0 | 0 | 0 | 0 | 0 | 0 | 0 | 0 | 0 | 0 | 0 | 0 | 0 | 0 | 0 | 0 |  |  | C2 | 0 | 0 | 0 | 0 | 0 | C2 | 0 | 0 | 0 | 0 | 0 | C2 | [5 empty] | C2 | [5 empty] | 0 | [6 empty] | 0 | [6 empty] | 0 | [6 empty] | 0 | [6 empty] | 0 | [6 empty] | 0
|  |  | 0 | 0 | C3 | 0 | 0 | 0 | 0 | 0 | 0 | 0 | 0 | 0 | 0 | 0 | 0 | 0 | 0 | 0 | 0 | 0 | 0 | 0 | 0 | 0 | 0 | 0 | 0 | 0 | 0 | 0 | 0 | 0 | 0 | 0 | 0 | 0 | 0 | 0 | 0 |  |  | C3 | 0 | 0 | 0 | 0 | 0 | C3 | 0 | 0 | 0 | 0 | 0 | C3 | [5 empty] | C3 | [5 empty] | 0 | [6 empty] | 0 | [6 empty] | 0 | [6 empty] | 0 | [6 empty] | 0 | [6 empty] | 0
|  |  | 0 | 0 | C4 | 0 | 0 | 0 | 0 | 0 | 0 | 0 | 0 | 0 | 0 | 0 | 0 | 0 | 0 | 0 | 0 | 0 | 0 | 0 | 0 | 0 | 0 | 0 | 0 | 0 | 0 | 0 | 0 | 0 | 0 | 0 | 0 | 0 | 0 | 0 | 0 |  |  | C4 | 0 | 0 | 0 | 0 | 0 | C4 | 0 | 0 | 0 | 0 | 0 | C4 | [5 empty] | C4 | [5 empty] | 0 | [6 empty] | 0 | [6 empty] | 0 | [6 empty] | 0 | [6 empty] | 0 | [6 empty] | 0
|  |  | 0 | 0 |  | 0 | 0 | 0 | 0 | 0 |  | 0 | 0 | 0 | 0 | 0 |  | 0 | 0 | 0 | 0 | 0 |  | 0 | 0 | 0 | 0 | 0 |  | 0 | 0 | 0 | 0 | 0 |  | 0 | 0 | 0 | 0 | 0 | [22 empty] | 0 | 0 | 0 | 0 | 0 | 0 |  | 0 | 0 | 0 | 0 | 0 | 0 |  | 0 | 0 | 0 | 0 | 0 | 0 |  | 0 | 0 | 0 | 0 | 0 | 0 |  | 0 | 0 | 0 | 0 | 0 | 0 |  | 0 | 0 | 0 | 0 | 0 | 0
| EHV UG Cable (Oil) |  | 53.849 | 38.175 | C1 | 45.712 | 3.329 | 0 | 0 | 4.808 | 53.849 | 0 | 0 | 0 | 0 | 0 | 0 | -4.897 | 0 | 0 | 0 | -4.268 | -9.165 | 43.931 | 1.781 | 3.329 | 0 | 4.808 | 53.849 | -7.92 | -3.486 | 0 | 0 | -4.268 | -15.674 | 40.935 | 4.777 | 1.15 | 2.179 | 4.808 | 53.849 |  |  | C1 | 0.59691 | 0.88874 | 1.5714 | 2.5449 | 5.9692 | C1 | 3830.645 | 3830.645 | 3830.645 | 3830.645 | 3830.645 | C1 | 2286.5618 | 3404.4513 | 6019.3606 | 9748.4552 | 22866.0394 | C1 | 0 | 0 | 0 | 0 | 0 | 0 |  | 104523.313 | 11333.4183 | 0 | 0 | 109939.9172 | 225796.6485 |  | 100450.9464 | 6063.3277 | 20038.4515 | 0 | 109939.9172 | 236492.6429 |  | 89253.6533 | 6063.3277 | 20038.4515 | 0 | 12347.6613 | 127703.0938 |  | 93600.4072 | 16263.0637 | 6922.2647 | 21241.884 | 109939.9172 | 247967.5369 |  | 75490.8378 | 4395.1466 | 6922.2647 | 21241.884 | 12347.6613 | 120397.7943
|  |  | 1.552 | 1.552 | C2 | 1.552 | 0 | 0 | 0 | 0 | 1.552 | 0 | 0 | 0 | 0 | 0 | 0 | 0 | 0 | 0 | 0 | 0 | 0 | 1.552 | 0 | 0 | 0 | 0 | 1.552 | 0 | 0 | 0 | 0 | 0 | 0 | 1.552 | 0 | 0 | 0 | 0 | 1.552 |  |  | C2 | 0.59691 | 0.88874 | 1.5714 | 2.5449 | 5.9692 | C2 | 5472.35 | 5472.35 | 5472.35 | 5472.35 | 5472.35 | C2 | 3266.5169 | 4863.5018 | 8599.0866 | 13926.3646 | 32665.7705 | C2 | 0 | 0 | 0 | 0 | 0 | 0 |  | 5069.6342 | 0 | 0 | 0 | 0 | 5069.6342 |  | 5069.6342 | 0 | 0 | 0 | 0 | 5069.6342 |  | 5069.6342 | 0 | 0 | 0 | 0 | 5069.6342 |  | 5069.6342 | 0 | 0 | 0 | 0 | 5069.6342 |  | 5069.6342 | 0 | 0 | 0 | 0 | 5069.6342
|  |  | 2.603 | 2.603 | C3 | 2.603 | 0 | 0 | 0 | 0 | 2.603 | 0 | 0 | 0 | 0 | 0 | 0 | 0 | 0 | 0 | 0 | 0 | 0 | 2.603 | 0 | 0 | 0 | 0 | 2.603 | 0 | 0 | 0 | 0 | 0 | 0 | 2.603 | 0 | 0 | 0 | 0 | 2.603 |  |  | C3 | 0.59691 | 0.88874 | 1.5714 | 2.5449 | 5.9692 | C3 | 8208.525 | 8208.525 | 8208.525 | 8208.525 | 8208.525 | C3 | 4899.7753 | 7295.2527 | 12898.6299 | 20889.5469 | 48998.6558 | C3 | 0 | 0 | 0 | 0 | 0 | 0 |  | 12754.1151 | 0 | 0 | 0 | 0 | 12754.1151 |  | 12754.1151 | 0 | 0 | 0 | 0 | 12754.1151 |  | 12754.1151 | 0 | 0 | 0 | 0 | 12754.1151 |  | 12754.1151 | 0 | 0 | 0 | 0 | 12754.1151 |  | 12754.1151 | 0 | 0 | 0 | 0 | 12754.1151
|  |  | 13.949 | 8.461 | C4 | 10.917 | 0 | 2.008 | 0 | 1.024 | 13.949 | 0 | 0 | 0 | 0 | 0 | 0 | 0 | 0 | 0 | 0 | 0 | 0 | 10.917 | 0 | 2.008 | 0 | 1.024 | 13.949 | -0.496 | -2.984 | 0 | -2.008 | 0 | -5.488 | 5.93 | 4.987 | 0 | 2.008 | 1.024 | 13.949 |  |  | C4 | 0.59691 | 0.88874 | 1.5714 | 2.5449 | 5.9692 | C4 | 13680.875 | 13680.875 | 13680.875 | 13680.875 | 13680.875 | C4 | 8166.2921 | 12158.7545 | 21497.7165 | 34815.9116 | 81664.4263 | C4 | 0 | 0 | 0 | 0 | 0 | 0 |  | 89151.4113 | 0 | 43167.4148 | 0 | 83624.3725 | 215943.1986 |  | 89151.4113 | 0 | 43167.4148 | 0 | 83624.3725 | 215943.1986 |  | 89151.4113 | 0 | 43167.4148 | 0 | 83624.3725 | 215943.1986 |  | 48426.1124 | 60635.7088 | 0 | 69910.3504 | 83624.3725 | 262596.5441 |  | 44375.6315 | 24353.9853 | 0 | 0 | 83624.3725 | 152353.9893
|  | Yes | 71.953 | 50.791 |  | 60.784 | 3.329 | 2.008 | 0 | 5.832 |  | 0 | 0 | 0 | 0 | 0 |  | -4.897 | 0 | 0 | 0 | -4.268 |  | 59.003 | 1.781 | 5.337 | 0 | 5.832 |  | -8.416 | -6.47 | 0 | -2.008 | -4.268 |  | 51.02 | 9.764 | 1.15 | 4.187 | 5.832 | [22 empty] | 0 | 0 | 0 | 0 | 0 | 0 |  | 211498.4735 | 11333.4183 | 43167.4148 | 0 | 193564.2898 | 459563.5963 |  | 207426.1069 | 6063.3277 | 63205.8664 | 0 | 193564.2898 | 470259.5907 |  | 196228.8138 | 6063.3277 | 63205.8664 | 0 | 95972.0338 | 361470.0416 |  | 159850.2688 | 76898.7725 | 6922.2647 | 91152.2344 | 193564.2898 | 528387.8302 |  | 137690.2185 | 28749.1319 | 6922.2647 | 21241.884 | 95972.0338 | 290575.5329
| EHV UG Cable (Non Pressurised) |  | 0 | 0 | C1 | 0 | 0 | 0 | 0 | 0 | 0 | 0 | 0 | 0 | 0 | 0 | 0 | 0 | 0 | 0 | 0 | 0 | 0 | 0 | 0 | 0 | 0 | 0 | 0 | 0 | 0 | 0 | 0 | 0 | 0 | 0 | 0 | 0 | 0 | 0 | 0 |  |  | C1 | 0 | 0 | 0 | 0 | 0 | C1 | 0 | 0 | 0 | 0 | 0 | C1 | [5 empty] | C1 | [5 empty] | 0 | [6 empty] | 0 | [6 empty] | 0 | [6 empty] | 0 | [6 empty] | 0 | [6 empty] | 0
|  |  | 0 | 0 | C2 | 0 | 0 | 0 | 0 | 0 | 0 | 0 | 0 | 0 | 0 | 0 | 0 | 0 | 0 | 0 | 0 | 0 | 0 | 0 | 0 | 0 | 0 | 0 | 0 | 0 | 0 | 0 | 0 | 0 | 0 | 0 | 0 | 0 | 0 | 0 | 0 |  |  | C2 | 0 | 0 | 0 | 0 | 0 | C2 | 0 | 0 | 0 | 0 | 0 | C2 | [5 empty] | C2 | [5 empty] | 0 | [6 empty] | 0 | [6 empty] | 0 | [6 empty] | 0 | [6 empty] | 0 | [6 empty] | 0
|  |  | 0 | 0 | C3 | 0 | 0 | 0 | 0 | 0 | 0 | 0 | 0 | 0 | 0 | 0 | 0 | 0 | 0 | 0 | 0 | 0 | 0 | 0 | 0 | 0 | 0 | 0 | 0 | 0 | 0 | 0 | 0 | 0 | 0 | 0 | 0 | 0 | 0 | 0 | 0 |  |  | C3 | 0 | 0 | 0 | 0 | 0 | C3 | 0 | 0 | 0 | 0 | 0 | C3 | [5 empty] | C3 | [5 empty] | 0 | [6 empty] | 0 | [6 empty] | 0 | [6 empty] | 0 | [6 empty] | 0 | [6 empty] | 0
|  |  | 0 | 0 | C4 | 0 | 0 | 0 | 0 | 0 | 0 | 0 | 0 | 0 | 0 | 0 | 0 | 0 | 0 | 0 | 0 | 0 | 0 | 0 | 0 | 0 | 0 | 0 | 0 | 0 | 0 | 0 | 0 | 0 | 0 | 0 | 0 | 0 | 0 | 0 | 0 |  |  | C4 | 0 | 0 | 0 | 0 | 0 | C4 | 0 | 0 | 0 | 0 | 0 | C4 | [5 empty] | C4 | [5 empty] | 0 | [6 empty] | 0 | [6 empty] | 0 | [6 empty] | 0 | [6 empty] | 0 | [6 empty] | 0
|  |  | 0 | 0 |  | 0 | 0 | 0 | 0 | 0 |  | 0 | 0 | 0 | 0 | 0 |  | 0 | 0 | 0 | 0 | 0 |  | 0 | 0 | 0 | 0 | 0 |  | 0 | 0 | 0 | 0 | 0 |  | 0 | 0 | 0 | 0 | 0 | [22 empty] | 0 | 0 | 0 | 0 | 0 | 0 |  | 0 | 0 | 0 | 0 | 0 | 0 |  | 0 | 0 | 0 | 0 | 0 | 0 |  | 0 | 0 | 0 | 0 | 0 | 0 |  | 0 | 0 | 0 | 0 | 0 | 0 |  | 0 | 0 | 0 | 0 | 0 | 0
| EHV OHL Support - Towers |  | 0 | 0 | C1 | 0 | 0 | 0 | 0 | 0 | 0 | 0 | 0 | 0 | 0 | 0 | 0 | 0 | 0 | 0 | 0 | 0 | 0 | 0 | 0 | 0 | 0 | 0 | 0 | 0 | 0 | 0 | 0 | 0 | 0 | 0 | 0 | 0 | 0 | 0 | 0 |  |  | C1 | 0 | 0 | 0 | 0 | 0 | C1 | 0 | 0 | 0 | 0 | 0 | C1 | [5 empty] | C1 | [5 empty] | 0 | [6 empty] | 0 | [6 empty] | 0 | [6 empty] | 0 | [6 empty] | 0 | [6 empty] | 0
|  |  | 0 | 0 | C2 | 0 | 0 | 0 | 0 | 0 | 0 | 0 | 0 | 0 | 0 | 0 | 0 | 0 | 0 | 0 | 0 | 0 | 0 | 0 | 0 | 0 | 0 | 0 | 0 | 0 | 0 | 0 | 0 | 0 | 0 | 0 | 0 | 0 | 0 | 0 | 0 |  |  | C2 | 0 | 0 | 0 | 0 | 0 | C2 | 0 | 0 | 0 | 0 | 0 | C2 | [5 empty] | C2 | [5 empty] | 0 | [6 empty] | 0 | [6 empty] | 0 | [6 empty] | 0 | [6 empty] | 0 | [6 empty] | 0
|  |  | 0 | 0 | C3 | 0 | 0 | 0 | 0 | 0 | 0 | 0 | 0 | 0 | 0 | 0 | 0 | 0 | 0 | 0 | 0 | 0 | 0 | 0 | 0 | 0 | 0 | 0 | 0 | 0 | 0 | 0 | 0 | 0 | 0 | 0 | 0 | 0 | 0 | 0 | 0 |  |  | C3 | 0 | 0 | 0 | 0 | 0 | C3 | 0 | 0 | 0 | 0 | 0 | C3 | [5 empty] | C3 | [5 empty] | 0 | [6 empty] | 0 | [6 empty] | 0 | [6 empty] | 0 | [6 empty] | 0 | [6 empty] | 0
|  |  | 0 | 0 | C4 | 0 | 0 | 0 | 0 | 0 | 0 | 0 | 0 | 0 | 0 | 0 | 0 | 0 | 0 | 0 | 0 | 0 | 0 | 0 | 0 | 0 | 0 | 0 | 0 | 0 | 0 | 0 | 0 | 0 | 0 | 0 | 0 | 0 | 0 | 0 | 0 |  |  | C4 | 0 | 0 | 0 | 0 | 0 | C4 | 0 | 0 | 0 | 0 | 0 | C4 | [5 empty] | C4 | [5 empty] | 0 | [6 empty] | 0 | [6 empty] | 0 | [6 empty] | 0 | [6 empty] | 0 | [6 empty] | 0
|  |  | 0 | 0 |  | 0 | 0 | 0 | 0 | 0 |  | 0 | 0 | 0 | 0 | 0 |  | 0 | 0 | 0 | 0 | 0 |  | 0 | 0 | 0 | 0 | 0 |  | 0 | 0 | 0 | 0 | 0 |  | 0 | 0 | 0 | 0 | 0 | [22 empty] | 0 | 0 | 0 | 0 | 0 | 0 |  | 0 | 0 | 0 | 0 | 0 | 0 |  | 0 | 0 | 0 | 0 | 0 | 0 |  | 0 | 0 | 0 | 0 | 0 | 0 |  | 0 | 0 | 0 | 0 | 0 | 0 |  | 0 | 0 | 0 | 0 | 0 | 0
| EHV OHL Support - Poles |  | 50681 | 50681 | C1 | 33013 | 6590 | 9381 | 103 | 1594 | 50681 | 0 | 0 | 0 | 0 | 0 | 0 | 310 | 0 | 0 | 0 | -310 | 0 | 30923 | 7021 | 10988 | 139 | 1610 | 50681 | 430 | 0 | 0 | 0 | -430 | 0 | 28777 | 5123 | 5036 | 10037 | 1708 | 50681 |  |  | C1 | 0.0081226 | 0.012094 | 0.021383 | 0.03463 | 0.081228 | C1 | 2386.671 | 2386.671 | 2386.671 | 2386.671 | 2386.671 | C1 | 19.386 | 28.8638 | 51.0337 | 82.6498 | 193.8637 | C1 | 0 | 0 | 0 | 0 | 0 | 0 |  | 639991.3967 | 190212.1199 | 478747.4231 | 8512.9244 | 309018.7753 | 1626482.6394 |  | 599474.5694 | 202652.3967 | 560758.6276 | 11488.3154 | 312120.5949 | 1686494.504 |  | 605484.2424 | 202652.3967 | 560758.6276 | 11488.3154 | 252022.8406 | 1632406.4226 |  | 557872.1238 | 147868.997 | 257005.8653 | 829555.551 | 331119.2398 | 2123421.777 |  | 566208.1218 | 147868.997 | 257005.8653 | 829555.551 | 247757.8387 | 2048396.3738
|  |  | 19 | 19 | C2 | 19 | 0 | 0 | 0 | 0 | 19 | 0 | 0 | 0 | 0 | 0 | 0 | 0 | 0 | 0 | 0 | 0 | 0 | 19 | 0 | 0 | 0 | 0 | 19 | 0 | 0 | 0 | 0 | 0 | 0 | 19 | 0 | 0 | 0 | 0 | 19 |  |  | C2 | 0.0081226 | 0.012094 | 0.021383 | 0.03463 | 0.081228 | C2 | 3409.53 | 3409.53 | 3409.53 | 3409.53 | 3409.53 | C2 | 27.6943 | 41.2339 | 72.9053 | 118.0711 | 276.9482 | C2 | 0 | 0 | 0 | 0 | 0 | 0 |  | 526.1926 | 0 | 0 | 0 | 0 | 526.1926 |  | 526.1926 | 0 | 0 | 0 | 0 | 526.1926 |  | 526.1926 | 0 | 0 | 0 | 0 | 526.1926 |  | 526.1926 | 0 | 0 | 0 | 0 | 526.1926 |  | 526.1926 | 0 | 0 | 0 | 0 | 526.1926
|  |  | 19583 | 19583 | C3 | 12494 | 2564 | 3684 | 54 | 787 | 19583 | 0 | 0 | 0 | 0 | 0 | 0 | 500 | 0 | 0 | -64 | -436 | 0 | 11545 | 2903 | 4280 | 64 | 791 | 19583 | 1544 | 0 | 0 | -800 | -744 | 0 | 10669 | 2145 | 1989 | 3936 | 844 | 19583 |  |  | C3 | 0.0081226 | 0.012094 | 0.021383 | 0.03463 | 0.081228 | C3 | 5114.295 | 5114.295 | 5114.295 | 5114.295 | 5114.295 | C3 | 41.5415 | 61.8509 | 109.358 | 177.1066 | 415.4223 | C3 | 0 | 0 | 0 | 0 | 0 | 0 |  | 519019.7267 | 158585.6955 | 402874.8474 | 9563.7569 | 326937.3223 | 1416981.3488 |  | 479596.8261 | 179553.149 | 468052.2114 | 11334.823 | 328599.0114 | 1467136.0208 |  | 500367.5851 | 179553.149 | 468052.2114 | 0 | 147474.904 | 1295447.8494 |  | 443206.4562 | 132670.1704 | 217513.0487 | 697091.6143 | 350616.3914 | 1841097.681 |  | 507346.5601 | 132670.1704 | 217513.0487 | 555406.3268 | 41542.2265 | 1454478.3325
|  |  | 4 | 4 | C4 | 2 | 0 | 2 | 0 | 0 | 4 | 0 | 0 | 0 | 0 | 0 | 0 | 0 | 0 | 0 | 0 | 0 | 0 | 2 | 0 | 2 | 0 | 0 | 4 | 0 | 0 | 0 | 0 | 0 | 0 | 2 | 0 | 0 | 2 | 0 | 4 |  |  | C4 | 0.0081226 | 0.012094 | 0.021383 | 0.03463 | 0.081228 | C4 | 8523.825 | 8523.825 | 8523.825 | 8523.825 | 8523.825 | C4 | 69.2359 | 103.0848 | 182.2633 | 295.1777 | 692.3704 | C4 | 0 | 0 | 0 | 0 | 0 | 0 |  | 138.4717 | 0 | 364.5266 | 0 | 0 | 502.9984 |  | 138.4717 | 0 | 364.5266 | 0 | 0 | 502.9984 |  | 138.4717 | 0 | 364.5266 | 0 | 0 | 502.9984 |  | 138.4717 | 0 | 0 | 590.3554 | 0 | 728.8271 |  | 138.4717 | 0 | 0 | 590.3554 | 0 | 728.8271
|  | Yes | 70287 | 70287 |  | 45528 | 9154 | 13067 | 157 | 2381 |  | 0 | 0 | 0 | 0 | 0 |  | 810 | 0 | 0 | -64 | -746 |  | 42489 | 9924 | 15270 | 203 | 2401 |  | 1974 | 0 | 0 | -800 | -1174 |  | 39467 | 7268 | 7025 | 13975 | 2552 | [22 empty] | 0 | 0 | 0 | 0 | 0 | 0 |  | 1159675.7877 | 348797.8154 | 881986.7971 | 18076.6813 | 635956.0976 | 3044493.1791 |  | 1079736.0598 | 382205.5456 | 1029175.3656 | 22823.1384 | 640719.6063 | 3154659.7157 |  | 1106516.4918 | 382205.5456 | 1029175.3656 | 11488.3154 | 399497.7446 | 2928883.463 |  | 1001743.2443 | 280539.1674 | 474518.914 | 1527237.5206 | 681735.6312 | 3965774.4776 |  | 1074219.3462 | 280539.1674 | 474518.914 | 1385552.2332 | 289300.0651 | 3504129.7259
| EHV OHL (Tower Line) Conductor |  | 0 | 0 | C1 | 0 | 0 | 0 | 0 | 0 | 0 | 0 | 0 | 0 | 0 | 0 | 0 | 0 | 0 | 0 | 0 | 0 | 0 | 0 | 0 | 0 | 0 | 0 | 0 | 0 | 0 | 0 | 0 | 0 | 0 | 0 | 0 | 0 | 0 | 0 | 0 |  |  | C1 | 0 | 0 | 0 | 0 | 0 | C1 | 0 | 0 | 0 | 0 | 0 | C1 | [5 empty] | C1 | [5 empty] | 0 | [6 empty] | 0 | [6 empty] | 0 | [6 empty] | 0 | [6 empty] | 0 | [6 empty] | 0
|  |  | 0 | 0 | C2 | 0 | 0 | 0 | 0 | 0 | 0 | 0 | 0 | 0 | 0 | 0 | 0 | 0 | 0 | 0 | 0 | 0 | 0 | 0 | 0 | 0 | 0 | 0 | 0 | 0 | 0 | 0 | 0 | 0 | 0 | 0 | 0 | 0 | 0 | 0 | 0 |  |  | C2 | 0 | 0 | 0 | 0 | 0 | C2 | 0 | 0 | 0 | 0 | 0 | C2 | [5 empty] | C2 | [5 empty] | 0 | [6 empty] | 0 | [6 empty] | 0 | [6 empty] | 0 | [6 empty] | 0 | [6 empty] | 0
|  |  | 0 | 0 | C3 | 0 | 0 | 0 | 0 | 0 | 0 | 0 | 0 | 0 | 0 | 0 | 0 | 0 | 0 | 0 | 0 | 0 | 0 | 0 | 0 | 0 | 0 | 0 | 0 | 0 | 0 | 0 | 0 | 0 | 0 | 0 | 0 | 0 | 0 | 0 | 0 |  |  | C3 | 0 | 0 | 0 | 0 | 0 | C3 | 0 | 0 | 0 | 0 | 0 | C3 | [5 empty] | C3 | [5 empty] | 0 | [6 empty] | 0 | [6 empty] | 0 | [6 empty] | 0 | [6 empty] | 0 | [6 empty] | 0
|  |  | 0 | 0 | C4 | 0 | 0 | 0 | 0 | 0 | 0 | 0 | 0 | 0 | 0 | 0 | 0 | 0 | 0 | 0 | 0 | 0 | 0 | 0 | 0 | 0 | 0 | 0 | 0 | 0 | 0 | 0 | 0 | 0 | 0 | 0 | 0 | 0 | 0 | 0 | 0 |  |  | C4 | 0 | 0 | 0 | 0 | 0 | C4 | 0 | 0 | 0 | 0 | 0 | C4 | [5 empty] | C4 | [5 empty] | 0 | [6 empty] | 0 | [6 empty] | 0 | [6 empty] | 0 | [6 empty] | 0 | [6 empty] | 0
|  |  | 0 | 0 |  | 0 | 0 | 0 | 0 | 0 |  | 0 | 0 | 0 | 0 | 0 |  | 0 | 0 | 0 | 0 | 0 |  | 0 | 0 | 0 | 0 | 0 |  | 0 | 0 | 0 | 0 | 0 |  | 0 | 0 | 0 | 0 | 0 | [22 empty] | 0 | 0 | 0 | 0 | 0 | 0 |  | 0 | 0 | 0 | 0 | 0 | 0 |  | 0 | 0 | 0 | 0 | 0 | 0 |  | 0 | 0 | 0 | 0 | 0 | 0 |  | 0 | 0 | 0 | 0 | 0 | 0 |  | 0 | 0 | 0 | 0 | 0 | 0
| EHV OHL Fittings |  | 0 | 0 | C1 | 0 | 0 | 0 | 0 | 0 | 0 | 0 | 0 | 0 | 0 | 0 | 0 | 0 | 0 | 0 | 0 | 0 | 0 | 0 | 0 | 0 | 0 | 0 | 0 | 0 | 0 | 0 | 0 | 0 | 0 | 0 | 0 | 0 | 0 | 0 | 0 |  |  | C1 | 0 | 0 | 0 | 0 | 0 | C1 | 0 | 0 | 0 | 0 | 0 | C1 | [5 empty] | C1 | [5 empty] | 0 | [6 empty] | 0 | [6 empty] | 0 | [6 empty] | 0 | [6 empty] | 0 | [6 empty] | 0
|  |  | 0 | 0 | C2 | 0 | 0 | 0 | 0 | 0 | 0 | 0 | 0 | 0 | 0 | 0 | 0 | 0 | 0 | 0 | 0 | 0 | 0 | 0 | 0 | 0 | 0 | 0 | 0 | 0 | 0 | 0 | 0 | 0 | 0 | 0 | 0 | 0 | 0 | 0 | 0 |  |  | C2 | 0 | 0 | 0 | 0 | 0 | C2 | 0 | 0 | 0 | 0 | 0 | C2 | [5 empty] | C2 | [5 empty] | 0 | [6 empty] | 0 | [6 empty] | 0 | [6 empty] | 0 | [6 empty] | 0 | [6 empty] | 0
|  |  | 0 | 0 | C3 | 0 | 0 | 0 | 0 | 0 | 0 | 0 | 0 | 0 | 0 | 0 | 0 | 0 | 0 | 0 | 0 | 0 | 0 | 0 | 0 | 0 | 0 | 0 | 0 | 0 | 0 | 0 | 0 | 0 | 0 | 0 | 0 | 0 | 0 | 0 | 0 |  |  | C3 | 0 | 0 | 0 | 0 | 0 | C3 | 0 | 0 | 0 | 0 | 0 | C3 | [5 empty] | C3 | [5 empty] | 0 | [6 empty] | 0 | [6 empty] | 0 | [6 empty] | 0 | [6 empty] | 0 | [6 empty] | 0
|  |  | 0 | 0 | C4 | 0 | 0 | 0 | 0 | 0 | 0 | 0 | 0 | 0 | 0 | 0 | 0 | 0 | 0 | 0 | 0 | 0 | 0 | 0 | 0 | 0 | 0 | 0 | 0 | 0 | 0 | 0 | 0 | 0 | 0 | 0 | 0 | 0 | 0 | 0 | 0 |  |  | C4 | 0 | 0 | 0 | 0 | 0 | C4 | 0 | 0 | 0 | 0 | 0 | C4 | [5 empty] | C4 | [5 empty] | 0 | [6 empty] | 0 | [6 empty] | 0 | [6 empty] | 0 | [6 empty] | 0 | [6 empty] | 0
|  |  | 0 | 0 |  | 0 | 0 | 0 | 0 | 0 |  | 0 | 0 | 0 | 0 | 0 |  | 0 | 0 | 0 | 0 | 0 |  | 0 | 0 | 0 | 0 | 0 |  | 0 | 0 | 0 | 0 | 0 |  | 0 | 0 | 0 | 0 | 0 | [22 empty] | 0 | 0 | 0 | 0 | 0 | 0 |  | 0 | 0 | 0 | 0 | 0 | 0 |  | 0 | 0 | 0 | 0 | 0 | 0 |  | 0 | 0 | 0 | 0 | 0 | 0 |  | 0 | 0 | 0 | 0 | 0 | 0 |  | 0 | 0 | 0 | 0 | 0 | 0
| [Please insert new asset category as required] |  | 0 | 0 | C1 | 0 | 0 | 0 | 0 | 0 | 0 | 0 | 0 | 0 | 0 | 0 | 0 | 0 | 0 | 0 | 0 | 0 | 0 | 0 | 0 | 0 | 0 | 0 | 0 | 0 | 0 | 0 | 0 | 0 | 0 | 0 | 0 | 0 | 0 | 0 | 0 |  |  | C1 | 0 | 0 | 0 | 0 | 0 | C1 | 0 | 0 | 0 | 0 | 0 | C1 | [5 empty] | C1 | [5 empty] | 0 | [6 empty] | 0 | [6 empty] | 0 | [6 empty] | 0 | [6 empty] | 0 | [6 empty] | 0
|  |  | 0 | 0 | C2 | 0 | 0 | 0 | 0 | 0 | 0 | 0 | 0 | 0 | 0 | 0 | 0 | 0 | 0 | 0 | 0 | 0 | 0 | 0 | 0 | 0 | 0 | 0 | 0 | 0 | 0 | 0 | 0 | 0 | 0 | 0 | 0 | 0 | 0 | 0 | 0 |  |  | C2 | 0 | 0 | 0 | 0 | 0 | C2 | 0 | 0 | 0 | 0 | 0 | C2 | [5 empty] | C2 | [5 empty] | 0 | [6 empty] | 0 | [6 empty] | 0 | [6 empty] | 0 | [6 empty] | 0 | [6 empty] | 0
|  |  | 0 | 0 | C3 | 0 | 0 | 0 | 0 | 0 | 0 | 0 | 0 | 0 | 0 | 0 | 0 | 0 | 0 | 0 | 0 | 0 | 0 | 0 | 0 | 0 | 0 | 0 | 0 | 0 | 0 | 0 | 0 | 0 | 0 | 0 | 0 | 0 | 0 | 0 | 0 |  |  | C3 | 0 | 0 | 0 | 0 | 0 | C3 | 0 | 0 | 0 | 0 | 0 | C3 | [5 empty] | C3 | [5 empty] | 0 | [6 empty] | 0 | [6 empty] | 0 | [6 empty] | 0 | [6 empty] | 0 | [6 empty] | 0
|  |  | 0 | 0 | C4 | 0 | 0 | 0 | 0 | 0 | 0 | 0 | 0 | 0 | 0 | 0 | 0 | 0 | 0 | 0 | 0 | 0 | 0 | 0 | 0 | 0 | 0 | 0 | 0 | 0 | 0 | 0 | 0 | 0 | 0 | 0 | 0 | 0 | 0 | 0 | 0 |  |  | C4 | 0 | 0 | 0 | 0 | 0 | C4 | 0 | 0 | 0 | 0 | 0 | C4 | [5 empty] | C4 | [5 empty] | 0 | [6 empty] | 0 | [6 empty] | 0 | [6 empty] | 0 | [6 empty] | 0 | [6 empty] | 0
|  |  | 0 | 0 |  | 0 | 0 | 0 | 0 | 0 |  | 0 | 0 | 0 | 0 | 0 |  | 0 | 0 | 0 | 0 | 0 |  | 0 | 0 | 0 | 0 | 0 |  | 0 | 0 | 0 | 0 | 0 |  | 0 | 0 | 0 | 0 | 0 | [22 empty] | 0 | 0 | 0 | 0 | 0 | 0 |  | 0 | 0 | 0 | 0 | 0 | 0 |  | 0 | 0 | 0 | 0 | 0 | 0 |  | 0 | 0 | 0 | 0 | 0 | 0 |  | 0 | 0 | 0 | 0 | 0 | 0 |  | 0 | 0 | 0 | 0 | 0 | 0
| [Please insert new asset category as required] |  | 0 | 0 | C1 | 0 | 0 | 0 | 0 | 0 | 0 | 0 | 0 | 0 | 0 | 0 | 0 | 0 | 0 | 0 | 0 | 0 | 0 | 0 | 0 | 0 | 0 | 0 | 0 | 0 | 0 | 0 | 0 | 0 | 0 | 0 | 0 | 0 | 0 | 0 | 0 |  |  | C1 | 0 | 0 | 0 | 0 | 0 | C1 | 0 | 0 | 0 | 0 | 0 | C1 | [5 empty] | C1 | [5 empty] | 0 | [6 empty] | 0 | [6 empty] | 0 | [6 empty] | 0 | [6 empty] | 0 | [6 empty] | 0
|  |  | 0 | 0 | C2 | 0 | 0 | 0 | 0 | 0 | 0 | 0 | 0 | 0 | 0 | 0 | 0 | 0 | 0 | 0 | 0 | 0 | 0 | 0 | 0 | 0 | 0 | 0 | 0 | 0 | 0 | 0 | 0 | 0 | 0 | 0 | 0 | 0 | 0 | 0 | 0 |  |  | C2 | 0 | 0 | 0 | 0 | 0 | C2 | 0 | 0 | 0 | 0 | 0 | C2 | [5 empty] | C2 | [5 empty] | 0 | [6 empty] | 0 | [6 empty] | 0 | [6 empty] | 0 | [6 empty] | 0 | [6 empty] | 0
|  |  | 0 | 0 | C3 | 0 | 0 | 0 | 0 | 0 | 0 | 0 | 0 | 0 | 0 | 0 | 0 | 0 | 0 | 0 | 0 | 0 | 0 | 0 | 0 | 0 | 0 | 0 | 0 | 0 | 0 | 0 | 0 | 0 | 0 | 0 | 0 | 0 | 0 | 0 | 0 |  |  | C3 | 0 | 0 | 0 | 0 | 0 | C3 | 0 | 0 | 0 | 0 | 0 | C3 | [5 empty] | C3 | [5 empty] | 0 | [6 empty] | 0 | [6 empty] | 0 | [6 empty] | 0 | [6 empty] | 0 | [6 empty] | 0
|  |  | 0 | 0 | C4 | 0 | 0 | 0 | 0 | 0 | 0 | 0 | 0 | 0 | 0 | 0 | 0 | 0 | 0 | 0 | 0 | 0 | 0 | 0 | 0 | 0 | 0 | 0 | 0 | 0 | 0 | 0 | 0 | 0 | 0 | 0 | 0 | 0 | 0 | 0 | 0 |  |  | C4 | 0 | 0 | 0 | 0 | 0 | C4 | 0 | 0 | 0 | 0 | 0 | C4 | [5 empty] | C4 | [5 empty] | 0 | [6 empty] | 0 | [6 empty] | 0 | [6 empty] | 0 | [6 empty] | 0 | [6 empty] | 0
|  |  | 0 | 0 |  | 0 | 0 | 0 | 0 | 0 |  | 0 | 0 | 0 | 0 | 0 |  | 0 | 0 | 0 | 0 | 0 |  | 0 | 0 | 0 | 0 | 0 |  | 0 | 0 | 0 | 0 | 0 |  | 0 | 0 | 0 | 0 | 0 | [22 empty] | 0 | 0 | 0 | 0 | 0 | 0 |  | 0 | 0 | 0 | 0 | 0 | 0 |  | 0 | 0 | 0 | 0 | 0 | 0 |  | 0 | 0 | 0 | 0 | 0 | 0 |  | 0 | 0 | 0 | 0 | 0 | 0 |  | 0 | 0 | 0 | 0 | 0 | 0
| [Please insert new asset category as required] |  | 0 | 0 | C1 | 0 | 0 | 0 | 0 | 0 | 0 | 0 | 0 | 0 | 0 | 0 | 0 | 0 | 0 | 0 | 0 | 0 | 0 | 0 | 0 | 0 | 0 | 0 | 0 | 0 | 0 | 0 | 0 | 0 | 0 | 0 | 0 | 0 | 0 | 0 | 0 |  |  | C1 | 0 | 0 | 0 | 0 | 0 | C1 | 0 | 0 | 0 | 0 | 0 | C1 | [5 empty] | C1 | [5 empty] | 0 | [6 empty] | 0 | [6 empty] | 0 | [6 empty] | 0 | [6 empty] | 0 | [6 empty] | 0
|  |  | 0 | 0 | C2 | 0 | 0 | 0 | 0 | 0 | 0 | 0 | 0 | 0 | 0 | 0 | 0 | 0 | 0 | 0 | 0 | 0 | 0 | 0 | 0 | 0 | 0 | 0 | 0 | 0 | 0 | 0 | 0 | 0 | 0 | 0 | 0 | 0 | 0 | 0 | 0 |  |  | C2 | 0 | 0 | 0 | 0 | 0 | C2 | 0 | 0 | 0 | 0 | 0 | C2 | [5 empty] | C2 | [5 empty] | 0 | [6 empty] | 0 | [6 empty] | 0 | [6 empty] | 0 | [6 empty] | 0 | [6 empty] | 0
|  |  | 0 | 0 | C3 | 0 | 0 | 0 | 0 | 0 | 0 | 0 | 0 | 0 | 0 | 0 | 0 | 0 | 0 | 0 | 0 | 0 | 0 | 0 | 0 | 0 | 0 | 0 | 0 | 0 | 0 | 0 | 0 | 0 | 0 | 0 | 0 | 0 | 0 | 0 | 0 |  |  | C3 | 0 | 0 | 0 | 0 | 0 | C3 | 0 | 0 | 0 | 0 | 0 | C3 | [5 empty] | C3 | [5 empty] | 0 | [6 empty] | 0 | [6 empty] | 0 | [6 empty] | 0 | [6 empty] | 0 | [6 empty] | 0
|  |  | 0 | 0 | C4 | 0 | 0 | 0 | 0 | 0 | 0 | 0 | 0 | 0 | 0 | 0 | 0 | 0 | 0 | 0 | 0 | 0 | 0 | 0 | 0 | 0 | 0 | 0 | 0 | 0 | 0 | 0 | 0 | 0 | 0 | 0 | 0 | 0 | 0 | 0 | 0 |  |  | C4 | 0 | 0 | 0 | 0 | 0 | C4 | 0 | 0 | 0 | 0 | 0 | C4 | [5 empty] | C4 | [5 empty] | 0 | [6 empty] | 0 | [6 empty] | 0 | [6 empty] | 0 | [6 empty] | 0 | [6 empty] | 0
|  |  | 0 | 0 |  | 0 | 0 | 0 | 0 | 0 |  | 0 | 0 | 0 | 0 | 0 |  | 0 | 0 | 0 | 0 | 0 |  | 0 | 0 | 0 | 0 | 0 |  | 0 | 0 | 0 | 0 | 0 |  | 0 | 0 | 0 | 0 | 0 | [22 empty] | 0 | 0 | 0 | 0 | 0 | 0 |  | 0 | 0 | 0 | 0 | 0 | 0 |  | 0 | 0 | 0 | 0 | 0 | 0 |  | 0 | 0 | 0 | 0 | 0 | 0 |  | 0 | 0 | 0 | 0 | 0 | 0 |  | 0 | 0 | 0 | 0 | 0 | 0
| [Please insert new asset category as required] |  | 0 | 0 | C1 | 0 | 0 | 0 | 0 | 0 | 0 | 0 | 0 | 0 | 0 | 0 | 0 | 0 | 0 | 0 | 0 | 0 | 0 | 0 | 0 | 0 | 0 | 0 | 0 | 0 | 0 | 0 | 0 | 0 | 0 | 0 | 0 | 0 | 0 | 0 | 0 |  |  | C1 | 0 | 0 | 0 | 0 | 0 | C1 | 0 | 0 | 0 | 0 | 0 | C1 | [5 empty] | C1 | [5 empty] | 0 | [6 empty] | 0 | [6 empty] | 0 | [6 empty] | 0 | [6 empty] | 0 | [6 empty] | 0
|  |  | 0 | 0 | C2 | 0 | 0 | 0 | 0 | 0 | 0 | 0 | 0 | 0 | 0 | 0 | 0 | 0 | 0 | 0 | 0 | 0 | 0 | 0 | 0 | 0 | 0 | 0 | 0 | 0 | 0 | 0 | 0 | 0 | 0 | 0 | 0 | 0 | 0 | 0 | 0 |  |  | C2 | 0 | 0 | 0 | 0 | 0 | C2 | 0 | 0 | 0 | 0 | 0 | C2 | [5 empty] | C2 | [5 empty] | 0 | [6 empty] | 0 | [6 empty] | 0 | [6 empty] | 0 | [6 empty] | 0 | [6 empty] | 0
|  |  | 0 | 0 | C3 | 0 | 0 | 0 | 0 | 0 | 0 | 0 | 0 | 0 | 0 | 0 | 0 | 0 | 0 | 0 | 0 | 0 | 0 | 0 | 0 | 0 | 0 | 0 | 0 | 0 | 0 | 0 | 0 | 0 | 0 | 0 | 0 | 0 | 0 | 0 | 0 |  |  | C3 | 0 | 0 | 0 | 0 | 0 | C3 | 0 | 0 | 0 | 0 | 0 | C3 | [5 empty] | C3 | [5 empty] | 0 | [6 empty] | 0 | [6 empty] | 0 | [6 empty] | 0 | [6 empty] | 0 | [6 empty] | 0
|  |  | 0 | 0 | C4 | 0 | 0 | 0 | 0 | 0 | 0 | 0 | 0 | 0 | 0 | 0 | 0 | 0 | 0 | 0 | 0 | 0 | 0 | 0 | 0 | 0 | 0 | 0 | 0 | 0 | 0 | 0 | 0 | 0 | 0 | 0 | 0 | 0 | 0 | 0 | 0 |  |  | C4 | 0 | 0 | 0 | 0 | 0 | C4 | 0 | 0 | 0 | 0 | 0 | C4 | [5 empty] | C4 | [5 empty] | 0 | [6 empty] | 0 | [6 empty] | 0 | [6 empty] | 0 | [6 empty] | 0 | [6 empty] | 0
|  |  | 0 | 0 |  | 0 | 0 | 0 | 0 | 0 |  | 0 | 0 | 0 | 0 | 0 |  | 0 | 0 | 0 | 0 | 0 |  | 0 | 0 | 0 | 0 | 0 |  | 0 | 0 | 0 | 0 | 0 |  | 0 | 0 | 0 | 0 | 0 | [22 empty] | 0 | 0 | 0 | 0 | 0 | 0 |  | 0 | 0 | 0 | 0 | 0 | 0 |  | 0 | 0 | 0 | 0 | 0 | 0 |  | 0 | 0 | 0 | 0 | 0 | 0 |  | 0 | 0 | 0 | 0 | 0 | 0 |  | 0 | 0 | 0 | 0 | 0 | 0
[63 empty] | 0 | 0 | 0 | 0 | 0 | 0 |  | 2159109.4963 | 540450.4153 | 1837465.0243 | 199046.8208 | 2122746.8164 | 6858818.5731 |  | 2001992.5739 | 578977.3996 | 1983658.9283 | 436608.3854 | 2322597.7603 | 7323835.0475 |  | 2079766.7905 | 578977.3996 | 2183581.1631 | 207997.9852 | 1112053.0754 | 6162376.4137 |  | 1809396.8203 | 562191.5352 | 1071610.6456 | 2502802.6908 | 2979486.3737 | 8925488.0656 |  | 1987276.4192 | 544296.4051 | 1349822.1973 | 1834619.1253 | 1024719.2362 | 6740733.3831
| 132kV Network | [66 empty] | 0 | [6 empty] | 0 | [6 empty] | 0 | [6 empty] | 0 | [6 empty] | 0 | [6 empty] | 0
| 132kV CBs |  | 0 | 0 | C1 | 0 | 0 | 0 | 0 | 0 | 0 | 0 | 0 | 0 | 0 | 0 | 0 | 0 | 0 | 0 | 0 | 0 | 0 | 0 | 0 | 0 | 0 | 0 | 0 | 0 | 0 | 0 | 0 | 0 | 0 | 0 | 0 | 0 | 0 | 0 | 0 |  |  | C1 | 0 | 0 | 0 | 0 | 0 | C1 | 0 | 0 | 0 | 0 | 0 | C1 | [5 empty] | C1 | [5 empty] | 0 | [6 empty] | 0 | [6 empty] | 0 | [6 empty] | 0 | [6 empty] | 0 | [6 empty] | 0
|  |  | 0 | 0 | C2 | 0 | 0 | 0 | 0 | 0 | 0 | 0 | 0 | 0 | 0 | 0 | 0 | 0 | 0 | 0 | 0 | 0 | 0 | 0 | 0 | 0 | 0 | 0 | 0 | 0 | 0 | 0 | 0 | 0 | 0 | 0 | 0 | 0 | 0 | 0 | 0 |  |  | C2 | 0 | 0 | 0 | 0 | 0 | C2 | 0 | 0 | 0 | 0 | 0 | C2 | [5 empty] | C2 | [5 empty] | 0 | [6 empty] | 0 | [6 empty] | 0 | [6 empty] | 0 | [6 empty] | 0 | [6 empty] | 0
|  |  | 0 | 0 | C3 | 0 | 0 | 0 | 0 | 0 | 0 | 0 | 0 | 0 | 0 | 0 | 0 | 0 | 0 | 0 | 0 | 0 | 0 | 0 | 0 | 0 | 0 | 0 | 0 | 0 | 0 | 0 | 0 | 0 | 0 | 0 | 0 | 0 | 0 | 0 | 0 |  |  | C3 | 0 | 0 | 0 | 0 | 0 | C3 | 0 | 0 | 0 | 0 | 0 | C3 | [5 empty] | C3 | [5 empty] | 0 | [6 empty] | 0 | [6 empty] | 0 | [6 empty] | 0 | [6 empty] | 0 | [6 empty] | 0
|  |  | 0 | 0 | C4 | 0 | 0 | 0 | 0 | 0 | 0 | 0 | 0 | 0 | 0 | 0 | 0 | 0 | 0 | 0 | 0 | 0 | 0 | 0 | 0 | 0 | 0 | 0 | 0 | 0 | 0 | 0 | 0 | 0 | 0 | 0 | 0 | 0 | 0 | 0 | 0 |  |  | C4 | 0 | 0 | 0 | 0 | 0 | C4 | 0 | 0 | 0 | 0 | 0 | C4 | [5 empty] | C4 | [5 empty] | 0 | [6 empty] | 0 | [6 empty] | 0 | [6 empty] | 0 | [6 empty] | 0 | [6 empty] | 0
|  |  | 0 | 0 |  | 0 | 0 | 0 | 0 | 0 |  | 0 | 0 | 0 | 0 | 0 |  | 0 | 0 | 0 | 0 | 0 |  | 0 | 0 | 0 | 0 | 0 |  | 0 | 0 | 0 | 0 | 0 |  | 0 | 0 | 0 | 0 | 0 | [22 empty] | 0 | 0 | 0 | 0 | 0 | 0 |  | 0 | 0 | 0 | 0 | 0 | 0 |  | 0 | 0 | 0 | 0 | 0 | 0 |  | 0 | 0 | 0 | 0 | 0 | 0 |  | 0 | 0 | 0 | 0 | 0 | 0 |  | 0 | 0 | 0 | 0 | 0 | 0
| 132kV Transformer |  | 0 | 0 | C1 | 0 | 0 | 0 | 0 | 0 | 0 | 0 | 0 | 0 | 0 | 0 | 0 | 0 | 0 | 0 | 0 | 0 | 0 | 0 | 0 | 0 | 0 | 0 | 0 | 0 | 0 | 0 | 0 | 0 | 0 | 0 | 0 | 0 | 0 | 0 | 0 |  |  | C1 | 0 | 0 | 0 | 0 | 0 | C1 | 0 | 0 | 0 | 0 | 0 | C1 | [5 empty] | C1 | [5 empty] | 0 | [6 empty] | 0 | [6 empty] | 0 | [6 empty] | 0 | [6 empty] | 0 | [6 empty] | 0
|  |  | 0 | 0 | C2 | 0 | 0 | 0 | 0 | 0 | 0 | 0 | 0 | 0 | 0 | 0 | 0 | 0 | 0 | 0 | 0 | 0 | 0 | 0 | 0 | 0 | 0 | 0 | 0 | 0 | 0 | 0 | 0 | 0 | 0 | 0 | 0 | 0 | 0 | 0 | 0 |  |  | C2 | 0 | 0 | 0 | 0 | 0 | C2 | 0 | 0 | 0 | 0 | 0 | C2 | [5 empty] | C2 | [5 empty] | 0 | [6 empty] | 0 | [6 empty] | 0 | [6 empty] | 0 | [6 empty] | 0 | [6 empty] | 0
|  |  | 0 | 0 | C3 | 0 | 0 | 0 | 0 | 0 | 0 | 0 | 0 | 0 | 0 | 0 | 0 | 0 | 0 | 0 | 0 | 0 | 0 | 0 | 0 | 0 | 0 | 0 | 0 | 0 | 0 | 0 | 0 | 0 | 0 | 0 | 0 | 0 | 0 | 0 | 0 |  |  | C3 | 0 | 0 | 0 | 0 | 0 | C3 | 0 | 0 | 0 | 0 | 0 | C3 | [5 empty] | C3 | [5 empty] | 0 | [6 empty] | 0 | [6 empty] | 0 | [6 empty] | 0 | [6 empty] | 0 | [6 empty] | 0
|  |  | 0 | 0 | C4 | 0 | 0 | 0 | 0 | 0 | 0 | 0 | 0 | 0 | 0 | 0 | 0 | 0 | 0 | 0 | 0 | 0 | 0 | 0 | 0 | 0 | 0 | 0 | 0 | 0 | 0 | 0 | 0 | 0 | 0 | 0 | 0 | 0 | 0 | 0 | 0 |  |  | C4 | 0 | 0 | 0 | 0 | 0 | C4 | 0 | 0 | 0 | 0 | 0 | C4 | [5 empty] | C4 | [5 empty] | 0 | [6 empty] | 0 | [6 empty] | 0 | [6 empty] | 0 | [6 empty] | 0 | [6 empty] | 0
|  |  | 0 | 0 |  | 0 | 0 | 0 | 0 | 0 |  | 0 | 0 | 0 | 0 | 0 |  | 0 | 0 | 0 | 0 | 0 |  | 0 | 0 | 0 | 0 | 0 |  | 0 | 0 | 0 | 0 | 0 |  | 0 | 0 | 0 | 0 | 0 | [22 empty] | 0 | 0 | 0 | 0 | 0 | 0 |  | 0 | 0 | 0 | 0 | 0 | 0 |  | 0 | 0 | 0 | 0 | 0 | 0 |  | 0 | 0 | 0 | 0 | 0 | 0 |  | 0 | 0 | 0 | 0 | 0 | 0 |  | 0 | 0 | 0 | 0 | 0 | 0
| 132kV UG Cable (Gas) |  | 0 | 0 | C1 | 0 | 0 | 0 | 0 | 0 | 0 | 0 | 0 | 0 | 0 | 0 | 0 | 0 | 0 | 0 | 0 | 0 | 0 | 0 | 0 | 0 | 0 | 0 | 0 | 0 | 0 | 0 | 0 | 0 | 0 | 0 | 0 | 0 | 0 | 0 | 0 |  |  | C1 | 0 | 0 | 0 | 0 | 0 | C1 | 0 | 0 | 0 | 0 | 0 | C1 | [5 empty] | C1 | [5 empty] | 0 | [6 empty] | 0 | [6 empty] | 0 | [6 empty] | 0 | [6 empty] | 0 | [6 empty] | 0
|  |  | 0 | 0 | C2 | 0 | 0 | 0 | 0 | 0 | 0 | 0 | 0 | 0 | 0 | 0 | 0 | 0 | 0 | 0 | 0 | 0 | 0 | 0 | 0 | 0 | 0 | 0 | 0 | 0 | 0 | 0 | 0 | 0 | 0 | 0 | 0 | 0 | 0 | 0 | 0 |  |  | C2 | 0 | 0 | 0 | 0 | 0 | C2 | 0 | 0 | 0 | 0 | 0 | C2 | [5 empty] | C2 | [5 empty] | 0 | [6 empty] | 0 | [6 empty] | 0 | [6 empty] | 0 | [6 empty] | 0 | [6 empty] | 0
|  |  | 0 | 0 | C3 | 0 | 0 | 0 | 0 | 0 | 0 | 0 | 0 | 0 | 0 | 0 | 0 | 0 | 0 | 0 | 0 | 0 | 0 | 0 | 0 | 0 | 0 | 0 | 0 | 0 | 0 | 0 | 0 | 0 | 0 | 0 | 0 | 0 | 0 | 0 | 0 |  |  | C3 | 0 | 0 | 0 | 0 | 0 | C3 | 0 | 0 | 0 | 0 | 0 | C3 | [5 empty] | C3 | [5 empty] | 0 | [6 empty] | 0 | [6 empty] | 0 | [6 empty] | 0 | [6 empty] | 0 | [6 empty] | 0
|  |  | 0 | 0 | C4 | 0 | 0 | 0 | 0 | 0 | 0 | 0 | 0 | 0 | 0 | 0 | 0 | 0 | 0 | 0 | 0 | 0 | 0 | 0 | 0 | 0 | 0 | 0 | 0 | 0 | 0 | 0 | 0 | 0 | 0 | 0 | 0 | 0 | 0 | 0 | 0 |  |  | C4 | 0 | 0 | 0 | 0 | 0 | C4 | 0 | 0 | 0 | 0 | 0 | C4 | [5 empty] | C4 | [5 empty] | 0 | [6 empty] | 0 | [6 empty] | 0 | [6 empty] | 0 | [6 empty] | 0 | [6 empty] | 0
|  |  | 0 | 0 |  | 0 | 0 | 0 | 0 | 0 |  | 0 | 0 | 0 | 0 | 0 |  | 0 | 0 | 0 | 0 | 0 |  | 0 | 0 | 0 | 0 | 0 |  | 0 | 0 | 0 | 0 | 0 |  | 0 | 0 | 0 | 0 | 0 | [22 empty] | 0 | 0 | 0 | 0 | 0 | 0 |  | 0 | 0 | 0 | 0 | 0 | 0 |  | 0 | 0 | 0 | 0 | 0 | 0 |  | 0 | 0 | 0 | 0 | 0 | 0 |  | 0 | 0 | 0 | 0 | 0 | 0 |  | 0 | 0 | 0 | 0 | 0 | 0
| 132kV UG Cable (Oil) |  | 0 | 0 | C1 | 0 | 0 | 0 | 0 | 0 | 0 | 0 | 0 | 0 | 0 | 0 | 0 | 0 | 0 | 0 | 0 | 0 | 0 | 0 | 0 | 0 | 0 | 0 | 0 | 0 | 0 | 0 | 0 | 0 | 0 | 0 | 0 | 0 | 0 | 0 | 0 |  |  | C1 | 0 | 0 | 0 | 0 | 0 | C1 | 0 | 0 | 0 | 0 | 0 | C1 | [5 empty] | C1 | [5 empty] | 0 | [6 empty] | 0 | [6 empty] | 0 | [6 empty] | 0 | [6 empty] | 0 | [6 empty] | 0
|  |  | 0 | 0 | C2 | 0 | 0 | 0 | 0 | 0 | 0 | 0 | 0 | 0 | 0 | 0 | 0 | 0 | 0 | 0 | 0 | 0 | 0 | 0 | 0 | 0 | 0 | 0 | 0 | 0 | 0 | 0 | 0 | 0 | 0 | 0 | 0 | 0 | 0 | 0 | 0 |  |  | C2 | 0 | 0 | 0 | 0 | 0 | C2 | 0 | 0 | 0 | 0 | 0 | C2 | [5 empty] | C2 | [5 empty] | 0 | [6 empty] | 0 | [6 empty] | 0 | [6 empty] | 0 | [6 empty] | 0 | [6 empty] | 0
|  |  | 0 | 0 | C3 | 0 | 0 | 0 | 0 | 0 | 0 | 0 | 0 | 0 | 0 | 0 | 0 | 0 | 0 | 0 | 0 | 0 | 0 | 0 | 0 | 0 | 0 | 0 | 0 | 0 | 0 | 0 | 0 | 0 | 0 | 0 | 0 | 0 | 0 | 0 | 0 |  |  | C3 | 0 | 0 | 0 | 0 | 0 | C3 | 0 | 0 | 0 | 0 | 0 | C3 | [5 empty] | C3 | [5 empty] | 0 | [6 empty] | 0 | [6 empty] | 0 | [6 empty] | 0 | [6 empty] | 0 | [6 empty] | 0
|  |  | 0 | 0 | C4 | 0 | 0 | 0 | 0 | 0 | 0 | 0 | 0 | 0 | 0 | 0 | 0 | 0 | 0 | 0 | 0 | 0 | 0 | 0 | 0 | 0 | 0 | 0 | 0 | 0 | 0 | 0 | 0 | 0 | 0 | 0 | 0 | 0 | 0 | 0 | 0 |  |  | C4 | 0 | 0 | 0 | 0 | 0 | C4 | 0 | 0 | 0 | 0 | 0 | C4 | [5 empty] | C4 | [5 empty] | 0 | [6 empty] | 0 | [6 empty] | 0 | [6 empty] | 0 | [6 empty] | 0 | [6 empty] | 0
|  |  | 0 | 0 |  | 0 | 0 | 0 | 0 | 0 |  | 0 | 0 | 0 | 0 | 0 |  | 0 | 0 | 0 | 0 | 0 |  | 0 | 0 | 0 | 0 | 0 |  | 0 | 0 | 0 | 0 | 0 |  | 0 | 0 | 0 | 0 | 0 | [22 empty] | 0 | 0 | 0 | 0 | 0 | 0 |  | 0 | 0 | 0 | 0 | 0 | 0 |  | 0 | 0 | 0 | 0 | 0 | 0 |  | 0 | 0 | 0 | 0 | 0 | 0 |  | 0 | 0 | 0 | 0 | 0 | 0 |  | 0 | 0 | 0 | 0 | 0 | 0
| 132kV UG Cable (Non Pressurised) |  | 0 | 0 | C1 | 0 | 0 | 0 | 0 | 0 | 0 | 0 | 0 | 0 | 0 | 0 | 0 | 0 | 0 | 0 | 0 | 0 | 0 | 0 | 0 | 0 | 0 | 0 | 0 | 0 | 0 | 0 | 0 | 0 | 0 | 0 | 0 | 0 | 0 | 0 | 0 |  |  | C1 | 0 | 0 | 0 | 0 | 0 | C1 | 0 | 0 | 0 | 0 | 0 | C1 | [5 empty] | C1 | [5 empty] | 0 | [6 empty] | 0 | [6 empty] | 0 | [6 empty] | 0 | [6 empty] | 0 | [6 empty] | 0
|  |  | 0 | 0 | C2 | 0 | 0 | 0 | 0 | 0 | 0 | 0 | 0 | 0 | 0 | 0 | 0 | 0 | 0 | 0 | 0 | 0 | 0 | 0 | 0 | 0 | 0 | 0 | 0 | 0 | 0 | 0 | 0 | 0 | 0 | 0 | 0 | 0 | 0 | 0 | 0 |  |  | C2 | 0 | 0 | 0 | 0 | 0 | C2 | 0 | 0 | 0 | 0 | 0 | C2 | [5 empty] | C2 | [5 empty] | 0 | [6 empty] | 0 | [6 empty] | 0 | [6 empty] | 0 | [6 empty] | 0 | [6 empty] | 0
|  |  | 0 | 0 | C3 | 0 | 0 | 0 | 0 | 0 | 0 | 0 | 0 | 0 | 0 | 0 | 0 | 0 | 0 | 0 | 0 | 0 | 0 | 0 | 0 | 0 | 0 | 0 | 0 | 0 | 0 | 0 | 0 | 0 | 0 | 0 | 0 | 0 | 0 | 0 | 0 |  |  | C3 | 0 | 0 | 0 | 0 | 0 | C3 | 0 | 0 | 0 | 0 | 0 | C3 | [5 empty] | C3 | [5 empty] | 0 | [6 empty] | 0 | [6 empty] | 0 | [6 empty] | 0 | [6 empty] | 0 | [6 empty] | 0
|  |  | 0 | 0 | C4 | 0 | 0 | 0 | 0 | 0 | 0 | 0 | 0 | 0 | 0 | 0 | 0 | 0 | 0 | 0 | 0 | 0 | 0 | 0 | 0 | 0 | 0 | 0 | 0 | 0 | 0 | 0 | 0 | 0 | 0 | 0 | 0 | 0 | 0 | 0 | 0 |  |  | C4 | 0 | 0 | 0 | 0 | 0 | C4 | 0 | 0 | 0 | 0 | 0 | C4 | [5 empty] | C4 | [5 empty] | 0 | [6 empty] | 0 | [6 empty] | 0 | [6 empty] | 0 | [6 empty] | 0 | [6 empty] | 0
|  |  | 0 | 0 |  | 0 | 0 | 0 | 0 | 0 |  | 0 | 0 | 0 | 0 | 0 |  | 0 | 0 | 0 | 0 | 0 |  | 0 | 0 | 0 | 0 | 0 |  | 0 | 0 | 0 | 0 | 0 |  | 0 | 0 | 0 | 0 | 0 | [22 empty] | 0 | 0 | 0 | 0 | 0 | 0 |  | 0 | 0 | 0 | 0 | 0 | 0 |  | 0 | 0 | 0 | 0 | 0 | 0 |  | 0 | 0 | 0 | 0 | 0 | 0 |  | 0 | 0 | 0 | 0 | 0 | 0 |  | 0 | 0 | 0 | 0 | 0 | 0
| 132kV OHL Support - Tower |  | 0 | 0 | C1 | 0 | 0 | 0 | 0 | 0 | 0 | 0 | 0 | 0 | 0 | 0 | 0 | 0 | 0 | 0 | 0 | 0 | 0 | 0 | 0 | 0 | 0 | 0 | 0 | 0 | 0 | 0 | 0 | 0 | 0 | 0 | 0 | 0 | 0 | 0 | 0 |  |  | C1 | 0 | 0 | 0 | 0 | 0 | C1 | 0 | 0 | 0 | 0 | 0 | C1 | [5 empty] | C1 | [5 empty] | 0 | [6 empty] | 0 | [6 empty] | 0 | [6 empty] | 0 | [6 empty] | 0 | [6 empty] | 0
|  |  | 0 | 0 | C2 | 0 | 0 | 0 | 0 | 0 | 0 | 0 | 0 | 0 | 0 | 0 | 0 | 0 | 0 | 0 | 0 | 0 | 0 | 0 | 0 | 0 | 0 | 0 | 0 | 0 | 0 | 0 | 0 | 0 | 0 | 0 | 0 | 0 | 0 | 0 | 0 |  |  | C2 | 0 | 0 | 0 | 0 | 0 | C2 | 0 | 0 | 0 | 0 | 0 | C2 | [5 empty] | C2 | [5 empty] | 0 | [6 empty] | 0 | [6 empty] | 0 | [6 empty] | 0 | [6 empty] | 0 | [6 empty] | 0
|  |  | 0 | 0 | C3 | 0 | 0 | 0 | 0 | 0 | 0 | 0 | 0 | 0 | 0 | 0 | 0 | 0 | 0 | 0 | 0 | 0 | 0 | 0 | 0 | 0 | 0 | 0 | 0 | 0 | 0 | 0 | 0 | 0 | 0 | 0 | 0 | 0 | 0 | 0 | 0 |  |  | C3 | 0 | 0 | 0 | 0 | 0 | C3 | 0 | 0 | 0 | 0 | 0 | C3 | [5 empty] | C3 | [5 empty] | 0 | [6 empty] | 0 | [6 empty] | 0 | [6 empty] | 0 | [6 empty] | 0 | [6 empty] | 0
|  |  | 0 | 0 | C4 | 0 | 0 | 0 | 0 | 0 | 0 | 0 | 0 | 0 | 0 | 0 | 0 | 0 | 0 | 0 | 0 | 0 | 0 | 0 | 0 | 0 | 0 | 0 | 0 | 0 | 0 | 0 | 0 | 0 | 0 | 0 | 0 | 0 | 0 | 0 | 0 |  |  | C4 | 0 | 0 | 0 | 0 | 0 | C4 | 0 | 0 | 0 | 0 | 0 | C4 | [5 empty] | C4 | [5 empty] | 0 | [6 empty] | 0 | [6 empty] | 0 | [6 empty] | 0 | [6 empty] | 0 | [6 empty] | 0
|  |  | 0 | 0 |  | 0 | 0 | 0 | 0 | 0 |  | 0 | 0 | 0 | 0 | 0 |  | 0 | 0 | 0 | 0 | 0 |  | 0 | 0 | 0 | 0 | 0 |  | 0 | 0 | 0 | 0 | 0 |  | 0 | 0 | 0 | 0 | 0 | [22 empty] | 0 | 0 | 0 | 0 | 0 | 0 |  | 0 | 0 | 0 | 0 | 0 | 0 |  | 0 | 0 | 0 | 0 | 0 | 0 |  | 0 | 0 | 0 | 0 | 0 | 0 |  | 0 | 0 | 0 | 0 | 0 | 0 |  | 0 | 0 | 0 | 0 | 0 | 0
| 132kV OHL (Tower Line) Conductor |  | 0 | 0 | C1 | 0 | 0 | 0 | 0 | 0 | 0 | 0 | 0 | 0 | 0 | 0 | 0 | 0 | 0 | 0 | 0 | 0 | 0 | 0 | 0 | 0 | 0 | 0 | 0 | 0 | 0 | 0 | 0 | 0 | 0 | 0 | 0 | 0 | 0 | 0 | 0 |  | 0 | C1 | 0 | 0 | 0 | 0 | 0 | C1 | 0 | 0 | 0 | 0 | 0 | C1 | [5 empty] | C1 | [5 empty] | 0 | [6 empty] | 0 | [6 empty] | 0 | [6 empty] | 0 | [6 empty] | 0 | [6 empty] | 0
|  |  | 0 | 0 | C2 | 0 | 0 | 0 | 0 | 0 | 0 | 0 | 0 | 0 | 0 | 0 | 0 | 0 | 0 | 0 | 0 | 0 | 0 | 0 | 0 | 0 | 0 | 0 | 0 | 0 | 0 | 0 | 0 | 0 | 0 | 0 | 0 | 0 | 0 | 0 | 0 |  |  | C2 | 0 | 0 | 0 | 0 | 0 | C2 | 0 | 0 | 0 | 0 | 0 | C2 | [5 empty] | C2 | [5 empty] | 0 | [6 empty] | 0 | [6 empty] | 0 | [6 empty] | 0 | [6 empty] | 0 | [6 empty] | 0
|  |  | 0 | 0 | C3 | 0 | 0 | 0 | 0 | 0 | 0 | 0 | 0 | 0 | 0 | 0 | 0 | 0 | 0 | 0 | 0 | 0 | 0 | 0 | 0 | 0 | 0 | 0 | 0 | 0 | 0 | 0 | 0 | 0 | 0 | 0 | 0 | 0 | 0 | 0 | 0 |  |  | C3 | 0 | 0 | 0 | 0 | 0 | C3 | 0 | 0 | 0 | 0 | 0 | C3 | [5 empty] | C3 | [5 empty] | 0 | [6 empty] | 0 | [6 empty] | 0 | [6 empty] | 0 | [6 empty] | 0 | [6 empty] | 0
|  |  | 0 | 0 | C4 | 0 | 0 | 0 | 0 | 0 | 0 | 0 | 0 | 0 | 0 | 0 | 0 | 0 | 0 | 0 | 0 | 0 | 0 | 0 | 0 | 0 | 0 | 0 | 0 | 0 | 0 | 0 | 0 | 0 | 0 | 0 | 0 | 0 | 0 | 0 | 0 |  |  | C4 | 0 | 0 | 0 | 0 | 0 | C4 | 0 | 0 | 0 | 0 | 0 | C4 | [5 empty] | C4 | [5 empty] | 0 | [6 empty] | 0 | [6 empty] | 0 | [6 empty] | 0 | [6 empty] | 0 | [6 empty] | 0
|  |  | 0 | 0 |  | 0 | 0 | 0 | 0 | 0 |  | 0 | 0 | 0 | 0 | 0 |  | 0 | 0 | 0 | 0 | 0 |  | 0 | 0 | 0 | 0 | 0 |  | 0 | 0 | 0 | 0 | 0 |  | 0 | 0 | 0 | 0 | 0 | [22 empty] | 0 | 0 | 0 | 0 | 0 | 0 |  | 0 | 0 | 0 | 0 | 0 | 0 |  | 0 | 0 | 0 | 0 | 0 | 0 |  | 0 | 0 | 0 | 0 | 0 | 0 |  | 0 | 0 | 0 | 0 | 0 | 0 |  | 0 | 0 | 0 | 0 | 0 | 0
| 132kV OHL Fittings |  | 0 | 0 | C1 | 0 | 0 | 0 | 0 | 0 | 0 | 0 | 0 | 0 | 0 | 0 | 0 | 0 | 0 | 0 | 0 | 0 | 0 | 0 | 0 | 0 | 0 | 0 | 0 | 0 | 0 | 0 | 0 | 0 | 0 | 0 | 0 | 0 | 0 | 0 | 0 |  |  | C1 | 0 | 0 | 0 | 0 | 0 | C1 | 0 | 0 | 0 | 0 | 0 | C1 | [5 empty] | C1 | [5 empty] | 0 | [6 empty] | 0 | [6 empty] | 0 | [6 empty] | 0 | [6 empty] | 0 | [6 empty] | 0
|  |  | 0 | 0 | C2 | 0 | 0 | 0 | 0 | 0 | 0 | 0 | 0 | 0 | 0 | 0 | 0 | 0 | 0 | 0 | 0 | 0 | 0 | 0 | 0 | 0 | 0 | 0 | 0 | 0 | 0 | 0 | 0 | 0 | 0 | 0 | 0 | 0 | 0 | 0 | 0 |  |  | C2 | 0 | 0 | 0 | 0 | 0 | C2 | 0 | 0 | 0 | 0 | 0 | C2 | [5 empty] | C2 | [5 empty] | 0 | [6 empty] | 0 | [6 empty] | 0 | [6 empty] | 0 | [6 empty] | 0 | [6 empty] | 0
|  |  | 0 | 0 | C3 | 0 | 0 | 0 | 0 | 0 | 0 | 0 | 0 | 0 | 0 | 0 | 0 | 0 | 0 | 0 | 0 | 0 | 0 | 0 | 0 | 0 | 0 | 0 | 0 | 0 | 0 | 0 | 0 | 0 | 0 | 0 | 0 | 0 | 0 | 0 | 0 |  |  | C3 | 0 | 0 | 0 | 0 | 0 | C3 | 0 | 0 | 0 | 0 | 0 | C3 | [5 empty] | C3 | [5 empty] | 0 | [6 empty] | 0 | [6 empty] | 0 | [6 empty] | 0 | [6 empty] | 0 | [6 empty] | 0
|  |  | 0 | 0 | C4 | 0 | 0 | 0 | 0 | 0 | 0 | 0 | 0 | 0 | 0 | 0 | 0 | 0 | 0 | 0 | 0 | 0 | 0 | 0 | 0 | 0 | 0 | 0 | 0 | 0 | 0 | 0 | 0 | 0 | 0 | 0 | 0 | 0 | 0 | 0 | 0 |  |  | C4 | 0 | 0 | 0 | 0 | 0 | C4 | 0 | 0 | 0 | 0 | 0 | C4 | [5 empty] | C4 | [5 empty] | 0 | [6 empty] | 0 | [6 empty] | 0 | [6 empty] | 0 | [6 empty] | 0 | [6 empty] | 0
|  |  | 0 | 0 |  | 0 | 0 | 0 | 0 | 0 |  | 0 | 0 | 0 | 0 | 0 |  | 0 | 0 | 0 | 0 | 0 |  | 0 | 0 | 0 | 0 | 0 |  | 0 | 0 | 0 | 0 | 0 |  | 0 | 0 | 0 | 0 | 0 | [22 empty] | 0 | 0 | 0 | 0 | 0 | 0 |  | 0 | 0 | 0 | 0 | 0 | 0 |  | 0 | 0 | 0 | 0 | 0 | 0 |  | 0 | 0 | 0 | 0 | 0 | 0 |  | 0 | 0 | 0 | 0 | 0 | 0 |  | 0 | 0 | 0 | 0 | 0 | 0
| [Please insert new asset category as required] |  | 0 | 0 | C1 | 0 | 0 | 0 | 0 | 0 | 0 | 0 | 0 | 0 | 0 | 0 | 0 | 0 | 0 | 0 | 0 | 0 | 0 | 0 | 0 | 0 | 0 | 0 | 0 | 0 | 0 | 0 | 0 | 0 | 0 | 0 | 0 | 0 | 0 | 0 | 0 |  |  | C1 | 0 | 0 | 0 | 0 | 0 | C1 | 0 | 0 | 0 | 0 | 0 | C1 | [5 empty] | C1 | [5 empty] | 0 | [6 empty] | 0 | [6 empty] | 0 | [6 empty] | 0 | [6 empty] | 0 | [6 empty] | 0
|  |  | 0 | 0 | C2 | 0 | 0 | 0 | 0 | 0 | 0 | 0 | 0 | 0 | 0 | 0 | 0 | 0 | 0 | 0 | 0 | 0 | 0 | 0 | 0 | 0 | 0 | 0 | 0 | 0 | 0 | 0 | 0 | 0 | 0 | 0 | 0 | 0 | 0 | 0 | 0 |  |  | C2 | 0 | 0 | 0 | 0 | 0 | C2 | 0 | 0 | 0 | 0 | 0 | C2 | [5 empty] | C2 | [5 empty] | 0 | [6 empty] | 0 | [6 empty] | 0 | [6 empty] | 0 | [6 empty] | 0 | [6 empty] | 0
|  |  | 0 | 0 | C3 | 0 | 0 | 0 | 0 | 0 | 0 | 0 | 0 | 0 | 0 | 0 | 0 | 0 | 0 | 0 | 0 | 0 | 0 | 0 | 0 | 0 | 0 | 0 | 0 | 0 | 0 | 0 | 0 | 0 | 0 | 0 | 0 | 0 | 0 | 0 | 0 |  |  | C3 | 0 | 0 | 0 | 0 | 0 | C3 | 0 | 0 | 0 | 0 | 0 | C3 | [5 empty] | C3 | [5 empty] | 0 | [6 empty] | 0 | [6 empty] | 0 | [6 empty] | 0 | [6 empty] | 0 | [6 empty] | 0
|  |  | 0 | 0 | C4 | 0 | 0 | 0 | 0 | 0 | 0 | 0 | 0 | 0 | 0 | 0 | 0 | 0 | 0 | 0 | 0 | 0 | 0 | 0 | 0 | 0 | 0 | 0 | 0 | 0 | 0 | 0 | 0 | 0 | 0 | 0 | 0 | 0 | 0 | 0 | 0 |  |  | C4 | 0 | 0 | 0 | 0 | 0 | C4 | 0 | 0 | 0 | 0 | 0 | C4 | [5 empty] | C4 | [5 empty] | 0 | [6 empty] | 0 | [6 empty] | 0 | [6 empty] | 0 | [6 empty] | 0 | [6 empty] | 0
|  |  | 0 | 0 |  | 0 | 0 | 0 | 0 | 0 |  | 0 | 0 | 0 | 0 | 0 |  | 0 | 0 | 0 | 0 | 0 |  | 0 | 0 | 0 | 0 | 0 |  | 0 | 0 | 0 | 0 | 0 |  | 0 | 0 | 0 | 0 | 0 | [22 empty] | 0 | 0 | 0 | 0 | 0 | 0 |  | 0 | 0 | 0 | 0 | 0 | 0 |  | 0 | 0 | 0 | 0 | 0 | 0 |  | 0 | 0 | 0 | 0 | 0 | 0 |  | 0 | 0 | 0 | 0 | 0 | 0 |  | 0 | 0 | 0 | 0 | 0 | 0
| [Please insert new asset category as required] |  | 0 | 0 | C1 | 0 | 0 | 0 | 0 | 0 | 0 | 0 | 0 | 0 | 0 | 0 | 0 | 0 | 0 | 0 | 0 | 0 | 0 | 0 | 0 | 0 | 0 | 0 | 0 | 0 | 0 | 0 | 0 | 0 | 0 | 0 | 0 | 0 | 0 | 0 | 0 |  |  | C1 | 0 | 0 | 0 | 0 | 0 | C1 | 0 | 0 | 0 | 0 | 0 | C1 | [5 empty] | C1 | [5 empty] | 0 | [6 empty] | 0 | [6 empty] | 0 | [6 empty] | 0 | [6 empty] | 0 | [6 empty] | 0
|  |  | 0 | 0 | C2 | 0 | 0 | 0 | 0 | 0 | 0 | 0 | 0 | 0 | 0 | 0 | 0 | 0 | 0 | 0 | 0 | 0 | 0 | 0 | 0 | 0 | 0 | 0 | 0 | 0 | 0 | 0 | 0 | 0 | 0 | 0 | 0 | 0 | 0 | 0 | 0 |  |  | C2 | 0 | 0 | 0 | 0 | 0 | C2 | 0 | 0 | 0 | 0 | 0 | C2 | [5 empty] | C2 | [5 empty] | 0 | [6 empty] | 0 | [6 empty] | 0 | [6 empty] | 0 | [6 empty] | 0 | [6 empty] | 0
|  |  | 0 | 0 | C3 | 0 | 0 | 0 | 0 | 0 | 0 | 0 | 0 | 0 | 0 | 0 | 0 | 0 | 0 | 0 | 0 | 0 | 0 | 0 | 0 | 0 | 0 | 0 | 0 | 0 | 0 | 0 | 0 | 0 | 0 | 0 | 0 | 0 | 0 | 0 | 0 |  |  | C3 | 0 | 0 | 0 | 0 | 0 | C3 | 0 | 0 | 0 | 0 | 0 | C3 | [5 empty] | C3 | [5 empty] | 0 | [6 empty] | 0 | [6 empty] | 0 | [6 empty] | 0 | [6 empty] | 0 | [6 empty] | 0
|  |  | 0 | 0 | C4 | 0 | 0 | 0 | 0 | 0 | 0 | 0 | 0 | 0 | 0 | 0 | 0 | 0 | 0 | 0 | 0 | 0 | 0 | 0 | 0 | 0 | 0 | 0 | 0 | 0 | 0 | 0 | 0 | 0 | 0 | 0 | 0 | 0 | 0 | 0 | 0 |  |  | C4 | 0 | 0 | 0 | 0 | 0 | C4 | 0 | 0 | 0 | 0 | 0 | C4 | [5 empty] | C4 | [5 empty] | 0 | [6 empty] | 0 | [6 empty] | 0 | [6 empty] | 0 | [6 empty] | 0 | [6 empty] | 0
|  |  | 0 | 0 |  | 0 | 0 | 0 | 0 | 0 |  | 0 | 0 | 0 | 0 | 0 |  | 0 | 0 | 0 | 0 | 0 |  | 0 | 0 | 0 | 0 | 0 |  | 0 | 0 | 0 | 0 | 0 |  | 0 | 0 | 0 | 0 | 0 | [22 empty] | 0 | 0 | 0 | 0 | 0 | 0 |  | 0 | 0 | 0 | 0 | 0 | 0 |  | 0 | 0 | 0 | 0 | 0 | 0 |  | 0 | 0 | 0 | 0 | 0 | 0 |  | 0 | 0 | 0 | 0 | 0 | 0 |  | 0 | 0 | 0 | 0 | 0 | 0
| [Please insert new asset category as required] |  | 0 | 0 | C1 | 0 | 0 | 0 | 0 | 0 | 0 | 0 | 0 | 0 | 0 | 0 | 0 | 0 | 0 | 0 | 0 | 0 | 0 | 0 | 0 | 0 | 0 | 0 | 0 | 0 | 0 | 0 | 0 | 0 | 0 | 0 | 0 | 0 | 0 | 0 | 0 |  |  | C1 | 0 | 0 | 0 | 0 | 0 | C1 | 0 | 0 | 0 | 0 | 0 | C1 | [5 empty] | C1 | [5 empty] | 0 | [6 empty] | 0 | [6 empty] | 0 | [6 empty] | 0 | [6 empty] | 0 | [6 empty] | 0
|  |  | 0 | 0 | C2 | 0 | 0 | 0 | 0 | 0 | 0 | 0 | 0 | 0 | 0 | 0 | 0 | 0 | 0 | 0 | 0 | 0 | 0 | 0 | 0 | 0 | 0 | 0 | 0 | 0 | 0 | 0 | 0 | 0 | 0 | 0 | 0 | 0 | 0 | 0 | 0 |  |  | C2 | 0 | 0 | 0 | 0 | 0 | C2 | 0 | 0 | 0 | 0 | 0 | C2 | [5 empty] | C2 | [5 empty] | 0 | [6 empty] | 0 | [6 empty] | 0 | [6 empty] | 0 | [6 empty] | 0 | [6 empty] | 0
|  |  | 0 | 0 | C3 | 0 | 0 | 0 | 0 | 0 | 0 | 0 | 0 | 0 | 0 | 0 | 0 | 0 | 0 | 0 | 0 | 0 | 0 | 0 | 0 | 0 | 0 | 0 | 0 | 0 | 0 | 0 | 0 | 0 | 0 | 0 | 0 | 0 | 0 | 0 | 0 |  |  | C3 | 0 | 0 | 0 | 0 | 0 | C3 | 0 | 0 | 0 | 0 | 0 | C3 | [5 empty] | C3 | [5 empty] | 0 | [6 empty] | 0 | [6 empty] | 0 | [6 empty] | 0 | [6 empty] | 0 | [6 empty] | 0
|  |  | 0 | 0 | C4 | 0 | 0 | 0 | 0 | 0 | 0 | 0 | 0 | 0 | 0 | 0 | 0 | 0 | 0 | 0 | 0 | 0 | 0 | 0 | 0 | 0 | 0 | 0 | 0 | 0 | 0 | 0 | 0 | 0 | 0 | 0 | 0 | 0 | 0 | 0 | 0 |  |  | C4 | 0 | 0 | 0 | 0 | 0 | C4 | 0 | 0 | 0 | 0 | 0 | C4 | [5 empty] | C4 | [5 empty] | 0 | [6 empty] | 0 | [6 empty] | 0 | [6 empty] | 0 | [6 empty] | 0 | [6 empty] | 0
|  |  | 0 | 0 |  | 0 | 0 | 0 | 0 | 0 |  | 0 | 0 | 0 | 0 | 0 |  | 0 | 0 | 0 | 0 | 0 |  | 0 | 0 | 0 | 0 | 0 |  | 0 | 0 | 0 | 0 | 0 |  | 0 | 0 | 0 | 0 | 0 | [22 empty] | 0 | 0 | 0 | 0 | 0 | 0 |  | 0 | 0 | 0 | 0 | 0 | 0 |  | 0 | 0 | 0 | 0 | 0 | 0 |  | 0 | 0 | 0 | 0 | 0 | 0 |  | 0 | 0 | 0 | 0 | 0 | 0 |  | 0 | 0 | 0 | 0 | 0 | 0
| [Please insert new asset category as required] |  | 0 | 0 | C1 | 0 | 0 | 0 | 0 | 0 | 0 | 0 | 0 | 0 | 0 | 0 | 0 | 0 | 0 | 0 | 0 | 0 | 0 | 0 | 0 | 0 | 0 | 0 | 0 | 0 | 0 | 0 | 0 | 0 | 0 | 0 | 0 | 0 | 0 | 0 | 0 |  |  | C1 | 0 | 0 | 0 | 0 | 0 | C1 | 0 | 0 | 0 | 0 | 0 | C1 | [5 empty] | C1 | [5 empty] | 0 | [6 empty] | 0 | [6 empty] | 0 | [6 empty] | 0 | [6 empty] | 0 | [6 empty] | 0
|  |  | 0 | 0 | C2 | 0 | 0 | 0 | 0 | 0 | 0 | 0 | 0 | 0 | 0 | 0 | 0 | 0 | 0 | 0 | 0 | 0 | 0 | 0 | 0 | 0 | 0 | 0 | 0 | 0 | 0 | 0 | 0 | 0 | 0 | 0 | 0 | 0 | 0 | 0 | 0 |  |  | C2 | 0 | 0 | 0 | 0 | 0 | C2 | 0 | 0 | 0 | 0 | 0 | C2 | [5 empty] | C2 | [5 empty] | 0 | [6 empty] | 0 | [6 empty] | 0 | [6 empty] | 0 | [6 empty] | 0 | [6 empty] | 0
|  |  | 0 | 0 | C3 | 0 | 0 | 0 | 0 | 0 | 0 | 0 | 0 | 0 | 0 | 0 | 0 | 0 | 0 | 0 | 0 | 0 | 0 | 0 | 0 | 0 | 0 | 0 | 0 | 0 | 0 | 0 | 0 | 0 | 0 | 0 | 0 | 0 | 0 | 0 | 0 |  |  | C3 | 0 | 0 | 0 | 0 | 0 | C3 | 0 | 0 | 0 | 0 | 0 | C3 | [5 empty] | C3 | [5 empty] | 0 | [6 empty] | 0 | [6 empty] | 0 | [6 empty] | 0 | [6 empty] | 0 | [6 empty] | 0
|  |  | 0 | 0 | C4 | 0 | 0 | 0 | 0 | 0 | 0 | 0 | 0 | 0 | 0 | 0 | 0 | 0 | 0 | 0 | 0 | 0 | 0 | 0 | 0 | 0 | 0 | 0 | 0 | 0 | 0 | 0 | 0 | 0 | 0 | 0 | 0 | 0 | 0 | 0 | 0 |  |  | C4 | 0 | 0 | 0 | 0 | 0 | C4 | 0 | 0 | 0 | 0 | 0 | C4 | [5 empty] | C4 | [5 empty] | 0 | [6 empty] | 0 | [6 empty] | 0 | [6 empty] | 0 | [6 empty] | 0 | [6 empty] | 0
|  |  | 0 | 0 |  | 0 | 0 | 0 | 0 | 0 |  | 0 | 0 | 0 | 0 | 0 |  | 0 | 0 | 0 | 0 | 0 |  | 0 | 0 | 0 | 0 | 0 |  | 0 | 0 | 0 | 0 | 0 |  | 0 | 0 | 0 | 0 | 0 | [22 empty] | 0 | 0 | 0 | 0 | 0 | 0 |  | 0 | 0 | 0 | 0 | 0 | 0 |  | 0 | 0 | 0 | 0 | 0 | 0 |  | 0 | 0 | 0 | 0 | 0 | 0 |  | 0 | 0 | 0 | 0 | 0 | 0 |  | 0 | 0 | 0 | 0 | 0 | 0
[63 empty] | 0 | 0 | 0 | 0 | 0 | 0 |  | 0 | 0 | 0 | 0 | 0 | 0 |  | 0 | 0 | 0 | 0 | 0 | 0 |  | 0 | 0 | 0 | 0 | 0 | 0 |  | 0 | 0 | 0 | 0 | 0 | 0 |  | 0 | 0 | 0 | 0 | 0 | 0
| Other | [66 empty] | 0 | [6 empty] | 0 | [6 empty] | 0 | [6 empty] | 0 | [6 empty] | 0 | [6 empty] | 0
| Submarine Cables |  | 51.385 | 51.385 | C1 | 32.01 | 0 | 18.741 | 0 | 0.634 | 51.385 | 0 | 0 | 0 | 0 | 0 | 0 | 1.634 | 0 | 0 | -1 | -0.634 | 0 | 21.934 | 10.076 | 0 | 18.741 | 0.634 | 51.385 | 18.474 | 0 | 0 | -1 | -17.474 | 0 | 21.934 | 10.076 | 0 | 1.901 | 17.474 | 51.385 |  |  | C1 | 0.0057571 | 0.0085717 | 0.015156 | 0.024545 | 0.057572 | C1 | 166865.328 | 166865.328 | 166865.328 | 166865.328 | 166865.328 | C1 | 960.6589 | 1430.3187 | 2528.9333 | 4095.6384 | 9606.7527 | C1 | 0 | 0 | 0 | 0 | 0 | 0 |  | 30750.6909 | 0 | 47394.7388 | 0 | 6090.6812 | 84236.1109 |  | 21071.092 | 14411.8917 | 0 | 76756.3598 | 6090.6812 | 118330.0247 |  | 22640.8086 | 14411.8917 | 0 | 72660.7214 | 0 | 109713.4217 |  | 21071.092 | 14411.8917 | 0 | 7785.8087 | 167868.3962 | 211137.1885 |  | 38818.3042 | 14411.8917 | 0 | 3690.1702 | 0 | 56920.3661
|  |  | 332.389 | 332.389 | C2 | 282.204 | 0 | 50.185 | 0 | 0 | 332.389 | 0 | 0 | 0 | 0 | 0 | 0 | 6 | 0 | 0 | -6 | 0 | 0 | 275.13 | 7.074 | 0.567 | 49.618 | 0 | 332.389 | 43.185 | 0 | 0 | -5.805 | -37.38 | 0 | 233.474 | 48.73 | 0 | 5.805 | 44.38 | 332.389 |  |  | C2 | 0.0057571 | 0.0085717 | 0.015156 | 0.024545 | 0.057572 | C2 | 238379.04 | 238379.04 | 238379.04 | 238379.04 | 238379.04 | C2 | 1372.3698 | 2043.3125 | 3612.7618 | 5850.912 | 13723.9324 | C2 | 0 | 0 | 0 | 0 | 0 | 0 |  | 387288.2571 | 0 | 181306.453 | 0 | 0 | 568594.7101 |  | 377580.1129 | 14454.3926 | 2048.436 | 290310.5537 | 0 | 684393.4952 |  | 385814.3319 | 14454.3926 | 2048.436 | 255205.0815 | 0 | 657522.2419 |  | 320412.675 | 99570.6179 | 0 | 33964.5444 | 609068.1193 | 1063015.9566 |  | 379678.4663 | 99570.6179 | 0 | 0 | 96067.5267 | 575316.611
|  |  | 70.896 | 70.896 | C3 | 42.4453 | 1.155 | 25.0757 | 0 | 2.22 | 70.896 | 0 | 0 | 0 | 0 | 0 | 0 | 15.22 | 0 | -1 | -12 | -2.22 | 0 | 42.4453 | 1.155 | 3.0547 | 22.021 | 2.22 | 70.896 | 23.4468 | 0 | -1.4861 | -12.0957 | -9.865 | 0 | 35.5573 | 6.888 | 1.49 | 12.0957 | 14.865 | 70.896 |  |  | C3 | 0.0057571 | 0.0085717 | 0.015156 | 0.024545 | 0.057572 | C3 | 357568.56 | 357568.56 | 357568.56 | 357568.56 | 357568.56 | C3 | 2058.5548 | 3064.9687 | 5419.1428 | 8776.3681 | 20585.8986 | C3 | 0 | 0 | 0 | 0 | 0 | 0 |  | 87375.9741 | 3540.0389 | 135888.7982 | 0 | 45700.6948 | 272505.506 |  | 87375.9741 | 3540.0389 | 16553.8554 | 193264.4011 | 45700.6948 | 346434.9644 |  | 118707.1774 | 3540.0389 | 11134.7126 | 87947.9844 | 0 | 221329.9133 |  | 73196.6489 | 21111.5047 | 8074.5227 | 106156.3152 | 306009.3824 | 514548.3739 |  | 121463.1803 | 21111.5047 | 21.109 | 0 | 102929.4929 | 245525.2869
|  |  | 0 | 0 | C4 | 0 | 0 | 0 | 0 | 0 | 0 | 0 | 0 | 0 | 0 | 0 | 0 | 0 | 0 | 0 | 0 | 0 | 0 | 0 | 0 | 0 | 0 | 0 | 0 | 0 | 0 | 0 | 0 | 0 | 0 | 0 | 0 | 0 | 0 | 0 | 0 |  |  | C4 | 0.0057571 | 0.0085717 | 0.015156 | 0.024545 | 0.057572 | C4 | 595947.6 | 595947.6 | 595947.6 | 595947.6 | 595947.6 | C4 | 3430.9246 | 5108.2812 | 9031.9046 | 14627.2801 | 34309.831 | C4 | 0 | 0 | 0 | 0 | 0 | 0 |  | 0 | 0 | 0 | 0 | 0 | 0 |  | 0 | 0 | 0 | 0 | 0 | 0 |  | 0 | 0 | 0 | 0 | 0 | 0 |  | 0 | 0 | 0 | 0 | 0 | 0 |  | 0 | 0 | 0 | 0 | 0 | 0
|  | Yes | 454.67 | 454.67 |  | 356.6593 | 1.155 | 94.0017 | 0 | 2.854 |  | 0 | 0 | 0 | 0 | 0 |  | 22.854 | 0 | -1 | -19 | -2.854 |  | 339.5093 | 18.305 | 3.6217 | 90.38 | 2.854 |  | 85.1058 | 0 | -1.4861 | -18.9007 | -64.719 |  | 290.9653 | 65.694 | 1.49 | 19.8017 | 76.719 | [22 empty] | 0 | 0 | 0 | 0 | 0 | 0 |  | 505414.9221 | 3540.0389 | 364589.99 | 0 | 51791.376 | 925336.3269 |  | 486027.1789 | 32406.3232 | 18602.2914 | 560331.3147 | 51791.376 | 1149158.4842 |  | 527162.3179 | 32406.3232 | 13183.1486 | 415813.7872 | 0 | 988565.5769 |  | 414680.4159 | 135094.0144 | 8074.5227 | 147906.6683 | 1082945.8978 | 1788701.5191 |  | 539959.9508 | 135094.0144 | 21.109 | 3690.1702 | 198997.0196 | 877762.264
| [Please insert new asset category as required] |  | 0 | 0 | C1 | 0 | 0 | 0 | 0 | 0 | 0 | 0 | 0 | 0 | 0 | 0 | 0 | 0 | 0 | 0 | 0 | 0 | 0 | 0 | 0 | 0 | 0 | 0 | 0 | 0 | 0 | 0 | 0 | 0 | 0 | 0 | 0 | 0 | 0 | 0 | 0 |  |  | C1 | 0 | 0 | 0 | 0 | 0 | C1 | 0 | 0 | 0 | 0 | 0 | C1 | [5 empty] | C1 | [5 empty] | 0 | [6 empty] | 0 | [6 empty] | 0 | [6 empty] | 0 | [6 empty] | 0 | [6 empty] | 0
|  |  | 0 | 0 | C2 | 0 | 0 | 0 | 0 | 0 | 0 | 0 | 0 | 0 | 0 | 0 | 0 | 0 | 0 | 0 | 0 | 0 | 0 | 0 | 0 | 0 | 0 | 0 | 0 | 0 | 0 | 0 | 0 | 0 | 0 | 0 | 0 | 0 | 0 | 0 | 0 |  |  | C2 | 0 | 0 | 0 | 0 | 0 | C2 | 0 | 0 | 0 | 0 | 0 | C2 | [5 empty] | C2 | [5 empty] | 0 | [6 empty] | 0 | [6 empty] | 0 | [6 empty] | 0 | [6 empty] | 0 | [6 empty] | 0
|  |  | 0 | 0 | C3 | 0 | 0 | 0 | 0 | 0 | 0 | 0 | 0 | 0 | 0 | 0 | 0 | 0 | 0 | 0 | 0 | 0 | 0 | 0 | 0 | 0 | 0 | 0 | 0 | 0 | 0 | 0 | 0 | 0 | 0 | 0 | 0 | 0 | 0 | 0 | 0 |  |  | C3 | 0 | 0 | 0 | 0 | 0 | C3 | 0 | 0 | 0 | 0 | 0 | C3 | [5 empty] | C3 | [5 empty] | 0 | [6 empty] | 0 | [6 empty] | 0 | [6 empty] | 0 | [6 empty] | 0 | [6 empty] | 0
|  |  | 0 | 0 | C4 | 0 | 0 | 0 | 0 | 0 | 0 | 0 | 0 | 0 | 0 | 0 | 0 | 0 | 0 | 0 | 0 | 0 | 0 | 0 | 0 | 0 | 0 | 0 | 0 | 0 | 0 | 0 | 0 | 0 | 0 | 0 | 0 | 0 | 0 | 0 | 0 |  |  | C4 | 0 | 0 | 0 | 0 | 0 | C4 | 0 | 0 | 0 | 0 | 0 | C4 | [5 empty] | C4 | [5 empty] | 0 | [6 empty] | 0 | [6 empty] | 0 | [6 empty] | 0 | [6 empty] | 0 | [6 empty] | 0
|  |  | 0 | 0 |  | 0 | 0 | 0 | 0 | 0 |  | 0 | 0 | 0 | 0 | 0 |  | 0 | 0 | 0 | 0 | 0 |  | 0 | 0 | 0 | 0 | 0 |  | 0 | 0 | 0 | 0 | 0 |  | 0 | 0 | 0 | 0 | 0 | [22 empty] | 0 | 0 | 0 | 0 | 0 | 0 |  | 0 | 0 | 0 | 0 | 0 | 0 |  | 0 | 0 | 0 | 0 | 0 | 0 |  | 0 | 0 | 0 | 0 | 0 | 0 |  | 0 | 0 | 0 | 0 | 0 | 0 |  | 0 | 0 | 0 | 0 | 0 | 0
| [Please insert new asset category as required] |  | 0 | 0 | C1 | 0 | 0 | 0 | 0 | 0 | 0 | 0 | 0 | 0 | 0 | 0 | 0 | 0 | 0 | 0 | 0 | 0 | 0 | 0 | 0 | 0 | 0 | 0 | 0 | 0 | 0 | 0 | 0 | 0 | 0 | 0 | 0 | 0 | 0 | 0 | 0 |  |  | C1 | 0 | 0 | 0 | 0 | 0 | C1 | 0 | 0 | 0 | 0 | 0 | C1 | [5 empty] | C1 | [5 empty] | 0 | [6 empty] | 0 | [6 empty] | 0 | [6 empty] | 0 | [6 empty] | 0 | [6 empty] | 0
|  |  | 0 | 0 | C2 | 0 | 0 | 0 | 0 | 0 | 0 | 0 | 0 | 0 | 0 | 0 | 0 | 0 | 0 | 0 | 0 | 0 | 0 | 0 | 0 | 0 | 0 | 0 | 0 | 0 | 0 | 0 | 0 | 0 | 0 | 0 | 0 | 0 | 0 | 0 | 0 |  |  | C2 | 0 | 0 | 0 | 0 | 0 | C2 | 0 | 0 | 0 | 0 | 0 | C2 | [5 empty] | C2 | [5 empty] | 0 | [6 empty] | 0 | [6 empty] | 0 | [6 empty] | 0 | [6 empty] | 0 | [6 empty] | 0
|  |  | 0 | 0 | C3 | 0 | 0 | 0 | 0 | 0 | 0 | 0 | 0 | 0 | 0 | 0 | 0 | 0 | 0 | 0 | 0 | 0 | 0 | 0 | 0 | 0 | 0 | 0 | 0 | 0 | 0 | 0 | 0 | 0 | 0 | 0 | 0 | 0 | 0 | 0 | 0 |  |  | C3 | 0 | 0 | 0 | 0 | 0 | C3 | 0 | 0 | 0 | 0 | 0 | C3 | [5 empty] | C3 | [5 empty] | 0 | [6 empty] | 0 | [6 empty] | 0 | [6 empty] | 0 | [6 empty] | 0 | [6 empty] | 0
|  |  | 0 | 0 | C4 | 0 | 0 | 0 | 0 | 0 | 0 | 0 | 0 | 0 | 0 | 0 | 0 | 0 | 0 | 0 | 0 | 0 | 0 | 0 | 0 | 0 | 0 | 0 | 0 | 0 | 0 | 0 | 0 | 0 | 0 | 0 | 0 | 0 | 0 | 0 | 0 |  |  | C4 | 0 | 0 | 0 | 0 | 0 | C4 | 0 | 0 | 0 | 0 | 0 | C4 | [5 empty] | C4 | [5 empty] | 0 | [6 empty] | 0 | [6 empty] | 0 | [6 empty] | 0 | [6 empty] | 0 | [6 empty] | 0
|  |  | 0 | 0 |  | 0 | 0 | 0 | 0 | 0 |  | 0 | 0 | 0 | 0 | 0 |  | 0 | 0 | 0 | 0 | 0 |  | 0 | 0 | 0 | 0 | 0 |  | 0 | 0 | 0 | 0 | 0 |  | 0 | 0 | 0 | 0 | 0 | [22 empty] | 0 | 0 | 0 | 0 | 0 | 0 |  | 0 | 0 | 0 | 0 | 0 | 0 |  | 0 | 0 | 0 | 0 | 0 | 0 |  | 0 | 0 | 0 | 0 | 0 | 0 |  | 0 | 0 | 0 | 0 | 0 | 0 |  | 0 | 0 | 0 | 0 | 0 | 0
| [Please insert new asset category as required] |  | 0 | 0 | C1 | 0 | 0 | 0 | 0 | 0 | 0 | 0 | 0 | 0 | 0 | 0 | 0 | 0 | 0 | 0 | 0 | 0 | 0 | 0 | 0 | 0 | 0 | 0 | 0 | 0 | 0 | 0 | 0 | 0 | 0 | 0 | 0 | 0 | 0 | 0 | 0 |  |  | C1 | 0 | 0 | 0 | 0 | 0 | C1 | 0 | 0 | 0 | 0 | 0 | C1 | [5 empty] | C1 | [5 empty] | 0 | [6 empty] | 0 | [6 empty] | 0 | [6 empty] | 0 | [6 empty] | 0 | [6 empty] | 0
|  |  | 0 | 0 | C2 | 0 | 0 | 0 | 0 | 0 | 0 | 0 | 0 | 0 | 0 | 0 | 0 | 0 | 0 | 0 | 0 | 0 | 0 | 0 | 0 | 0 | 0 | 0 | 0 | 0 | 0 | 0 | 0 | 0 | 0 | 0 | 0 | 0 | 0 | 0 | 0 |  |  | C2 | 0 | 0 | 0 | 0 | 0 | C2 | 0 | 0 | 0 | 0 | 0 | C2 | [5 empty] | C2 | [5 empty] | 0 | [6 empty] | 0 | [6 empty] | 0 | [6 empty] | 0 | [6 empty] | 0 | [6 empty] | 0
|  |  | 0 | 0 | C3 | 0 | 0 | 0 | 0 | 0 | 0 | 0 | 0 | 0 | 0 | 0 | 0 | 0 | 0 | 0 | 0 | 0 | 0 | 0 | 0 | 0 | 0 | 0 | 0 | 0 | 0 | 0 | 0 | 0 | 0 | 0 | 0 | 0 | 0 | 0 | 0 |  |  | C3 | 0 | 0 | 0 | 0 | 0 | C3 | 0 | 0 | 0 | 0 | 0 | C3 | [5 empty] | C3 | [5 empty] | 0 | [6 empty] | 0 | [6 empty] | 0 | [6 empty] | 0 | [6 empty] | 0 | [6 empty] | 0
|  |  | 0 | 0 | C4 | 0 | 0 | 0 | 0 | 0 | 0 | 0 | 0 | 0 | 0 | 0 | 0 | 0 | 0 | 0 | 0 | 0 | 0 | 0 | 0 | 0 | 0 | 0 | 0 | 0 | 0 | 0 | 0 | 0 | 0 | 0 | 0 | 0 | 0 | 0 | 0 |  |  | C4 | 0 | 0 | 0 | 0 | 0 | C4 | 0 | 0 | 0 | 0 | 0 | C4 | [5 empty] | C4 | [5 empty] | 0 | [6 empty] | 0 | [6 empty] | 0 | [6 empty] | 0 | [6 empty] | 0 | [6 empty] | 0
|  |  | 0 | 0 |  | 0 | 0 | 0 | 0 | 0 |  | 0 | 0 | 0 | 0 | 0 |  | 0 | 0 | 0 | 0 | 0 |  | 0 | 0 | 0 | 0 | 0 |  | 0 | 0 | 0 | 0 | 0 |  | 0 | 0 | 0 | 0 | 0 | [22 empty] | 0 | 0 | 0 | 0 | 0 | 0 |  | 0 | 0 | 0 | 0 | 0 | 0 |  | 0 | 0 | 0 | 0 | 0 | 0 |  | 0 | 0 | 0 | 0 | 0 | 0 |  | 0 | 0 | 0 | 0 | 0 | 0 |  | 0 | 0 | 0 | 0 | 0 | 0
| [Please insert new asset category as required] |  | 0 | 0 | C1 | 0 | 0 | 0 | 0 | 0 | 0 | 0 | 0 | 0 | 0 | 0 | 0 | 0 | 0 | 0 | 0 | 0 | 0 | 0 | 0 | 0 | 0 | 0 | 0 | 0 | 0 | 0 | 0 | 0 | 0 | 0 | 0 | 0 | 0 | 0 | 0 |  |  | C1 | 0 | 0 | 0 | 0 | 0 | C1 | 0 | 0 | 0 | 0 | 0 | C1 | [5 empty] | C1 | [5 empty] | 0 | [6 empty] | 0 | [6 empty] | 0 | [6 empty] | 0 | [6 empty] | 0 | [6 empty] | 0
|  |  | 0 | 0 | C2 | 0 | 0 | 0 | 0 | 0 | 0 | 0 | 0 | 0 | 0 | 0 | 0 | 0 | 0 | 0 | 0 | 0 | 0 | 0 | 0 | 0 | 0 | 0 | 0 | 0 | 0 | 0 | 0 | 0 | 0 | 0 | 0 | 0 | 0 | 0 | 0 |  |  | C2 | 0 | 0 | 0 | 0 | 0 | C2 | 0 | 0 | 0 | 0 | 0 | C2 | [5 empty] | C2 | [5 empty] | 0 | [6 empty] | 0 | [6 empty] | 0 | [6 empty] | 0 | [6 empty] | 0 | [6 empty] | 0
|  |  | 0 | 0 | C3 | 0 | 0 | 0 | 0 | 0 | 0 | 0 | 0 | 0 | 0 | 0 | 0 | 0 | 0 | 0 | 0 | 0 | 0 | 0 | 0 | 0 | 0 | 0 | 0 | 0 | 0 | 0 | 0 | 0 | 0 | 0 | 0 | 0 | 0 | 0 | 0 |  |  | C3 | 0 | 0 | 0 | 0 | 0 | C3 | 0 | 0 | 0 | 0 | 0 | C3 | [5 empty] | C3 | [5 empty] | 0 | [6 empty] | 0 | [6 empty] | 0 | [6 empty] | 0 | [6 empty] | 0 | [6 empty] | 0
|  |  | 0 | 0 | C4 | 0 | 0 | 0 | 0 | 0 | 0 | 0 | 0 | 0 | 0 | 0 | 0 | 0 | 0 | 0 | 0 | 0 | 0 | 0 | 0 | 0 | 0 | 0 | 0 | 0 | 0 | 0 | 0 | 0 | 0 | 0 | 0 | 0 | 0 | 0 | 0 |  |  | C4 | 0 | 0 | 0 | 0 | 0 | C4 | 0 | 0 | 0 | 0 | 0 | C4 | [5 empty] | C4 | [5 empty] | 0 | [6 empty] | 0 | [6 empty] | 0 | [6 empty] | 0 | [6 empty] | 0 | [6 empty] | 0
|  |  | 0 | 0 |  | 0 | 0 | 0 | 0 | 0 |  | 0 | 0 | 0 | 0 | 0 |  | 0 | 0 | 0 | 0 | 0 |  | 0 | 0 | 0 | 0 | 0 |  | 0 | 0 | 0 | 0 | 0 |  | 0 | 0 | 0 | 0 | 0 | [22 empty] | 0 | 0 | 0 | 0 | 0 | 0 |  | 0 | 0 | 0 | 0 | 0 | 0 |  | 0 | 0 | 0 | 0 | 0 | 0 |  | 0 | 0 | 0 | 0 | 0 | 0 |  | 0 | 0 | 0 | 0 | 0 | 0 |  | 0 | 0 | 0 | 0 | 0 | 0
| [Please insert new asset category as required] |  | 0 | 0 | C1 | 0 | 0 | 0 | 0 | 0 | 0 | 0 | 0 | 0 | 0 | 0 | 0 | 0 | 0 | 0 | 0 | 0 | 0 | 0 | 0 | 0 | 0 | 0 | 0 | 0 | 0 | 0 | 0 | 0 | 0 | 0 | 0 | 0 | 0 | 0 | 0 |  |  | C1 | 0 | 0 | 0 | 0 | 0 | C1 | 0 | 0 | 0 | 0 | 0 | C1 | [5 empty] | C1 | [5 empty] | 0 | [6 empty] | 0 | [6 empty] | 0 | [6 empty] | 0 | [6 empty] | 0 | [6 empty] | 0
|  |  | 0 | 0 | C2 | 0 | 0 | 0 | 0 | 0 | 0 | 0 | 0 | 0 | 0 | 0 | 0 | 0 | 0 | 0 | 0 | 0 | 0 | 0 | 0 | 0 | 0 | 0 | 0 | 0 | 0 | 0 | 0 | 0 | 0 | 0 | 0 | 0 | 0 | 0 | 0 |  |  | C2 | 0 | 0 | 0 | 0 | 0 | C2 | 0 | 0 | 0 | 0 | 0 | C2 | [5 empty] | C2 | [5 empty] | 0 | [6 empty] | 0 | [6 empty] | 0 | [6 empty] | 0 | [6 empty] | 0 | [6 empty] | 0
|  |  | 0 | 0 | C3 | 0 | 0 | 0 | 0 | 0 | 0 | 0 | 0 | 0 | 0 | 0 | 0 | 0 | 0 | 0 | 0 | 0 | 0 | 0 | 0 | 0 | 0 | 0 | 0 | 0 | 0 | 0 | 0 | 0 | 0 | 0 | 0 | 0 | 0 | 0 | 0 |  |  | C3 | 0 | 0 | 0 | 0 | 0 | C3 | 0 | 0 | 0 | 0 | 0 | C3 | [5 empty] | C3 | [5 empty] | 0 | [6 empty] | 0 | [6 empty] | 0 | [6 empty] | 0 | [6 empty] | 0 | [6 empty] | 0
|  |  | 0 | 0 | C4 | 0 | 0 | 0 | 0 | 0 | 0 | 0 | 0 | 0 | 0 | 0 | 0 | 0 | 0 | 0 | 0 | 0 | 0 | 0 | 0 | 0 | 0 | 0 | 0 | 0 | 0 | 0 | 0 | 0 | 0 | 0 | 0 | 0 | 0 | 0 | 0 |  |  | C4 | 0 | 0 | 0 | 0 | 0 | C4 | 0 | 0 | 0 | 0 | 0 | C4 | [5 empty] | C4 | [5 empty] | 0 | [6 empty] | 0 | [6 empty] | 0 | [6 empty] | 0 | [6 empty] | 0 | [6 empty] | 0
|  |  | 0 | 0 |  | 0 | 0 | 0 | 0 | 0 |  | 0 | 0 | 0 | 0 | 0 |  | 0 | 0 | 0 | 0 | 0 |  | 0 | 0 | 0 | 0 | 0 |  | 0 | 0 | 0 | 0 | 0 |  | 0 | 0 | 0 | 0 | 0 | [22 empty] | 0 | 0 | 0 | 0 | 0 | 0 |  | 0 | 0 | 0 | 0 | 0 | 0 |  | 0 | 0 | 0 | 0 | 0 | 0 |  | 0 | 0 | 0 | 0 | 0 | 0 |  | 0 | 0 | 0 | 0 | 0 | 0 |  | 0 | 0 | 0 | 0 | 0 | 0
[63 empty] | 0 | 0 | 0 | 0 | 0 | 0 |  | 505414.9221 | 3540.0389 | 364589.99 | 0 | 51791.376 | 925336.3269 |  | 486027.1789 | 32406.3232 | 18602.2914 | 560331.3147 | 51791.376 | 1149158.4842 |  | 527162.3179 | 32406.3232 | 13183.1486 | 415813.7872 | 0 | 988565.5769 |  | 414680.4159 | 135094.0144 | 8074.5227 | 147906.6683 | 1082945.8978 | 1788701.5191 |  | 539959.9508 | 135094.0144 | 21.109 | 3690.1702 | 198997.0196 | 877762.264
| TOTAL |  | 504531.623 | 504510.461 |  | 292069.4433 | 61027.484 | 136696.0097 | 1376 | 13362.686 |  | 0 | 0 | 0 | 0 | 0 |  | 6567.957 | -158 | -107 | -310 | -6002.122 |  | 273307.5123 | 64030.086 | 152005.9587 | 1388.38 | 13799.686 |  | 21225.6898 | -312.47 | -191.4861 | -11423.9087 | -9318.987 |  | 251293.9853 | 48526.458 | 47120.64 | 142693.9887 | 14896.551 |  |  |  |  | 0 | 0 | 0 | 0 | 0 |  | 0 | 0 | 0 | 0 | 0 | [7 empty] | 0 | 0 | 0 | 0 | 0 | 0 |  | 9984984.9665 | 2783582.354 | 11240987.0789 | 343667.6247 | 5393701.8703 | 29746923.8944 |  | 9337900.5287 | 2972300.655 | 12045926.5514 | 1123624.3057 | 5709758.214 | 31189510.2548 |  | 9627895.8136 | 2962525.6032 | 12222337.0756 | 734976.7353 | 2906894.5997 | 28454629.8274 |  | 8508514.1694 | 2532765.9942 | 4122667.5671 | 17929538.0398 | 7634235.5621 | 40727721.3325 |  | 9414219.9963 | 2499164.425 | 4357761.9678 | 15683794.4417 | 2370273.7622 | 34325214.593
Health Index Definitions
|  |  | HI1 | New or as new | [57 empty] | LV Network | 0 | 0 | 0 | 0 | 0 | 0 | LV Network | 1117613.1788 | 404297.0737 | 2646813.5834 | 16195.0503 | 782148.7935 | 4967067.6797 | LV Network | 1027972.7318 | 428700.5724 | 2837576.0846 | 14105.5901 | 794906.6264 | 5103261.6053 | LV Network | 1079552.7337 | 428700.5724 | 2837576.0846 | 100.5235 | 311948.1745 | 4657878.0887 | LV Network | 930853.5589 | 337518.8878 | 545760.245 | 4389306.5139 | 822047.5573 | 7025486.7629 | LV Network | 1116227.1394 | 337518.8878 | 545760.245 | 3801774.6068 | 346398.3054 | 6147679.1843
|  |  | HI2 | Good or seviceable condition | [57 empty] | HV Network | 0 | 0 | 0 | 0 | 0 | 0 | HV Network | 6202847.3693 | 1835294.8261 | 6392118.4813 | 128425.7536 | 2437014.8844 | 16995701.3147 | HV Network | 5821908.0441 | 1932216.3599 | 7206089.2471 | 112579.0154 | 2540462.4513 | 17613255.1178 | HV Network | 5941413.9715 | 1922441.308 | 7187996.6793 | 111064.4393 | 1482893.3498 | 16645809.748 | HV Network | 5353583.3743 | 1497961.5568 | 2497222.1538 | 10889522.1668 | 2749755.7332 | 22988044.9849 | HV Network | 5770756.4869 | 1482255.1178 | 2462158.4165 | 10043710.5393 | 800159.201 | 20559039.7615
|  |  | HI3 | Deterioration requires assessment and monitoring | [57 empty] | EHV Network | 0 | 0 | 0 | 0 | 0 | 0 | EHV Network | 2159109.4963 | 540450.4153 | 1837465.0243 | 199046.8208 | 2122746.8164 | 6858818.5731 | EHV Network | 2001992.5739 | 578977.3996 | 1983658.9283 | 436608.3854 | 2322597.7603 | 7323835.0475 | EHV Network | 2079766.7905 | 578977.3996 | 2183581.1631 | 207997.9852 | 1112053.0754 | 6162376.4137 | EHV Network | 1809396.8203 | 562191.5352 | 1071610.6456 | 2502802.6908 | 2979486.3737 | 8925488.0656 | EHV Network | 1987276.4192 | 544296.4051 | 1349822.1973 | 1834619.1253 | 1024719.2362 | 6740733.3831
|  |  | HI4 | Material deterioration, intervention requires consideration | [57 empty] | 132kV Network | 0 | 0 | 0 | 0 | 0 | 0 | 132kV Network | 0 | 0 | 0 | 0 | 0 | 0 | 132kV Network | 0 | 0 | 0 | 0 | 0 | 0 | 132kV Network | 0 | 0 | 0 | 0 | 0 | 0 | 132kV Network | 0 | 0 | 0 | 0 | 0 | 0 | 132kV Network | 0 | 0 | 0 | 0 | 0 | 0
|  |  | HI5 | End of serviceable life, intervention required | [57 empty] | Other | 0 | 0 | 0 | 0 | 0 | 0 | Other | 505414.9221 | 3540.0389 | 364589.99 | 0 | 51791.376 | 925336.3269 | Other | 486027.1789 | 32406.3232 | 18602.2914 | 560331.3147 | 51791.376 | 1149158.4842 | Other | 527162.3179 | 32406.3232 | 13183.1486 | 415813.7872 | 0 | 988565.5769 | Other | 414680.4159 | 135094.0144 | 8074.5227 | 147906.6683 | 1082945.8978 | 1788701.5191 | Other | 539959.9508 | 135094.0144 | 21.109 | 3690.1702 | 198997.0196 | 877762.264
[62 empty] | Total | 0 | 0 | 0 | 0 | 0 | 0 | Total | 9984984.9665 | 2783582.354 | 11240987.0789 | 343667.6247 | 5393701.8703 | 29746923.8944 | Total | 9337900.5287 | 2972300.655 | 12045926.5514 | 1123624.3057 | 5709758.214 | 31189510.2548 | Total | 9627895.8136 | 2962525.6032 | 12222337.0756 | 734976.7353 | 2906894.5997 | 28454629.8274 | Total | 8508514.1694 | 2532765.9942 | 4122667.5671 | 17929538.0398 | 7634235.5621 | 40727721.3325 | Total | 9414219.9963 | 2499164.425 | 4357761.9678 | 15683794.4417 | 2370273.7622 | 34325214.593
Criticality Index Definitions
|  |  | C1 | Low criticality
|  |  | C2 | Average criticality
|  |  | C3 | High criticality
|  |  | C4 | Very high criticality

## SSEH - Asset Rep
Secondary deliverables RIIO-ED1 - Asset Replacement | [50 empty] | Criticality weightings C1 to C4 | Criticality Rating Boundaries
SSEH | [49 empty] | C1 | 0.7 | Below 75% of average
[50 empty] | C2 | 1 | 75%-125%
[50 empty] | C3 | 1.5 | 125%-200%
[50 empty] | C4 | 2.5 | Over 200% of average
Price base (2012/13)
| ASSET CATEGORIES |  | ASSET REGISTER |  |  | End of DPCR5 (31 March 2015) with investment | [5 empty] | End of DPCR5 (31 March 2015) without investment | [5 empty] | Mid-Period Review (31 March 2019) planned investment | [5 empty] | Mid-Period Review (31 March 2019) without investment | [5 empty] | End of RIIO-ED1 (31 March 2023) planned investment | [5 empty] | End of RIIO-ED1 (31 March 2023) without investment | [8 empty] | Probability of Asset Failure | [5 empty] | Consequence of Asset Failure | [5 empty] | Probability of Asset Failure x Consequence of Asset Failure
Is it your current intention to have a health index for this asset category in the RIIO-ED1 control period.
|  |  | as at 31st March 2015 | as at 31st March 2023 |  | HI 1 | HI 2 | HI 3 | HI 4 | HI 5 |  | HI 1 | HI 2 | HI 3 | HI 4 | HI 5 |  | HI 1 | HI 2 | HI 3 | HI 4 | HI 5 |  | HI 1 | HI 2 | HI 3 | HI 4 | HI 5 |  | HI 1 | HI 2 | HI 3 | HI 4 | HI 5 |  | HI 1 | HI 2 | HI 3 | HI 4 | HI 5 |  |  |  |  | HI 1 | HI 2 | HI 3 | HI 4 | HI 5 |  | HI 1 | HI 2 | HI 3 | HI 4 | HI 5 |  | HI 1 | HI 2 | HI 3 | HI 4 | HI 5 |  | End of DPCR5 (without investment) | [6 empty] | Position at Beginning of RIIO-ED1 | [6 empty] | Mid Period (Without Investment) | [6 empty] | Mid Period (With Investment) | [6 empty] | End of RIIO-ED1 (Without Investment) | [6 empty] | End of RIIO-ED1 (With Investment)
| LV Network | [61 empty] | 1 | 2 | 3 | 4 | 5 | Total |  | 1 | 2 | 3 | 4 | 5 | Total |  | 1 | 2 | 3 | 4 | 5 | Total |  | 1 | 2 | 3 | 4 | 5 | Total |  | 1 | 2 | 3 | 4 | 5 | Total |  | 1 | 2 | 3 | 4 | 5 | Total
| LV Switchgear and Other |  | 1587 | 1587 | C1 | 1523 | 43 | 13 | 0 | 8 | 1587 | 0 | 0 | 0 | 0 | 0 | 0 | 8 | 0 | 0 | 0 | -8 | 0 | 1494 | 62 | 23 | 0 | 8 | 1587 | 8 | 0 | 0 | 0 | -8 | 0 | 1435 | 97 | 29 | 18 | 8 | 1587 | Yes |  | C1 | 0.0013363 | 0.0019897 | 0.0035179 | 0.0056973 | 0.013364 | C1 | 13673.632 | 13673.632 | 13673.632 | 13673.632 | 13673.632 | C1 | 18.2727 | 27.2061 | 48.1028 | 77.9031 | 182.73 | C1 | 0 | 0 | 0 | 0 | 0 | 0 |  | 27829.3041 | 1169.8617 | 625.3368 | 0 | 1461.84 | 31086.3426 |  | 27299.3962 | 1686.7773 | 1106.3651 | 0 | 1461.84 | 31554.3785 |  | 27445.5777 | 1686.7773 | 1106.3651 | 0 | 0 | 30238.7201 |  | 26221.3076 | 2638.9904 | 1394.982 | 1402.2562 | 1461.84 | 33119.3761 |  | 26367.4891 | 2638.9904 | 1394.982 | 1402.2562 | 0 | 31803.7176
|  |  | 9095 | 9095 | C2 | 7723 | 503 | 831 | 1 | 37 | 9095 | 0 | 0 | 0 | 0 | 0 | 0 | 41 | 0 | 0 | -3 | -38 | 0 | 7355 | 741 | 958 | 3 | 38 | 9095 | 229 | 0 | 0 | -219 | -10 | 0 | 6717 | 1119 | 711 | 509 | 39 | 9095 | No |  | C2 | 0.0013363 | 0.0019897 | 0.0035179 | 0.0056973 | 0.013364 | C2 | 19533.76 | 19533.76 | 19533.76 | 19533.76 | 19533.76 | C2 | 26.1038 | 38.8658 | 68.7183 | 111.2902 | 261.0429 | C2 | 0 | 0 | 0 | 0 | 0 | 0 |  | 201599.9584 | 19549.5163 | 57104.9291 | 111.2902 | 9658.5856 | 288024.2796 |  | 191993.7452 | 28799.5856 | 65832.1565 | 333.8705 | 9919.6285 | 296878.9863 |  | 193064.0027 | 28799.5856 | 65832.1565 | 0 | 0 | 287695.7448 |  | 175339.4951 | 43490.8722 | 48858.7299 | 56646.6969 | 10180.6713 | 334516.4655 |  | 181317.2745 | 43490.8722 | 48858.7299 | 32274.1495 | 7570.2428 | 313511.269
|  |  | 1533 | 1533 | C3 | 444 | 72 | 1017 | 0 | 0 | 1533 | 0 | 0 | 0 | 0 | 0 | 0 | 0 | 0 | 0 | 0 | 0 | 0 | 373 | 123 | 1037 | 0 | 0 | 1533 | 39 | 0 | 0 | -39 | 0 | 0 | 293 | 182 | 34 | 1024 | 0 | 1533 |  |  | C3 | 0.0013363 | 0.0019897 | 0.0035179 | 0.0056973 | 0.013364 | C3 | 29300.64 | 29300.64 | 29300.64 | 29300.64 | 29300.64 | C3 | 39.1558 | 58.2988 | 103.0775 | 166.9353 | 391.5643 | C3 | 0 | 0 | 0 | 0 | 0 | 0 |  | 17385.1576 | 4197.5105 | 104829.8067 | 0 | 0 | 126412.4747 |  | 14605.0986 | 7170.747 | 106891.3564 | 0 | 0 | 128667.2021 |  | 14605.0986 | 7170.747 | 106891.3564 | 0 | 0 | 128667.2021 |  | 11472.6378 | 10610.3736 | 3504.6346 | 170941.7024 | 0 | 196529.3484 |  | 12999.7125 | 10610.3736 | 3504.6346 | 164431.2274 | 0 | 191545.9481
|  |  | 15 | 15 | C4 | 13 | 1 | 1 | 0 | 0 | 15 | 0 | 0 | 0 | 0 | 0 | 0 | 0 | 0 | 0 | 0 | 0 | 0 | 13 | 0 | 2 | 0 | 0 | 15 | 0 | 0 | 0 | 0 | 0 | 0 | 9 | 4 | 2 | 0 | 0 | 15 |  |  | C4 | 0.0013363 | 0.0019897 | 0.0035179 | 0.0056973 | 0.013364 | C4 | 48834.4 | 48834.4 | 48834.4 | 48834.4 | 48834.4 | C4 | 65.2596 | 97.1646 | 171.7958 | 278.2254 | 652.6071 | C4 | 0 | 0 | 0 | 0 | 0 | 0 |  | 848.3748 | 97.1646 | 171.7958 | 0 | 0 | 1117.3352 |  | 848.3748 | 0 | 343.5916 | 0 | 0 | 1191.9664 |  | 848.3748 | 0 | 343.5916 | 0 | 0 | 1191.9664 |  | 587.3364 | 388.6584 | 343.5916 | 0 | 0 | 1319.5864 |  | 587.3364 | 388.6584 | 343.5916 | 0 | 0 | 1319.5864
|  | Yes | 12230 | 12230 |  | 9703 | 619 | 1862 | 1 | 45 |  | 0 | 0 | 0 | 0 | 0 |  | 49 | 0 | 0 | -3 | -46 |  | 9235 | 926 | 2020 | 3 | 46 |  | 276 | 0 | 0 | -258 | -18 |  | 8454 | 1402 | 776 | 1551 | 47 | [22 empty] | 0 | 0 | 0 | 0 | 0 | 0 |  | 247662.795 | 25014.053 | 162731.8683 | 111.2902 | 11120.4256 | 446640.4321 |  | 234746.6148 | 37657.11 | 174173.4696 | 333.8705 | 11381.4684 | 458292.5334 |  | 235963.0538 | 37657.11 | 174173.4696 | 0 | 0 | 447793.6334 |  | 213620.7769 | 57128.8946 | 54101.9382 | 228990.6555 | 11642.5113 | 565484.7764 |  | 221271.8125 | 57128.8946 | 54101.9382 | 198107.6331 | 7570.2428 | 538180.5211
| LV UGB |  | 0 | 0 | C1 | 0 | 0 | 0 | 0 | 0 | 0 | 0 | 0 | 0 | 0 | 0 | 0 | 0 | 0 | 0 | 0 | 0 | 0 | 0 | 0 | 0 | 0 | 0 | 0 | 0 | 0 | 0 | 0 | 0 | 0 | 0 | 0 | 0 | 0 | 0 | 0 |  |  | C1 | 0 | 0 | 0 | 0 | 0 | C1 | 0 | 0 | 0 | 0 | 0 | C1 | [5 empty] | C1 | [5 empty] | 0 | [6 empty] | 0 | [6 empty] | 0 | [6 empty] | 0 | [6 empty] | 0 | [6 empty] | 0
|  |  | 0 | 0 | C2 | 0 | 0 | 0 | 0 | 0 | 0 | 0 | 0 | 0 | 0 | 0 | 0 | 0 | 0 | 0 | 0 | 0 | 0 | 0 | 0 | 0 | 0 | 0 | 0 | 0 | 0 | 0 | 0 | 0 | 0 | 0 | 0 | 0 | 0 | 0 | 0 |  |  | C2 | 0 | 0 | 0 | 0 | 0 | C2 | 0 | 0 | 0 | 0 | 0 | C2 | [5 empty] | C2 | [5 empty] | 0 | [6 empty] | 0 | [6 empty] | 0 | [6 empty] | 0 | [6 empty] | 0 | [6 empty] | 0
|  |  | 0 | 0 | C3 | 0 | 0 | 0 | 0 | 0 | 0 | 0 | 0 | 0 | 0 | 0 | 0 | 0 | 0 | 0 | 0 | 0 | 0 | 0 | 0 | 0 | 0 | 0 | 0 | 0 | 0 | 0 | 0 | 0 | 0 | 0 | 0 | 0 | 0 | 0 | 0 |  |  | C3 | 0 | 0 | 0 | 0 | 0 | C3 | 0 | 0 | 0 | 0 | 0 | C3 | [5 empty] | C3 | [5 empty] | 0 | [6 empty] | 0 | [6 empty] | 0 | [6 empty] | 0 | [6 empty] | 0 | [6 empty] | 0
|  |  | 0 | 0 | C4 | 0 | 0 | 0 | 0 | 0 | 0 | 0 | 0 | 0 | 0 | 0 | 0 | 0 | 0 | 0 | 0 | 0 | 0 | 0 | 0 | 0 | 0 | 0 | 0 | 0 | 0 | 0 | 0 | 0 | 0 | 0 | 0 | 0 | 0 | 0 | 0 |  |  | C4 | 0 | 0 | 0 | 0 | 0 | C4 | 0 | 0 | 0 | 0 | 0 | C4 | [5 empty] | C4 | [5 empty] | 0 | [6 empty] | 0 | [6 empty] | 0 | [6 empty] | 0 | [6 empty] | 0 | [6 empty] | 0
|  |  | 0 | 0 |  | 0 | 0 | 0 | 0 | 0 |  | 0 | 0 | 0 | 0 | 0 |  | 0 | 0 | 0 | 0 | 0 |  | 0 | 0 | 0 | 0 | 0 |  | 0 | 0 | 0 | 0 | 0 |  | 0 | 0 | 0 | 0 | 0 | [22 empty] | 0 | 0 | 0 | 0 | 0 | 0 |  | 0 | 0 | 0 | 0 | 0 | 0 |  | 0 | 0 | 0 | 0 | 0 | 0 |  | 0 | 0 | 0 | 0 | 0 | 0 |  | 0 | 0 | 0 | 0 | 0 | 0 |  | 0 | 0 | 0 | 0 | 0 | 0
| LV OHL Support |  | 0 | 0 | C1 | 0 | 0 | 0 | 0 | 0 | 0 | 0 | 0 | 0 | 0 | 0 | 0 | 0 | 0 | 0 | 0 | 0 | 0 | 0 | 0 | 0 | 0 | 0 | 0 | 0 | 0 | 0 | 0 | 0 | 0 | 0 | 0 | 0 | 0 | 0 | 0 |  |  | C1 | 0.0081226 | 0.012094 | 0.021383 | 0.03463 | 0.081228 | C1 | 2031.967 | 2031.967 | 2031.967 | 2031.967 | 2031.967 | C1 | 16.5049 | 24.5741 | 43.4492 | 70.3665 | 165.0519 | C1 | 0 | 0 | 0 | 0 | 0 | 0 |  | 0 | 0 | 0 | 0 | 0 | 0 |  | 0 | 0 | 0 | 0 | 0 | 0 |  | 0 | 0 | 0 | 0 | 0 | 0 |  | 0 | 0 | 0 | 0 | 0 | 0 |  | 0 | 0 | 0 | 0 | 0 | 0
|  |  | 90966 | 90966 | C2 | 36896 | 10804 | 39836 | 160 | 3270 | 90966 | 0 | 0 | 0 | 0 | 0 | 0 | 2136 | 0 | 0 | -136 | -2000 | 0 | 33642 | 11139 | 42725 | 137 | 3323 | 90966 | 7353 | 0 | 0 | -5353 | -2000 | 0 | 30419 | 7987 | 7921 | 41202 | 3437 | 90966 |  |  | C2 | 0.0081226 | 0.012094 | 0.021383 | 0.03463 | 0.081228 | C2 | 2902.81 | 2902.81 | 2902.81 | 2902.81 | 2902.81 | C2 | 23.5784 | 35.1058 | 62.0702 | 100.5235 | 235.7885 | C2 | 0 | 0 | 0 | 0 | 0 | 0 |  | 869950.3838 | 379283.0207 | 2472629.7573 | 16083.7601 | 771028.3679 | 4508975.2898 |  | 793226.1169 | 391043.4624 | 2651950.6572 | 13771.7196 | 783525.158 | 4633517.1141 |  | 843589.6799 | 391043.4624 | 2651950.6572 | 100.5235 | 311948.1745 | 4198632.4976 |  | 717232.782 | 280389.9932 | 491658.3067 | 4141769.2726 | 810405.046 | 6441455.4006 |  | 890605.1034 | 280389.9932 | 491658.3067 | 3603666.9738 | 338828.0626 | 5605148.4397
|  |  | 123 | 123 | C3 | 0 | 0 | 123 | 0 | 0 | 123 | 0 | 0 | 0 | 0 | 0 | 0 | 0 | 0 | 0 | 0 | 0 | 0 | 0 | 0 | 123 | 0 | 0 | 123 | 123 | 0 | 0 | -123 | 0 | 0 | 0 | 0 | 0 | 123 | 0 | 123 |  |  | C3 | 0.0081226 | 0.012094 | 0.021383 | 0.03463 | 0.081228 | C3 | 4354.215 | 4354.215 | 4354.215 | 4354.215 | 4354.215 | C3 | 35.3677 | 52.6587 | 93.1053 | 150.7853 | 353.6827 | C3 | 0 | 0 | 0 | 0 | 0 | 0 |  | 0 | 0 | 11451.9578 | 0 | 0 | 11451.9578 |  | 0 | 0 | 11451.9578 | 0 | 0 | 11451.9578 |  | 0 | 0 | 11451.9578 | 0 | 0 | 11451.9578 |  | 0 | 0 | 0 | 18546.5859 | 0 | 18546.5859 |  | 4350.2235 | 0 | 0 | 0 | 0 | 4350.2235
|  |  | 0 | 0 | C4 | 0 | 0 | 0 | 0 | 0 | 0 | 0 | 0 | 0 | 0 | 0 | 0 | 0 | 0 | 0 | 0 | 0 | 0 | 0 | 0 | 0 | 0 | 0 | 0 | 0 | 0 | 0 | 0 | 0 | 0 | 0 | 0 | 0 | 0 | 0 | 0 |  |  | C4 | 0.0081226 | 0.012094 | 0.021383 | 0.03463 | 0.081228 | C4 | 7257.025 | 7257.025 | 7257.025 | 7257.025 | 7257.025 | C4 | 58.9461 | 87.7645 | 155.1756 | 251.3088 | 589.4712 | C4 | 0 | 0 | 0 | 0 | 0 | 0 |  | 0 | 0 | 0 | 0 | 0 | 0 |  | 0 | 0 | 0 | 0 | 0 | 0 |  | 0 | 0 | 0 | 0 | 0 | 0 |  | 0 | 0 | 0 | 0 | 0 | 0 |  | 0 | 0 | 0 | 0 | 0 | 0
|  | Yes | 91089 | 91089 |  | 36896 | 10804 | 39959 | 160 | 3270 |  | 0 | 0 | 0 | 0 | 0 |  | 2136 | 0 | 0 | -136 | -2000 |  | 33642 | 11139 | 42848 | 137 | 3323 |  | 7476 | 0 | 0 | -5476 | -2000 |  | 30419 | 7987 | 7921 | 41325 | 3437 | [22 empty] | 0 | 0 | 0 | 0 | 0 | 0 |  | 869950.3838 | 379283.0207 | 2484081.7151 | 16083.7601 | 771028.3679 | 4520427.2476 |  | 793226.1169 | 391043.4624 | 2663402.615 | 13771.7196 | 783525.158 | 4644969.0719 |  | 843589.6799 | 391043.4624 | 2663402.615 | 100.5235 | 311948.1745 | 4210084.4553 |  | 717232.782 | 280389.9932 | 491658.3067 | 4160315.8585 | 810405.046 | 6460001.9864 |  | 894955.3269 | 280389.9932 | 491658.3067 | 3603666.9738 | 338828.0626 | 5609498.6632
| [Please insert new asset category as required] |  | 0 | 0 | C1 | 0 | 0 | 0 | 0 | 0 | 0 | 0 | 0 | 0 | 0 | 0 | 0 | 0 | 0 | 0 | 0 | 0 | 0 | 0 | 0 | 0 | 0 | 0 | 0 | 0 | 0 | 0 | 0 | 0 | 0 | 0 | 0 | 0 | 0 | 0 | 0 |  |  | C1 | 0 | 0 | 0 | 0 | 0 | C1 | 0 | 0 | 0 | 0 | 0 | C1 | [5 empty] | C1 | [5 empty] | 0 | [6 empty] | 0 | [6 empty] | 0 | [6 empty] | 0 | [6 empty] | 0 | [6 empty] | 0
|  |  | 0 | 0 | C2 | 0 | 0 | 0 | 0 | 0 | 0 | 0 | 0 | 0 | 0 | 0 | 0 | 0 | 0 | 0 | 0 | 0 | 0 | 0 | 0 | 0 | 0 | 0 | 0 | 0 | 0 | 0 | 0 | 0 | 0 | 0 | 0 | 0 | 0 | 0 | 0 |  |  | C2 | 0 | 0 | 0 | 0 | 0 | C2 | 0 | 0 | 0 | 0 | 0 | C2 | [5 empty] | C2 | [5 empty] | 0 | [6 empty] | 0 | [6 empty] | 0 | [6 empty] | 0 | [6 empty] | 0 | [6 empty] | 0
|  |  | 0 | 0 | C3 | 0 | 0 | 0 | 0 | 0 | 0 | 0 | 0 | 0 | 0 | 0 | 0 | 0 | 0 | 0 | 0 | 0 | 0 | 0 | 0 | 0 | 0 | 0 | 0 | 0 | 0 | 0 | 0 | 0 | 0 | 0 | 0 | 0 | 0 | 0 | 0 |  |  | C3 | 0 | 0 | 0 | 0 | 0 | C3 | 0 | 0 | 0 | 0 | 0 | C3 | [5 empty] | C3 | [5 empty] | 0 | [6 empty] | 0 | [6 empty] | 0 | [6 empty] | 0 | [6 empty] | 0 | [6 empty] | 0
|  |  | 0 | 0 | C4 | 0 | 0 | 0 | 0 | 0 | 0 | 0 | 0 | 0 | 0 | 0 | 0 | 0 | 0 | 0 | 0 | 0 | 0 | 0 | 0 | 0 | 0 | 0 | 0 | 0 | 0 | 0 | 0 | 0 | 0 | 0 | 0 | 0 | 0 | 0 | 0 |  |  | C4 | 0 | 0 | 0 | 0 | 0 | C4 | 0 | 0 | 0 | 0 | 0 | C4 | [5 empty] | C4 | [5 empty] | 0 | [6 empty] | 0 | [6 empty] | 0 | [6 empty] | 0 | [6 empty] | 0 | [6 empty] | 0
|  |  | 0 | 0 |  | 0 | 0 | 0 | 0 | 0 |  | 0 | 0 | 0 | 0 | 0 |  | 0 | 0 | 0 | 0 | 0 |  | 0 | 0 | 0 | 0 | 0 |  | 0 | 0 | 0 | 0 | 0 |  | 0 | 0 | 0 | 0 | 0 | [22 empty] | 0 | 0 | 0 | 0 | 0 | 0 |  | 0 | 0 | 0 | 0 | 0 | 0 |  | 0 | 0 | 0 | 0 | 0 | 0 |  | 0 | 0 | 0 | 0 | 0 | 0 |  | 0 | 0 | 0 | 0 | 0 | 0 |  | 0 | 0 | 0 | 0 | 0 | 0
| [Please insert new asset category as required] |  | 0 | 0 | C1 | 0 | 0 | 0 | 0 | 0 | 0 | 0 | 0 | 0 | 0 | 0 | 0 | 0 | 0 | 0 | 0 | 0 | 0 | 0 | 0 | 0 | 0 | 0 | 0 | 0 | 0 | 0 | 0 | 0 | 0 | 0 | 0 | 0 | 0 | 0 | 0 |  |  | C1 | 0 | 0 | 0 | 0 | 0 | C1 | 0 | 0 | 0 | 0 | 0 | C1 | [5 empty] | C1 | [5 empty] | 0 | [6 empty] | 0 | [6 empty] | 0 | [6 empty] | 0 | [6 empty] | 0 | [6 empty] | 0
|  |  | 0 | 0 | C2 | 0 | 0 | 0 | 0 | 0 | 0 | 0 | 0 | 0 | 0 | 0 | 0 | 0 | 0 | 0 | 0 | 0 | 0 | 0 | 0 | 0 | 0 | 0 | 0 | 0 | 0 | 0 | 0 | 0 | 0 | 0 | 0 | 0 | 0 | 0 | 0 |  |  | C2 | 0 | 0 | 0 | 0 | 0 | C2 | 0 | 0 | 0 | 0 | 0 | C2 | [5 empty] | C2 | [5 empty] | 0 | [6 empty] | 0 | [6 empty] | 0 | [6 empty] | 0 | [6 empty] | 0 | [6 empty] | 0
|  |  | 0 | 0 | C3 | 0 | 0 | 0 | 0 | 0 | 0 | 0 | 0 | 0 | 0 | 0 | 0 | 0 | 0 | 0 | 0 | 0 | 0 | 0 | 0 | 0 | 0 | 0 | 0 | 0 | 0 | 0 | 0 | 0 | 0 | 0 | 0 | 0 | 0 | 0 | 0 |  |  | C3 | 0 | 0 | 0 | 0 | 0 | C3 | 0 | 0 | 0 | 0 | 0 | C3 | [5 empty] | C3 | [5 empty] | 0 | [6 empty] | 0 | [6 empty] | 0 | [6 empty] | 0 | [6 empty] | 0 | [6 empty] | 0
|  |  | 0 | 0 | C4 | 0 | 0 | 0 | 0 | 0 | 0 | 0 | 0 | 0 | 0 | 0 | 0 | 0 | 0 | 0 | 0 | 0 | 0 | 0 | 0 | 0 | 0 | 0 | 0 | 0 | 0 | 0 | 0 | 0 | 0 | 0 | 0 | 0 | 0 | 0 | 0 |  |  | C4 | 0 | 0 | 0 | 0 | 0 | C4 | 0 | 0 | 0 | 0 | 0 | C4 | [5 empty] | C4 | [5 empty] | 0 | [6 empty] | 0 | [6 empty] | 0 | [6 empty] | 0 | [6 empty] | 0 | [6 empty] | 0
|  |  | 0 | 0 |  | 0 | 0 | 0 | 0 | 0 |  | 0 | 0 | 0 | 0 | 0 |  | 0 | 0 | 0 | 0 | 0 |  | 0 | 0 | 0 | 0 | 0 |  | 0 | 0 | 0 | 0 | 0 |  | 0 | 0 | 0 | 0 | 0 | [22 empty] | 0 | 0 | 0 | 0 | 0 | 0 |  | 0 | 0 | 0 | 0 | 0 | 0 |  | 0 | 0 | 0 | 0 | 0 | 0 |  | 0 | 0 | 0 | 0 | 0 | 0 |  | 0 | 0 | 0 | 0 | 0 | 0 |  | 0 | 0 | 0 | 0 | 0 | 0
| [Please insert new asset category as required] |  | 0 | 0 | C1 | 0 | 0 | 0 | 0 | 0 | 0 | 0 | 0 | 0 | 0 | 0 | 0 | 0 | 0 | 0 | 0 | 0 | 0 | 0 | 0 | 0 | 0 | 0 | 0 | 0 | 0 | 0 | 0 | 0 | 0 | 0 | 0 | 0 | 0 | 0 | 0 |  |  | C1 | 0 | 0 | 0 | 0 | 0 | C1 | 0 | 0 | 0 | 0 | 0 | C1 | [5 empty] | C1 | [5 empty] | 0 | [6 empty] | 0 | [6 empty] | 0 | [6 empty] | 0 | [6 empty] | 0 | [6 empty] | 0
|  |  | 0 | 0 | C2 | 0 | 0 | 0 | 0 | 0 | 0 | 0 | 0 | 0 | 0 | 0 | 0 | 0 | 0 | 0 | 0 | 0 | 0 | 0 | 0 | 0 | 0 | 0 | 0 | 0 | 0 | 0 | 0 | 0 | 0 | 0 | 0 | 0 | 0 | 0 | 0 |  |  | C2 | 0 | 0 | 0 | 0 | 0 | C2 | 0 | 0 | 0 | 0 | 0 | C2 | [5 empty] | C2 | [5 empty] | 0 | [6 empty] | 0 | [6 empty] | 0 | [6 empty] | 0 | [6 empty] | 0 | [6 empty] | 0
|  |  | 0 | 0 | C3 | 0 | 0 | 0 | 0 | 0 | 0 | 0 | 0 | 0 | 0 | 0 | 0 | 0 | 0 | 0 | 0 | 0 | 0 | 0 | 0 | 0 | 0 | 0 | 0 | 0 | 0 | 0 | 0 | 0 | 0 | 0 | 0 | 0 | 0 | 0 | 0 |  |  | C3 | 0 | 0 | 0 | 0 | 0 | C3 | 0 | 0 | 0 | 0 | 0 | C3 | [5 empty] | C3 | [5 empty] | 0 | [6 empty] | 0 | [6 empty] | 0 | [6 empty] | 0 | [6 empty] | 0 | [6 empty] | 0
|  |  | 0 | 0 | C4 | 0 | 0 | 0 | 0 | 0 | 0 | 0 | 0 | 0 | 0 | 0 | 0 | 0 | 0 | 0 | 0 | 0 | 0 | 0 | 0 | 0 | 0 | 0 | 0 | 0 | 0 | 0 | 0 | 0 | 0 | 0 | 0 | 0 | 0 | 0 | 0 |  |  | C4 | 0 | 0 | 0 | 0 | 0 | C4 | 0 | 0 | 0 | 0 | 0 | C4 | [5 empty] | C4 | [5 empty] | 0 | [6 empty] | 0 | [6 empty] | 0 | [6 empty] | 0 | [6 empty] | 0 | [6 empty] | 0
|  |  | 0 | 0 |  | 0 | 0 | 0 | 0 | 0 |  | 0 | 0 | 0 | 0 | 0 |  | 0 | 0 | 0 | 0 | 0 |  | 0 | 0 | 0 | 0 | 0 |  | 0 | 0 | 0 | 0 | 0 |  | 0 | 0 | 0 | 0 | 0 | [22 empty] | 0 | 0 | 0 | 0 | 0 | 0 |  | 0 | 0 | 0 | 0 | 0 | 0 |  | 0 | 0 | 0 | 0 | 0 | 0 |  | 0 | 0 | 0 | 0 | 0 | 0 |  | 0 | 0 | 0 | 0 | 0 | 0 |  | 0 | 0 | 0 | 0 | 0 | 0
| [Please insert new asset category as required] |  | 0 | 0 | C1 | 0 | 0 | 0 | 0 | 0 | 0 | 0 | 0 | 0 | 0 | 0 | 0 | 0 | 0 | 0 | 0 | 0 | 0 | 0 | 0 | 0 | 0 | 0 | 0 | 0 | 0 | 0 | 0 | 0 | 0 | 0 | 0 | 0 | 0 | 0 | 0 |  |  | C1 | 0 | 0 | 0 | 0 | 0 | C1 | 0 | 0 | 0 | 0 | 0 | C1 | [5 empty] | C1 | [5 empty] | 0 | [6 empty] | 0 | [6 empty] | 0 | [6 empty] | 0 | [6 empty] | 0 | [6 empty] | 0
|  |  | 0 | 0 | C2 | 0 | 0 | 0 | 0 | 0 | 0 | 0 | 0 | 0 | 0 | 0 | 0 | 0 | 0 | 0 | 0 | 0 | 0 | 0 | 0 | 0 | 0 | 0 | 0 | 0 | 0 | 0 | 0 | 0 | 0 | 0 | 0 | 0 | 0 | 0 | 0 |  |  | C2 | 0 | 0 | 0 | 0 | 0 | C2 | 0 | 0 | 0 | 0 | 0 | C2 | [5 empty] | C2 | [5 empty] | 0 | [6 empty] | 0 | [6 empty] | 0 | [6 empty] | 0 | [6 empty] | 0 | [6 empty] | 0
|  |  | 0 | 0 | C3 | 0 | 0 | 0 | 0 | 0 | 0 | 0 | 0 | 0 | 0 | 0 | 0 | 0 | 0 | 0 | 0 | 0 | 0 | 0 | 0 | 0 | 0 | 0 | 0 | 0 | 0 | 0 | 0 | 0 | 0 | 0 | 0 | 0 | 0 | 0 | 0 |  |  | C3 | 0 | 0 | 0 | 0 | 0 | C3 | 0 | 0 | 0 | 0 | 0 | C3 | [5 empty] | C3 | [5 empty] | 0 | [6 empty] | 0 | [6 empty] | 0 | [6 empty] | 0 | [6 empty] | 0 | [6 empty] | 0
|  |  | 0 | 0 | C4 | 0 | 0 | 0 | 0 | 0 | 0 | 0 | 0 | 0 | 0 | 0 | 0 | 0 | 0 | 0 | 0 | 0 | 0 | 0 | 0 | 0 | 0 | 0 | 0 | 0 | 0 | 0 | 0 | 0 | 0 | 0 | 0 | 0 | 0 | 0 | 0 |  |  | C4 | 0 | 0 | 0 | 0 | 0 | C4 | 0 | 0 | 0 | 0 | 0 | C4 | [5 empty] | C4 | [5 empty] | 0 | [6 empty] | 0 | [6 empty] | 0 | [6 empty] | 0 | [6 empty] | 0 | [6 empty] | 0
|  |  | 0 | 0 |  | 0 | 0 | 0 | 0 | 0 |  | 0 | 0 | 0 | 0 | 0 |  | 0 | 0 | 0 | 0 | 0 |  | 0 | 0 | 0 | 0 | 0 |  | 0 | 0 | 0 | 0 | 0 |  | 0 | 0 | 0 | 0 | 0 | [22 empty] | 0 | 0 | 0 | 0 | 0 | 0 |  | 0 | 0 | 0 | 0 | 0 | 0 |  | 0 | 0 | 0 | 0 | 0 | 0 |  | 0 | 0 | 0 | 0 | 0 | 0 |  | 0 | 0 | 0 | 0 | 0 | 0 |  | 0 | 0 | 0 | 0 | 0 | 0
| [Please insert new asset category as required] |  | 0 | 0 | C1 | 0 | 0 | 0 | 0 | 0 | 0 | 0 | 0 | 0 | 0 | 0 | 0 | 0 | 0 | 0 | 0 | 0 | 0 | 0 | 0 | 0 | 0 | 0 | 0 | 0 | 0 | 0 | 0 | 0 | 0 | 0 | 0 | 0 | 0 | 0 | 0 |  |  | C1 | 0 | 0 | 0 | 0 | 0 | C1 | 0 | 0 | 0 | 0 | 0 | C1 | [5 empty] | C1 | [5 empty] | 0 | [6 empty] | 0 | [6 empty] | 0 | [6 empty] | 0 | [6 empty] | 0 | [6 empty] | 0
|  |  | 0 | 0 | C2 | 0 | 0 | 0 | 0 | 0 | 0 | 0 | 0 | 0 | 0 | 0 | 0 | 0 | 0 | 0 | 0 | 0 | 0 | 0 | 0 | 0 | 0 | 0 | 0 | 0 | 0 | 0 | 0 | 0 | 0 | 0 | 0 | 0 | 0 | 0 | 0 |  |  | C2 | 0 | 0 | 0 | 0 | 0 | C2 | 0 | 0 | 0 | 0 | 0 | C2 | [5 empty] | C2 | [5 empty] | 0 | [6 empty] | 0 | [6 empty] | 0 | [6 empty] | 0 | [6 empty] | 0 | [6 empty] | 0
|  |  | 0 | 0 | C3 | 0 | 0 | 0 | 0 | 0 | 0 | 0 | 0 | 0 | 0 | 0 | 0 | 0 | 0 | 0 | 0 | 0 | 0 | 0 | 0 | 0 | 0 | 0 | 0 | 0 | 0 | 0 | 0 | 0 | 0 | 0 | 0 | 0 | 0 | 0 | 0 |  |  | C3 | 0 | 0 | 0 | 0 | 0 | C3 | 0 | 0 | 0 | 0 | 0 | C3 | [5 empty] | C3 | [5 empty] | 0 | [6 empty] | 0 | [6 empty] | 0 | [6 empty] | 0 | [6 empty] | 0 | [6 empty] | 0
|  |  | 0 | 0 | C4 | 0 | 0 | 0 | 0 | 0 | 0 | 0 | 0 | 0 | 0 | 0 | 0 | 0 | 0 | 0 | 0 | 0 | 0 | 0 | 0 | 0 | 0 | 0 | 0 | 0 | 0 | 0 | 0 | 0 | 0 | 0 | 0 | 0 | 0 | 0 | 0 |  |  | C4 | 0 | 0 | 0 | 0 | 0 | C4 | 0 | 0 | 0 | 0 | 0 | C4 | [5 empty] | C4 | [5 empty] | 0 | [6 empty] | 0 | [6 empty] | 0 | [6 empty] | 0 | [6 empty] | 0 | [6 empty] | 0
|  |  | 0 | 0 |  | 0 | 0 | 0 | 0 | 0 |  | 0 | 0 | 0 | 0 | 0 |  | 0 | 0 | 0 | 0 | 0 |  | 0 | 0 | 0 | 0 | 0 |  | 0 | 0 | 0 | 0 | 0 |  | 0 | 0 | 0 | 0 | 0 | [22 empty] | 0 | 0 | 0 | 0 | 0 | 0 |  | 0 | 0 | 0 | 0 | 0 | 0 |  | 0 | 0 | 0 | 0 | 0 | 0 |  | 0 | 0 | 0 | 0 | 0 | 0 |  | 0 | 0 | 0 | 0 | 0 | 0 |  | 0 | 0 | 0 | 0 | 0 | 0
[63 empty] | 0 | 0 | 0 | 0 | 0 | 0 |  | 1117613.1788 | 404297.0737 | 2646813.5834 | 16195.0503 | 782148.7935 | 4967067.6797 |  | 1027972.7318 | 428700.5724 | 2837576.0846 | 14105.5901 | 794906.6264 | 5103261.6053 |  | 1079552.7337 | 428700.5724 | 2837576.0846 | 100.5235 | 311948.1745 | 4657878.0887 |  | 930853.5589 | 337518.8878 | 545760.245 | 4389306.5139 | 822047.5573 | 7025486.7629 |  | 1116227.1394 | 337518.8878 | 545760.245 | 3801774.6068 | 346398.3054 | 6147679.1843
| HV Network | [73 empty] | 0 | [6 empty] | 0 | [6 empty] | 0 | [6 empty] | 0 | [6 empty] | 0
| HV Switchgear (GM) - Primary |  | 1033 | 1033 | C1 | 860 | 37 | 0 | 0 | 136 | 1033 | 0 | 0 | 0 | 0 | 0 | 0 | 27 | 0 | 0 | 0 | -27 | 0 | 810 | 74 | 13 | 0 | 136 | 1033 | 54 | 0 | 0 | 0 | -54 | 0 | 749 | 127 | 20 | 1 | 136 | 1033 |  |  | C1 | 0.001482 | 0.0022066 | 0.0039014 | 0.0063184 | 0.01482 | C1 | 40820.444 | 40820.444 | 40820.444 | 40820.444 | 40820.444 | C1 | 60.4969 | 90.0734 | 159.2579 | 257.9201 | 604.9789 | C1 | 0 | 0 | 0 | 0 | 0 | 0 |  | 52027.295 | 3332.7148 | 0 | 0 | 82277.1254 | 137637.1352 |  | 49002.4523 | 6665.4296 | 2070.3526 | 0 | 82277.1254 | 140015.3599 |  | 50635.8674 | 6665.4296 | 2070.3526 | 0 | 65942.6961 | 125314.3456 |  | 45312.1442 | 11439.3183 | 3185.1579 | 257.9201 | 82277.1254 | 142471.6658 |  | 48578.9743 | 11439.3183 | 3185.1579 | 257.9201 | 49608.2668 | 113069.6374
|  |  | 554 | 554 | C2 | 393 | 68 | 1 | 0 | 92 | 554 | 0 | 0 | 0 | 0 | 0 | 0 | 41 | 0 | 0 | 0 | -41 | 0 | 369 | 73 | 20 | 0 | 92 | 554 | 82 | 0 | 0 | -7 | -75 | 0 | 312 | 97 | 46 | 7 | 92 | 554 |  |  | C2 | 0.001482 | 0.0022066 | 0.0039014 | 0.0063184 | 0.01482 | C2 | 58314.92 | 58314.92 | 58314.92 | 58314.92 | 58314.92 | C2 | 86.4241 | 128.6762 | 227.5113 | 368.4573 | 864.2555 | C2 | 0 | 0 | 0 | 0 | 0 | 0 |  | 33964.6627 | 8749.9847 | 227.5113 | 0 | 79511.5078 | 122453.6665 |  | 31890.4848 | 9393.366 | 4550.2255 | 0 | 79511.5078 | 125345.5841 |  | 35433.872 | 9393.366 | 4550.2255 | 0 | 44077.0315 | 93454.495 |  | 26964.3124 | 12481.5959 | 10465.5187 | 2579.2011 | 79511.5078 | 132002.1358 |  | 34051.0868 | 12481.5959 | 10465.5187 | 0 | 14692.3438 | 71690.5452
|  |  | 626 | 626 | C3 | 467 | 62 | 1 | 0 | 96 | 626 | 0 | 0 | 0 | 0 | 0 | 0 | 54 | 0 | -12 | 0 | -42 | 0 | 390 | 128 | 12 | 0 | 96 | 626 | 110 | 0 | -26 | -9 | -75 | 0 | 283 | 204 | 34 | 9 | 96 | 626 |  |  | C3 | 0.001482 | 0.0022066 | 0.0039014 | 0.0063184 | 0.01482 | C3 | 87472.38 | 87472.38 | 87472.38 | 87472.38 | 87472.38 | C3 | 129.6361 | 193.0144 | 341.2669 | 552.6859 | 1296.3833 | C3 | 0 | 0 | 0 | 0 | 0 | 0 |  | 60540.0667 | 11966.8909 | 341.2669 | 0 | 124452.7948 | 197301.0193 |  | 50558.0857 | 24705.8393 | 4095.203 | 0 | 124452.7948 | 203811.9227 |  | 57558.436 | 24705.8393 | 0 | 0 | 70004.6971 | 152268.9724 |  | 36687.0212 | 39374.9313 | 11603.075 | 4974.1735 | 124452.7948 | 217091.9958 |  | 50946.9941 | 39374.9313 | 2730.1353 | 0 | 27224.0489 | 120276.1095
|  |  | 43 | 43 | C4 | 35 | 1 | 0 | 0 | 7 | 43 | 0 | 0 | 0 | 0 | 0 | 0 | 3 | 0 | 0 | 0 | -3 | 0 | 22 | 14 | 0 | 0 | 7 | 43 | 5 | 0 | 0 | 0 | -5 | 0 | 22 | 14 | 0 | 0 | 7 | 43 |  |  | C4 | 0.001482 | 0.0022066 | 0.0039014 | 0.0063184 | 0.01482 | C4 | 145787.3 | 145787.3 | 145787.3 | 145787.3 | 145787.3 | C4 | 216.0602 | 321.6906 | 568.7782 | 921.1432 | 2160.6388 | C4 | 0 | 0 | 0 | 0 | 0 | 0 |  | 7562.1068 | 321.6906 | 0 | 0 | 15124.4716 | 23008.269 |  | 4753.3243 | 4503.6686 | 0 | 0 | 15124.4716 | 24381.4645 |  | 5401.5049 | 4503.6686 | 0 | 0 | 8642.5552 | 18547.7287 |  | 4753.3243 | 4503.6686 | 0 | 0 | 15124.4716 | 24381.4645 |  | 5833.6253 | 4503.6686 | 0 | 0 | 4321.2776 | 14658.5715
|  | Yes | 2256 | 2256 |  | 1755 | 168 | 2 | 0 | 331 |  | 0 | 0 | 0 | 0 | 0 |  | 125 | 0 | -12 | 0 | -113 |  | 1591 | 289 | 45 | 0 | 331 |  | 251 | 0 | -26 | -16 | -209 |  | 1366 | 442 | 100 | 17 | 331 | [22 empty] | 0 | 0 | 0 | 0 | 0 | 0 |  | 154094.1313 | 24371.281 | 568.7782 | 0 | 301365.8995 | 480400.0901 |  | 136204.3471 | 45268.3034 | 10715.7811 | 0 | 301365.8995 | 493554.3311 |  | 149029.6803 | 45268.3034 | 6620.5781 | 0 | 188666.9798 | 389585.5417 |  | 113716.802 | 67799.5141 | 25253.7516 | 7811.2947 | 301365.8995 | 515947.2619 |  | 139410.6804 | 67799.5141 | 16380.8118 | 257.9201 | 95845.9371 | 319694.8636
| HV Switchgear (GM) - Distribution |  | 1809 | 1811 | C1 | 1555 | 194 | 59 | 1 | 0 | 1809 | 0 | 0 | 0 | 0 | 0 | 0 | 4 | 0 | 0 | -2 | 0 | 2 | 1393 | 308 | 106 | 2 | 0 | 1809 | 71 | 0 | 0 | -67 | -2 | 2 | 1255 | 374 | 86 | 92 | 2 | 1809 |  |  | C1 | 0.0019095 | 0.0028431 | 0.0050268 | 0.008141 | 0.019096 | C1 | 14169.995 | 14169.995 | 14169.995 | 14169.995 | 14169.995 | C1 | 27.058 | 40.2865 | 71.2302 | 115.3582 | 270.5849 | C1 | 0 | 0 | 0 | 0 | 0 | 0 |  | 42075.2418 | 7815.5867 | 4202.5841 | 115.3582 | 0 | 54208.7708 |  | 37691.8404 | 12408.251 | 7550.4053 | 230.7165 | 0 | 57881.2132 |  | 37800.0726 | 12408.251 | 7550.4053 | 0 | 0 | 57758.7289 |  | 33957.8318 | 15067.162 | 6125.8005 | 10612.9584 | 541.1699 | 66304.9226 |  | 35878.9522 | 15067.162 | 6125.8005 | 2883.9561 | 0 | 59955.8708
|  |  | 6123 | 6122 | C2 | 5379 | 501 | 186 | 4 | 53 | 6123 | 0 | 0 | 0 | 0 | 0 | 0 | 31 | 0 | 0 | -8 | -24 | -1 | 4915 | 844 | 303 | 8 | 53 | 6123 | 273 | 0 | 0 | -250 | -24 | -1 | 4501 | 1062 | 213 | 288 | 59 | 6123 |  |  | C2 | 0.0019095 | 0.0028431 | 0.0050268 | 0.008141 | 0.019096 | C2 | 20242.85 | 20242.85 | 20242.85 | 20242.85 | 20242.85 | C2 | 38.6543 | 57.5522 | 101.7575 | 164.7975 | 386.5499 | C2 | 0 | 0 | 0 | 0 | 0 | 0 |  | 207921.6591 | 28833.6446 | 18926.8919 | 659.19 | 20487.146 | 276828.5315 |  | 189986.0484 | 48574.044 | 30832.5174 | 1318.3799 | 20487.146 | 291198.1357 |  | 191184.3327 | 48574.044 | 30832.5174 | 0 | 11209.9478 | 281800.8419 |  | 173983.1544 | 61120.4202 | 21674.3439 | 47461.6772 | 22806.4456 | 327046.0413 |  | 184535.7874 | 61120.4202 | 21674.3439 | 6262.3046 | 13529.2474 | 287122.1036
|  |  | 1546 | 1545 | C3 | 1344 | 133 | 49 | 1 | 19 | 1546 | 0 | 0 | 0 | 0 | 0 | 0 | 10 | 0 | 0 | -1 | -10 | -1 | 1235 | 203 | 88 | 1 | 19 | 1546 | 49 | 0 | 0 | -40 | -10 | -1 | 1135 | 252 | 53 | 86 | 20 | 1546 |  |  | C3 | 0.0019095 | 0.0028431 | 0.0050268 | 0.008141 | 0.019096 | C3 | 30364.275 | 30364.275 | 30364.275 | 30364.275 | 30364.275 | C3 | 57.9815 | 86.3283 | 152.6362 | 247.1962 | 579.8249 | C3 | 0 | 0 | 0 | 0 | 0 | 0 |  | 77927.136 | 11481.6609 | 7479.175 | 247.1962 | 11016.6729 | 108151.841 |  | 71607.1525 | 17524.6403 | 13431.9878 | 247.1962 | 11016.6729 | 113827.6497 |  | 72186.9675 | 17524.6403 | 13431.9878 | 0 | 5218.424 | 108362.0196 |  | 65809.0025 | 21754.7258 | 8089.7199 | 21258.8762 | 11596.4978 | 128508.8223 |  | 68650.096 | 21754.7258 | 8089.7199 | 11371.0268 | 5798.2489 | 115663.8175
|  |  | 11 | 11 | C4 | 9 | 1 | 1 | 0 | 0 | 11 | 0 | 0 | 0 | 0 | 0 | 0 | 0 | 0 | 0 | 0 | 0 | 0 | 7 | 3 | 1 | 0 | 0 | 11 | 1 | 0 | 0 | -1 | 0 | 0 | 6 | 3 | 1 | 1 | 0 | 11 |  |  | C4 | 0.0019095 | 0.0028431 | 0.0050268 | 0.008141 | 0.019096 | C4 | 50607.125 | 50607.125 | 50607.125 | 50607.125 | 50607.125 | C4 | 96.6358 | 143.8805 | 254.3937 | 411.9937 | 966.3748 | C4 | 0 | 0 | 0 | 0 | 0 | 0 |  | 869.7225 | 143.8805 | 254.3937 | 0 | 0 | 1267.9967 |  | 676.4508 | 431.6414 | 254.3937 | 0 | 0 | 1362.4859 |  | 676.4508 | 431.6414 | 254.3937 | 0 | 0 | 1362.4859 |  | 579.815 | 431.6414 | 254.3937 | 411.9937 | 0 | 1677.8438 |  | 676.4508 | 431.6414 | 254.3937 | 0 | 0 | 1362.4859
|  | Yes | 9489 | 9489 |  | 8287 | 829 | 295 | 6 | 72 |  | 0 | 0 | 0 | 0 | 0 |  | 45 | 0 | 0 | -11 | -34 |  | 7550 | 1358 | 498 | 11 | 72 |  | 394 | 0 | 0 | -358 | -36 |  | 6897 | 1691 | 353 | 467 | 81 | [22 empty] | 0 | 0 | 0 | 0 | 0 | 0 |  | 328793.7594 | 48274.7726 | 30863.0447 | 1021.7444 | 31503.8189 | 440457.14 |  | 299961.4922 | 78938.5766 | 52069.3042 | 1796.2926 | 31503.8189 | 464269.4845 |  | 301847.8237 | 78938.5766 | 52069.3042 | 0 | 16428.3718 | 449284.0763 |  | 274329.8037 | 98373.9494 | 36144.258 | 79745.5055 | 34944.1132 | 523537.6299 |  | 289741.2865 | 98373.9494 | 36144.258 | 20517.2875 | 19327.4963 | 464104.2777
| HV Transformer (GM) |  | 510 | 510 | C1 | 482 | 18 | 10 | 0 | 0 | 510 | 0 | 0 | 0 | 0 | 0 | 0 | 6 | 0 | -6 | 0 | 0 | 0 | 470 | 25 | 13 | 2 | 0 | 510 | 11 | 0 | -11 | 0 | 0 | 0 | 460 | 25 | 11 | 14 | 0 | 510 |  |  | C1 | 0.002223 | 0.0033099 | 0.0058521 | 0.0094776 | 0.022231 | C1 | 12019.287 | 12019.287 | 12019.287 | 12019.287 | 12019.287 | C1 | 26.7193 | 39.7822 | 70.3385 | 113.9141 | 267.1975 | C1 | 0 | 0 | 0 | 0 | 0 | 0 |  | 12878.7014 | 716.0794 | 703.3852 | 0 | 0 | 14298.166 |  | 12558.0698 | 994.5547 | 914.4007 | 227.8282 | 0 | 14694.8534 |  | 12718.3856 | 994.5547 | 492.3696 | 227.8282 | 0 | 14433.1381 |  | 12290.8769 | 994.5547 | 773.7237 | 1594.7972 | 0 | 15653.9525 |  | 12584.7891 | 994.5547 | 0 | 1594.7972 | 0 | 15174.1411
|  |  | 6249 | 6249 | C2 | 5865 | 289 | 75 | 1 | 19 | 6249 | 0 | 0 | 0 | 0 | 0 | 0 | 143 | -15 | -118 | -10 | 0 | 0 | 5654 | 424 | 142 | 10 | 19 | 6249 | 287 | -31 | -181 | -75 | 0 | 0 | 5358 | 583 | 181 | 107 | 20 | 6249 |  |  | C2 | 0.002223 | 0.0033099 | 0.0058521 | 0.0094776 | 0.022231 | C2 | 17170.41 | 17170.41 | 17170.41 | 17170.41 | 17170.41 | C2 | 38.1704 | 56.8317 | 100.4836 | 162.7344 | 381.7108 | C2 | 0 | 0 | 0 | 0 | 0 | 0 |  | 223869.5429 | 16424.3604 | 7536.2696 | 162.7344 | 7252.5044 | 255245.4118 |  | 215815.5832 | 24096.6395 | 14268.6705 | 1627.3441 | 7252.5044 | 263060.7418 |  | 221273.954 | 23244.164 | 2411.6063 | 0 | 7252.5044 | 254182.2287 |  | 204517.1374 | 33132.8793 | 18187.5307 | 17412.5822 | 7634.2152 | 280884.3448 |  | 215472.0494 | 31371.0967 | 0 | 5207.5012 | 7634.2152 | 259684.8625
|  |  | 881 | 881 | C3 | 818 | 39 | 9 | 0 | 15 | 881 | 0 | 0 | 0 | 0 | 0 | 0 | 48 | -29 | -18 | -1 | 0 | 0 | 791 | 50 | 24 | 1 | 15 | 881 | 96 | -58 | -20 | -18 | 0 | 0 | 757 | 67 | 24 | 18 | 15 | 881 |  |  | C3 | 0.002223 | 0.0033099 | 0.0058521 | 0.0094776 | 0.022231 | C3 | 25755.615 | 25755.615 | 25755.615 | 25755.615 | 25755.615 | C3 | 57.2556 | 85.2475 | 150.7254 | 244.1016 | 572.5661 | C3 | 0 | 0 | 0 | 0 | 0 | 0 |  | 46835.1115 | 3324.6543 | 1356.5285 | 0 | 8588.4921 | 60104.7864 |  | 45289.2093 | 4262.3773 | 3617.4094 | 244.1016 | 8588.4921 | 62001.5897 |  | 48037.4799 | 1790.1985 | 904.3524 | 0 | 8588.4921 | 59320.5228 |  | 43342.5176 | 5711.5855 | 3617.4094 | 4393.8292 | 8588.4921 | 65653.8338 |  | 48839.0588 | 767.2279 | 602.9016 | 0 | 8588.4921 | 58797.6804
|  |  | 20 | 20 | C4 | 19 | 1 | 0 | 0 | 0 | 20 | 0 | 0 | 0 | 0 | 0 | 0 | 0 | 0 | 0 | 0 | 0 | 0 | 19 | 0 | 1 | 0 | 0 | 20 | 0 | 0 | 0 | 0 | 0 | 0 | 19 | 0 | 0 | 1 | 0 | 20 |  |  | C4 | 0.002223 | 0.0033099 | 0.0058521 | 0.0094776 | 0.022231 | C4 | 42926.025 | 42926.025 | 42926.025 | 42926.025 | 42926.025 | C4 | 95.4261 | 142.0792 | 251.209 | 406.836 | 954.2769 | C4 | 0 | 0 | 0 | 0 | 0 | 0 |  | 1813.0952 | 142.0792 | 0 | 0 | 0 | 1955.1744 |  | 1813.0952 | 0 | 251.209 | 0 | 0 | 2064.3042 |  | 1813.0952 | 0 | 251.209 | 0 | 0 | 2064.3042 |  | 1813.0952 | 0 | 0 | 406.836 | 0 | 2219.9312 |  | 1813.0952 | 0 | 0 | 406.836 | 0 | 2219.9312
|  | Yes | 7660 | 7660 |  | 7184 | 347 | 94 | 1 | 34 |  | 0 | 0 | 0 | 0 | 0 |  | 197 | -44 | -142 | -11 | 0 |  | 6934 | 499 | 180 | 13 | 34 |  | 394 | -89 | -212 | -93 | 0 |  | 6594 | 675 | 216 | 140 | 35 | [22 empty] | 0 | 0 | 0 | 0 | 0 | 0 |  | 285396.451 | 20607.1733 | 9596.1833 | 162.7344 | 15840.9965 | 331603.5386 |  | 275475.9576 | 29353.5714 | 19051.6897 | 2099.2739 | 15840.9965 | 341821.4891 |  | 283842.9147 | 26028.9172 | 4059.5372 | 227.8282 | 15840.9965 | 330000.1939 |  | 261963.6271 | 39839.0195 | 22578.6639 | 23808.0446 | 16222.7073 | 364412.0624 |  | 278708.9926 | 33132.8793 | 602.9016 | 7209.1345 | 16222.7073 | 335876.6152
| HV UG Cable |  | 0 | 0 | C1 | 0 | 0 | 0 | 0 | 0 | 0 | 0 | 0 | 0 | 0 | 0 | 0 | 0 | 0 | 0 | 0 | 0 | 0 | 0 | 0 | 0 | 0 | 0 | 0 | 0 | 0 | 0 | 0 | 0 | 0 | 0 | 0 | 0 | 0 | 0 | 0 |  |  | C1 | 0 | 0 | 0 | 0 | 0 | C1 | 0 | 0 | 0 | 0 | 0 | C1 | [5 empty] | C1 | [5 empty] | 0 | [6 empty] | 0 | [6 empty] | 0 | [6 empty] | 0 | [6 empty] | 0 | [6 empty] | 0
|  |  | 0 | 0 | C2 | 0 | 0 | 0 | 0 | 0 | 0 | 0 | 0 | 0 | 0 | 0 | 0 | 0 | 0 | 0 | 0 | 0 | 0 | 0 | 0 | 0 | 0 | 0 | 0 | 0 | 0 | 0 | 0 | 0 | 0 | 0 | 0 | 0 | 0 | 0 | 0 |  |  | C2 | 0 | 0 | 0 | 0 | 0 | C2 | 0 | 0 | 0 | 0 | 0 | C2 | [5 empty] | C2 | [5 empty] | 0 | [6 empty] | 0 | [6 empty] | 0 | [6 empty] | 0 | [6 empty] | 0 | [6 empty] | 0
|  |  | 0 | 0 | C3 | 0 | 0 | 0 | 0 | 0 | 0 | 0 | 0 | 0 | 0 | 0 | 0 | 0 | 0 | 0 | 0 | 0 | 0 | 0 | 0 | 0 | 0 | 0 | 0 | 0 | 0 | 0 | 0 | 0 | 0 | 0 | 0 | 0 | 0 | 0 | 0 |  |  | C3 | 0 | 0 | 0 | 0 | 0 | C3 | 0 | 0 | 0 | 0 | 0 | C3 | [5 empty] | C3 | [5 empty] | 0 | [6 empty] | 0 | [6 empty] | 0 | [6 empty] | 0 | [6 empty] | 0 | [6 empty] | 0
|  |  | 0 | 0 | C4 | 0 | 0 | 0 | 0 | 0 | 0 | 0 | 0 | 0 | 0 | 0 | 0 | 0 | 0 | 0 | 0 | 0 | 0 | 0 | 0 | 0 | 0 | 0 | 0 | 0 | 0 | 0 | 0 | 0 | 0 | 0 | 0 | 0 | 0 | 0 | 0 |  |  | C4 | 0 | 0 | 0 | 0 | 0 | C4 | 0 | 0 | 0 | 0 | 0 | C4 | [5 empty] | C4 | [5 empty] | 0 | [6 empty] | 0 | [6 empty] | 0 | [6 empty] | 0 | [6 empty] | 0 | [6 empty] | 0
|  |  | 0 | 0 |  | 0 | 0 | 0 | 0 | 0 |  | 0 | 0 | 0 | 0 | 0 |  | 0 | 0 | 0 | 0 | 0 |  | 0 | 0 | 0 | 0 | 0 |  | 0 | 0 | 0 | 0 | 0 |  | 0 | 0 | 0 | 0 | 0 | [22 empty] | 0 | 0 | 0 | 0 | 0 | 0 |  | 0 | 0 | 0 | 0 | 0 | 0 |  | 0 | 0 | 0 | 0 | 0 | 0 |  | 0 | 0 | 0 | 0 | 0 | 0 |  | 0 | 0 | 0 | 0 | 0 | 0 |  | 0 | 0 | 0 | 0 | 0 | 0
| HV OHL Support - Poles |  | 129878 | 129878 | C1 | 74347 | 16852 | 35533 | 503 | 2643 | 129878 | 0 | 0 | 0 | 0 | 0 | 0 | 1032 | 0 | 0 | -40 | -992 | 0 | 69980 | 16786 | 39885 | 414 | 2813 | 129878 | 3000 | 0 | 0 | -1000 | -2000 | 0 | 63810 | 12270 | 13062 | 37570 | 3166 | 129878 |  |  | C1 | 0.0081226 | 0.012094 | 0.021383 | 0.03463 | 0.081228 | C1 | 2504.173 | 2504.173 | 2504.173 | 2504.173 | 2504.173 | C1 | 20.3405 | 30.2848 | 53.5463 | 86.7188 | 203.4081 | C1 | 0 | 0 | 0 | 0 | 0 | 0 |  | 1512252.689 | 510359.2544 | 1902659.0092 | 43619.5627 | 537607.7065 | 4506498.2218 |  | 1423425.8703 | 508360.4583 | 2135692.3025 | 35901.5884 | 572187.0899 | 4675567.3093 |  | 1444417.232 | 508360.4583 | 2135692.3025 | 32432.8359 | 370406.2178 | 4491309.0465 |  | 1297925.1898 | 371594.3539 | 699421.1572 | 3258025.7857 | 643990.1623 | 6270956.6489 |  | 1358946.5903 | 371594.3539 | 699421.1572 | 3171306.9732 | 237173.8879 | 5838442.9626
|  |  | 91040 | 91040 | C2 | 54816 | 10602 | 22683 | 245 | 2694 | 91040 | 0 | 0 | 0 | 0 | 0 | 0 | 990 | 0 | 0 | -20 | -970 | 0 | 51555 | 11214 | 25274 | 212 | 2786 | 91041 | 3000 | 0 | 0 | -1000 | -2000 | 0 | 48036 | 7999 | 8643 | 23421 | 2942 | 91041 |  |  | C2 | 0.0081226 | 0.012094 | 0.021383 | 0.03463 | 0.081228 | C2 | 3577.39 | 3577.39 | 3577.39 | 3577.39 | 3577.39 | C2 | 29.0578 | 43.264 | 76.4946 | 123.884 | 290.5831 | C2 | 0 | 0 | 0 | 0 | 0 | 0 |  | 1592832.9013 | 458684.7525 | 1735128.0824 | 30351.5844 | 782830.7451 | 4599828.0657 |  | 1498075.3836 | 485162.3104 | 1933325.7133 | 26263.4118 | 809564.3859 | 4752391.205 |  | 1526842.6153 | 485162.3104 | 1933325.7133 | 23785.7314 | 527698.8244 | 4496815.1949 |  | 1395820.951 | 346068.6036 | 661143.2357 | 2901487.5823 | 854895.3422 | 6159415.7149 |  | 1482994.3803 | 346068.6036 | 661143.2357 | 2777603.5645 | 273729.236 | 5541539.0202
|  |  | 84598 | 84598 | C3 | 49858 | 11043 | 21777 | 250 | 1670 | 84598 | 0 | 0 | 0 | 0 | 0 | 0 | 920 | 0 | 0 | -20 | -900 | 0 | 46823 | 11320 | 24477 | 227 | 1750 | 84597 | 2899 | 0 | 0 | -1399 | -1500 | 0 | 43036 | 8271 | 8451 | 22908 | 1931 | 84597 |  |  | C3 | 0.0081226 | 0.012094 | 0.021383 | 0.03463 | 0.081228 | C3 | 5366.085 | 5366.085 | 5366.085 | 5366.085 | 5366.085 | C3 | 43.5867 | 64.896 | 114.742 | 185.826 | 435.8746 | C3 | 0 | 0 | 0 | 0 | 0 | 0 |  | 2173146.4206 | 716646.2539 | 2498735.8981 | 46456.5067 | 727910.548 | 6162895.6272 |  | 2040860.7415 | 734622.439 | 2808539.2192 | 42182.5081 | 762780.5144 | 6388985.4222 |  | 2080960.519 | 734622.439 | 2808539.2192 | 38465.9875 | 370493.3927 | 6033081.5575 |  | 1875797.853 | 536754.6107 | 969684.3952 | 4256902.6218 | 841673.8133 | 8480813.294 |  | 2002155.7389 | 536754.6107 | 969684.3952 | 3996932.0103 | 187861.9438 | 7693388.6989
|  |  | 3872 | 3872 | C4 | 2152 | 521 | 1122 | 22 | 55 | 3872 | 0 | 0 | 0 | 0 | 0 | 0 | 30 | 0 | 0 | 0 | -30 | 0 | 2036 | 467 | 1290 | 14 | 65 | 3872 | 1050 | 0 | 0 | -1000 | -50 | 0 | 1845 | 347 | 434 | 1168 | 78 | 3872 |  |  | C4 | 0.0081226 | 0.012094 | 0.021383 | 0.03463 | 0.081228 | C4 | 8943.475 | 8943.475 | 8943.475 | 8943.475 | 8943.475 | C4 | 72.6445 | 108.16 | 191.2366 | 309.71 | 726.4576 | C4 | 0 | 0 | 0 | 0 | 0 | 0 |  | 156331.0167 | 56351.3384 | 214567.4854 | 6813.621 | 39955.1698 | 474018.6313 |  | 147904.2518 | 50510.7007 | 246695.2372 | 4335.9406 | 47219.7461 | 496665.8765 |  | 150083.5876 | 50510.7007 | 246695.2372 | 4335.9406 | 25426.0171 | 477051.4832 |  | 134029.1476 | 37531.5056 | 82996.6922 | 361741.3322 | 56663.6954 | 672962.373 |  | 210305.8983 | 37531.5056 | 82996.6922 | 52031.2875 | 20340.8137 | 403206.1974
|  | Yes | 309388 | 309388 |  | 181173 | 39018 | 81115 | 1020 | 7062 |  | 0 | 0 | 0 | 0 | 0 |  | 2972 | 0 | 0 | -80 | -2892 |  | 170394 | 39787 | 90926 | 867 | 7414 |  | 9949 | 0 | 0 | -4399 | -5550 |  | 156727 | 28887 | 30590 | 85067 | 8117 | [22 empty] | 0 | 0 | 0 | 0 | 0 | 0 |  | 5434563.0276 | 1742041.5992 | 6351090.4751 | 127241.2747 | 2088304.1694 | 15743240.546 |  | 5110266.2472 | 1778655.9084 | 7124252.4722 | 108683.4489 | 2191751.7363 | 16313609.813 |  | 5202303.9539 | 1778655.9084 | 7124252.4722 | 99020.4955 | 1294024.4521 | 15498257.2821 |  | 4703573.1414 | 1291949.0738 | 2413245.4804 | 10778157.322 | 2397223.0132 | 21584148.0307 |  | 5054402.6079 | 1291949.0738 | 2413245.4804 | 9997873.8355 | 719105.8815 | 19476576.879
| [Please insert new asset category as required] |  | 0 | 0 | C1 | 0 | 0 | 0 | 0 | 0 | 0 | 0 | 0 | 0 | 0 | 0 | 0 | 0 | 0 | 0 | 0 | 0 | 0 | 0 | 0 | 0 | 0 | 0 | 0 | 0 | 0 | 0 | 0 | 0 | 0 | 0 | 0 | 0 | 0 | 0 | 0 |  |  | C1 | 0 | 0 | 0 | 0 | 0 | C1 | 0 | 0 | 0 | 0 | 0 | C1 | [5 empty] | C1 | [5 empty] | 0 | [6 empty] | 0 | [6 empty] | 0 | [6 empty] | 0 | [6 empty] | 0 | [6 empty] | 0
|  |  | 0 | 0 | C2 | 0 | 0 | 0 | 0 | 0 | 0 | 0 | 0 | 0 | 0 | 0 | 0 | 0 | 0 | 0 | 0 | 0 | 0 | 0 | 0 | 0 | 0 | 0 | 0 | 0 | 0 | 0 | 0 | 0 | 0 | 0 | 0 | 0 | 0 | 0 | 0 |  |  | C2 | 0 | 0 | 0 | 0 | 0 | C2 | 0 | 0 | 0 | 0 | 0 | C2 | [5 empty] | C2 | [5 empty] | 0 | [6 empty] | 0 | [6 empty] | 0 | [6 empty] | 0 | [6 empty] | 0 | [6 empty] | 0
|  |  | 0 | 0 | C3 | 0 | 0 | 0 | 0 | 0 | 0 | 0 | 0 | 0 | 0 | 0 | 0 | 0 | 0 | 0 | 0 | 0 | 0 | 0 | 0 | 0 | 0 | 0 | 0 | 0 | 0 | 0 | 0 | 0 | 0 | 0 | 0 | 0 | 0 | 0 | 0 |  |  | C3 | 0 | 0 | 0 | 0 | 0 | C3 | 0 | 0 | 0 | 0 | 0 | C3 | [5 empty] | C3 | [5 empty] | 0 | [6 empty] | 0 | [6 empty] | 0 | [6 empty] | 0 | [6 empty] | 0 | [6 empty] | 0
|  |  | 0 | 0 | C4 | 0 | 0 | 0 | 0 | 0 | 0 | 0 | 0 | 0 | 0 | 0 | 0 | 0 | 0 | 0 | 0 | 0 | 0 | 0 | 0 | 0 | 0 | 0 | 0 | 0 | 0 | 0 | 0 | 0 | 0 | 0 | 0 | 0 | 0 | 0 | 0 |  |  | C4 | 0 | 0 | 0 | 0 | 0 | C4 | 0 | 0 | 0 | 0 | 0 | C4 | [5 empty] | C4 | [5 empty] | 0 | [6 empty] | 0 | [6 empty] | 0 | [6 empty] | 0 | [6 empty] | 0 | [6 empty] | 0
|  |  | 0 | 0 |  | 0 | 0 | 0 | 0 | 0 |  | 0 | 0 | 0 | 0 | 0 |  | 0 | 0 | 0 | 0 | 0 |  | 0 | 0 | 0 | 0 | 0 |  | 0 | 0 | 0 | 0 | 0 |  | 0 | 0 | 0 | 0 | 0 | [22 empty] | 0 | 0 | 0 | 0 | 0 | 0 |  | 0 | 0 | 0 | 0 | 0 | 0 |  | 0 | 0 | 0 | 0 | 0 | 0 |  | 0 | 0 | 0 | 0 | 0 | 0 |  | 0 | 0 | 0 | 0 | 0 | 0 |  | 0 | 0 | 0 | 0 | 0 | 0
| [Please insert new asset category as required] |  | 0 | 0 | C1 | 0 | 0 | 0 | 0 | 0 | 0 | 0 | 0 | 0 | 0 | 0 | 0 | 0 | 0 | 0 | 0 | 0 | 0 | 0 | 0 | 0 | 0 | 0 | 0 | 0 | 0 | 0 | 0 | 0 | 0 | 0 | 0 | 0 | 0 | 0 | 0 |  |  | C1 | 0 | 0 | 0 | 0 | 0 | C1 | 0 | 0 | 0 | 0 | 0 | C1 | [5 empty] | C1 | [5 empty] | 0 | [6 empty] | 0 | [6 empty] | 0 | [6 empty] | 0 | [6 empty] | 0 | [6 empty] | 0
|  |  | 0 | 0 | C2 | 0 | 0 | 0 | 0 | 0 | 0 | 0 | 0 | 0 | 0 | 0 | 0 | 0 | 0 | 0 | 0 | 0 | 0 | 0 | 0 | 0 | 0 | 0 | 0 | 0 | 0 | 0 | 0 | 0 | 0 | 0 | 0 | 0 | 0 | 0 | 0 |  |  | C2 | 0 | 0 | 0 | 0 | 0 | C2 | 0 | 0 | 0 | 0 | 0 | C2 | [5 empty] | C2 | [5 empty] | 0 | [6 empty] | 0 | [6 empty] | 0 | [6 empty] | 0 | [6 empty] | 0 | [6 empty] | 0
|  |  | 0 | 0 | C3 | 0 | 0 | 0 | 0 | 0 | 0 | 0 | 0 | 0 | 0 | 0 | 0 | 0 | 0 | 0 | 0 | 0 | 0 | 0 | 0 | 0 | 0 | 0 | 0 | 0 | 0 | 0 | 0 | 0 | 0 | 0 | 0 | 0 | 0 | 0 | 0 |  |  | C3 | 0 | 0 | 0 | 0 | 0 | C3 | 0 | 0 | 0 | 0 | 0 | C3 | [5 empty] | C3 | [5 empty] | 0 | [6 empty] | 0 | [6 empty] | 0 | [6 empty] | 0 | [6 empty] | 0 | [6 empty] | 0
|  |  | 0 | 0 | C4 | 0 | 0 | 0 | 0 | 0 | 0 | 0 | 0 | 0 | 0 | 0 | 0 | 0 | 0 | 0 | 0 | 0 | 0 | 0 | 0 | 0 | 0 | 0 | 0 | 0 | 0 | 0 | 0 | 0 | 0 | 0 | 0 | 0 | 0 | 0 | 0 |  |  | C4 | 0 | 0 | 0 | 0 | 0 | C4 | 0 | 0 | 0 | 0 | 0 | C4 | [5 empty] | C4 | [5 empty] | 0 | [6 empty] | 0 | [6 empty] | 0 | [6 empty] | 0 | [6 empty] | 0 | [6 empty] | 0
|  |  | 0 | 0 |  | 0 | 0 | 0 | 0 | 0 |  | 0 | 0 | 0 | 0 | 0 |  | 0 | 0 | 0 | 0 | 0 |  | 0 | 0 | 0 | 0 | 0 |  | 0 | 0 | 0 | 0 | 0 |  | 0 | 0 | 0 | 0 | 0 | [22 empty] | 0 | 0 | 0 | 0 | 0 | 0 |  | 0 | 0 | 0 | 0 | 0 | 0 |  | 0 | 0 | 0 | 0 | 0 | 0 |  | 0 | 0 | 0 | 0 | 0 | 0 |  | 0 | 0 | 0 | 0 | 0 | 0 |  | 0 | 0 | 0 | 0 | 0 | 0
| [Please insert new asset category as required] |  | 0 | 0 | C1 | 0 | 0 | 0 | 0 | 0 | 0 | 0 | 0 | 0 | 0 | 0 | 0 | 0 | 0 | 0 | 0 | 0 | 0 | 0 | 0 | 0 | 0 | 0 | 0 | 0 | 0 | 0 | 0 | 0 | 0 | 0 | 0 | 0 | 0 | 0 | 0 |  |  | C1 | 0 | 0 | 0 | 0 | 0 | C1 | 0 | 0 | 0 | 0 | 0 | C1 | [5 empty] | C1 | [5 empty] | 0 | [6 empty] | 0 | [6 empty] | 0 | [6 empty] | 0 | [6 empty] | 0 | [6 empty] | 0
|  |  | 0 | 0 | C2 | 0 | 0 | 0 | 0 | 0 | 0 | 0 | 0 | 0 | 0 | 0 | 0 | 0 | 0 | 0 | 0 | 0 | 0 | 0 | 0 | 0 | 0 | 0 | 0 | 0 | 0 | 0 | 0 | 0 | 0 | 0 | 0 | 0 | 0 | 0 | 0 |  |  | C2 | 0 | 0 | 0 | 0 | 0 | C2 | 0 | 0 | 0 | 0 | 0 | C2 | [5 empty] | C2 | [5 empty] | 0 | [6 empty] | 0 | [6 empty] | 0 | [6 empty] | 0 | [6 empty] | 0 | [6 empty] | 0
|  |  | 0 | 0 | C3 | 0 | 0 | 0 | 0 | 0 | 0 | 0 | 0 | 0 | 0 | 0 | 0 | 0 | 0 | 0 | 0 | 0 | 0 | 0 | 0 | 0 | 0 | 0 | 0 | 0 | 0 | 0 | 0 | 0 | 0 | 0 | 0 | 0 | 0 | 0 | 0 |  |  | C3 | 0 | 0 | 0 | 0 | 0 | C3 | 0 | 0 | 0 | 0 | 0 | C3 | [5 empty] | C3 | [5 empty] | 0 | [6 empty] | 0 | [6 empty] | 0 | [6 empty] | 0 | [6 empty] | 0 | [6 empty] | 0
|  |  | 0 | 0 | C4 | 0 | 0 | 0 | 0 | 0 | 0 | 0 | 0 | 0 | 0 | 0 | 0 | 0 | 0 | 0 | 0 | 0 | 0 | 0 | 0 | 0 | 0 | 0 | 0 | 0 | 0 | 0 | 0 | 0 | 0 | 0 | 0 | 0 | 0 | 0 | 0 |  |  | C4 | 0 | 0 | 0 | 0 | 0 | C4 | 0 | 0 | 0 | 0 | 0 | C4 | [5 empty] | C4 | [5 empty] | 0 | [6 empty] | 0 | [6 empty] | 0 | [6 empty] | 0 | [6 empty] | 0 | [6 empty] | 0
|  |  | 0 | 0 |  | 0 | 0 | 0 | 0 | 0 |  | 0 | 0 | 0 | 0 | 0 |  | 0 | 0 | 0 | 0 | 0 |  | 0 | 0 | 0 | 0 | 0 |  | 0 | 0 | 0 | 0 | 0 |  | 0 | 0 | 0 | 0 | 0 | [22 empty] | 0 | 0 | 0 | 0 | 0 | 0 |  | 0 | 0 | 0 | 0 | 0 | 0 |  | 0 | 0 | 0 | 0 | 0 | 0 |  | 0 | 0 | 0 | 0 | 0 | 0 |  | 0 | 0 | 0 | 0 | 0 | 0 |  | 0 | 0 | 0 | 0 | 0 | 0
| [Please insert new asset category as required] |  | 0 | 0 | C1 | 0 | 0 | 0 | 0 | 0 | 0 | 0 | 0 | 0 | 0 | 0 | 0 | 0 | 0 | 0 | 0 | 0 | 0 | 0 | 0 | 0 | 0 | 0 | 0 | 0 | 0 | 0 | 0 | 0 | 0 | 0 | 0 | 0 | 0 | 0 | 0 |  |  | C1 | 0 | 0 | 0 | 0 | 0 | C1 | 0 | 0 | 0 | 0 | 0 | C1 | [5 empty] | C1 | [5 empty] | 0 | [6 empty] | 0 | [6 empty] | 0 | [6 empty] | 0 | [6 empty] | 0 | [6 empty] | 0
|  |  | 0 | 0 | C2 | 0 | 0 | 0 | 0 | 0 | 0 | 0 | 0 | 0 | 0 | 0 | 0 | 0 | 0 | 0 | 0 | 0 | 0 | 0 | 0 | 0 | 0 | 0 | 0 | 0 | 0 | 0 | 0 | 0 | 0 | 0 | 0 | 0 | 0 | 0 | 0 |  |  | C2 | 0 | 0 | 0 | 0 | 0 | C2 | 0 | 0 | 0 | 0 | 0 | C2 | [5 empty] | C2 | [5 empty] | 0 | [6 empty] | 0 | [6 empty] | 0 | [6 empty] | 0 | [6 empty] | 0 | [6 empty] | 0
|  |  | 0 | 0 | C3 | 0 | 0 | 0 | 0 | 0 | 0 | 0 | 0 | 0 | 0 | 0 | 0 | 0 | 0 | 0 | 0 | 0 | 0 | 0 | 0 | 0 | 0 | 0 | 0 | 0 | 0 | 0 | 0 | 0 | 0 | 0 | 0 | 0 | 0 | 0 | 0 |  |  | C3 | 0 | 0 | 0 | 0 | 0 | C3 | 0 | 0 | 0 | 0 | 0 | C3 | [5 empty] | C3 | [5 empty] | 0 | [6 empty] | 0 | [6 empty] | 0 | [6 empty] | 0 | [6 empty] | 0 | [6 empty] | 0
|  |  | 0 | 0 | C4 | 0 | 0 | 0 | 0 | 0 | 0 | 0 | 0 | 0 | 0 | 0 | 0 | 0 | 0 | 0 | 0 | 0 | 0 | 0 | 0 | 0 | 0 | 0 | 0 | 0 | 0 | 0 | 0 | 0 | 0 | 0 | 0 | 0 | 0 | 0 | 0 |  |  | C4 | 0 | 0 | 0 | 0 | 0 | C4 | 0 | 0 | 0 | 0 | 0 | C4 | [5 empty] | C4 | [5 empty] | 0 | [6 empty] | 0 | [6 empty] | 0 | [6 empty] | 0 | [6 empty] | 0 | [6 empty] | 0
|  |  | 0 | 0 |  | 0 | 0 | 0 | 0 | 0 |  | 0 | 0 | 0 | 0 | 0 |  | 0 | 0 | 0 | 0 | 0 |  | 0 | 0 | 0 | 0 | 0 |  | 0 | 0 | 0 | 0 | 0 |  | 0 | 0 | 0 | 0 | 0 | [22 empty] | 0 | 0 | 0 | 0 | 0 | 0 |  | 0 | 0 | 0 | 0 | 0 | 0 |  | 0 | 0 | 0 | 0 | 0 | 0 |  | 0 | 0 | 0 | 0 | 0 | 0 |  | 0 | 0 | 0 | 0 | 0 | 0 |  | 0 | 0 | 0 | 0 | 0 | 0
| [Please insert new asset category as required] |  | 0 | 0 | C1 | 0 | 0 | 0 | 0 | 0 | 0 | 0 | 0 | 0 | 0 | 0 | 0 | 0 | 0 | 0 | 0 | 0 | 0 | 0 | 0 | 0 | 0 | 0 | 0 | 0 | 0 | 0 | 0 | 0 | 0 | 0 | 0 | 0 | 0 | 0 | 0 |  |  | C1 | 0 | 0 | 0 | 0 | 0 | C1 | 0 | 0 | 0 | 0 | 0 | C1 | [5 empty] | C1 | [5 empty] | 0 | [6 empty] | 0 | [6 empty] | 0 | [6 empty] | 0 | [6 empty] | 0 | [6 empty] | 0
|  |  | 0 | 0 | C2 | 0 | 0 | 0 | 0 | 0 | 0 | 0 | 0 | 0 | 0 | 0 | 0 | 0 | 0 | 0 | 0 | 0 | 0 | 0 | 0 | 0 | 0 | 0 | 0 | 0 | 0 | 0 | 0 | 0 | 0 | 0 | 0 | 0 | 0 | 0 | 0 |  |  | C2 | 0 | 0 | 0 | 0 | 0 | C2 | 0 | 0 | 0 | 0 | 0 | C2 | [5 empty] | C2 | [5 empty] | 0 | [6 empty] | 0 | [6 empty] | 0 | [6 empty] | 0 | [6 empty] | 0 | [6 empty] | 0
|  |  | 0 | 0 | C3 | 0 | 0 | 0 | 0 | 0 | 0 | 0 | 0 | 0 | 0 | 0 | 0 | 0 | 0 | 0 | 0 | 0 | 0 | 0 | 0 | 0 | 0 | 0 | 0 | 0 | 0 | 0 | 0 | 0 | 0 | 0 | 0 | 0 | 0 | 0 | 0 |  |  | C3 | 0 | 0 | 0 | 0 | 0 | C3 | 0 | 0 | 0 | 0 | 0 | C3 | [5 empty] | C3 | [5 empty] | 0 | [6 empty] | 0 | [6 empty] | 0 | [6 empty] | 0 | [6 empty] | 0 | [6 empty] | 0
|  |  | 0 | 0 | C4 | 0 | 0 | 0 | 0 | 0 | 0 | 0 | 0 | 0 | 0 | 0 | 0 | 0 | 0 | 0 | 0 | 0 | 0 | 0 | 0 | 0 | 0 | 0 | 0 | 0 | 0 | 0 | 0 | 0 | 0 | 0 | 0 | 0 | 0 | 0 | 0 |  |  | C4 | 0 | 0 | 0 | 0 | 0 | C4 | 0 | 0 | 0 | 0 | 0 | C4 | [5 empty] | C4 | [5 empty] | 0 | [6 empty] | 0 | [6 empty] | 0 | [6 empty] | 0 | [6 empty] | 0 | [6 empty] | 0
|  |  | 0 | 0 |  | 0 | 0 | 0 | 0 | 0 |  | 0 | 0 | 0 | 0 | 0 |  | 0 | 0 | 0 | 0 | 0 |  | 0 | 0 | 0 | 0 | 0 |  | 0 | 0 | 0 | 0 | 0 |  | 0 | 0 | 0 | 0 | 0 | [22 empty] | 0 | 0 | 0 | 0 | 0 | 0 |  | 0 | 0 | 0 | 0 | 0 | 0 |  | 0 | 0 | 0 | 0 | 0 | 0 |  | 0 | 0 | 0 | 0 | 0 | 0 |  | 0 | 0 | 0 | 0 | 0 | 0 |  | 0 | 0 | 0 | 0 | 0 | 0
[63 empty] | 0 | 0 | 0 | 0 | 0 | 0 |  | 6202847.3693 | 1835294.8261 | 6392118.4813 | 128425.7536 | 2437014.8844 | 16995701.3147 |  | 5821908.0441 | 1932216.3599 | 7206089.2471 | 112579.0154 | 2540462.4513 | 17613255.1178 |  | 5937024.3726 | 1928891.7056 | 7187001.8917 | 99248.3237 | 1514960.8003 | 16667127.0939 |  | 5353583.3743 | 1497961.5568 | 2497222.1538 | 10889522.1668 | 2749755.7332 | 22988044.9849 |  | 5762263.5673 | 1491255.4166 | 2466373.4518 | 10025858.1776 | 850502.0221 | 20596252.6355
| EHV Network | [66 empty] | 0 | [6 empty] | 0 | [6 empty] | 0 | [6 empty] | 0 | [6 empty] | 0 | [6 empty] | 0
| EHV Switchgear (GM) |  | 233 | 233 | C1 | 180 | 1 | 6 | 0 | 46 | 233 | 0 | 0 | 0 | 0 | 0 | 0 | 34 | 0 | -1 | 0 | -33 | 0 | 180 | 1 | 6 | 0 | 46 | 233 | 54 | -1 | -1 | -6 | -46 | 0 | 179 | 1 | 1 | 6 | 46 | 233 |  |  | C1 | 0.0063556 | 0.0094628 | 0.016731 | 0.027096 | 0.063557 | C1 | 34352.507 | 34352.507 | 34352.507 | 34352.507 | 34352.507 | C1 | 218.3308 | 325.0713 | 574.7556 | 930.8237 | 2183.3453 | C1 | 0 | 0 | 0 | 0 | 0 | 0 |  | 39299.546 | 325.0713 | 3448.5335 | 0 | 100433.8857 | 143507.0364 |  | 39299.546 | 325.0713 | 3448.5335 | 0 | 100433.8857 | 143507.0364 |  | 46722.7935 | 325.0713 | 2873.7779 | 0 | 28383.4894 | 78305.1322 |  | 39081.2151 | 325.0713 | 574.7556 | 5584.9422 | 100433.8857 | 145999.8699 |  | 50871.0789 | 0 | 0 | 0 | 0 | 50871.0789
|  |  | 593 | 593 | C2 | 522 | 18 | 5 | 5 | 43 | 593 | 0 | 0 | 0 | 0 | 0 | 0 | 34 | 0 | -6 | -3 | -25 | 0 | 522 | 5 | 18 | 5 | 43 | 593 | 79 | -11 | -13 | -7 | -48 | 0 | 514 | 11 | 13 | 7 | 48 | 593 |  |  | C2 | 0.0063556 | 0.0094628 | 0.016731 | 0.027096 | 0.063557 | C2 | 49075.01 | 49075.01 | 49075.01 | 49075.01 | 49075.01 | C2 | 311.9012 | 464.3876 | 821.0794 | 1329.7481 | 3119.0648 | C2 | 0 | 0 | 0 | 0 | 0 | 0 |  | 162812.4047 | 8358.9768 | 4105.397 | 6648.7407 | 134119.7852 | 316045.3044 |  | 162812.4047 | 2321.938 | 14779.4292 | 6648.7407 | 134119.7852 | 320682.2978 |  | 173417.0441 | 2321.938 | 9852.9528 | 2659.4963 | 56143.1659 | 244394.5971 |  | 160317.1954 | 5108.2636 | 10674.0322 | 9308.237 | 149715.1091 | 335122.8373 |  | 184957.3869 | 0 | 0 | 0 | 0 | 184957.3869
|  |  | 153 | 153 | C3 | 132 | 0 | 3 | 4 | 14 | 153 | 0 | 0 | 0 | 0 | 0 | 0 | 11 | 0 | 0 | 0 | -11 | 0 | 116 | 16 | 0 | 7 | 14 | 153 | 28 | -17 | 0 | 0 | -11 | 0 | 115 | 17 | 0 | 0 | 21 | 153 |  |  | C3 | 0.0063556 | 0.0094628 | 0.016731 | 0.027096 | 0.063557 | C3 | 73612.515 | 73612.515 | 73612.515 | 73612.515 | 73612.515 | C3 | 467.8517 | 696.5814 | 1231.6191 | 1994.6222 | 4678.5972 | C3 | 0 | 0 | 0 | 0 | 0 | 0 |  | 61756.4294 | 0 | 3694.8573 | 7978.4889 | 65500.3602 | 138930.1358 |  | 54270.8016 | 11145.3024 | 0 | 13962.3555 | 65500.3602 | 144878.8197 |  | 59417.1707 | 11145.3024 | 0 | 13962.3555 | 14035.7915 | 98560.6201 |  | 53802.9498 | 11841.8838 | 0 | 0 | 98250.5403 | 163895.374 |  | 66902.7985 | 0 | 0 | 0 | 46785.9716 | 113688.7701
|  |  | 0 | 0 | C4 | 0 | 0 | 0 | 0 | 0 | 0 | 0 | 0 | 0 | 0 | 0 | 0 | 0 | 0 | 0 | 0 | 0 | 0 | 0 | 0 | 0 | 0 | 0 | 0 | 0 | 0 | 0 | 0 | 0 | 0 | 0 | 0 | 0 | 0 | 0 | 0 |  |  | C4 | 0.0063556 | 0.0094628 | 0.016731 | 0.027096 | 0.063557 | C4 | 122687.525 | 122687.525 | 122687.525 | 122687.525 | 122687.525 | C4 | 779.7529 | 1160.969 | 2052.6985 | 3324.3704 | 7797.6619 | C4 | 0 | 0 | 0 | 0 | 0 | 0 |  | 0 | 0 | 0 | 0 | 0 | 0 |  | 0 | 0 | 0 | 0 | 0 | 0 |  | 0 | 0 | 0 | 0 | 0 | 0 |  | 0 | 0 | 0 | 0 | 0 | 0 |  | 0 | 0 | 0 | 0 | 0 | 0
|  | Yes | 979 | 979 |  | 834 | 19 | 14 | 9 | 103 |  | 0 | 0 | 0 | 0 | 0 |  | 79 | 0 | -7 | -3 | -69 |  | 818 | 22 | 24 | 12 | 103 |  | 161 | -29 | -14 | -13 | -105 |  | 808 | 29 | 14 | 13 | 115 | [22 empty] | 0 | 0 | 0 | 0 | 0 | 0 |  | 263868.38 | 8684.0481 | 11248.7878 | 14627.2296 | 300054.0311 | 598482.4766 |  | 256382.7522 | 13792.3117 | 18227.9627 | 20611.0963 | 300054.0311 | 609068.154 |  | 279557.0083 | 13792.3117 | 12726.7307 | 16621.8518 | 98562.4468 | 421260.3493 |  | 253201.3604 | 17275.2187 | 11248.7878 | 14893.1792 | 348399.5351 | 645018.0812 |  | 302731.2643 | 0 | 0 | 0 | 46785.9716 | 349517.2359
| EHV Transformer |  | 0 | 0 | C1 | 0 | 0 | 0 | 0 | 0 | 0 | 0 | 0 | 0 | 0 | 0 | 0 | 0 | 0 | 0 | 0 | 0 | 0 | 0 | 0 | 0 | 0 | 0 | 0 | 0 | 0 | 0 | 0 | 0 | 0 | 0 | 0 | 0 | 0 | 0 | 0 |  |  | C1 | 0.012939 | 0.019265 | 0.034062 | 0.055165 | 0.12939 | C1 | 95944.408 | 95944.408 | 95944.408 | 95944.408 | 95944.408 | C1 | 1241.4443 | 1848.3784 | 3268.1006 | 5292.729 | 12414.655 | C1 | 0 | 0 | 0 | 0 | 0 | 0 |  | 0 | 0 | 0 | 0 | 0 | 0 |  | 0 | 0 | 0 | 0 | 0 | 0 |  | 0 | 0 | 0 | 0 | 0 | 0 |  | 0 | 0 | 0 | 0 | 0 | 0 |  | 0 | 0 | 0 | 0 | 0 | 0
|  |  | 618 | 618 | C2 | 285 | 65 | 190 | 22 | 56 | 618 | 0 | 0 | 0 | 0 | 0 | 0 | 22 | 0 | 0 | -5 | -17 | 0 | 251 | 64 | 184 | 52 | 67 | 618 | 44 | 0 | 0 | -10 | -34 | 0 | 215 | 68 | 121 | 115 | 99 | 618 |  |  | C2 | 0.012939 | 0.019265 | 0.034062 | 0.055165 | 0.12939 | C2 | 137063.44 | 137063.44 | 137063.44 | 137063.44 | 137063.44 | C2 | 1773.4919 | 2640.5405 | 4668.7152 | 7561.0414 | 17735.2214 | C2 | 0 | 0 | 0 | 0 | 0 | 0 |  | 505445.1903 | 171635.1335 | 887055.8791 | 166342.91 | 993172.3979 | 2723651.5107 |  | 445146.4658 | 168994.593 | 859043.5882 | 393174.1508 | 1188259.8332 | 3054618.6309 |  | 484163.2875 | 168994.593 | 859043.5882 | 355368.944 | 886761.0695 | 2754331.4822 |  | 381300.7576 | 179556.755 | 564914.5335 | 869519.7566 | 1755786.9177 | 3751078.7204 |  | 459334.401 | 179556.755 | 564914.5335 | 793909.343 | 1152789.3904 | 3150504.4229
|  |  | 9 | 9 | C3 | 7 | 0 | 2 | 0 | 0 | 9 | 0 | 0 | 0 | 0 | 0 | 0 | 0 | 0 | 0 | 0 | 0 | 0 | 5 | 2 | 2 | 0 | 0 | 9 | 0 | 0 | 0 | 0 | 0 | 0 | 5 | 2 | 2 | 0 | 0 | 9 |  |  | C3 | 0.012939 | 0.019265 | 0.034062 | 0.055165 | 0.12939 | C3 | 205595.16 | 205595.16 | 205595.16 | 205595.16 | 205595.16 | C3 | 2660.2378 | 3960.8108 | 7003.0727 | 11341.562 | 26602.8321 | C3 | 0 | 0 | 0 | 0 | 0 | 0 |  | 18621.6649 | 0 | 14006.1455 | 0 | 0 | 32627.8104 |  | 13301.1892 | 7921.6215 | 14006.1455 | 0 | 0 | 35228.9562 |  | 13301.1892 | 7921.6215 | 14006.1455 | 0 | 0 | 35228.9562 |  | 13301.1892 | 7921.6215 | 14006.1455 | 0 | 0 | 35228.9562 |  | 13301.1892 | 7921.6215 | 14006.1455 | 0 | 0 | 35228.9562
|  |  | 0 | 0 | C4 | 0 | 0 | 0 | 0 | 0 | 0 | 0 | 0 | 0 | 0 | 0 | 0 | 0 | 0 | 0 | 0 | 0 | 0 | 0 | 0 | 0 | 0 | 0 | 0 | 0 | 0 | 0 | 0 | 0 | 0 | 0 | 0 | 0 | 0 | 0 | 0 |  |  | C4 | 0.012939 | 0.019265 | 0.034062 | 0.055165 | 0.12939 | C4 | 342658.6 | 342658.6 | 342658.6 | 342658.6 | 342658.6 | C4 | 4433.7297 | 6601.3513 | 11671.7879 | 18902.6034 | 44338.0535 | C4 | 0 | 0 | 0 | 0 | 0 | 0 |  | 0 | 0 | 0 | 0 | 0 | 0 |  | 0 | 0 | 0 | 0 | 0 | 0 |  | 0 | 0 | 0 | 0 | 0 | 0 |  | 0 | 0 | 0 | 0 | 0 | 0 |  | 0 | 0 | 0 | 0 | 0 | 0
|  | Yes | 627 | 627 |  | 292 | 65 | 192 | 22 | 56 |  | 0 | 0 | 0 | 0 | 0 |  | 22 | 0 | 0 | -5 | -17 |  | 256 | 66 | 186 | 52 | 67 |  | 44 | 0 | 0 | -10 | -34 |  | 220 | 70 | 123 | 115 | 99 | [22 empty] | 0 | 0 | 0 | 0 | 0 | 0 |  | 524066.8552 | 171635.1335 | 901062.0245 | 166342.91 | 993172.3979 | 2756279.321 |  | 458447.655 | 176916.2145 | 873049.7336 | 393174.1508 | 1188259.8332 | 3089847.5871 |  | 497464.4767 | 176916.2145 | 873049.7336 | 355368.944 | 886761.0695 | 2789560.4384 |  | 394601.9468 | 187478.3766 | 578920.679 | 869519.7566 | 1755786.9177 | 3786307.6766 |  | 472635.5902 | 187478.3766 | 578920.679 | 793909.343 | 1152789.3904 | 3185733.3791
| EHV UG Cable (Gas) |  | 0 | 0 | C1 | 0 | 0 | 0 | 0 | 0 | 0 | 0 | 0 | 0 | 0 | 0 | 0 | 0 | 0 | 0 | 0 | 0 | 0 | 0 | 0 | 0 | 0 | 0 | 0 | 0 | 0 | 0 | 0 | 0 | 0 | 0 | 0 | 0 | 0 | 0 | 0 |  |  | C1 | 0 | 0 | 0 | 0 | 0 | C1 | 0 | 0 | 0 | 0 | 0 | C1 | [5 empty] | C1 | [5 empty] | 0 | [6 empty] | 0 | [6 empty] | 0 | [6 empty] | 0 | [6 empty] | 0 | [6 empty] | 0
|  |  | 0 | 0 | C2 | 0 | 0 | 0 | 0 | 0 | 0 | 0 | 0 | 0 | 0 | 0 | 0 | 0 | 0 | 0 | 0 | 0 | 0 | 0 | 0 | 0 | 0 | 0 | 0 | 0 | 0 | 0 | 0 | 0 | 0 | 0 | 0 | 0 | 0 | 0 | 0 |  |  | C2 | 0 | 0 | 0 | 0 | 0 | C2 | 0 | 0 | 0 | 0 | 0 | C2 | [5 empty] | C2 | [5 empty] | 0 | [6 empty] | 0 | [6 empty] | 0 | [6 empty] | 0 | [6 empty] | 0 | [6 empty] | 0
|  |  | 0 | 0 | C3 | 0 | 0 | 0 | 0 | 0 | 0 | 0 | 0 | 0 | 0 | 0 | 0 | 0 | 0 | 0 | 0 | 0 | 0 | 0 | 0 | 0 | 0 | 0 | 0 | 0 | 0 | 0 | 0 | 0 | 0 | 0 | 0 | 0 | 0 | 0 | 0 |  |  | C3 | 0 | 0 | 0 | 0 | 0 | C3 | 0 | 0 | 0 | 0 | 0 | C3 | [5 empty] | C3 | [5 empty] | 0 | [6 empty] | 0 | [6 empty] | 0 | [6 empty] | 0 | [6 empty] | 0 | [6 empty] | 0
|  |  | 0 | 0 | C4 | 0 | 0 | 0 | 0 | 0 | 0 | 0 | 0 | 0 | 0 | 0 | 0 | 0 | 0 | 0 | 0 | 0 | 0 | 0 | 0 | 0 | 0 | 0 | 0 | 0 | 0 | 0 | 0 | 0 | 0 | 0 | 0 | 0 | 0 | 0 | 0 |  |  | C4 | 0 | 0 | 0 | 0 | 0 | C4 | 0 | 0 | 0 | 0 | 0 | C4 | [5 empty] | C4 | [5 empty] | 0 | [6 empty] | 0 | [6 empty] | 0 | [6 empty] | 0 | [6 empty] | 0 | [6 empty] | 0
|  |  | 0 | 0 |  | 0 | 0 | 0 | 0 | 0 |  | 0 | 0 | 0 | 0 | 0 |  | 0 | 0 | 0 | 0 | 0 |  | 0 | 0 | 0 | 0 | 0 |  | 0 | 0 | 0 | 0 | 0 |  | 0 | 0 | 0 | 0 | 0 | [22 empty] | 0 | 0 | 0 | 0 | 0 | 0 |  | 0 | 0 | 0 | 0 | 0 | 0 |  | 0 | 0 | 0 | 0 | 0 | 0 |  | 0 | 0 | 0 | 0 | 0 | 0 |  | 0 | 0 | 0 | 0 | 0 | 0 |  | 0 | 0 | 0 | 0 | 0 | 0
| EHV UG Cable (Oil) |  | 53.849 | 38.175 | C1 | 45.712 | 3.329 | 0 | 0 | 4.808 | 53.849 | 0 | 0 | 0 | 0 | 0 | 0 | -4.897 | 0 | 0 | 0 | -4.268 | -9.165 | 43.931 | 1.781 | 3.329 | 0 | 4.808 | 53.849 | -7.92 | -3.486 | 0 | 0 | -4.268 | -15.674 | 40.935 | 4.777 | 1.15 | 2.179 | 4.808 | 53.849 |  |  | C1 | 0.59691 | 0.88874 | 1.5714 | 2.5449 | 5.9692 | C1 | 3830.645 | 3830.645 | 3830.645 | 3830.645 | 3830.645 | C1 | 2286.5618 | 3404.4513 | 6019.3606 | 9748.4552 | 22866.0394 | C1 | 0 | 0 | 0 | 0 | 0 | 0 |  | 104523.313 | 11333.4183 | 0 | 0 | 109939.9172 | 225796.6485 |  | 100450.9464 | 6063.3277 | 20038.4515 | 0 | 109939.9172 | 236492.6429 |  | 89253.6533 | 6063.3277 | 20038.4515 | 0 | 12347.6613 | 127703.0938 |  | 93600.4072 | 16263.0637 | 6922.2647 | 21241.884 | 109939.9172 | 247967.5369 |  | 75490.8378 | 4395.1466 | 6922.2647 | 21241.884 | 12347.6613 | 120397.7943
|  |  | 1.552 | 1.552 | C2 | 1.552 | 0 | 0 | 0 | 0 | 1.552 | 0 | 0 | 0 | 0 | 0 | 0 | 0 | 0 | 0 | 0 | 0 | 0 | 1.552 | 0 | 0 | 0 | 0 | 1.552 | 0 | 0 | 0 | 0 | 0 | 0 | 1.552 | 0 | 0 | 0 | 0 | 1.552 |  |  | C2 | 0.59691 | 0.88874 | 1.5714 | 2.5449 | 5.9692 | C2 | 5472.35 | 5472.35 | 5472.35 | 5472.35 | 5472.35 | C2 | 3266.5169 | 4863.5018 | 8599.0866 | 13926.3646 | 32665.7705 | C2 | 0 | 0 | 0 | 0 | 0 | 0 |  | 5069.6342 | 0 | 0 | 0 | 0 | 5069.6342 |  | 5069.6342 | 0 | 0 | 0 | 0 | 5069.6342 |  | 5069.6342 | 0 | 0 | 0 | 0 | 5069.6342 |  | 5069.6342 | 0 | 0 | 0 | 0 | 5069.6342 |  | 5069.6342 | 0 | 0 | 0 | 0 | 5069.6342
|  |  | 2.603 | 2.603 | C3 | 2.603 | 0 | 0 | 0 | 0 | 2.603 | 0 | 0 | 0 | 0 | 0 | 0 | 0 | 0 | 0 | 0 | 0 | 0 | 2.603 | 0 | 0 | 0 | 0 | 2.603 | 0 | 0 | 0 | 0 | 0 | 0 | 2.603 | 0 | 0 | 0 | 0 | 2.603 |  |  | C3 | 0.59691 | 0.88874 | 1.5714 | 2.5449 | 5.9692 | C3 | 8208.525 | 8208.525 | 8208.525 | 8208.525 | 8208.525 | C3 | 4899.7753 | 7295.2527 | 12898.6299 | 20889.5469 | 48998.6558 | C3 | 0 | 0 | 0 | 0 | 0 | 0 |  | 12754.1151 | 0 | 0 | 0 | 0 | 12754.1151 |  | 12754.1151 | 0 | 0 | 0 | 0 | 12754.1151 |  | 12754.1151 | 0 | 0 | 0 | 0 | 12754.1151 |  | 12754.1151 | 0 | 0 | 0 | 0 | 12754.1151 |  | 12754.1151 | 0 | 0 | 0 | 0 | 12754.1151
|  |  | 13.949 | 8.461 | C4 | 10.917 | 0 | 2.008 | 0 | 1.024 | 13.949 | 0 | 0 | 0 | 0 | 0 | 0 | 0 | 0 | 0 | 0 | 0 | 0 | 10.917 | 0 | 2.008 | 0 | 1.024 | 13.949 | -0.496 | -2.984 | 0 | -2.008 | 0 | -5.488 | 5.93 | 4.987 | 0 | 2.008 | 1.024 | 13.949 |  |  | C4 | 0.59691 | 0.88874 | 1.5714 | 2.5449 | 5.9692 | C4 | 13680.875 | 13680.875 | 13680.875 | 13680.875 | 13680.875 | C4 | 8166.2921 | 12158.7545 | 21497.7165 | 34815.9116 | 81664.4263 | C4 | 0 | 0 | 0 | 0 | 0 | 0 |  | 89151.4113 | 0 | 43167.4148 | 0 | 83624.3725 | 215943.1986 |  | 89151.4113 | 0 | 43167.4148 | 0 | 83624.3725 | 215943.1986 |  | 89151.4113 | 0 | 43167.4148 | 0 | 83624.3725 | 215943.1986 |  | 48426.1124 | 60635.7088 | 0 | 69910.3504 | 83624.3725 | 262596.5441 |  | 44375.6315 | 24353.9853 | 0 | 0 | 83624.3725 | 152353.9893
|  | Yes | 71.953 | 50.791 |  | 60.784 | 3.329 | 2.008 | 0 | 5.832 |  | 0 | 0 | 0 | 0 | 0 |  | -4.897 | 0 | 0 | 0 | -4.268 |  | 59.003 | 1.781 | 5.337 | 0 | 5.832 |  | -8.416 | -6.47 | 0 | -2.008 | -4.268 |  | 51.02 | 9.764 | 1.15 | 4.187 | 5.832 | [22 empty] | 0 | 0 | 0 | 0 | 0 | 0 |  | 211498.4735 | 11333.4183 | 43167.4148 | 0 | 193564.2898 | 459563.5963 |  | 207426.1069 | 6063.3277 | 63205.8664 | 0 | 193564.2898 | 470259.5907 |  | 196228.8138 | 6063.3277 | 63205.8664 | 0 | 95972.0338 | 361470.0416 |  | 159850.2688 | 76898.7725 | 6922.2647 | 91152.2344 | 193564.2898 | 528387.8302 |  | 137690.2185 | 28749.1319 | 6922.2647 | 21241.884 | 95972.0338 | 290575.5329
| EHV UG Cable (Non Pressurised) |  | 0 | 0 | C1 | 0 | 0 | 0 | 0 | 0 | 0 | 0 | 0 | 0 | 0 | 0 | 0 | 0 | 0 | 0 | 0 | 0 | 0 | 0 | 0 | 0 | 0 | 0 | 0 | 0 | 0 | 0 | 0 | 0 | 0 | 0 | 0 | 0 | 0 | 0 | 0 |  |  | C1 | 0 | 0 | 0 | 0 | 0 | C1 | 0 | 0 | 0 | 0 | 0 | C1 | [5 empty] | C1 | [5 empty] | 0 | [6 empty] | 0 | [6 empty] | 0 | [6 empty] | 0 | [6 empty] | 0 | [6 empty] | 0
|  |  | 0 | 0 | C2 | 0 | 0 | 0 | 0 | 0 | 0 | 0 | 0 | 0 | 0 | 0 | 0 | 0 | 0 | 0 | 0 | 0 | 0 | 0 | 0 | 0 | 0 | 0 | 0 | 0 | 0 | 0 | 0 | 0 | 0 | 0 | 0 | 0 | 0 | 0 | 0 |  |  | C2 | 0 | 0 | 0 | 0 | 0 | C2 | 0 | 0 | 0 | 0 | 0 | C2 | [5 empty] | C2 | [5 empty] | 0 | [6 empty] | 0 | [6 empty] | 0 | [6 empty] | 0 | [6 empty] | 0 | [6 empty] | 0
|  |  | 0 | 0 | C3 | 0 | 0 | 0 | 0 | 0 | 0 | 0 | 0 | 0 | 0 | 0 | 0 | 0 | 0 | 0 | 0 | 0 | 0 | 0 | 0 | 0 | 0 | 0 | 0 | 0 | 0 | 0 | 0 | 0 | 0 | 0 | 0 | 0 | 0 | 0 | 0 |  |  | C3 | 0 | 0 | 0 | 0 | 0 | C3 | 0 | 0 | 0 | 0 | 0 | C3 | [5 empty] | C3 | [5 empty] | 0 | [6 empty] | 0 | [6 empty] | 0 | [6 empty] | 0 | [6 empty] | 0 | [6 empty] | 0
|  |  | 0 | 0 | C4 | 0 | 0 | 0 | 0 | 0 | 0 | 0 | 0 | 0 | 0 | 0 | 0 | 0 | 0 | 0 | 0 | 0 | 0 | 0 | 0 | 0 | 0 | 0 | 0 | 0 | 0 | 0 | 0 | 0 | 0 | 0 | 0 | 0 | 0 | 0 | 0 |  |  | C4 | 0 | 0 | 0 | 0 | 0 | C4 | 0 | 0 | 0 | 0 | 0 | C4 | [5 empty] | C4 | [5 empty] | 0 | [6 empty] | 0 | [6 empty] | 0 | [6 empty] | 0 | [6 empty] | 0 | [6 empty] | 0
|  |  | 0 | 0 |  | 0 | 0 | 0 | 0 | 0 |  | 0 | 0 | 0 | 0 | 0 |  | 0 | 0 | 0 | 0 | 0 |  | 0 | 0 | 0 | 0 | 0 |  | 0 | 0 | 0 | 0 | 0 |  | 0 | 0 | 0 | 0 | 0 | [22 empty] | 0 | 0 | 0 | 0 | 0 | 0 |  | 0 | 0 | 0 | 0 | 0 | 0 |  | 0 | 0 | 0 | 0 | 0 | 0 |  | 0 | 0 | 0 | 0 | 0 | 0 |  | 0 | 0 | 0 | 0 | 0 | 0 |  | 0 | 0 | 0 | 0 | 0 | 0
| EHV OHL Support - Towers |  | 0 | 0 | C1 | 0 | 0 | 0 | 0 | 0 | 0 | 0 | 0 | 0 | 0 | 0 | 0 | 0 | 0 | 0 | 0 | 0 | 0 | 0 | 0 | 0 | 0 | 0 | 0 | 0 | 0 | 0 | 0 | 0 | 0 | 0 | 0 | 0 | 0 | 0 | 0 |  |  | C1 | 0 | 0 | 0 | 0 | 0 | C1 | 0 | 0 | 0 | 0 | 0 | C1 | [5 empty] | C1 | [5 empty] | 0 | [6 empty] | 0 | [6 empty] | 0 | [6 empty] | 0 | [6 empty] | 0 | [6 empty] | 0
|  |  | 0 | 0 | C2 | 0 | 0 | 0 | 0 | 0 | 0 | 0 | 0 | 0 | 0 | 0 | 0 | 0 | 0 | 0 | 0 | 0 | 0 | 0 | 0 | 0 | 0 | 0 | 0 | 0 | 0 | 0 | 0 | 0 | 0 | 0 | 0 | 0 | 0 | 0 | 0 |  |  | C2 | 0 | 0 | 0 | 0 | 0 | C2 | 0 | 0 | 0 | 0 | 0 | C2 | [5 empty] | C2 | [5 empty] | 0 | [6 empty] | 0 | [6 empty] | 0 | [6 empty] | 0 | [6 empty] | 0 | [6 empty] | 0
|  |  | 0 | 0 | C3 | 0 | 0 | 0 | 0 | 0 | 0 | 0 | 0 | 0 | 0 | 0 | 0 | 0 | 0 | 0 | 0 | 0 | 0 | 0 | 0 | 0 | 0 | 0 | 0 | 0 | 0 | 0 | 0 | 0 | 0 | 0 | 0 | 0 | 0 | 0 | 0 |  |  | C3 | 0 | 0 | 0 | 0 | 0 | C3 | 0 | 0 | 0 | 0 | 0 | C3 | [5 empty] | C3 | [5 empty] | 0 | [6 empty] | 0 | [6 empty] | 0 | [6 empty] | 0 | [6 empty] | 0 | [6 empty] | 0
|  |  | 0 | 0 | C4 | 0 | 0 | 0 | 0 | 0 | 0 | 0 | 0 | 0 | 0 | 0 | 0 | 0 | 0 | 0 | 0 | 0 | 0 | 0 | 0 | 0 | 0 | 0 | 0 | 0 | 0 | 0 | 0 | 0 | 0 | 0 | 0 | 0 | 0 | 0 | 0 |  |  | C4 | 0 | 0 | 0 | 0 | 0 | C4 | 0 | 0 | 0 | 0 | 0 | C4 | [5 empty] | C4 | [5 empty] | 0 | [6 empty] | 0 | [6 empty] | 0 | [6 empty] | 0 | [6 empty] | 0 | [6 empty] | 0
|  |  | 0 | 0 |  | 0 | 0 | 0 | 0 | 0 |  | 0 | 0 | 0 | 0 | 0 |  | 0 | 0 | 0 | 0 | 0 |  | 0 | 0 | 0 | 0 | 0 |  | 0 | 0 | 0 | 0 | 0 |  | 0 | 0 | 0 | 0 | 0 | [22 empty] | 0 | 0 | 0 | 0 | 0 | 0 |  | 0 | 0 | 0 | 0 | 0 | 0 |  | 0 | 0 | 0 | 0 | 0 | 0 |  | 0 | 0 | 0 | 0 | 0 | 0 |  | 0 | 0 | 0 | 0 | 0 | 0 |  | 0 | 0 | 0 | 0 | 0 | 0
| EHV OHL Support - Poles |  | 50681 | 50681 | C1 | 33013 | 6590 | 9381 | 103 | 1594 | 50681 | 0 | 0 | 0 | 0 | 0 | 0 | 310 | 0 | 0 | 0 | -310 | 0 | 30923 | 7021 | 10988 | 139 | 1610 | 50681 | 430 | 0 | 0 | 0 | -430 | 0 | 28777 | 5123 | 5036 | 10037 | 1708 | 50681 |  |  | C1 | 0.0081226 | 0.012094 | 0.021383 | 0.03463 | 0.081228 | C1 | 2386.671 | 2386.671 | 2386.671 | 2386.671 | 2386.671 | C1 | 19.386 | 28.8638 | 51.0337 | 82.6498 | 193.8637 | C1 | 0 | 0 | 0 | 0 | 0 | 0 |  | 639991.3967 | 190212.1199 | 478747.4231 | 8512.9244 | 309018.7753 | 1626482.6394 |  | 599474.5694 | 202652.3967 | 560758.6276 | 11488.3154 | 312120.5949 | 1686494.504 |  | 605484.2424 | 202652.3967 | 560758.6276 | 11488.3154 | 252022.8406 | 1632406.4226 |  | 557872.1238 | 147868.997 | 257005.8653 | 829555.551 | 331119.2398 | 2123421.777 |  | 566208.1218 | 147868.997 | 257005.8653 | 829555.551 | 247757.8387 | 2048396.3738
|  |  | 19 | 19 | C2 | 19 | 0 | 0 | 0 | 0 | 19 | 0 | 0 | 0 | 0 | 0 | 0 | 0 | 0 | 0 | 0 | 0 | 0 | 19 | 0 | 0 | 0 | 0 | 19 | 0 | 0 | 0 | 0 | 0 | 0 | 19 | 0 | 0 | 0 | 0 | 19 |  |  | C2 | 0.0081226 | 0.012094 | 0.021383 | 0.03463 | 0.081228 | C2 | 3409.53 | 3409.53 | 3409.53 | 3409.53 | 3409.53 | C2 | 27.6943 | 41.2339 | 72.9053 | 118.0711 | 276.9482 | C2 | 0 | 0 | 0 | 0 | 0 | 0 |  | 526.1926 | 0 | 0 | 0 | 0 | 526.1926 |  | 526.1926 | 0 | 0 | 0 | 0 | 526.1926 |  | 526.1926 | 0 | 0 | 0 | 0 | 526.1926 |  | 526.1926 | 0 | 0 | 0 | 0 | 526.1926 |  | 526.1926 | 0 | 0 | 0 | 0 | 526.1926
|  |  | 19583 | 19583 | C3 | 12494 | 2564 | 3684 | 54 | 787 | 19583 | 0 | 0 | 0 | 0 | 0 | 0 | 500 | 0 | 0 | -64 | -436 | 0 | 11545 | 2903 | 4280 | 64 | 791 | 19583 | 1544 | 0 | 0 | -800 | -744 | 0 | 10669 | 2145 | 1989 | 3936 | 844 | 19583 |  |  | C3 | 0.0081226 | 0.012094 | 0.021383 | 0.03463 | 0.081228 | C3 | 5114.295 | 5114.295 | 5114.295 | 5114.295 | 5114.295 | C3 | 41.5415 | 61.8509 | 109.358 | 177.1066 | 415.4223 | C3 | 0 | 0 | 0 | 0 | 0 | 0 |  | 519019.7267 | 158585.6955 | 402874.8474 | 9563.7569 | 326937.3223 | 1416981.3488 |  | 479596.8261 | 179553.149 | 468052.2114 | 11334.823 | 328599.0114 | 1467136.0208 |  | 500367.5851 | 179553.149 | 468052.2114 | 0 | 147474.904 | 1295447.8494 |  | 443206.4562 | 132670.1704 | 217513.0487 | 697091.6143 | 350616.3914 | 1841097.681 |  | 507346.5601 | 132670.1704 | 217513.0487 | 555406.3268 | 41542.2265 | 1454478.3325
|  |  | 4 | 4 | C4 | 2 | 0 | 2 | 0 | 0 | 4 | 0 | 0 | 0 | 0 | 0 | 0 | 0 | 0 | 0 | 0 | 0 | 0 | 2 | 0 | 2 | 0 | 0 | 4 | 0 | 0 | 0 | 0 | 0 | 0 | 2 | 0 | 0 | 2 | 0 | 4 |  |  | C4 | 0.0081226 | 0.012094 | 0.021383 | 0.03463 | 0.081228 | C4 | 8523.825 | 8523.825 | 8523.825 | 8523.825 | 8523.825 | C4 | 69.2359 | 103.0848 | 182.2633 | 295.1777 | 692.3704 | C4 | 0 | 0 | 0 | 0 | 0 | 0 |  | 138.4717 | 0 | 364.5266 | 0 | 0 | 502.9984 |  | 138.4717 | 0 | 364.5266 | 0 | 0 | 502.9984 |  | 138.4717 | 0 | 364.5266 | 0 | 0 | 502.9984 |  | 138.4717 | 0 | 0 | 590.3554 | 0 | 728.8271 |  | 138.4717 | 0 | 0 | 590.3554 | 0 | 728.8271
|  | Yes | 70287 | 70287 |  | 45528 | 9154 | 13067 | 157 | 2381 |  | 0 | 0 | 0 | 0 | 0 |  | 810 | 0 | 0 | -64 | -746 |  | 42489 | 9924 | 15270 | 203 | 2401 |  | 1974 | 0 | 0 | -800 | -1174 |  | 39467 | 7268 | 7025 | 13975 | 2552 | [22 empty] | 0 | 0 | 0 | 0 | 0 | 0 |  | 1159675.7877 | 348797.8154 | 881986.7971 | 18076.6813 | 635956.0976 | 3044493.1791 |  | 1079736.0598 | 382205.5456 | 1029175.3656 | 22823.1384 | 640719.6063 | 3154659.7157 |  | 1106516.4918 | 382205.5456 | 1029175.3656 | 11488.3154 | 399497.7446 | 2928883.463 |  | 1001743.2443 | 280539.1674 | 474518.914 | 1527237.5206 | 681735.6312 | 3965774.4776 |  | 1074219.3462 | 280539.1674 | 474518.914 | 1385552.2332 | 289300.0651 | 3504129.7259
| EHV OHL (Tower Line) Conductor |  | 0 | 0 | C1 | 0 | 0 | 0 | 0 | 0 | 0 | 0 | 0 | 0 | 0 | 0 | 0 | 0 | 0 | 0 | 0 | 0 | 0 | 0 | 0 | 0 | 0 | 0 | 0 | 0 | 0 | 0 | 0 | 0 | 0 | 0 | 0 | 0 | 0 | 0 | 0 |  |  | C1 | 0 | 0 | 0 | 0 | 0 | C1 | 0 | 0 | 0 | 0 | 0 | C1 | [5 empty] | C1 | [5 empty] | 0 | [6 empty] | 0 | [6 empty] | 0 | [6 empty] | 0 | [6 empty] | 0 | [6 empty] | 0
|  |  | 0 | 0 | C2 | 0 | 0 | 0 | 0 | 0 | 0 | 0 | 0 | 0 | 0 | 0 | 0 | 0 | 0 | 0 | 0 | 0 | 0 | 0 | 0 | 0 | 0 | 0 | 0 | 0 | 0 | 0 | 0 | 0 | 0 | 0 | 0 | 0 | 0 | 0 | 0 |  |  | C2 | 0 | 0 | 0 | 0 | 0 | C2 | 0 | 0 | 0 | 0 | 0 | C2 | [5 empty] | C2 | [5 empty] | 0 | [6 empty] | 0 | [6 empty] | 0 | [6 empty] | 0 | [6 empty] | 0 | [6 empty] | 0
|  |  | 0 | 0 | C3 | 0 | 0 | 0 | 0 | 0 | 0 | 0 | 0 | 0 | 0 | 0 | 0 | 0 | 0 | 0 | 0 | 0 | 0 | 0 | 0 | 0 | 0 | 0 | 0 | 0 | 0 | 0 | 0 | 0 | 0 | 0 | 0 | 0 | 0 | 0 | 0 |  |  | C3 | 0 | 0 | 0 | 0 | 0 | C3 | 0 | 0 | 0 | 0 | 0 | C3 | [5 empty] | C3 | [5 empty] | 0 | [6 empty] | 0 | [6 empty] | 0 | [6 empty] | 0 | [6 empty] | 0 | [6 empty] | 0
|  |  | 0 | 0 | C4 | 0 | 0 | 0 | 0 | 0 | 0 | 0 | 0 | 0 | 0 | 0 | 0 | 0 | 0 | 0 | 0 | 0 | 0 | 0 | 0 | 0 | 0 | 0 | 0 | 0 | 0 | 0 | 0 | 0 | 0 | 0 | 0 | 0 | 0 | 0 | 0 |  |  | C4 | 0 | 0 | 0 | 0 | 0 | C4 | 0 | 0 | 0 | 0 | 0 | C4 | [5 empty] | C4 | [5 empty] | 0 | [6 empty] | 0 | [6 empty] | 0 | [6 empty] | 0 | [6 empty] | 0 | [6 empty] | 0
|  |  | 0 | 0 |  | 0 | 0 | 0 | 0 | 0 |  | 0 | 0 | 0 | 0 | 0 |  | 0 | 0 | 0 | 0 | 0 |  | 0 | 0 | 0 | 0 | 0 |  | 0 | 0 | 0 | 0 | 0 |  | 0 | 0 | 0 | 0 | 0 | [22 empty] | 0 | 0 | 0 | 0 | 0 | 0 |  | 0 | 0 | 0 | 0 | 0 | 0 |  | 0 | 0 | 0 | 0 | 0 | 0 |  | 0 | 0 | 0 | 0 | 0 | 0 |  | 0 | 0 | 0 | 0 | 0 | 0 |  | 0 | 0 | 0 | 0 | 0 | 0
| EHV OHL Fittings |  | 0 | 0 | C1 | 0 | 0 | 0 | 0 | 0 | 0 | 0 | 0 | 0 | 0 | 0 | 0 | 0 | 0 | 0 | 0 | 0 | 0 | 0 | 0 | 0 | 0 | 0 | 0 | 0 | 0 | 0 | 0 | 0 | 0 | 0 | 0 | 0 | 0 | 0 | 0 |  |  | C1 | 0 | 0 | 0 | 0 | 0 | C1 | 0 | 0 | 0 | 0 | 0 | C1 | [5 empty] | C1 | [5 empty] | 0 | [6 empty] | 0 | [6 empty] | 0 | [6 empty] | 0 | [6 empty] | 0 | [6 empty] | 0
|  |  | 0 | 0 | C2 | 0 | 0 | 0 | 0 | 0 | 0 | 0 | 0 | 0 | 0 | 0 | 0 | 0 | 0 | 0 | 0 | 0 | 0 | 0 | 0 | 0 | 0 | 0 | 0 | 0 | 0 | 0 | 0 | 0 | 0 | 0 | 0 | 0 | 0 | 0 | 0 |  |  | C2 | 0 | 0 | 0 | 0 | 0 | C2 | 0 | 0 | 0 | 0 | 0 | C2 | [5 empty] | C2 | [5 empty] | 0 | [6 empty] | 0 | [6 empty] | 0 | [6 empty] | 0 | [6 empty] | 0 | [6 empty] | 0
|  |  | 0 | 0 | C3 | 0 | 0 | 0 | 0 | 0 | 0 | 0 | 0 | 0 | 0 | 0 | 0 | 0 | 0 | 0 | 0 | 0 | 0 | 0 | 0 | 0 | 0 | 0 | 0 | 0 | 0 | 0 | 0 | 0 | 0 | 0 | 0 | 0 | 0 | 0 | 0 |  |  | C3 | 0 | 0 | 0 | 0 | 0 | C3 | 0 | 0 | 0 | 0 | 0 | C3 | [5 empty] | C3 | [5 empty] | 0 | [6 empty] | 0 | [6 empty] | 0 | [6 empty] | 0 | [6 empty] | 0 | [6 empty] | 0
|  |  | 0 | 0 | C4 | 0 | 0 | 0 | 0 | 0 | 0 | 0 | 0 | 0 | 0 | 0 | 0 | 0 | 0 | 0 | 0 | 0 | 0 | 0 | 0 | 0 | 0 | 0 | 0 | 0 | 0 | 0 | 0 | 0 | 0 | 0 | 0 | 0 | 0 | 0 | 0 |  |  | C4 | 0 | 0 | 0 | 0 | 0 | C4 | 0 | 0 | 0 | 0 | 0 | C4 | [5 empty] | C4 | [5 empty] | 0 | [6 empty] | 0 | [6 empty] | 0 | [6 empty] | 0 | [6 empty] | 0 | [6 empty] | 0
|  |  | 0 | 0 |  | 0 | 0 | 0 | 0 | 0 |  | 0 | 0 | 0 | 0 | 0 |  | 0 | 0 | 0 | 0 | 0 |  | 0 | 0 | 0 | 0 | 0 |  | 0 | 0 | 0 | 0 | 0 |  | 0 | 0 | 0 | 0 | 0 | [22 empty] | 0 | 0 | 0 | 0 | 0 | 0 |  | 0 | 0 | 0 | 0 | 0 | 0 |  | 0 | 0 | 0 | 0 | 0 | 0 |  | 0 | 0 | 0 | 0 | 0 | 0 |  | 0 | 0 | 0 | 0 | 0 | 0 |  | 0 | 0 | 0 | 0 | 0 | 0
| [Please insert new asset category as required] |  | 0 | 0 | C1 | 0 | 0 | 0 | 0 | 0 | 0 | 0 | 0 | 0 | 0 | 0 | 0 | 0 | 0 | 0 | 0 | 0 | 0 | 0 | 0 | 0 | 0 | 0 | 0 | 0 | 0 | 0 | 0 | 0 | 0 | 0 | 0 | 0 | 0 | 0 | 0 |  |  | C1 | 0 | 0 | 0 | 0 | 0 | C1 | 0 | 0 | 0 | 0 | 0 | C1 | [5 empty] | C1 | [5 empty] | 0 | [6 empty] | 0 | [6 empty] | 0 | [6 empty] | 0 | [6 empty] | 0 | [6 empty] | 0
|  |  | 0 | 0 | C2 | 0 | 0 | 0 | 0 | 0 | 0 | 0 | 0 | 0 | 0 | 0 | 0 | 0 | 0 | 0 | 0 | 0 | 0 | 0 | 0 | 0 | 0 | 0 | 0 | 0 | 0 | 0 | 0 | 0 | 0 | 0 | 0 | 0 | 0 | 0 | 0 |  |  | C2 | 0 | 0 | 0 | 0 | 0 | C2 | 0 | 0 | 0 | 0 | 0 | C2 | [5 empty] | C2 | [5 empty] | 0 | [6 empty] | 0 | [6 empty] | 0 | [6 empty] | 0 | [6 empty] | 0 | [6 empty] | 0
|  |  | 0 | 0 | C3 | 0 | 0 | 0 | 0 | 0 | 0 | 0 | 0 | 0 | 0 | 0 | 0 | 0 | 0 | 0 | 0 | 0 | 0 | 0 | 0 | 0 | 0 | 0 | 0 | 0 | 0 | 0 | 0 | 0 | 0 | 0 | 0 | 0 | 0 | 0 | 0 |  |  | C3 | 0 | 0 | 0 | 0 | 0 | C3 | 0 | 0 | 0 | 0 | 0 | C3 | [5 empty] | C3 | [5 empty] | 0 | [6 empty] | 0 | [6 empty] | 0 | [6 empty] | 0 | [6 empty] | 0 | [6 empty] | 0
|  |  | 0 | 0 | C4 | 0 | 0 | 0 | 0 | 0 | 0 | 0 | 0 | 0 | 0 | 0 | 0 | 0 | 0 | 0 | 0 | 0 | 0 | 0 | 0 | 0 | 0 | 0 | 0 | 0 | 0 | 0 | 0 | 0 | 0 | 0 | 0 | 0 | 0 | 0 | 0 |  |  | C4 | 0 | 0 | 0 | 0 | 0 | C4 | 0 | 0 | 0 | 0 | 0 | C4 | [5 empty] | C4 | [5 empty] | 0 | [6 empty] | 0 | [6 empty] | 0 | [6 empty] | 0 | [6 empty] | 0 | [6 empty] | 0
|  |  | 0 | 0 |  | 0 | 0 | 0 | 0 | 0 |  | 0 | 0 | 0 | 0 | 0 |  | 0 | 0 | 0 | 0 | 0 |  | 0 | 0 | 0 | 0 | 0 |  | 0 | 0 | 0 | 0 | 0 |  | 0 | 0 | 0 | 0 | 0 | [22 empty] | 0 | 0 | 0 | 0 | 0 | 0 |  | 0 | 0 | 0 | 0 | 0 | 0 |  | 0 | 0 | 0 | 0 | 0 | 0 |  | 0 | 0 | 0 | 0 | 0 | 0 |  | 0 | 0 | 0 | 0 | 0 | 0 |  | 0 | 0 | 0 | 0 | 0 | 0
| [Please insert new asset category as required] |  | 0 | 0 | C1 | 0 | 0 | 0 | 0 | 0 | 0 | 0 | 0 | 0 | 0 | 0 | 0 | 0 | 0 | 0 | 0 | 0 | 0 | 0 | 0 | 0 | 0 | 0 | 0 | 0 | 0 | 0 | 0 | 0 | 0 | 0 | 0 | 0 | 0 | 0 | 0 |  |  | C1 | 0 | 0 | 0 | 0 | 0 | C1 | 0 | 0 | 0 | 0 | 0 | C1 | [5 empty] | C1 | [5 empty] | 0 | [6 empty] | 0 | [6 empty] | 0 | [6 empty] | 0 | [6 empty] | 0 | [6 empty] | 0
|  |  | 0 | 0 | C2 | 0 | 0 | 0 | 0 | 0 | 0 | 0 | 0 | 0 | 0 | 0 | 0 | 0 | 0 | 0 | 0 | 0 | 0 | 0 | 0 | 0 | 0 | 0 | 0 | 0 | 0 | 0 | 0 | 0 | 0 | 0 | 0 | 0 | 0 | 0 | 0 |  |  | C2 | 0 | 0 | 0 | 0 | 0 | C2 | 0 | 0 | 0 | 0 | 0 | C2 | [5 empty] | C2 | [5 empty] | 0 | [6 empty] | 0 | [6 empty] | 0 | [6 empty] | 0 | [6 empty] | 0 | [6 empty] | 0
|  |  | 0 | 0 | C3 | 0 | 0 | 0 | 0 | 0 | 0 | 0 | 0 | 0 | 0 | 0 | 0 | 0 | 0 | 0 | 0 | 0 | 0 | 0 | 0 | 0 | 0 | 0 | 0 | 0 | 0 | 0 | 0 | 0 | 0 | 0 | 0 | 0 | 0 | 0 | 0 |  |  | C3 | 0 | 0 | 0 | 0 | 0 | C3 | 0 | 0 | 0 | 0 | 0 | C3 | [5 empty] | C3 | [5 empty] | 0 | [6 empty] | 0 | [6 empty] | 0 | [6 empty] | 0 | [6 empty] | 0 | [6 empty] | 0
|  |  | 0 | 0 | C4 | 0 | 0 | 0 | 0 | 0 | 0 | 0 | 0 | 0 | 0 | 0 | 0 | 0 | 0 | 0 | 0 | 0 | 0 | 0 | 0 | 0 | 0 | 0 | 0 | 0 | 0 | 0 | 0 | 0 | 0 | 0 | 0 | 0 | 0 | 0 | 0 |  |  | C4 | 0 | 0 | 0 | 0 | 0 | C4 | 0 | 0 | 0 | 0 | 0 | C4 | [5 empty] | C4 | [5 empty] | 0 | [6 empty] | 0 | [6 empty] | 0 | [6 empty] | 0 | [6 empty] | 0 | [6 empty] | 0
|  |  | 0 | 0 |  | 0 | 0 | 0 | 0 | 0 |  | 0 | 0 | 0 | 0 | 0 |  | 0 | 0 | 0 | 0 | 0 |  | 0 | 0 | 0 | 0 | 0 |  | 0 | 0 | 0 | 0 | 0 |  | 0 | 0 | 0 | 0 | 0 | [22 empty] | 0 | 0 | 0 | 0 | 0 | 0 |  | 0 | 0 | 0 | 0 | 0 | 0 |  | 0 | 0 | 0 | 0 | 0 | 0 |  | 0 | 0 | 0 | 0 | 0 | 0 |  | 0 | 0 | 0 | 0 | 0 | 0 |  | 0 | 0 | 0 | 0 | 0 | 0
| [Please insert new asset category as required] |  | 0 | 0 | C1 | 0 | 0 | 0 | 0 | 0 | 0 | 0 | 0 | 0 | 0 | 0 | 0 | 0 | 0 | 0 | 0 | 0 | 0 | 0 | 0 | 0 | 0 | 0 | 0 | 0 | 0 | 0 | 0 | 0 | 0 | 0 | 0 | 0 | 0 | 0 | 0 |  |  | C1 | 0 | 0 | 0 | 0 | 0 | C1 | 0 | 0 | 0 | 0 | 0 | C1 | [5 empty] | C1 | [5 empty] | 0 | [6 empty] | 0 | [6 empty] | 0 | [6 empty] | 0 | [6 empty] | 0 | [6 empty] | 0
|  |  | 0 | 0 | C2 | 0 | 0 | 0 | 0 | 0 | 0 | 0 | 0 | 0 | 0 | 0 | 0 | 0 | 0 | 0 | 0 | 0 | 0 | 0 | 0 | 0 | 0 | 0 | 0 | 0 | 0 | 0 | 0 | 0 | 0 | 0 | 0 | 0 | 0 | 0 | 0 |  |  | C2 | 0 | 0 | 0 | 0 | 0 | C2 | 0 | 0 | 0 | 0 | 0 | C2 | [5 empty] | C2 | [5 empty] | 0 | [6 empty] | 0 | [6 empty] | 0 | [6 empty] | 0 | [6 empty] | 0 | [6 empty] | 0
|  |  | 0 | 0 | C3 | 0 | 0 | 0 | 0 | 0 | 0 | 0 | 0 | 0 | 0 | 0 | 0 | 0 | 0 | 0 | 0 | 0 | 0 | 0 | 0 | 0 | 0 | 0 | 0 | 0 | 0 | 0 | 0 | 0 | 0 | 0 | 0 | 0 | 0 | 0 | 0 |  |  | C3 | 0 | 0 | 0 | 0 | 0 | C3 | 0 | 0 | 0 | 0 | 0 | C3 | [5 empty] | C3 | [5 empty] | 0 | [6 empty] | 0 | [6 empty] | 0 | [6 empty] | 0 | [6 empty] | 0 | [6 empty] | 0
|  |  | 0 | 0 | C4 | 0 | 0 | 0 | 0 | 0 | 0 | 0 | 0 | 0 | 0 | 0 | 0 | 0 | 0 | 0 | 0 | 0 | 0 | 0 | 0 | 0 | 0 | 0 | 0 | 0 | 0 | 0 | 0 | 0 | 0 | 0 | 0 | 0 | 0 | 0 | 0 |  |  | C4 | 0 | 0 | 0 | 0 | 0 | C4 | 0 | 0 | 0 | 0 | 0 | C4 | [5 empty] | C4 | [5 empty] | 0 | [6 empty] | 0 | [6 empty] | 0 | [6 empty] | 0 | [6 empty] | 0 | [6 empty] | 0
|  |  | 0 | 0 |  | 0 | 0 | 0 | 0 | 0 |  | 0 | 0 | 0 | 0 | 0 |  | 0 | 0 | 0 | 0 | 0 |  | 0 | 0 | 0 | 0 | 0 |  | 0 | 0 | 0 | 0 | 0 |  | 0 | 0 | 0 | 0 | 0 | [22 empty] | 0 | 0 | 0 | 0 | 0 | 0 |  | 0 | 0 | 0 | 0 | 0 | 0 |  | 0 | 0 | 0 | 0 | 0 | 0 |  | 0 | 0 | 0 | 0 | 0 | 0 |  | 0 | 0 | 0 | 0 | 0 | 0 |  | 0 | 0 | 0 | 0 | 0 | 0
| [Please insert new asset category as required] |  | 0 | 0 | C1 | 0 | 0 | 0 | 0 | 0 | 0 | 0 | 0 | 0 | 0 | 0 | 0 | 0 | 0 | 0 | 0 | 0 | 0 | 0 | 0 | 0 | 0 | 0 | 0 | 0 | 0 | 0 | 0 | 0 | 0 | 0 | 0 | 0 | 0 | 0 | 0 |  |  | C1 | 0 | 0 | 0 | 0 | 0 | C1 | 0 | 0 | 0 | 0 | 0 | C1 | [5 empty] | C1 | [5 empty] | 0 | [6 empty] | 0 | [6 empty] | 0 | [6 empty] | 0 | [6 empty] | 0 | [6 empty] | 0
|  |  | 0 | 0 | C2 | 0 | 0 | 0 | 0 | 0 | 0 | 0 | 0 | 0 | 0 | 0 | 0 | 0 | 0 | 0 | 0 | 0 | 0 | 0 | 0 | 0 | 0 | 0 | 0 | 0 | 0 | 0 | 0 | 0 | 0 | 0 | 0 | 0 | 0 | 0 | 0 |  |  | C2 | 0 | 0 | 0 | 0 | 0 | C2 | 0 | 0 | 0 | 0 | 0 | C2 | [5 empty] | C2 | [5 empty] | 0 | [6 empty] | 0 | [6 empty] | 0 | [6 empty] | 0 | [6 empty] | 0 | [6 empty] | 0
|  |  | 0 | 0 | C3 | 0 | 0 | 0 | 0 | 0 | 0 | 0 | 0 | 0 | 0 | 0 | 0 | 0 | 0 | 0 | 0 | 0 | 0 | 0 | 0 | 0 | 0 | 0 | 0 | 0 | 0 | 0 | 0 | 0 | 0 | 0 | 0 | 0 | 0 | 0 | 0 |  |  | C3 | 0 | 0 | 0 | 0 | 0 | C3 | 0 | 0 | 0 | 0 | 0 | C3 | [5 empty] | C3 | [5 empty] | 0 | [6 empty] | 0 | [6 empty] | 0 | [6 empty] | 0 | [6 empty] | 0 | [6 empty] | 0
|  |  | 0 | 0 | C4 | 0 | 0 | 0 | 0 | 0 | 0 | 0 | 0 | 0 | 0 | 0 | 0 | 0 | 0 | 0 | 0 | 0 | 0 | 0 | 0 | 0 | 0 | 0 | 0 | 0 | 0 | 0 | 0 | 0 | 0 | 0 | 0 | 0 | 0 | 0 | 0 |  |  | C4 | 0 | 0 | 0 | 0 | 0 | C4 | 0 | 0 | 0 | 0 | 0 | C4 | [5 empty] | C4 | [5 empty] | 0 | [6 empty] | 0 | [6 empty] | 0 | [6 empty] | 0 | [6 empty] | 0 | [6 empty] | 0
|  |  | 0 | 0 |  | 0 | 0 | 0 | 0 | 0 |  | 0 | 0 | 0 | 0 | 0 |  | 0 | 0 | 0 | 0 | 0 |  | 0 | 0 | 0 | 0 | 0 |  | 0 | 0 | 0 | 0 | 0 |  | 0 | 0 | 0 | 0 | 0 | [22 empty] | 0 | 0 | 0 | 0 | 0 | 0 |  | 0 | 0 | 0 | 0 | 0 | 0 |  | 0 | 0 | 0 | 0 | 0 | 0 |  | 0 | 0 | 0 | 0 | 0 | 0 |  | 0 | 0 | 0 | 0 | 0 | 0 |  | 0 | 0 | 0 | 0 | 0 | 0
[63 empty] | 0 | 0 | 0 | 0 | 0 | 0 |  | 2159109.4963 | 540450.4153 | 1837465.0243 | 199046.8208 | 2122746.8164 | 6858818.5731 |  | 2001992.5739 | 578977.3996 | 1983658.9283 | 436608.3854 | 2322597.7603 | 7323835.0475 |  | 2079766.7905 | 578977.3996 | 1978157.6963 | 383479.1112 | 1480793.2947 | 6501174.2923 |  | 1809396.8203 | 562191.5352 | 1071610.6456 | 2502802.6908 | 2979486.3737 | 8925488.0656 |  | 1987276.4192 | 496766.6759 | 1060361.8578 | 2200703.4601 | 1584847.4609 | 7329955.8738
| 132kV Network | [66 empty] | 0 | [6 empty] | 0 | [6 empty] | 0 | [6 empty] | 0 | [6 empty] | 0 | [6 empty] | 0
| 132kV CBs |  | 0 | 0 | C1 | 0 | 0 | 0 | 0 | 0 | 0 | 0 | 0 | 0 | 0 | 0 | 0 | 0 | 0 | 0 | 0 | 0 | 0 | 0 | 0 | 0 | 0 | 0 | 0 | 0 | 0 | 0 | 0 | 0 | 0 | 0 | 0 | 0 | 0 | 0 | 0 |  |  | C1 | 0 | 0 | 0 | 0 | 0 | C1 | 0 | 0 | 0 | 0 | 0 | C1 | [5 empty] | C1 | [5 empty] | 0 | [6 empty] | 0 | [6 empty] | 0 | [6 empty] | 0 | [6 empty] | 0 | [6 empty] | 0
|  |  | 0 | 0 | C2 | 0 | 0 | 0 | 0 | 0 | 0 | 0 | 0 | 0 | 0 | 0 | 0 | 0 | 0 | 0 | 0 | 0 | 0 | 0 | 0 | 0 | 0 | 0 | 0 | 0 | 0 | 0 | 0 | 0 | 0 | 0 | 0 | 0 | 0 | 0 | 0 |  |  | C2 | 0 | 0 | 0 | 0 | 0 | C2 | 0 | 0 | 0 | 0 | 0 | C2 | [5 empty] | C2 | [5 empty] | 0 | [6 empty] | 0 | [6 empty] | 0 | [6 empty] | 0 | [6 empty] | 0 | [6 empty] | 0
|  |  | 0 | 0 | C3 | 0 | 0 | 0 | 0 | 0 | 0 | 0 | 0 | 0 | 0 | 0 | 0 | 0 | 0 | 0 | 0 | 0 | 0 | 0 | 0 | 0 | 0 | 0 | 0 | 0 | 0 | 0 | 0 | 0 | 0 | 0 | 0 | 0 | 0 | 0 | 0 |  |  | C3 | 0 | 0 | 0 | 0 | 0 | C3 | 0 | 0 | 0 | 0 | 0 | C3 | [5 empty] | C3 | [5 empty] | 0 | [6 empty] | 0 | [6 empty] | 0 | [6 empty] | 0 | [6 empty] | 0 | [6 empty] | 0
|  |  | 0 | 0 | C4 | 0 | 0 | 0 | 0 | 0 | 0 | 0 | 0 | 0 | 0 | 0 | 0 | 0 | 0 | 0 | 0 | 0 | 0 | 0 | 0 | 0 | 0 | 0 | 0 | 0 | 0 | 0 | 0 | 0 | 0 | 0 | 0 | 0 | 0 | 0 | 0 |  |  | C4 | 0 | 0 | 0 | 0 | 0 | C4 | 0 | 0 | 0 | 0 | 0 | C4 | [5 empty] | C4 | [5 empty] | 0 | [6 empty] | 0 | [6 empty] | 0 | [6 empty] | 0 | [6 empty] | 0 | [6 empty] | 0
|  |  | 0 | 0 |  | 0 | 0 | 0 | 0 | 0 |  | 0 | 0 | 0 | 0 | 0 |  | 0 | 0 | 0 | 0 | 0 |  | 0 | 0 | 0 | 0 | 0 |  | 0 | 0 | 0 | 0 | 0 |  | 0 | 0 | 0 | 0 | 0 | [22 empty] | 0 | 0 | 0 | 0 | 0 | 0 |  | 0 | 0 | 0 | 0 | 0 | 0 |  | 0 | 0 | 0 | 0 | 0 | 0 |  | 0 | 0 | 0 | 0 | 0 | 0 |  | 0 | 0 | 0 | 0 | 0 | 0 |  | 0 | 0 | 0 | 0 | 0 | 0
| 132kV Transformer |  | 0 | 0 | C1 | 0 | 0 | 0 | 0 | 0 | 0 | 0 | 0 | 0 | 0 | 0 | 0 | 0 | 0 | 0 | 0 | 0 | 0 | 0 | 0 | 0 | 0 | 0 | 0 | 0 | 0 | 0 | 0 | 0 | 0 | 0 | 0 | 0 | 0 | 0 | 0 |  |  | C1 | 0 | 0 | 0 | 0 | 0 | C1 | 0 | 0 | 0 | 0 | 0 | C1 | [5 empty] | C1 | [5 empty] | 0 | [6 empty] | 0 | [6 empty] | 0 | [6 empty] | 0 | [6 empty] | 0 | [6 empty] | 0
|  |  | 0 | 0 | C2 | 0 | 0 | 0 | 0 | 0 | 0 | 0 | 0 | 0 | 0 | 0 | 0 | 0 | 0 | 0 | 0 | 0 | 0 | 0 | 0 | 0 | 0 | 0 | 0 | 0 | 0 | 0 | 0 | 0 | 0 | 0 | 0 | 0 | 0 | 0 | 0 |  |  | C2 | 0 | 0 | 0 | 0 | 0 | C2 | 0 | 0 | 0 | 0 | 0 | C2 | [5 empty] | C2 | [5 empty] | 0 | [6 empty] | 0 | [6 empty] | 0 | [6 empty] | 0 | [6 empty] | 0 | [6 empty] | 0
|  |  | 0 | 0 | C3 | 0 | 0 | 0 | 0 | 0 | 0 | 0 | 0 | 0 | 0 | 0 | 0 | 0 | 0 | 0 | 0 | 0 | 0 | 0 | 0 | 0 | 0 | 0 | 0 | 0 | 0 | 0 | 0 | 0 | 0 | 0 | 0 | 0 | 0 | 0 | 0 |  |  | C3 | 0 | 0 | 0 | 0 | 0 | C3 | 0 | 0 | 0 | 0 | 0 | C3 | [5 empty] | C3 | [5 empty] | 0 | [6 empty] | 0 | [6 empty] | 0 | [6 empty] | 0 | [6 empty] | 0 | [6 empty] | 0
|  |  | 0 | 0 | C4 | 0 | 0 | 0 | 0 | 0 | 0 | 0 | 0 | 0 | 0 | 0 | 0 | 0 | 0 | 0 | 0 | 0 | 0 | 0 | 0 | 0 | 0 | 0 | 0 | 0 | 0 | 0 | 0 | 0 | 0 | 0 | 0 | 0 | 0 | 0 | 0 |  |  | C4 | 0 | 0 | 0 | 0 | 0 | C4 | 0 | 0 | 0 | 0 | 0 | C4 | [5 empty] | C4 | [5 empty] | 0 | [6 empty] | 0 | [6 empty] | 0 | [6 empty] | 0 | [6 empty] | 0 | [6 empty] | 0
|  |  | 0 | 0 |  | 0 | 0 | 0 | 0 | 0 |  | 0 | 0 | 0 | 0 | 0 |  | 0 | 0 | 0 | 0 | 0 |  | 0 | 0 | 0 | 0 | 0 |  | 0 | 0 | 0 | 0 | 0 |  | 0 | 0 | 0 | 0 | 0 | [22 empty] | 0 | 0 | 0 | 0 | 0 | 0 |  | 0 | 0 | 0 | 0 | 0 | 0 |  | 0 | 0 | 0 | 0 | 0 | 0 |  | 0 | 0 | 0 | 0 | 0 | 0 |  | 0 | 0 | 0 | 0 | 0 | 0 |  | 0 | 0 | 0 | 0 | 0 | 0
| 132kV UG Cable (Gas) |  | 0 | 0 | C1 | 0 | 0 | 0 | 0 | 0 | 0 | 0 | 0 | 0 | 0 | 0 | 0 | 0 | 0 | 0 | 0 | 0 | 0 | 0 | 0 | 0 | 0 | 0 | 0 | 0 | 0 | 0 | 0 | 0 | 0 | 0 | 0 | 0 | 0 | 0 | 0 |  |  | C1 | 0 | 0 | 0 | 0 | 0 | C1 | 0 | 0 | 0 | 0 | 0 | C1 | [5 empty] | C1 | [5 empty] | 0 | [6 empty] | 0 | [6 empty] | 0 | [6 empty] | 0 | [6 empty] | 0 | [6 empty] | 0
|  |  | 0 | 0 | C2 | 0 | 0 | 0 | 0 | 0 | 0 | 0 | 0 | 0 | 0 | 0 | 0 | 0 | 0 | 0 | 0 | 0 | 0 | 0 | 0 | 0 | 0 | 0 | 0 | 0 | 0 | 0 | 0 | 0 | 0 | 0 | 0 | 0 | 0 | 0 | 0 |  |  | C2 | 0 | 0 | 0 | 0 | 0 | C2 | 0 | 0 | 0 | 0 | 0 | C2 | [5 empty] | C2 | [5 empty] | 0 | [6 empty] | 0 | [6 empty] | 0 | [6 empty] | 0 | [6 empty] | 0 | [6 empty] | 0
|  |  | 0 | 0 | C3 | 0 | 0 | 0 | 0 | 0 | 0 | 0 | 0 | 0 | 0 | 0 | 0 | 0 | 0 | 0 | 0 | 0 | 0 | 0 | 0 | 0 | 0 | 0 | 0 | 0 | 0 | 0 | 0 | 0 | 0 | 0 | 0 | 0 | 0 | 0 | 0 |  |  | C3 | 0 | 0 | 0 | 0 | 0 | C3 | 0 | 0 | 0 | 0 | 0 | C3 | [5 empty] | C3 | [5 empty] | 0 | [6 empty] | 0 | [6 empty] | 0 | [6 empty] | 0 | [6 empty] | 0 | [6 empty] | 0
|  |  | 0 | 0 | C4 | 0 | 0 | 0 | 0 | 0 | 0 | 0 | 0 | 0 | 0 | 0 | 0 | 0 | 0 | 0 | 0 | 0 | 0 | 0 | 0 | 0 | 0 | 0 | 0 | 0 | 0 | 0 | 0 | 0 | 0 | 0 | 0 | 0 | 0 | 0 | 0 |  |  | C4 | 0 | 0 | 0 | 0 | 0 | C4 | 0 | 0 | 0 | 0 | 0 | C4 | [5 empty] | C4 | [5 empty] | 0 | [6 empty] | 0 | [6 empty] | 0 | [6 empty] | 0 | [6 empty] | 0 | [6 empty] | 0
|  |  | 0 | 0 |  | 0 | 0 | 0 | 0 | 0 |  | 0 | 0 | 0 | 0 | 0 |  | 0 | 0 | 0 | 0 | 0 |  | 0 | 0 | 0 | 0 | 0 |  | 0 | 0 | 0 | 0 | 0 |  | 0 | 0 | 0 | 0 | 0 | [22 empty] | 0 | 0 | 0 | 0 | 0 | 0 |  | 0 | 0 | 0 | 0 | 0 | 0 |  | 0 | 0 | 0 | 0 | 0 | 0 |  | 0 | 0 | 0 | 0 | 0 | 0 |  | 0 | 0 | 0 | 0 | 0 | 0 |  | 0 | 0 | 0 | 0 | 0 | 0
| 132kV UG Cable (Oil) |  | 0 | 0 | C1 | 0 | 0 | 0 | 0 | 0 | 0 | 0 | 0 | 0 | 0 | 0 | 0 | 0 | 0 | 0 | 0 | 0 | 0 | 0 | 0 | 0 | 0 | 0 | 0 | 0 | 0 | 0 | 0 | 0 | 0 | 0 | 0 | 0 | 0 | 0 | 0 |  |  | C1 | 0 | 0 | 0 | 0 | 0 | C1 | 0 | 0 | 0 | 0 | 0 | C1 | [5 empty] | C1 | [5 empty] | 0 | [6 empty] | 0 | [6 empty] | 0 | [6 empty] | 0 | [6 empty] | 0 | [6 empty] | 0
|  |  | 0 | 0 | C2 | 0 | 0 | 0 | 0 | 0 | 0 | 0 | 0 | 0 | 0 | 0 | 0 | 0 | 0 | 0 | 0 | 0 | 0 | 0 | 0 | 0 | 0 | 0 | 0 | 0 | 0 | 0 | 0 | 0 | 0 | 0 | 0 | 0 | 0 | 0 | 0 |  |  | C2 | 0 | 0 | 0 | 0 | 0 | C2 | 0 | 0 | 0 | 0 | 0 | C2 | [5 empty] | C2 | [5 empty] | 0 | [6 empty] | 0 | [6 empty] | 0 | [6 empty] | 0 | [6 empty] | 0 | [6 empty] | 0
|  |  | 0 | 0 | C3 | 0 | 0 | 0 | 0 | 0 | 0 | 0 | 0 | 0 | 0 | 0 | 0 | 0 | 0 | 0 | 0 | 0 | 0 | 0 | 0 | 0 | 0 | 0 | 0 | 0 | 0 | 0 | 0 | 0 | 0 | 0 | 0 | 0 | 0 | 0 | 0 |  |  | C3 | 0 | 0 | 0 | 0 | 0 | C3 | 0 | 0 | 0 | 0 | 0 | C3 | [5 empty] | C3 | [5 empty] | 0 | [6 empty] | 0 | [6 empty] | 0 | [6 empty] | 0 | [6 empty] | 0 | [6 empty] | 0
|  |  | 0 | 0 | C4 | 0 | 0 | 0 | 0 | 0 | 0 | 0 | 0 | 0 | 0 | 0 | 0 | 0 | 0 | 0 | 0 | 0 | 0 | 0 | 0 | 0 | 0 | 0 | 0 | 0 | 0 | 0 | 0 | 0 | 0 | 0 | 0 | 0 | 0 | 0 | 0 |  |  | C4 | 0 | 0 | 0 | 0 | 0 | C4 | 0 | 0 | 0 | 0 | 0 | C4 | [5 empty] | C4 | [5 empty] | 0 | [6 empty] | 0 | [6 empty] | 0 | [6 empty] | 0 | [6 empty] | 0 | [6 empty] | 0
|  |  | 0 | 0 |  | 0 | 0 | 0 | 0 | 0 |  | 0 | 0 | 0 | 0 | 0 |  | 0 | 0 | 0 | 0 | 0 |  | 0 | 0 | 0 | 0 | 0 |  | 0 | 0 | 0 | 0 | 0 |  | 0 | 0 | 0 | 0 | 0 | [22 empty] | 0 | 0 | 0 | 0 | 0 | 0 |  | 0 | 0 | 0 | 0 | 0 | 0 |  | 0 | 0 | 0 | 0 | 0 | 0 |  | 0 | 0 | 0 | 0 | 0 | 0 |  | 0 | 0 | 0 | 0 | 0 | 0 |  | 0 | 0 | 0 | 0 | 0 | 0
| 132kV UG Cable (Non Pressurised) |  | 0 | 0 | C1 | 0 | 0 | 0 | 0 | 0 | 0 | 0 | 0 | 0 | 0 | 0 | 0 | 0 | 0 | 0 | 0 | 0 | 0 | 0 | 0 | 0 | 0 | 0 | 0 | 0 | 0 | 0 | 0 | 0 | 0 | 0 | 0 | 0 | 0 | 0 | 0 |  |  | C1 | 0 | 0 | 0 | 0 | 0 | C1 | 0 | 0 | 0 | 0 | 0 | C1 | [5 empty] | C1 | [5 empty] | 0 | [6 empty] | 0 | [6 empty] | 0 | [6 empty] | 0 | [6 empty] | 0 | [6 empty] | 0
|  |  | 0 | 0 | C2 | 0 | 0 | 0 | 0 | 0 | 0 | 0 | 0 | 0 | 0 | 0 | 0 | 0 | 0 | 0 | 0 | 0 | 0 | 0 | 0 | 0 | 0 | 0 | 0 | 0 | 0 | 0 | 0 | 0 | 0 | 0 | 0 | 0 | 0 | 0 | 0 |  |  | C2 | 0 | 0 | 0 | 0 | 0 | C2 | 0 | 0 | 0 | 0 | 0 | C2 | [5 empty] | C2 | [5 empty] | 0 | [6 empty] | 0 | [6 empty] | 0 | [6 empty] | 0 | [6 empty] | 0 | [6 empty] | 0
|  |  | 0 | 0 | C3 | 0 | 0 | 0 | 0 | 0 | 0 | 0 | 0 | 0 | 0 | 0 | 0 | 0 | 0 | 0 | 0 | 0 | 0 | 0 | 0 | 0 | 0 | 0 | 0 | 0 | 0 | 0 | 0 | 0 | 0 | 0 | 0 | 0 | 0 | 0 | 0 |  |  | C3 | 0 | 0 | 0 | 0 | 0 | C3 | 0 | 0 | 0 | 0 | 0 | C3 | [5 empty] | C3 | [5 empty] | 0 | [6 empty] | 0 | [6 empty] | 0 | [6 empty] | 0 | [6 empty] | 0 | [6 empty] | 0
|  |  | 0 | 0 | C4 | 0 | 0 | 0 | 0 | 0 | 0 | 0 | 0 | 0 | 0 | 0 | 0 | 0 | 0 | 0 | 0 | 0 | 0 | 0 | 0 | 0 | 0 | 0 | 0 | 0 | 0 | 0 | 0 | 0 | 0 | 0 | 0 | 0 | 0 | 0 | 0 |  |  | C4 | 0 | 0 | 0 | 0 | 0 | C4 | 0 | 0 | 0 | 0 | 0 | C4 | [5 empty] | C4 | [5 empty] | 0 | [6 empty] | 0 | [6 empty] | 0 | [6 empty] | 0 | [6 empty] | 0 | [6 empty] | 0
|  |  | 0 | 0 |  | 0 | 0 | 0 | 0 | 0 |  | 0 | 0 | 0 | 0 | 0 |  | 0 | 0 | 0 | 0 | 0 |  | 0 | 0 | 0 | 0 | 0 |  | 0 | 0 | 0 | 0 | 0 |  | 0 | 0 | 0 | 0 | 0 | [22 empty] | 0 | 0 | 0 | 0 | 0 | 0 |  | 0 | 0 | 0 | 0 | 0 | 0 |  | 0 | 0 | 0 | 0 | 0 | 0 |  | 0 | 0 | 0 | 0 | 0 | 0 |  | 0 | 0 | 0 | 0 | 0 | 0 |  | 0 | 0 | 0 | 0 | 0 | 0
| 132kV OHL Support - Tower |  | 0 | 0 | C1 | 0 | 0 | 0 | 0 | 0 | 0 | 0 | 0 | 0 | 0 | 0 | 0 | 0 | 0 | 0 | 0 | 0 | 0 | 0 | 0 | 0 | 0 | 0 | 0 | 0 | 0 | 0 | 0 | 0 | 0 | 0 | 0 | 0 | 0 | 0 | 0 |  |  | C1 | 0 | 0 | 0 | 0 | 0 | C1 | 0 | 0 | 0 | 0 | 0 | C1 | [5 empty] | C1 | [5 empty] | 0 | [6 empty] | 0 | [6 empty] | 0 | [6 empty] | 0 | [6 empty] | 0 | [6 empty] | 0
|  |  | 0 | 0 | C2 | 0 | 0 | 0 | 0 | 0 | 0 | 0 | 0 | 0 | 0 | 0 | 0 | 0 | 0 | 0 | 0 | 0 | 0 | 0 | 0 | 0 | 0 | 0 | 0 | 0 | 0 | 0 | 0 | 0 | 0 | 0 | 0 | 0 | 0 | 0 | 0 |  |  | C2 | 0 | 0 | 0 | 0 | 0 | C2 | 0 | 0 | 0 | 0 | 0 | C2 | [5 empty] | C2 | [5 empty] | 0 | [6 empty] | 0 | [6 empty] | 0 | [6 empty] | 0 | [6 empty] | 0 | [6 empty] | 0
|  |  | 0 | 0 | C3 | 0 | 0 | 0 | 0 | 0 | 0 | 0 | 0 | 0 | 0 | 0 | 0 | 0 | 0 | 0 | 0 | 0 | 0 | 0 | 0 | 0 | 0 | 0 | 0 | 0 | 0 | 0 | 0 | 0 | 0 | 0 | 0 | 0 | 0 | 0 | 0 |  |  | C3 | 0 | 0 | 0 | 0 | 0 | C3 | 0 | 0 | 0 | 0 | 0 | C3 | [5 empty] | C3 | [5 empty] | 0 | [6 empty] | 0 | [6 empty] | 0 | [6 empty] | 0 | [6 empty] | 0 | [6 empty] | 0
|  |  | 0 | 0 | C4 | 0 | 0 | 0 | 0 | 0 | 0 | 0 | 0 | 0 | 0 | 0 | 0 | 0 | 0 | 0 | 0 | 0 | 0 | 0 | 0 | 0 | 0 | 0 | 0 | 0 | 0 | 0 | 0 | 0 | 0 | 0 | 0 | 0 | 0 | 0 | 0 |  |  | C4 | 0 | 0 | 0 | 0 | 0 | C4 | 0 | 0 | 0 | 0 | 0 | C4 | [5 empty] | C4 | [5 empty] | 0 | [6 empty] | 0 | [6 empty] | 0 | [6 empty] | 0 | [6 empty] | 0 | [6 empty] | 0
|  |  | 0 | 0 |  | 0 | 0 | 0 | 0 | 0 |  | 0 | 0 | 0 | 0 | 0 |  | 0 | 0 | 0 | 0 | 0 |  | 0 | 0 | 0 | 0 | 0 |  | 0 | 0 | 0 | 0 | 0 |  | 0 | 0 | 0 | 0 | 0 | [22 empty] | 0 | 0 | 0 | 0 | 0 | 0 |  | 0 | 0 | 0 | 0 | 0 | 0 |  | 0 | 0 | 0 | 0 | 0 | 0 |  | 0 | 0 | 0 | 0 | 0 | 0 |  | 0 | 0 | 0 | 0 | 0 | 0 |  | 0 | 0 | 0 | 0 | 0 | 0
| 132kV OHL (Tower Line) Conductor |  | 0 | 0 | C1 | 0 | 0 | 0 | 0 | 0 | 0 | 0 | 0 | 0 | 0 | 0 | 0 | 0 | 0 | 0 | 0 | 0 | 0 | 0 | 0 | 0 | 0 | 0 | 0 | 0 | 0 | 0 | 0 | 0 | 0 | 0 | 0 | 0 | 0 | 0 | 0 |  | 0 | C1 | 0 | 0 | 0 | 0 | 0 | C1 | 0 | 0 | 0 | 0 | 0 | C1 | [5 empty] | C1 | [5 empty] | 0 | [6 empty] | 0 | [6 empty] | 0 | [6 empty] | 0 | [6 empty] | 0 | [6 empty] | 0
|  |  | 0 | 0 | C2 | 0 | 0 | 0 | 0 | 0 | 0 | 0 | 0 | 0 | 0 | 0 | 0 | 0 | 0 | 0 | 0 | 0 | 0 | 0 | 0 | 0 | 0 | 0 | 0 | 0 | 0 | 0 | 0 | 0 | 0 | 0 | 0 | 0 | 0 | 0 | 0 |  |  | C2 | 0 | 0 | 0 | 0 | 0 | C2 | 0 | 0 | 0 | 0 | 0 | C2 | [5 empty] | C2 | [5 empty] | 0 | [6 empty] | 0 | [6 empty] | 0 | [6 empty] | 0 | [6 empty] | 0 | [6 empty] | 0
|  |  | 0 | 0 | C3 | 0 | 0 | 0 | 0 | 0 | 0 | 0 | 0 | 0 | 0 | 0 | 0 | 0 | 0 | 0 | 0 | 0 | 0 | 0 | 0 | 0 | 0 | 0 | 0 | 0 | 0 | 0 | 0 | 0 | 0 | 0 | 0 | 0 | 0 | 0 | 0 |  |  | C3 | 0 | 0 | 0 | 0 | 0 | C3 | 0 | 0 | 0 | 0 | 0 | C3 | [5 empty] | C3 | [5 empty] | 0 | [6 empty] | 0 | [6 empty] | 0 | [6 empty] | 0 | [6 empty] | 0 | [6 empty] | 0
|  |  | 0 | 0 | C4 | 0 | 0 | 0 | 0 | 0 | 0 | 0 | 0 | 0 | 0 | 0 | 0 | 0 | 0 | 0 | 0 | 0 | 0 | 0 | 0 | 0 | 0 | 0 | 0 | 0 | 0 | 0 | 0 | 0 | 0 | 0 | 0 | 0 | 0 | 0 | 0 |  |  | C4 | 0 | 0 | 0 | 0 | 0 | C4 | 0 | 0 | 0 | 0 | 0 | C4 | [5 empty] | C4 | [5 empty] | 0 | [6 empty] | 0 | [6 empty] | 0 | [6 empty] | 0 | [6 empty] | 0 | [6 empty] | 0
|  |  | 0 | 0 |  | 0 | 0 | 0 | 0 | 0 |  | 0 | 0 | 0 | 0 | 0 |  | 0 | 0 | 0 | 0 | 0 |  | 0 | 0 | 0 | 0 | 0 |  | 0 | 0 | 0 | 0 | 0 |  | 0 | 0 | 0 | 0 | 0 | [22 empty] | 0 | 0 | 0 | 0 | 0 | 0 |  | 0 | 0 | 0 | 0 | 0 | 0 |  | 0 | 0 | 0 | 0 | 0 | 0 |  | 0 | 0 | 0 | 0 | 0 | 0 |  | 0 | 0 | 0 | 0 | 0 | 0 |  | 0 | 0 | 0 | 0 | 0 | 0
| 132kV OHL Fittings |  | 0 | 0 | C1 | 0 | 0 | 0 | 0 | 0 | 0 | 0 | 0 | 0 | 0 | 0 | 0 | 0 | 0 | 0 | 0 | 0 | 0 | 0 | 0 | 0 | 0 | 0 | 0 | 0 | 0 | 0 | 0 | 0 | 0 | 0 | 0 | 0 | 0 | 0 | 0 |  |  | C1 | 0 | 0 | 0 | 0 | 0 | C1 | 0 | 0 | 0 | 0 | 0 | C1 | [5 empty] | C1 | [5 empty] | 0 | [6 empty] | 0 | [6 empty] | 0 | [6 empty] | 0 | [6 empty] | 0 | [6 empty] | 0
|  |  | 0 | 0 | C2 | 0 | 0 | 0 | 0 | 0 | 0 | 0 | 0 | 0 | 0 | 0 | 0 | 0 | 0 | 0 | 0 | 0 | 0 | 0 | 0 | 0 | 0 | 0 | 0 | 0 | 0 | 0 | 0 | 0 | 0 | 0 | 0 | 0 | 0 | 0 | 0 |  |  | C2 | 0 | 0 | 0 | 0 | 0 | C2 | 0 | 0 | 0 | 0 | 0 | C2 | [5 empty] | C2 | [5 empty] | 0 | [6 empty] | 0 | [6 empty] | 0 | [6 empty] | 0 | [6 empty] | 0 | [6 empty] | 0
|  |  | 0 | 0 | C3 | 0 | 0 | 0 | 0 | 0 | 0 | 0 | 0 | 0 | 0 | 0 | 0 | 0 | 0 | 0 | 0 | 0 | 0 | 0 | 0 | 0 | 0 | 0 | 0 | 0 | 0 | 0 | 0 | 0 | 0 | 0 | 0 | 0 | 0 | 0 | 0 |  |  | C3 | 0 | 0 | 0 | 0 | 0 | C3 | 0 | 0 | 0 | 0 | 0 | C3 | [5 empty] | C3 | [5 empty] | 0 | [6 empty] | 0 | [6 empty] | 0 | [6 empty] | 0 | [6 empty] | 0 | [6 empty] | 0
|  |  | 0 | 0 | C4 | 0 | 0 | 0 | 0 | 0 | 0 | 0 | 0 | 0 | 0 | 0 | 0 | 0 | 0 | 0 | 0 | 0 | 0 | 0 | 0 | 0 | 0 | 0 | 0 | 0 | 0 | 0 | 0 | 0 | 0 | 0 | 0 | 0 | 0 | 0 | 0 |  |  | C4 | 0 | 0 | 0 | 0 | 0 | C4 | 0 | 0 | 0 | 0 | 0 | C4 | [5 empty] | C4 | [5 empty] | 0 | [6 empty] | 0 | [6 empty] | 0 | [6 empty] | 0 | [6 empty] | 0 | [6 empty] | 0
|  |  | 0 | 0 |  | 0 | 0 | 0 | 0 | 0 |  | 0 | 0 | 0 | 0 | 0 |  | 0 | 0 | 0 | 0 | 0 |  | 0 | 0 | 0 | 0 | 0 |  | 0 | 0 | 0 | 0 | 0 |  | 0 | 0 | 0 | 0 | 0 | [22 empty] | 0 | 0 | 0 | 0 | 0 | 0 |  | 0 | 0 | 0 | 0 | 0 | 0 |  | 0 | 0 | 0 | 0 | 0 | 0 |  | 0 | 0 | 0 | 0 | 0 | 0 |  | 0 | 0 | 0 | 0 | 0 | 0 |  | 0 | 0 | 0 | 0 | 0 | 0
| [Please insert new asset category as required] |  | 0 | 0 | C1 | 0 | 0 | 0 | 0 | 0 | 0 | 0 | 0 | 0 | 0 | 0 | 0 | 0 | 0 | 0 | 0 | 0 | 0 | 0 | 0 | 0 | 0 | 0 | 0 | 0 | 0 | 0 | 0 | 0 | 0 | 0 | 0 | 0 | 0 | 0 | 0 |  |  | C1 | 0 | 0 | 0 | 0 | 0 | C1 | 0 | 0 | 0 | 0 | 0 | C1 | [5 empty] | C1 | [5 empty] | 0 | [6 empty] | 0 | [6 empty] | 0 | [6 empty] | 0 | [6 empty] | 0 | [6 empty] | 0
|  |  | 0 | 0 | C2 | 0 | 0 | 0 | 0 | 0 | 0 | 0 | 0 | 0 | 0 | 0 | 0 | 0 | 0 | 0 | 0 | 0 | 0 | 0 | 0 | 0 | 0 | 0 | 0 | 0 | 0 | 0 | 0 | 0 | 0 | 0 | 0 | 0 | 0 | 0 | 0 |  |  | C2 | 0 | 0 | 0 | 0 | 0 | C2 | 0 | 0 | 0 | 0 | 0 | C2 | [5 empty] | C2 | [5 empty] | 0 | [6 empty] | 0 | [6 empty] | 0 | [6 empty] | 0 | [6 empty] | 0 | [6 empty] | 0
|  |  | 0 | 0 | C3 | 0 | 0 | 0 | 0 | 0 | 0 | 0 | 0 | 0 | 0 | 0 | 0 | 0 | 0 | 0 | 0 | 0 | 0 | 0 | 0 | 0 | 0 | 0 | 0 | 0 | 0 | 0 | 0 | 0 | 0 | 0 | 0 | 0 | 0 | 0 | 0 |  |  | C3 | 0 | 0 | 0 | 0 | 0 | C3 | 0 | 0 | 0 | 0 | 0 | C3 | [5 empty] | C3 | [5 empty] | 0 | [6 empty] | 0 | [6 empty] | 0 | [6 empty] | 0 | [6 empty] | 0 | [6 empty] | 0
|  |  | 0 | 0 | C4 | 0 | 0 | 0 | 0 | 0 | 0 | 0 | 0 | 0 | 0 | 0 | 0 | 0 | 0 | 0 | 0 | 0 | 0 | 0 | 0 | 0 | 0 | 0 | 0 | 0 | 0 | 0 | 0 | 0 | 0 | 0 | 0 | 0 | 0 | 0 | 0 |  |  | C4 | 0 | 0 | 0 | 0 | 0 | C4 | 0 | 0 | 0 | 0 | 0 | C4 | [5 empty] | C4 | [5 empty] | 0 | [6 empty] | 0 | [6 empty] | 0 | [6 empty] | 0 | [6 empty] | 0 | [6 empty] | 0
|  |  | 0 | 0 |  | 0 | 0 | 0 | 0 | 0 |  | 0 | 0 | 0 | 0 | 0 |  | 0 | 0 | 0 | 0 | 0 |  | 0 | 0 | 0 | 0 | 0 |  | 0 | 0 | 0 | 0 | 0 |  | 0 | 0 | 0 | 0 | 0 | [22 empty] | 0 | 0 | 0 | 0 | 0 | 0 |  | 0 | 0 | 0 | 0 | 0 | 0 |  | 0 | 0 | 0 | 0 | 0 | 0 |  | 0 | 0 | 0 | 0 | 0 | 0 |  | 0 | 0 | 0 | 0 | 0 | 0 |  | 0 | 0 | 0 | 0 | 0 | 0
| [Please insert new asset category as required] |  | 0 | 0 | C1 | 0 | 0 | 0 | 0 | 0 | 0 | 0 | 0 | 0 | 0 | 0 | 0 | 0 | 0 | 0 | 0 | 0 | 0 | 0 | 0 | 0 | 0 | 0 | 0 | 0 | 0 | 0 | 0 | 0 | 0 | 0 | 0 | 0 | 0 | 0 | 0 |  |  | C1 | 0 | 0 | 0 | 0 | 0 | C1 | 0 | 0 | 0 | 0 | 0 | C1 | [5 empty] | C1 | [5 empty] | 0 | [6 empty] | 0 | [6 empty] | 0 | [6 empty] | 0 | [6 empty] | 0 | [6 empty] | 0
|  |  | 0 | 0 | C2 | 0 | 0 | 0 | 0 | 0 | 0 | 0 | 0 | 0 | 0 | 0 | 0 | 0 | 0 | 0 | 0 | 0 | 0 | 0 | 0 | 0 | 0 | 0 | 0 | 0 | 0 | 0 | 0 | 0 | 0 | 0 | 0 | 0 | 0 | 0 | 0 |  |  | C2 | 0 | 0 | 0 | 0 | 0 | C2 | 0 | 0 | 0 | 0 | 0 | C2 | [5 empty] | C2 | [5 empty] | 0 | [6 empty] | 0 | [6 empty] | 0 | [6 empty] | 0 | [6 empty] | 0 | [6 empty] | 0
|  |  | 0 | 0 | C3 | 0 | 0 | 0 | 0 | 0 | 0 | 0 | 0 | 0 | 0 | 0 | 0 | 0 | 0 | 0 | 0 | 0 | 0 | 0 | 0 | 0 | 0 | 0 | 0 | 0 | 0 | 0 | 0 | 0 | 0 | 0 | 0 | 0 | 0 | 0 | 0 |  |  | C3 | 0 | 0 | 0 | 0 | 0 | C3 | 0 | 0 | 0 | 0 | 0 | C3 | [5 empty] | C3 | [5 empty] | 0 | [6 empty] | 0 | [6 empty] | 0 | [6 empty] | 0 | [6 empty] | 0 | [6 empty] | 0
|  |  | 0 | 0 | C4 | 0 | 0 | 0 | 0 | 0 | 0 | 0 | 0 | 0 | 0 | 0 | 0 | 0 | 0 | 0 | 0 | 0 | 0 | 0 | 0 | 0 | 0 | 0 | 0 | 0 | 0 | 0 | 0 | 0 | 0 | 0 | 0 | 0 | 0 | 0 | 0 |  |  | C4 | 0 | 0 | 0 | 0 | 0 | C4 | 0 | 0 | 0 | 0 | 0 | C4 | [5 empty] | C4 | [5 empty] | 0 | [6 empty] | 0 | [6 empty] | 0 | [6 empty] | 0 | [6 empty] | 0 | [6 empty] | 0
|  |  | 0 | 0 |  | 0 | 0 | 0 | 0 | 0 |  | 0 | 0 | 0 | 0 | 0 |  | 0 | 0 | 0 | 0 | 0 |  | 0 | 0 | 0 | 0 | 0 |  | 0 | 0 | 0 | 0 | 0 |  | 0 | 0 | 0 | 0 | 0 | [22 empty] | 0 | 0 | 0 | 0 | 0 | 0 |  | 0 | 0 | 0 | 0 | 0 | 0 |  | 0 | 0 | 0 | 0 | 0 | 0 |  | 0 | 0 | 0 | 0 | 0 | 0 |  | 0 | 0 | 0 | 0 | 0 | 0 |  | 0 | 0 | 0 | 0 | 0 | 0
| [Please insert new asset category as required] |  | 0 | 0 | C1 | 0 | 0 | 0 | 0 | 0 | 0 | 0 | 0 | 0 | 0 | 0 | 0 | 0 | 0 | 0 | 0 | 0 | 0 | 0 | 0 | 0 | 0 | 0 | 0 | 0 | 0 | 0 | 0 | 0 | 0 | 0 | 0 | 0 | 0 | 0 | 0 |  |  | C1 | 0 | 0 | 0 | 0 | 0 | C1 | 0 | 0 | 0 | 0 | 0 | C1 | [5 empty] | C1 | [5 empty] | 0 | [6 empty] | 0 | [6 empty] | 0 | [6 empty] | 0 | [6 empty] | 0 | [6 empty] | 0
|  |  | 0 | 0 | C2 | 0 | 0 | 0 | 0 | 0 | 0 | 0 | 0 | 0 | 0 | 0 | 0 | 0 | 0 | 0 | 0 | 0 | 0 | 0 | 0 | 0 | 0 | 0 | 0 | 0 | 0 | 0 | 0 | 0 | 0 | 0 | 0 | 0 | 0 | 0 | 0 |  |  | C2 | 0 | 0 | 0 | 0 | 0 | C2 | 0 | 0 | 0 | 0 | 0 | C2 | [5 empty] | C2 | [5 empty] | 0 | [6 empty] | 0 | [6 empty] | 0 | [6 empty] | 0 | [6 empty] | 0 | [6 empty] | 0
|  |  | 0 | 0 | C3 | 0 | 0 | 0 | 0 | 0 | 0 | 0 | 0 | 0 | 0 | 0 | 0 | 0 | 0 | 0 | 0 | 0 | 0 | 0 | 0 | 0 | 0 | 0 | 0 | 0 | 0 | 0 | 0 | 0 | 0 | 0 | 0 | 0 | 0 | 0 | 0 |  |  | C3 | 0 | 0 | 0 | 0 | 0 | C3 | 0 | 0 | 0 | 0 | 0 | C3 | [5 empty] | C3 | [5 empty] | 0 | [6 empty] | 0 | [6 empty] | 0 | [6 empty] | 0 | [6 empty] | 0 | [6 empty] | 0
|  |  | 0 | 0 | C4 | 0 | 0 | 0 | 0 | 0 | 0 | 0 | 0 | 0 | 0 | 0 | 0 | 0 | 0 | 0 | 0 | 0 | 0 | 0 | 0 | 0 | 0 | 0 | 0 | 0 | 0 | 0 | 0 | 0 | 0 | 0 | 0 | 0 | 0 | 0 | 0 |  |  | C4 | 0 | 0 | 0 | 0 | 0 | C4 | 0 | 0 | 0 | 0 | 0 | C4 | [5 empty] | C4 | [5 empty] | 0 | [6 empty] | 0 | [6 empty] | 0 | [6 empty] | 0 | [6 empty] | 0 | [6 empty] | 0
|  |  | 0 | 0 |  | 0 | 0 | 0 | 0 | 0 |  | 0 | 0 | 0 | 0 | 0 |  | 0 | 0 | 0 | 0 | 0 |  | 0 | 0 | 0 | 0 | 0 |  | 0 | 0 | 0 | 0 | 0 |  | 0 | 0 | 0 | 0 | 0 | [22 empty] | 0 | 0 | 0 | 0 | 0 | 0 |  | 0 | 0 | 0 | 0 | 0 | 0 |  | 0 | 0 | 0 | 0 | 0 | 0 |  | 0 | 0 | 0 | 0 | 0 | 0 |  | 0 | 0 | 0 | 0 | 0 | 0 |  | 0 | 0 | 0 | 0 | 0 | 0
| [Please insert new asset category as required] |  | 0 | 0 | C1 | 0 | 0 | 0 | 0 | 0 | 0 | 0 | 0 | 0 | 0 | 0 | 0 | 0 | 0 | 0 | 0 | 0 | 0 | 0 | 0 | 0 | 0 | 0 | 0 | 0 | 0 | 0 | 0 | 0 | 0 | 0 | 0 | 0 | 0 | 0 | 0 |  |  | C1 | 0 | 0 | 0 | 0 | 0 | C1 | 0 | 0 | 0 | 0 | 0 | C1 | [5 empty] | C1 | [5 empty] | 0 | [6 empty] | 0 | [6 empty] | 0 | [6 empty] | 0 | [6 empty] | 0 | [6 empty] | 0
|  |  | 0 | 0 | C2 | 0 | 0 | 0 | 0 | 0 | 0 | 0 | 0 | 0 | 0 | 0 | 0 | 0 | 0 | 0 | 0 | 0 | 0 | 0 | 0 | 0 | 0 | 0 | 0 | 0 | 0 | 0 | 0 | 0 | 0 | 0 | 0 | 0 | 0 | 0 | 0 |  |  | C2 | 0 | 0 | 0 | 0 | 0 | C2 | 0 | 0 | 0 | 0 | 0 | C2 | [5 empty] | C2 | [5 empty] | 0 | [6 empty] | 0 | [6 empty] | 0 | [6 empty] | 0 | [6 empty] | 0 | [6 empty] | 0
|  |  | 0 | 0 | C3 | 0 | 0 | 0 | 0 | 0 | 0 | 0 | 0 | 0 | 0 | 0 | 0 | 0 | 0 | 0 | 0 | 0 | 0 | 0 | 0 | 0 | 0 | 0 | 0 | 0 | 0 | 0 | 0 | 0 | 0 | 0 | 0 | 0 | 0 | 0 | 0 |  |  | C3 | 0 | 0 | 0 | 0 | 0 | C3 | 0 | 0 | 0 | 0 | 0 | C3 | [5 empty] | C3 | [5 empty] | 0 | [6 empty] | 0 | [6 empty] | 0 | [6 empty] | 0 | [6 empty] | 0 | [6 empty] | 0
|  |  | 0 | 0 | C4 | 0 | 0 | 0 | 0 | 0 | 0 | 0 | 0 | 0 | 0 | 0 | 0 | 0 | 0 | 0 | 0 | 0 | 0 | 0 | 0 | 0 | 0 | 0 | 0 | 0 | 0 | 0 | 0 | 0 | 0 | 0 | 0 | 0 | 0 | 0 | 0 |  |  | C4 | 0 | 0 | 0 | 0 | 0 | C4 | 0 | 0 | 0 | 0 | 0 | C4 | [5 empty] | C4 | [5 empty] | 0 | [6 empty] | 0 | [6 empty] | 0 | [6 empty] | 0 | [6 empty] | 0 | [6 empty] | 0
|  |  | 0 | 0 |  | 0 | 0 | 0 | 0 | 0 |  | 0 | 0 | 0 | 0 | 0 |  | 0 | 0 | 0 | 0 | 0 |  | 0 | 0 | 0 | 0 | 0 |  | 0 | 0 | 0 | 0 | 0 |  | 0 | 0 | 0 | 0 | 0 | [22 empty] | 0 | 0 | 0 | 0 | 0 | 0 |  | 0 | 0 | 0 | 0 | 0 | 0 |  | 0 | 0 | 0 | 0 | 0 | 0 |  | 0 | 0 | 0 | 0 | 0 | 0 |  | 0 | 0 | 0 | 0 | 0 | 0 |  | 0 | 0 | 0 | 0 | 0 | 0
[63 empty] | 0 | 0 | 0 | 0 | 0 | 0 |  | 0 | 0 | 0 | 0 | 0 | 0 |  | 0 | 0 | 0 | 0 | 0 | 0 |  | 0 | 0 | 0 | 0 | 0 | 0 |  | 0 | 0 | 0 | 0 | 0 | 0 |  | 0 | 0 | 0 | 0 | 0 | 0
| Other | [66 empty] | 0 | [6 empty] | 0 | [6 empty] | 0 | [6 empty] | 0 | [6 empty] | 0 | [6 empty] | 0
| Submarine Cables |  | 51.385 | 51.385 | C1 | 32.01 | 0 | 18.741 | 0 | 0.634 | 51.385 | 0 | 0 | 0 | 0 | 0 | 0 | 1.634 | 0 | 0 | -1 | -0.634 | 0 | 21.934 | 10.076 | 0 | 18.741 | 0.634 | 51.385 | 18.474 | 0 | 0 | -1 | -17.474 | 0 | 21.934 | 10.076 | 0 | 1.901 | 17.474 | 51.385 |  |  | C1 | 0.0057571 | 0.0085717 | 0.015156 | 0.024545 | 0.057572 | C1 | 166865.328 | 166865.328 | 166865.328 | 166865.328 | 166865.328 | C1 | 960.6589 | 1430.3187 | 2528.9333 | 4095.6384 | 9606.7527 | C1 | 0 | 0 | 0 | 0 | 0 | 0 |  | 30750.6909 | 0 | 47394.7388 | 0 | 6090.6812 | 84236.1109 |  | 21071.092 | 14411.8917 | 0 | 76756.3598 | 6090.6812 | 118330.0247 |  | 22640.8086 | 14411.8917 | 0 | 72660.7214 | 0 | 109713.4217 |  | 21071.092 | 14411.8917 | 0 | 7785.8087 | 167868.3962 | 211137.1885 |  | 38818.3042 | 14411.8917 | 0 | 3690.1702 | 0 | 56920.3661
|  |  | 332.389 | 332.389 | C2 | 282.204 | 0 | 50.185 | 0 | 0 | 332.389 | 0 | 0 | 0 | 0 | 0 | 0 | 6 | 0 | 0 | -6 | 0 | 0 | 275.13 | 7.074 | 0.567 | 49.618 | 0 | 332.389 | 43.185 | 0 | 0 | -5.805 | -37.38 | 0 | 233.474 | 48.73 | 0 | 5.805 | 44.38 | 332.389 |  |  | C2 | 0.0057571 | 0.0085717 | 0.015156 | 0.024545 | 0.057572 | C2 | 238379.04 | 238379.04 | 238379.04 | 238379.04 | 238379.04 | C2 | 1372.3698 | 2043.3125 | 3612.7618 | 5850.912 | 13723.9324 | C2 | 0 | 0 | 0 | 0 | 0 | 0 |  | 387288.2571 | 0 | 181306.453 | 0 | 0 | 568594.7101 |  | 377580.1129 | 14454.3926 | 2048.436 | 290310.5537 | 0 | 684393.4952 |  | 385814.3319 | 14454.3926 | 2048.436 | 255205.0815 | 0 | 657522.2419 |  | 320412.675 | 99570.6179 | 0 | 33964.5444 | 609068.1193 | 1063015.9566 |  | 379678.4663 | 99570.6179 | 0 | 0 | 96067.5267 | 575316.611
|  |  | 70.896 | 70.896 | C3 | 42.4453 | 1.155 | 25.0757 | 0 | 2.22 | 70.896 | 0 | 0 | 0 | 0 | 0 | 0 | 15.22 | 0 | -1 | -12 | -2.22 | 0 | 42.4453 | 1.155 | 3.0547 | 22.021 | 2.22 | 70.896 | 23.4468 | 0 | -1.4861 | -12.0957 | -9.865 | 0 | 35.5573 | 6.888 | 1.49 | 12.0957 | 14.865 | 70.896 |  |  | C3 | 0.0057571 | 0.0085717 | 0.015156 | 0.024545 | 0.057572 | C3 | 357568.56 | 357568.56 | 357568.56 | 357568.56 | 357568.56 | C3 | 2058.5548 | 3064.9687 | 5419.1428 | 8776.3681 | 20585.8986 | C3 | 0 | 0 | 0 | 0 | 0 | 0 |  | 87375.9741 | 3540.0389 | 135888.7982 | 0 | 45700.6948 | 272505.506 |  | 87375.9741 | 3540.0389 | 16553.8554 | 193264.4011 | 45700.6948 | 346434.9644 |  | 118707.1774 | 3540.0389 | 11134.7126 | 87947.9844 | 0 | 221329.9133 |  | 73196.6489 | 21111.5047 | 8074.5227 | 106156.3152 | 306009.3824 | 514548.3739 |  | 121463.1803 | 21111.5047 | 21.109 | 0 | 102929.4929 | 245525.2869
|  |  | 0 | 0 | C4 | 0 | 0 | 0 | 0 | 0 | 0 | 0 | 0 | 0 | 0 | 0 | 0 | 0 | 0 | 0 | 0 | 0 | 0 | 0 | 0 | 0 | 0 | 0 | 0 | 0 | 0 | 0 | 0 | 0 | 0 | 0 | 0 | 0 | 0 | 0 | 0 |  |  | C4 | 0.0057571 | 0.0085717 | 0.015156 | 0.024545 | 0.057572 | C4 | 595947.6 | 595947.6 | 595947.6 | 595947.6 | 595947.6 | C4 | 3430.9246 | 5108.2812 | 9031.9046 | 14627.2801 | 34309.831 | C4 | 0 | 0 | 0 | 0 | 0 | 0 |  | 0 | 0 | 0 | 0 | 0 | 0 |  | 0 | 0 | 0 | 0 | 0 | 0 |  | 0 | 0 | 0 | 0 | 0 | 0 |  | 0 | 0 | 0 | 0 | 0 | 0 |  | 0 | 0 | 0 | 0 | 0 | 0
|  | Yes | 454.67 | 454.67 |  | 356.6593 | 1.155 | 94.0017 | 0 | 2.854 |  | 0 | 0 | 0 | 0 | 0 |  | 22.854 | 0 | -1 | -19 | -2.854 |  | 339.5093 | 18.305 | 3.6217 | 90.38 | 2.854 |  | 85.1058 | 0 | -1.4861 | -18.9007 | -64.719 |  | 290.9653 | 65.694 | 1.49 | 19.8017 | 76.719 | [22 empty] | 0 | 0 | 0 | 0 | 0 | 0 |  | 505414.9221 | 3540.0389 | 364589.99 | 0 | 51791.376 | 925336.3269 |  | 486027.1789 | 32406.3232 | 18602.2914 | 560331.3147 | 51791.376 | 1149158.4842 |  | 527162.3179 | 32406.3232 | 13183.1486 | 415813.7872 | 0 | 988565.5769 |  | 414680.4159 | 135094.0144 | 8074.5227 | 147906.6683 | 1082945.8978 | 1788701.5191 |  | 539959.9508 | 135094.0144 | 21.109 | 3690.1702 | 198997.0196 | 877762.264
| [Please insert new asset category as required] |  | 0 | 0 | C1 | 0 | 0 | 0 | 0 | 0 | 0 | 0 | 0 | 0 | 0 | 0 | 0 | 0 | 0 | 0 | 0 | 0 | 0 | 0 | 0 | 0 | 0 | 0 | 0 | 0 | 0 | 0 | 0 | 0 | 0 | 0 | 0 | 0 | 0 | 0 | 0 |  |  | C1 | 0 | 0 | 0 | 0 | 0 | C1 | 0 | 0 | 0 | 0 | 0 | C1 | [5 empty] | C1 | [5 empty] | 0 | [6 empty] | 0 | [6 empty] | 0 | [6 empty] | 0 | [6 empty] | 0 | [6 empty] | 0
|  |  | 0 | 0 | C2 | 0 | 0 | 0 | 0 | 0 | 0 | 0 | 0 | 0 | 0 | 0 | 0 | 0 | 0 | 0 | 0 | 0 | 0 | 0 | 0 | 0 | 0 | 0 | 0 | 0 | 0 | 0 | 0 | 0 | 0 | 0 | 0 | 0 | 0 | 0 | 0 |  |  | C2 | 0 | 0 | 0 | 0 | 0 | C2 | 0 | 0 | 0 | 0 | 0 | C2 | [5 empty] | C2 | [5 empty] | 0 | [6 empty] | 0 | [6 empty] | 0 | [6 empty] | 0 | [6 empty] | 0 | [6 empty] | 0
|  |  | 0 | 0 | C3 | 0 | 0 | 0 | 0 | 0 | 0 | 0 | 0 | 0 | 0 | 0 | 0 | 0 | 0 | 0 | 0 | 0 | 0 | 0 | 0 | 0 | 0 | 0 | 0 | 0 | 0 | 0 | 0 | 0 | 0 | 0 | 0 | 0 | 0 | 0 | 0 |  |  | C3 | 0 | 0 | 0 | 0 | 0 | C3 | 0 | 0 | 0 | 0 | 0 | C3 | [5 empty] | C3 | [5 empty] | 0 | [6 empty] | 0 | [6 empty] | 0 | [6 empty] | 0 | [6 empty] | 0 | [6 empty] | 0
|  |  | 0 | 0 | C4 | 0 | 0 | 0 | 0 | 0 | 0 | 0 | 0 | 0 | 0 | 0 | 0 | 0 | 0 | 0 | 0 | 0 | 0 | 0 | 0 | 0 | 0 | 0 | 0 | 0 | 0 | 0 | 0 | 0 | 0 | 0 | 0 | 0 | 0 | 0 | 0 |  |  | C4 | 0 | 0 | 0 | 0 | 0 | C4 | 0 | 0 | 0 | 0 | 0 | C4 | [5 empty] | C4 | [5 empty] | 0 | [6 empty] | 0 | [6 empty] | 0 | [6 empty] | 0 | [6 empty] | 0 | [6 empty] | 0
|  |  | 0 | 0 |  | 0 | 0 | 0 | 0 | 0 |  | 0 | 0 | 0 | 0 | 0 |  | 0 | 0 | 0 | 0 | 0 |  | 0 | 0 | 0 | 0 | 0 |  | 0 | 0 | 0 | 0 | 0 |  | 0 | 0 | 0 | 0 | 0 | [22 empty] | 0 | 0 | 0 | 0 | 0 | 0 |  | 0 | 0 | 0 | 0 | 0 | 0 |  | 0 | 0 | 0 | 0 | 0 | 0 |  | 0 | 0 | 0 | 0 | 0 | 0 |  | 0 | 0 | 0 | 0 | 0 | 0 |  | 0 | 0 | 0 | 0 | 0 | 0
| [Please insert new asset category as required] |  | 0 | 0 | C1 | 0 | 0 | 0 | 0 | 0 | 0 | 0 | 0 | 0 | 0 | 0 | 0 | 0 | 0 | 0 | 0 | 0 | 0 | 0 | 0 | 0 | 0 | 0 | 0 | 0 | 0 | 0 | 0 | 0 | 0 | 0 | 0 | 0 | 0 | 0 | 0 |  |  | C1 | 0 | 0 | 0 | 0 | 0 | C1 | 0 | 0 | 0 | 0 | 0 | C1 | [5 empty] | C1 | [5 empty] | 0 | [6 empty] | 0 | [6 empty] | 0 | [6 empty] | 0 | [6 empty] | 0 | [6 empty] | 0
|  |  | 0 | 0 | C2 | 0 | 0 | 0 | 0 | 0 | 0 | 0 | 0 | 0 | 0 | 0 | 0 | 0 | 0 | 0 | 0 | 0 | 0 | 0 | 0 | 0 | 0 | 0 | 0 | 0 | 0 | 0 | 0 | 0 | 0 | 0 | 0 | 0 | 0 | 0 | 0 |  |  | C2 | 0 | 0 | 0 | 0 | 0 | C2 | 0 | 0 | 0 | 0 | 0 | C2 | [5 empty] | C2 | [5 empty] | 0 | [6 empty] | 0 | [6 empty] | 0 | [6 empty] | 0 | [6 empty] | 0 | [6 empty] | 0
|  |  | 0 | 0 | C3 | 0 | 0 | 0 | 0 | 0 | 0 | 0 | 0 | 0 | 0 | 0 | 0 | 0 | 0 | 0 | 0 | 0 | 0 | 0 | 0 | 0 | 0 | 0 | 0 | 0 | 0 | 0 | 0 | 0 | 0 | 0 | 0 | 0 | 0 | 0 | 0 |  |  | C3 | 0 | 0 | 0 | 0 | 0 | C3 | 0 | 0 | 0 | 0 | 0 | C3 | [5 empty] | C3 | [5 empty] | 0 | [6 empty] | 0 | [6 empty] | 0 | [6 empty] | 0 | [6 empty] | 0 | [6 empty] | 0
|  |  | 0 | 0 | C4 | 0 | 0 | 0 | 0 | 0 | 0 | 0 | 0 | 0 | 0 | 0 | 0 | 0 | 0 | 0 | 0 | 0 | 0 | 0 | 0 | 0 | 0 | 0 | 0 | 0 | 0 | 0 | 0 | 0 | 0 | 0 | 0 | 0 | 0 | 0 | 0 |  |  | C4 | 0 | 0 | 0 | 0 | 0 | C4 | 0 | 0 | 0 | 0 | 0 | C4 | [5 empty] | C4 | [5 empty] | 0 | [6 empty] | 0 | [6 empty] | 0 | [6 empty] | 0 | [6 empty] | 0 | [6 empty] | 0
|  |  | 0 | 0 |  | 0 | 0 | 0 | 0 | 0 |  | 0 | 0 | 0 | 0 | 0 |  | 0 | 0 | 0 | 0 | 0 |  | 0 | 0 | 0 | 0 | 0 |  | 0 | 0 | 0 | 0 | 0 |  | 0 | 0 | 0 | 0 | 0 | [22 empty] | 0 | 0 | 0 | 0 | 0 | 0 |  | 0 | 0 | 0 | 0 | 0 | 0 |  | 0 | 0 | 0 | 0 | 0 | 0 |  | 0 | 0 | 0 | 0 | 0 | 0 |  | 0 | 0 | 0 | 0 | 0 | 0 |  | 0 | 0 | 0 | 0 | 0 | 0
| [Please insert new asset category as required] |  | 0 | 0 | C1 | 0 | 0 | 0 | 0 | 0 | 0 | 0 | 0 | 0 | 0 | 0 | 0 | 0 | 0 | 0 | 0 | 0 | 0 | 0 | 0 | 0 | 0 | 0 | 0 | 0 | 0 | 0 | 0 | 0 | 0 | 0 | 0 | 0 | 0 | 0 | 0 |  |  | C1 | 0 | 0 | 0 | 0 | 0 | C1 | 0 | 0 | 0 | 0 | 0 | C1 | [5 empty] | C1 | [5 empty] | 0 | [6 empty] | 0 | [6 empty] | 0 | [6 empty] | 0 | [6 empty] | 0 | [6 empty] | 0
|  |  | 0 | 0 | C2 | 0 | 0 | 0 | 0 | 0 | 0 | 0 | 0 | 0 | 0 | 0 | 0 | 0 | 0 | 0 | 0 | 0 | 0 | 0 | 0 | 0 | 0 | 0 | 0 | 0 | 0 | 0 | 0 | 0 | 0 | 0 | 0 | 0 | 0 | 0 | 0 |  |  | C2 | 0 | 0 | 0 | 0 | 0 | C2 | 0 | 0 | 0 | 0 | 0 | C2 | [5 empty] | C2 | [5 empty] | 0 | [6 empty] | 0 | [6 empty] | 0 | [6 empty] | 0 | [6 empty] | 0 | [6 empty] | 0
|  |  | 0 | 0 | C3 | 0 | 0 | 0 | 0 | 0 | 0 | 0 | 0 | 0 | 0 | 0 | 0 | 0 | 0 | 0 | 0 | 0 | 0 | 0 | 0 | 0 | 0 | 0 | 0 | 0 | 0 | 0 | 0 | 0 | 0 | 0 | 0 | 0 | 0 | 0 | 0 |  |  | C3 | 0 | 0 | 0 | 0 | 0 | C3 | 0 | 0 | 0 | 0 | 0 | C3 | [5 empty] | C3 | [5 empty] | 0 | [6 empty] | 0 | [6 empty] | 0 | [6 empty] | 0 | [6 empty] | 0 | [6 empty] | 0
|  |  | 0 | 0 | C4 | 0 | 0 | 0 | 0 | 0 | 0 | 0 | 0 | 0 | 0 | 0 | 0 | 0 | 0 | 0 | 0 | 0 | 0 | 0 | 0 | 0 | 0 | 0 | 0 | 0 | 0 | 0 | 0 | 0 | 0 | 0 | 0 | 0 | 0 | 0 | 0 |  |  | C4 | 0 | 0 | 0 | 0 | 0 | C4 | 0 | 0 | 0 | 0 | 0 | C4 | [5 empty] | C4 | [5 empty] | 0 | [6 empty] | 0 | [6 empty] | 0 | [6 empty] | 0 | [6 empty] | 0 | [6 empty] | 0
|  |  | 0 | 0 |  | 0 | 0 | 0 | 0 | 0 |  | 0 | 0 | 0 | 0 | 0 |  | 0 | 0 | 0 | 0 | 0 |  | 0 | 0 | 0 | 0 | 0 |  | 0 | 0 | 0 | 0 | 0 |  | 0 | 0 | 0 | 0 | 0 | [22 empty] | 0 | 0 | 0 | 0 | 0 | 0 |  | 0 | 0 | 0 | 0 | 0 | 0 |  | 0 | 0 | 0 | 0 | 0 | 0 |  | 0 | 0 | 0 | 0 | 0 | 0 |  | 0 | 0 | 0 | 0 | 0 | 0 |  | 0 | 0 | 0 | 0 | 0 | 0
| [Please insert new asset category as required] |  | 0 | 0 | C1 | 0 | 0 | 0 | 0 | 0 | 0 | 0 | 0 | 0 | 0 | 0 | 0 | 0 | 0 | 0 | 0 | 0 | 0 | 0 | 0 | 0 | 0 | 0 | 0 | 0 | 0 | 0 | 0 | 0 | 0 | 0 | 0 | 0 | 0 | 0 | 0 |  |  | C1 | 0 | 0 | 0 | 0 | 0 | C1 | 0 | 0 | 0 | 0 | 0 | C1 | [5 empty] | C1 | [5 empty] | 0 | [6 empty] | 0 | [6 empty] | 0 | [6 empty] | 0 | [6 empty] | 0 | [6 empty] | 0
|  |  | 0 | 0 | C2 | 0 | 0 | 0 | 0 | 0 | 0 | 0 | 0 | 0 | 0 | 0 | 0 | 0 | 0 | 0 | 0 | 0 | 0 | 0 | 0 | 0 | 0 | 0 | 0 | 0 | 0 | 0 | 0 | 0 | 0 | 0 | 0 | 0 | 0 | 0 | 0 |  |  | C2 | 0 | 0 | 0 | 0 | 0 | C2 | 0 | 0 | 0 | 0 | 0 | C2 | [5 empty] | C2 | [5 empty] | 0 | [6 empty] | 0 | [6 empty] | 0 | [6 empty] | 0 | [6 empty] | 0 | [6 empty] | 0
|  |  | 0 | 0 | C3 | 0 | 0 | 0 | 0 | 0 | 0 | 0 | 0 | 0 | 0 | 0 | 0 | 0 | 0 | 0 | 0 | 0 | 0 | 0 | 0 | 0 | 0 | 0 | 0 | 0 | 0 | 0 | 0 | 0 | 0 | 0 | 0 | 0 | 0 | 0 | 0 |  |  | C3 | 0 | 0 | 0 | 0 | 0 | C3 | 0 | 0 | 0 | 0 | 0 | C3 | [5 empty] | C3 | [5 empty] | 0 | [6 empty] | 0 | [6 empty] | 0 | [6 empty] | 0 | [6 empty] | 0 | [6 empty] | 0
|  |  | 0 | 0 | C4 | 0 | 0 | 0 | 0 | 0 | 0 | 0 | 0 | 0 | 0 | 0 | 0 | 0 | 0 | 0 | 0 | 0 | 0 | 0 | 0 | 0 | 0 | 0 | 0 | 0 | 0 | 0 | 0 | 0 | 0 | 0 | 0 | 0 | 0 | 0 | 0 |  |  | C4 | 0 | 0 | 0 | 0 | 0 | C4 | 0 | 0 | 0 | 0 | 0 | C4 | [5 empty] | C4 | [5 empty] | 0 | [6 empty] | 0 | [6 empty] | 0 | [6 empty] | 0 | [6 empty] | 0 | [6 empty] | 0
|  |  | 0 | 0 |  | 0 | 0 | 0 | 0 | 0 |  | 0 | 0 | 0 | 0 | 0 |  | 0 | 0 | 0 | 0 | 0 |  | 0 | 0 | 0 | 0 | 0 |  | 0 | 0 | 0 | 0 | 0 |  | 0 | 0 | 0 | 0 | 0 | [22 empty] | 0 | 0 | 0 | 0 | 0 | 0 |  | 0 | 0 | 0 | 0 | 0 | 0 |  | 0 | 0 | 0 | 0 | 0 | 0 |  | 0 | 0 | 0 | 0 | 0 | 0 |  | 0 | 0 | 0 | 0 | 0 | 0 |  | 0 | 0 | 0 | 0 | 0 | 0
| [Please insert new asset category as required] |  | 0 | 0 | C1 | 0 | 0 | 0 | 0 | 0 | 0 | 0 | 0 | 0 | 0 | 0 | 0 | 0 | 0 | 0 | 0 | 0 | 0 | 0 | 0 | 0 | 0 | 0 | 0 | 0 | 0 | 0 | 0 | 0 | 0 | 0 | 0 | 0 | 0 | 0 | 0 |  |  | C1 | 0 | 0 | 0 | 0 | 0 | C1 | 0 | 0 | 0 | 0 | 0 | C1 | [5 empty] | C1 | [5 empty] | 0 | [6 empty] | 0 | [6 empty] | 0 | [6 empty] | 0 | [6 empty] | 0 | [6 empty] | 0
|  |  | 0 | 0 | C2 | 0 | 0 | 0 | 0 | 0 | 0 | 0 | 0 | 0 | 0 | 0 | 0 | 0 | 0 | 0 | 0 | 0 | 0 | 0 | 0 | 0 | 0 | 0 | 0 | 0 | 0 | 0 | 0 | 0 | 0 | 0 | 0 | 0 | 0 | 0 | 0 |  |  | C2 | 0 | 0 | 0 | 0 | 0 | C2 | 0 | 0 | 0 | 0 | 0 | C2 | [5 empty] | C2 | [5 empty] | 0 | [6 empty] | 0 | [6 empty] | 0 | [6 empty] | 0 | [6 empty] | 0 | [6 empty] | 0
|  |  | 0 | 0 | C3 | 0 | 0 | 0 | 0 | 0 | 0 | 0 | 0 | 0 | 0 | 0 | 0 | 0 | 0 | 0 | 0 | 0 | 0 | 0 | 0 | 0 | 0 | 0 | 0 | 0 | 0 | 0 | 0 | 0 | 0 | 0 | 0 | 0 | 0 | 0 | 0 |  |  | C3 | 0 | 0 | 0 | 0 | 0 | C3 | 0 | 0 | 0 | 0 | 0 | C3 | [5 empty] | C3 | [5 empty] | 0 | [6 empty] | 0 | [6 empty] | 0 | [6 empty] | 0 | [6 empty] | 0 | [6 empty] | 0
|  |  | 0 | 0 | C4 | 0 | 0 | 0 | 0 | 0 | 0 | 0 | 0 | 0 | 0 | 0 | 0 | 0 | 0 | 0 | 0 | 0 | 0 | 0 | 0 | 0 | 0 | 0 | 0 | 0 | 0 | 0 | 0 | 0 | 0 | 0 | 0 | 0 | 0 | 0 | 0 |  |  | C4 | 0 | 0 | 0 | 0 | 0 | C4 | 0 | 0 | 0 | 0 | 0 | C4 | [5 empty] | C4 | [5 empty] | 0 | [6 empty] | 0 | [6 empty] | 0 | [6 empty] | 0 | [6 empty] | 0 | [6 empty] | 0
|  |  | 0 | 0 |  | 0 | 0 | 0 | 0 | 0 |  | 0 | 0 | 0 | 0 | 0 |  | 0 | 0 | 0 | 0 | 0 |  | 0 | 0 | 0 | 0 | 0 |  | 0 | 0 | 0 | 0 | 0 |  | 0 | 0 | 0 | 0 | 0 | [22 empty] | 0 | 0 | 0 | 0 | 0 | 0 |  | 0 | 0 | 0 | 0 | 0 | 0 |  | 0 | 0 | 0 | 0 | 0 | 0 |  | 0 | 0 | 0 | 0 | 0 | 0 |  | 0 | 0 | 0 | 0 | 0 | 0 |  | 0 | 0 | 0 | 0 | 0 | 0
[63 empty] | 0 | 0 | 0 | 0 | 0 | 0 |  | 505414.9221 | 3540.0389 | 364589.99 | 0 | 51791.376 | 925336.3269 |  | 486027.1789 | 32406.3232 | 18602.2914 | 560331.3147 | 51791.376 | 1149158.4842 |  | 527162.3179 | 32406.3232 | 13183.1486 | 415813.7872 | 0 | 988565.5769 |  | 414680.4159 | 135094.0144 | 8074.5227 | 147906.6683 | 1082945.8978 | 1788701.5191 |  | 539959.9508 | 135094.0144 | 21.109 | 3690.1702 | 198997.0196 | 877762.264
| TOTAL |  | 504531.623 | 504510.461 |  | 292069.4433 | 61027.484 | 136696.0097 | 1376 | 13362.686 |  | 0 | 0 | 0 | 0 | 0 |  | 6452.957 | -44 | -162 | -332 | -5924.122 |  | 273307.5123 | 64030.086 | 152005.9587 | 1388.38 | 13799.686 |  | 20995.6898 | -124.47 | -253.4861 | -11443.9087 | -9194.987 |  | 251293.9853 | 48526.458 | 47120.64 | 142693.9887 | 14896.551 |  |  |  |  | 0 | 0 | 0 | 0 | 0 |  | 0 | 0 | 0 | 0 | 0 | [7 empty] | 0 | 0 | 0 | 0 | 0 | 0 |  | 9984984.9665 | 2783582.354 | 11240987.0789 | 343667.6247 | 5393701.8703 | 29746923.8944 |  | 9337900.5287 | 2972300.655 | 12045926.5514 | 1123624.3057 | 5709758.214 | 31189510.2548 |  | 9623506.2148 | 2968976.0008 | 12015918.8213 | 898641.7456 | 3307702.2695 | 28814745.0518 |  | 8508514.1694 | 2532765.9942 | 4122667.5671 | 17929538.0398 | 7634235.5621 | 40727721.3325 |  | 9405727.0767 | 2460634.9946 | 4072516.6635 | 16032026.4148 | 2980744.808 | 34951649.9576
Health Index Definitions
|  |  | HI1 | New or as new | [57 empty] | LV Network | 0 | 0 | 0 | 0 | 0 | 0 | LV Network | 1117613.1788 | 404297.0737 | 2646813.5834 | 16195.0503 | 782148.7935 | 4967067.6797 | LV Network | 1027972.7318 | 428700.5724 | 2837576.0846 | 14105.5901 | 794906.6264 | 5103261.6053 | LV Network | 1079552.7337 | 428700.5724 | 2837576.0846 | 100.5235 | 311948.1745 | 4657878.0887 | LV Network | 930853.5589 | 337518.8878 | 545760.245 | 4389306.5139 | 822047.5573 | 7025486.7629 | LV Network | 1116227.1394 | 337518.8878 | 545760.245 | 3801774.6068 | 346398.3054 | 6147679.1843
|  |  | HI2 | Good or seviceable condition | [57 empty] | HV Network | 0 | 0 | 0 | 0 | 0 | 0 | HV Network | 6202847.3693 | 1835294.8261 | 6392118.4813 | 128425.7536 | 2437014.8844 | 16995701.3147 | HV Network | 5821908.0441 | 1932216.3599 | 7206089.2471 | 112579.0154 | 2540462.4513 | 17613255.1178 | HV Network | 5937024.3726 | 1928891.7056 | 7187001.8917 | 99248.3237 | 1514960.8003 | 16667127.0939 | HV Network | 5353583.3743 | 1497961.5568 | 2497222.1538 | 10889522.1668 | 2749755.7332 | 22988044.9849 | HV Network | 5762263.5673 | 1491255.4166 | 2466373.4518 | 10025858.1776 | 850502.0221 | 20596252.6355
|  |  | HI3 | Deterioration requires assessment and monitoring | [57 empty] | EHV Network | 0 | 0 | 0 | 0 | 0 | 0 | EHV Network | 2159109.4963 | 540450.4153 | 1837465.0243 | 199046.8208 | 2122746.8164 | 6858818.5731 | EHV Network | 2001992.5739 | 578977.3996 | 1983658.9283 | 436608.3854 | 2322597.7603 | 7323835.0475 | EHV Network | 2079766.7905 | 578977.3996 | 1978157.6963 | 383479.1112 | 1480793.2947 | 6501174.2923 | EHV Network | 1809396.8203 | 562191.5352 | 1071610.6456 | 2502802.6908 | 2979486.3737 | 8925488.0656 | EHV Network | 1987276.4192 | 496766.6759 | 1060361.8578 | 2200703.4601 | 1584847.4609 | 7329955.8738
|  |  | HI4 | Material deterioration, intervention requires consideration | [57 empty] | 132kV Network | 0 | 0 | 0 | 0 | 0 | 0 | 132kV Network | 0 | 0 | 0 | 0 | 0 | 0 | 132kV Network | 0 | 0 | 0 | 0 | 0 | 0 | 132kV Network | 0 | 0 | 0 | 0 | 0 | 0 | 132kV Network | 0 | 0 | 0 | 0 | 0 | 0 | 132kV Network | 0 | 0 | 0 | 0 | 0 | 0
|  |  | HI5 | End of serviceable life, intervention required | [57 empty] | Other | 0 | 0 | 0 | 0 | 0 | 0 | Other | 505414.9221 | 3540.0389 | 364589.99 | 0 | 51791.376 | 925336.3269 | Other | 486027.1789 | 32406.3232 | 18602.2914 | 560331.3147 | 51791.376 | 1149158.4842 | Other | 527162.3179 | 32406.3232 | 13183.1486 | 415813.7872 | 0 | 988565.5769 | Other | 414680.4159 | 135094.0144 | 8074.5227 | 147906.6683 | 1082945.8978 | 1788701.5191 | Other | 539959.9508 | 135094.0144 | 21.109 | 3690.1702 | 198997.0196 | 877762.264
[62 empty] | Total | 0 | 0 | 0 | 0 | 0 | 0 | Total | 9984984.9665 | 2783582.354 | 11240987.0789 | 343667.6247 | 5393701.8703 | 29746923.8944 | Total | 9337900.5287 | 2972300.655 | 12045926.5514 | 1123624.3057 | 5709758.214 | 31189510.2548 | Total | 9623506.2148 | 2968976.0008 | 12015918.8213 | 898641.7456 | 3307702.2695 | 28814745.0518 | Total | 8508514.1694 | 2532765.9942 | 4122667.5671 | 17929538.0398 | 7634235.5621 | 40727721.3325 | Total | 9405727.0767 | 2460634.9946 | 4072516.6635 | 16032026.4148 | 2980744.808 | 34951649.9576
Criticality Index Definitions
|  |  | C1 | Low criticality
|  |  | C2 | Average criticality
|  |  | C3 | High criticality
|  |  | C4 | Very high criticality

## SSEH - Refurb
Secondary deliverables RIIO-ED1 - Refurbishment | [50 empty] | Criticality weightings C1 to C4 | Criticality Rating Boundaries
SSEH | [49 empty] | C1 | 0.7 | Below 75% of average
[50 empty] | C2 | 1 | 75%-125%
[50 empty] | C3 | 1.5 | 125%-200%
[50 empty] | C4 | 2.5 | Over 200% of average
Price base (2012/13)
| ASSET CATEGORIES |  | ASSET REGISTER |  |  | End of DPCR5 (31 March 2015) with investment | [5 empty] | End of DPCR5 (31 March 2015) without investment | [5 empty] | Mid-Period Review (31 March 2019) planned investment | [5 empty] | Mid-Period Review (31 March 2019) without investment | [5 empty] | End of RIIO-ED1 (31 March 2023) planned investment | [5 empty] | End of RIIO-ED1 (31 March 2023) without investment | [8 empty] | Probability of Asset Failure | [5 empty] | Consequence of Asset Failure | [5 empty] | Probability of Asset Failure x Consequence of Asset Failure
Is it your current intention to have a health index for this asset category in the RIIO-ED1 control period.
|  |  | as at 31st March 2015 | as at 31st March 2023 |  | HI 1 | HI 2 | HI 3 | HI 4 | HI 5 |  | HI 1 | HI 2 | HI 3 | HI 4 | HI 5 |  | HI 1 | HI 2 | HI 3 | HI 4 | HI 5 |  | HI 1 | HI 2 | HI 3 | HI 4 | HI 5 |  | HI 1 | HI 2 | HI 3 | HI 4 | HI 5 |  | HI 1 | HI 2 | HI 3 | HI 4 | HI 5 |  |  |  |  | HI 1 | HI 2 | HI 3 | HI 4 | HI 5 |  | HI 1 | HI 2 | HI 3 | HI 4 | HI 5 |  | HI 1 | HI 2 | HI 3 | HI 4 | HI 5 |  | End of DPCR5 (without investment) | [6 empty] | Position at Beginning of RIIO-ED1 | [6 empty] | Mid Period (Without Investment) | [6 empty] | Mid Period (With Investment) | [6 empty] | End of RIIO-ED1 (Without Investment) | [6 empty] | End of RIIO-ED1 (With Investment)
| LV Network | [61 empty] | 1 | 2 | 3 | 4 | 5 | Total |  | 1 | 2 | 3 | 4 | 5 | Total |  | 1 | 2 | 3 | 4 | 5 | Total |  | 1 | 2 | 3 | 4 | 5 | Total |  | 1 | 2 | 3 | 4 | 5 | Total |  | 1 | 2 | 3 | 4 | 5 | Total
| LV Switchgear and Other |  | 1587 | 1587 | C1 | 1523 | 43 | 13 | 0 | 8 | 1587 | 0 | 0 | 0 | 0 | 0 | 0 | 0 | 0 | 0 | 0 | 0 | 0 | 1494 | 62 | 23 | 0 | 8 | 1587 | 0 | 0 | 0 | 0 | 0 | 0 | 1435 | 97 | 29 | 18 | 8 | 1587 | Yes |  | C1 | 0.0013363 | 0.0019897 | 0.0035179 | 0.0056973 | 0.013364 | C1 | 13673.632 | 13673.632 | 13673.632 | 13673.632 | 13673.632 | C1 | 18.2727 | 27.2061 | 48.1028 | 77.9031 | 182.73 | C1 | 0 | 0 | 0 | 0 | 0 | 0 |  | 27829.3041 | 1169.8617 | 625.3368 | 0 | 1461.84 | 31086.3426 |  | 27299.3962 | 1686.7773 | 1106.3651 | 0 | 1461.84 | 31554.3785 |  | 27299.3962 | 1686.7773 | 1106.3651 | 0 | 1461.84 | 31554.3785 |  | 26221.3076 | 2638.9904 | 1394.982 | 1402.2562 | 1461.84 | 33119.3761 |  | 26221.3076 | 2638.9904 | 1394.982 | 1402.2562 | 1461.84 | 33119.3761
|  |  | 9095 | 9095 | C2 | 7723 | 503 | 831 | 1 | 37 | 9095 | 0 | 0 | 0 | 0 | 0 | 0 | 0 | 0 | 0 | 0 | 0 | 0 | 7355 | 741 | 958 | 3 | 38 | 9095 | 0 | 0 | 0 | 0 | 0 | 0 | 6717 | 1119 | 711 | 509 | 39 | 9095 | No |  | C2 | 0.0013363 | 0.0019897 | 0.0035179 | 0.0056973 | 0.013364 | C2 | 19533.76 | 19533.76 | 19533.76 | 19533.76 | 19533.76 | C2 | 26.1038 | 38.8658 | 68.7183 | 111.2902 | 261.0429 | C2 | 0 | 0 | 0 | 0 | 0 | 0 |  | 201599.9584 | 19549.5163 | 57104.9291 | 111.2902 | 9658.5856 | 288024.2796 |  | 191993.7452 | 28799.5856 | 65832.1565 | 333.8705 | 9919.6285 | 296878.9863 |  | 191993.7452 | 28799.5856 | 65832.1565 | 333.8705 | 9919.6285 | 296878.9863 |  | 175339.4951 | 43490.8722 | 48858.7299 | 56646.6969 | 10180.6713 | 334516.4655 |  | 175339.4951 | 43490.8722 | 48858.7299 | 56646.6969 | 10180.6713 | 334516.4655
|  |  | 1533 | 1533 | C3 | 444 | 72 | 1017 | 0 | 0 | 1533 | 0 | 0 | 0 | 0 | 0 | 0 | 0 | 0 | 0 | 0 | 0 | 0 | 373 | 123 | 1037 | 0 | 0 | 1533 | 0 | 0 | 0 | 0 | 0 | 0 | 293 | 182 | 34 | 1024 | 0 | 1533 |  |  | C3 | 0.0013363 | 0.0019897 | 0.0035179 | 0.0056973 | 0.013364 | C3 | 29300.64 | 29300.64 | 29300.64 | 29300.64 | 29300.64 | C3 | 39.1558 | 58.2988 | 103.0775 | 166.9353 | 391.5643 | C3 | 0 | 0 | 0 | 0 | 0 | 0 |  | 17385.1576 | 4197.5105 | 104829.8067 | 0 | 0 | 126412.4747 |  | 14605.0986 | 7170.747 | 106891.3564 | 0 | 0 | 128667.2021 |  | 14605.0986 | 7170.747 | 106891.3564 | 0 | 0 | 128667.2021 |  | 11472.6378 | 10610.3736 | 3504.6346 | 170941.7024 | 0 | 196529.3484 |  | 11472.6378 | 10610.3736 | 3504.6346 | 170941.7024 | 0 | 196529.3484
|  |  | 15 | 15 | C4 | 13 | 1 | 1 | 0 | 0 | 15 | 0 | 0 | 0 | 0 | 0 | 0 | 0 | 0 | 0 | 0 | 0 | 0 | 13 | 0 | 2 | 0 | 0 | 15 | 0 | 0 | 0 | 0 | 0 | 0 | 9 | 4 | 2 | 0 | 0 | 15 |  |  | C4 | 0.0013363 | 0.0019897 | 0.0035179 | 0.0056973 | 0.013364 | C4 | 48834.4 | 48834.4 | 48834.4 | 48834.4 | 48834.4 | C4 | 65.2596 | 97.1646 | 171.7958 | 278.2254 | 652.6071 | C4 | 0 | 0 | 0 | 0 | 0 | 0 |  | 848.3748 | 97.1646 | 171.7958 | 0 | 0 | 1117.3352 |  | 848.3748 | 0 | 343.5916 | 0 | 0 | 1191.9664 |  | 848.3748 | 0 | 343.5916 | 0 | 0 | 1191.9664 |  | 587.3364 | 388.6584 | 343.5916 | 0 | 0 | 1319.5864 |  | 587.3364 | 388.6584 | 343.5916 | 0 | 0 | 1319.5864
|  | Yes | 12230 | 12230 |  | 9703 | 619 | 1862 | 1 | 45 |  | 0 | 0 | 0 | 0 | 0 |  | 0 | 0 | 0 | 0 | 0 |  | 9235 | 926 | 2020 | 3 | 46 |  | 0 | 0 | 0 | 0 | 0 |  | 8454 | 1402 | 776 | 1551 | 47 | [22 empty] | 0 | 0 | 0 | 0 | 0 | 0 |  | 247662.795 | 25014.053 | 162731.8683 | 111.2902 | 11120.4256 | 446640.4321 |  | 234746.6148 | 37657.11 | 174173.4696 | 333.8705 | 11381.4684 | 458292.5334 |  | 234746.6148 | 37657.11 | 174173.4696 | 333.8705 | 11381.4684 | 458292.5334 |  | 213620.7769 | 57128.8946 | 54101.9382 | 228990.6555 | 11642.5113 | 565484.7764 |  | 213620.7769 | 57128.8946 | 54101.9382 | 228990.6555 | 11642.5113 | 565484.7764
| LV UGB |  | 0 | 0 | C1 | 0 | 0 | 0 | 0 | 0 | 0 | 0 | 0 | 0 | 0 | 0 | 0 | 0 | 0 | 0 | 0 | 0 | 0 | 0 | 0 | 0 | 0 | 0 | 0 | 0 | 0 | 0 | 0 | 0 | 0 | 0 | 0 | 0 | 0 | 0 | 0 |  |  | C1 | 0 | 0 | 0 | 0 | 0 | C1 | 0 | 0 | 0 | 0 | 0 | C1 | [5 empty] | C1 | [5 empty] | 0 | [6 empty] | 0 | [6 empty] | 0 | [6 empty] | 0 | [6 empty] | 0 | [6 empty] | 0
|  |  | 0 | 0 | C2 | 0 | 0 | 0 | 0 | 0 | 0 | 0 | 0 | 0 | 0 | 0 | 0 | 0 | 0 | 0 | 0 | 0 | 0 | 0 | 0 | 0 | 0 | 0 | 0 | 0 | 0 | 0 | 0 | 0 | 0 | 0 | 0 | 0 | 0 | 0 | 0 |  |  | C2 | 0 | 0 | 0 | 0 | 0 | C2 | 0 | 0 | 0 | 0 | 0 | C2 | [5 empty] | C2 | [5 empty] | 0 | [6 empty] | 0 | [6 empty] | 0 | [6 empty] | 0 | [6 empty] | 0 | [6 empty] | 0
|  |  | 0 | 0 | C3 | 0 | 0 | 0 | 0 | 0 | 0 | 0 | 0 | 0 | 0 | 0 | 0 | 0 | 0 | 0 | 0 | 0 | 0 | 0 | 0 | 0 | 0 | 0 | 0 | 0 | 0 | 0 | 0 | 0 | 0 | 0 | 0 | 0 | 0 | 0 | 0 |  |  | C3 | 0 | 0 | 0 | 0 | 0 | C3 | 0 | 0 | 0 | 0 | 0 | C3 | [5 empty] | C3 | [5 empty] | 0 | [6 empty] | 0 | [6 empty] | 0 | [6 empty] | 0 | [6 empty] | 0 | [6 empty] | 0
|  |  | 0 | 0 | C4 | 0 | 0 | 0 | 0 | 0 | 0 | 0 | 0 | 0 | 0 | 0 | 0 | 0 | 0 | 0 | 0 | 0 | 0 | 0 | 0 | 0 | 0 | 0 | 0 | 0 | 0 | 0 | 0 | 0 | 0 | 0 | 0 | 0 | 0 | 0 | 0 |  |  | C4 | 0 | 0 | 0 | 0 | 0 | C4 | 0 | 0 | 0 | 0 | 0 | C4 | [5 empty] | C4 | [5 empty] | 0 | [6 empty] | 0 | [6 empty] | 0 | [6 empty] | 0 | [6 empty] | 0 | [6 empty] | 0
|  |  | 0 | 0 |  | 0 | 0 | 0 | 0 | 0 |  | 0 | 0 | 0 | 0 | 0 |  | 0 | 0 | 0 | 0 | 0 |  | 0 | 0 | 0 | 0 | 0 |  | 0 | 0 | 0 | 0 | 0 |  | 0 | 0 | 0 | 0 | 0 | [22 empty] | 0 | 0 | 0 | 0 | 0 | 0 |  | 0 | 0 | 0 | 0 | 0 | 0 |  | 0 | 0 | 0 | 0 | 0 | 0 |  | 0 | 0 | 0 | 0 | 0 | 0 |  | 0 | 0 | 0 | 0 | 0 | 0 |  | 0 | 0 | 0 | 0 | 0 | 0
| LV OHL Support |  | 0 | 0 | C1 | 0 | 0 | 0 | 0 | 0 | 0 | 0 | 0 | 0 | 0 | 0 | 0 | 0 | 0 | 0 | 0 | 0 | 0 | 0 | 0 | 0 | 0 | 0 | 0 | 0 | 0 | 0 | 0 | 0 | 0 | 0 | 0 | 0 | 0 | 0 | 0 |  |  | C1 | 0.0081226 | 0.012094 | 0.021383 | 0.03463 | 0.081228 | C1 | 2031.967 | 2031.967 | 2031.967 | 2031.967 | 2031.967 | C1 | 16.5049 | 24.5741 | 43.4492 | 70.3665 | 165.0519 | C1 | 0 | 0 | 0 | 0 | 0 | 0 |  | 0 | 0 | 0 | 0 | 0 | 0 |  | 0 | 0 | 0 | 0 | 0 | 0 |  | 0 | 0 | 0 | 0 | 0 | 0 |  | 0 | 0 | 0 | 0 | 0 | 0 |  | 0 | 0 | 0 | 0 | 0 | 0
|  |  | 90966 | 90966 | C2 | 36896 | 10804 | 39836 | 160 | 3270 | 90966 | 0 | 0 | 0 | 0 | 0 | 0 | 0 | 0 | 0 | 0 | 0 | 0 | 33642 | 11139 | 42725 | 137 | 3323 | 90966 | 0 | 0 | 0 | 0 | 0 | 0 | 30419 | 7987 | 7921 | 41202 | 3437 | 90966 |  |  | C2 | 0.0081226 | 0.012094 | 0.021383 | 0.03463 | 0.081228 | C2 | 2902.81 | 2902.81 | 2902.81 | 2902.81 | 2902.81 | C2 | 23.5784 | 35.1058 | 62.0702 | 100.5235 | 235.7885 | C2 | 0 | 0 | 0 | 0 | 0 | 0 |  | 869950.3838 | 379283.0207 | 2472629.7573 | 16083.7601 | 771028.3679 | 4508975.2898 |  | 793226.1169 | 391043.4624 | 2651950.6572 | 13771.7196 | 783525.158 | 4633517.1141 |  | 793226.1169 | 391043.4624 | 2651950.6572 | 13771.7196 | 783525.158 | 4633517.1141 |  | 717232.782 | 280389.9932 | 491658.3067 | 4141769.2726 | 810405.046 | 6441455.4006 |  | 717232.782 | 280389.9932 | 491658.3067 | 4141769.2726 | 810405.046 | 6441455.4006
|  |  | 123 | 123 | C3 | 0 | 0 | 123 | 0 | 0 | 123 | 0 | 0 | 0 | 0 | 0 | 0 | 0 | 0 | 0 | 0 | 0 | 0 | 0 | 0 | 123 | 0 | 0 | 123 | 0 | 0 | 0 | 0 | 0 | 0 | 0 | 0 | 0 | 123 | 0 | 123 |  |  | C3 | 0.0081226 | 0.012094 | 0.021383 | 0.03463 | 0.081228 | C3 | 4354.215 | 4354.215 | 4354.215 | 4354.215 | 4354.215 | C3 | 35.3677 | 52.6587 | 93.1053 | 150.7853 | 353.6827 | C3 | 0 | 0 | 0 | 0 | 0 | 0 |  | 0 | 0 | 11451.9578 | 0 | 0 | 11451.9578 |  | 0 | 0 | 11451.9578 | 0 | 0 | 11451.9578 |  | 0 | 0 | 11451.9578 | 0 | 0 | 11451.9578 |  | 0 | 0 | 0 | 18546.5859 | 0 | 18546.5859 |  | 0 | 0 | 0 | 18546.5859 | 0 | 18546.5859
|  |  | 0 | 0 | C4 | 0 | 0 | 0 | 0 | 0 | 0 | 0 | 0 | 0 | 0 | 0 | 0 | 0 | 0 | 0 | 0 | 0 | 0 | 0 | 0 | 0 | 0 | 0 | 0 | 0 | 0 | 0 | 0 | 0 | 0 | 0 | 0 | 0 | 0 | 0 | 0 |  |  | C4 | 0.0081226 | 0.012094 | 0.021383 | 0.03463 | 0.081228 | C4 | 7257.025 | 7257.025 | 7257.025 | 7257.025 | 7257.025 | C4 | 58.9461 | 87.7645 | 155.1756 | 251.3088 | 589.4712 | C4 | 0 | 0 | 0 | 0 | 0 | 0 |  | 0 | 0 | 0 | 0 | 0 | 0 |  | 0 | 0 | 0 | 0 | 0 | 0 |  | 0 | 0 | 0 | 0 | 0 | 0 |  | 0 | 0 | 0 | 0 | 0 | 0 |  | 0 | 0 | 0 | 0 | 0 | 0
|  | Yes | 91089 | 91089 |  | 36896 | 10804 | 39959 | 160 | 3270 |  | 0 | 0 | 0 | 0 | 0 |  | 0 | 0 | 0 | 0 | 0 |  | 33642 | 11139 | 42848 | 137 | 3323 |  | 0 | 0 | 0 | 0 | 0 |  | 30419 | 7987 | 7921 | 41325 | 3437 | [22 empty] | 0 | 0 | 0 | 0 | 0 | 0 |  | 869950.3838 | 379283.0207 | 2484081.7151 | 16083.7601 | 771028.3679 | 4520427.2476 |  | 793226.1169 | 391043.4624 | 2663402.615 | 13771.7196 | 783525.158 | 4644969.0719 |  | 793226.1169 | 391043.4624 | 2663402.615 | 13771.7196 | 783525.158 | 4644969.0719 |  | 717232.782 | 280389.9932 | 491658.3067 | 4160315.8585 | 810405.046 | 6460001.9864 |  | 717232.782 | 280389.9932 | 491658.3067 | 4160315.8585 | 810405.046 | 6460001.9864
| [Please insert new asset category as required] |  | 0 | 0 | C1 | 0 | 0 | 0 | 0 | 0 | 0 | 0 | 0 | 0 | 0 | 0 | 0 | 0 | 0 | 0 | 0 | 0 | 0 | 0 | 0 | 0 | 0 | 0 | 0 | 0 | 0 | 0 | 0 | 0 | 0 | 0 | 0 | 0 | 0 | 0 | 0 |  |  | C1 | 0 | 0 | 0 | 0 | 0 | C1 | 0 | 0 | 0 | 0 | 0 | C1 | [5 empty] | C1 | [5 empty] | 0 | [6 empty] | 0 | [6 empty] | 0 | [6 empty] | 0 | [6 empty] | 0 | [6 empty] | 0
|  |  | 0 | 0 | C2 | 0 | 0 | 0 | 0 | 0 | 0 | 0 | 0 | 0 | 0 | 0 | 0 | 0 | 0 | 0 | 0 | 0 | 0 | 0 | 0 | 0 | 0 | 0 | 0 | 0 | 0 | 0 | 0 | 0 | 0 | 0 | 0 | 0 | 0 | 0 | 0 |  |  | C2 | 0 | 0 | 0 | 0 | 0 | C2 | 0 | 0 | 0 | 0 | 0 | C2 | [5 empty] | C2 | [5 empty] | 0 | [6 empty] | 0 | [6 empty] | 0 | [6 empty] | 0 | [6 empty] | 0 | [6 empty] | 0
|  |  | 0 | 0 | C3 | 0 | 0 | 0 | 0 | 0 | 0 | 0 | 0 | 0 | 0 | 0 | 0 | 0 | 0 | 0 | 0 | 0 | 0 | 0 | 0 | 0 | 0 | 0 | 0 | 0 | 0 | 0 | 0 | 0 | 0 | 0 | 0 | 0 | 0 | 0 | 0 |  |  | C3 | 0 | 0 | 0 | 0 | 0 | C3 | 0 | 0 | 0 | 0 | 0 | C3 | [5 empty] | C3 | [5 empty] | 0 | [6 empty] | 0 | [6 empty] | 0 | [6 empty] | 0 | [6 empty] | 0 | [6 empty] | 0
|  |  | 0 | 0 | C4 | 0 | 0 | 0 | 0 | 0 | 0 | 0 | 0 | 0 | 0 | 0 | 0 | 0 | 0 | 0 | 0 | 0 | 0 | 0 | 0 | 0 | 0 | 0 | 0 | 0 | 0 | 0 | 0 | 0 | 0 | 0 | 0 | 0 | 0 | 0 | 0 |  |  | C4 | 0 | 0 | 0 | 0 | 0 | C4 | 0 | 0 | 0 | 0 | 0 | C4 | [5 empty] | C4 | [5 empty] | 0 | [6 empty] | 0 | [6 empty] | 0 | [6 empty] | 0 | [6 empty] | 0 | [6 empty] | 0
|  |  | 0 | 0 |  | 0 | 0 | 0 | 0 | 0 |  | 0 | 0 | 0 | 0 | 0 |  | 0 | 0 | 0 | 0 | 0 |  | 0 | 0 | 0 | 0 | 0 |  | 0 | 0 | 0 | 0 | 0 |  | 0 | 0 | 0 | 0 | 0 | [22 empty] | 0 | 0 | 0 | 0 | 0 | 0 |  | 0 | 0 | 0 | 0 | 0 | 0 |  | 0 | 0 | 0 | 0 | 0 | 0 |  | 0 | 0 | 0 | 0 | 0 | 0 |  | 0 | 0 | 0 | 0 | 0 | 0 |  | 0 | 0 | 0 | 0 | 0 | 0
| [Please insert new asset category as required] |  | 0 | 0 | C1 | 0 | 0 | 0 | 0 | 0 | 0 | 0 | 0 | 0 | 0 | 0 | 0 | 0 | 0 | 0 | 0 | 0 | 0 | 0 | 0 | 0 | 0 | 0 | 0 | 0 | 0 | 0 | 0 | 0 | 0 | 0 | 0 | 0 | 0 | 0 | 0 |  |  | C1 | 0 | 0 | 0 | 0 | 0 | C1 | 0 | 0 | 0 | 0 | 0 | C1 | [5 empty] | C1 | [5 empty] | 0 | [6 empty] | 0 | [6 empty] | 0 | [6 empty] | 0 | [6 empty] | 0 | [6 empty] | 0
|  |  | 0 | 0 | C2 | 0 | 0 | 0 | 0 | 0 | 0 | 0 | 0 | 0 | 0 | 0 | 0 | 0 | 0 | 0 | 0 | 0 | 0 | 0 | 0 | 0 | 0 | 0 | 0 | 0 | 0 | 0 | 0 | 0 | 0 | 0 | 0 | 0 | 0 | 0 | 0 |  |  | C2 | 0 | 0 | 0 | 0 | 0 | C2 | 0 | 0 | 0 | 0 | 0 | C2 | [5 empty] | C2 | [5 empty] | 0 | [6 empty] | 0 | [6 empty] | 0 | [6 empty] | 0 | [6 empty] | 0 | [6 empty] | 0
|  |  | 0 | 0 | C3 | 0 | 0 | 0 | 0 | 0 | 0 | 0 | 0 | 0 | 0 | 0 | 0 | 0 | 0 | 0 | 0 | 0 | 0 | 0 | 0 | 0 | 0 | 0 | 0 | 0 | 0 | 0 | 0 | 0 | 0 | 0 | 0 | 0 | 0 | 0 | 0 |  |  | C3 | 0 | 0 | 0 | 0 | 0 | C3 | 0 | 0 | 0 | 0 | 0 | C3 | [5 empty] | C3 | [5 empty] | 0 | [6 empty] | 0 | [6 empty] | 0 | [6 empty] | 0 | [6 empty] | 0 | [6 empty] | 0
|  |  | 0 | 0 | C4 | 0 | 0 | 0 | 0 | 0 | 0 | 0 | 0 | 0 | 0 | 0 | 0 | 0 | 0 | 0 | 0 | 0 | 0 | 0 | 0 | 0 | 0 | 0 | 0 | 0 | 0 | 0 | 0 | 0 | 0 | 0 | 0 | 0 | 0 | 0 | 0 |  |  | C4 | 0 | 0 | 0 | 0 | 0 | C4 | 0 | 0 | 0 | 0 | 0 | C4 | [5 empty] | C4 | [5 empty] | 0 | [6 empty] | 0 | [6 empty] | 0 | [6 empty] | 0 | [6 empty] | 0 | [6 empty] | 0
|  |  | 0 | 0 |  | 0 | 0 | 0 | 0 | 0 |  | 0 | 0 | 0 | 0 | 0 |  | 0 | 0 | 0 | 0 | 0 |  | 0 | 0 | 0 | 0 | 0 |  | 0 | 0 | 0 | 0 | 0 |  | 0 | 0 | 0 | 0 | 0 | [22 empty] | 0 | 0 | 0 | 0 | 0 | 0 |  | 0 | 0 | 0 | 0 | 0 | 0 |  | 0 | 0 | 0 | 0 | 0 | 0 |  | 0 | 0 | 0 | 0 | 0 | 0 |  | 0 | 0 | 0 | 0 | 0 | 0 |  | 0 | 0 | 0 | 0 | 0 | 0
| [Please insert new asset category as required] |  | 0 | 0 | C1 | 0 | 0 | 0 | 0 | 0 | 0 | 0 | 0 | 0 | 0 | 0 | 0 | 0 | 0 | 0 | 0 | 0 | 0 | 0 | 0 | 0 | 0 | 0 | 0 | 0 | 0 | 0 | 0 | 0 | 0 | 0 | 0 | 0 | 0 | 0 | 0 |  |  | C1 | 0 | 0 | 0 | 0 | 0 | C1 | 0 | 0 | 0 | 0 | 0 | C1 | [5 empty] | C1 | [5 empty] | 0 | [6 empty] | 0 | [6 empty] | 0 | [6 empty] | 0 | [6 empty] | 0 | [6 empty] | 0
|  |  | 0 | 0 | C2 | 0 | 0 | 0 | 0 | 0 | 0 | 0 | 0 | 0 | 0 | 0 | 0 | 0 | 0 | 0 | 0 | 0 | 0 | 0 | 0 | 0 | 0 | 0 | 0 | 0 | 0 | 0 | 0 | 0 | 0 | 0 | 0 | 0 | 0 | 0 | 0 |  |  | C2 | 0 | 0 | 0 | 0 | 0 | C2 | 0 | 0 | 0 | 0 | 0 | C2 | [5 empty] | C2 | [5 empty] | 0 | [6 empty] | 0 | [6 empty] | 0 | [6 empty] | 0 | [6 empty] | 0 | [6 empty] | 0
|  |  | 0 | 0 | C3 | 0 | 0 | 0 | 0 | 0 | 0 | 0 | 0 | 0 | 0 | 0 | 0 | 0 | 0 | 0 | 0 | 0 | 0 | 0 | 0 | 0 | 0 | 0 | 0 | 0 | 0 | 0 | 0 | 0 | 0 | 0 | 0 | 0 | 0 | 0 | 0 |  |  | C3 | 0 | 0 | 0 | 0 | 0 | C3 | 0 | 0 | 0 | 0 | 0 | C3 | [5 empty] | C3 | [5 empty] | 0 | [6 empty] | 0 | [6 empty] | 0 | [6 empty] | 0 | [6 empty] | 0 | [6 empty] | 0
|  |  | 0 | 0 | C4 | 0 | 0 | 0 | 0 | 0 | 0 | 0 | 0 | 0 | 0 | 0 | 0 | 0 | 0 | 0 | 0 | 0 | 0 | 0 | 0 | 0 | 0 | 0 | 0 | 0 | 0 | 0 | 0 | 0 | 0 | 0 | 0 | 0 | 0 | 0 | 0 |  |  | C4 | 0 | 0 | 0 | 0 | 0 | C4 | 0 | 0 | 0 | 0 | 0 | C4 | [5 empty] | C4 | [5 empty] | 0 | [6 empty] | 0 | [6 empty] | 0 | [6 empty] | 0 | [6 empty] | 0 | [6 empty] | 0
|  |  | 0 | 0 |  | 0 | 0 | 0 | 0 | 0 |  | 0 | 0 | 0 | 0 | 0 |  | 0 | 0 | 0 | 0 | 0 |  | 0 | 0 | 0 | 0 | 0 |  | 0 | 0 | 0 | 0 | 0 |  | 0 | 0 | 0 | 0 | 0 | [22 empty] | 0 | 0 | 0 | 0 | 0 | 0 |  | 0 | 0 | 0 | 0 | 0 | 0 |  | 0 | 0 | 0 | 0 | 0 | 0 |  | 0 | 0 | 0 | 0 | 0 | 0 |  | 0 | 0 | 0 | 0 | 0 | 0 |  | 0 | 0 | 0 | 0 | 0 | 0
| [Please insert new asset category as required] |  | 0 | 0 | C1 | 0 | 0 | 0 | 0 | 0 | 0 | 0 | 0 | 0 | 0 | 0 | 0 | 0 | 0 | 0 | 0 | 0 | 0 | 0 | 0 | 0 | 0 | 0 | 0 | 0 | 0 | 0 | 0 | 0 | 0 | 0 | 0 | 0 | 0 | 0 | 0 |  |  | C1 | 0 | 0 | 0 | 0 | 0 | C1 | 0 | 0 | 0 | 0 | 0 | C1 | [5 empty] | C1 | [5 empty] | 0 | [6 empty] | 0 | [6 empty] | 0 | [6 empty] | 0 | [6 empty] | 0 | [6 empty] | 0
|  |  | 0 | 0 | C2 | 0 | 0 | 0 | 0 | 0 | 0 | 0 | 0 | 0 | 0 | 0 | 0 | 0 | 0 | 0 | 0 | 0 | 0 | 0 | 0 | 0 | 0 | 0 | 0 | 0 | 0 | 0 | 0 | 0 | 0 | 0 | 0 | 0 | 0 | 0 | 0 |  |  | C2 | 0 | 0 | 0 | 0 | 0 | C2 | 0 | 0 | 0 | 0 | 0 | C2 | [5 empty] | C2 | [5 empty] | 0 | [6 empty] | 0 | [6 empty] | 0 | [6 empty] | 0 | [6 empty] | 0 | [6 empty] | 0
|  |  | 0 | 0 | C3 | 0 | 0 | 0 | 0 | 0 | 0 | 0 | 0 | 0 | 0 | 0 | 0 | 0 | 0 | 0 | 0 | 0 | 0 | 0 | 0 | 0 | 0 | 0 | 0 | 0 | 0 | 0 | 0 | 0 | 0 | 0 | 0 | 0 | 0 | 0 | 0 |  |  | C3 | 0 | 0 | 0 | 0 | 0 | C3 | 0 | 0 | 0 | 0 | 0 | C3 | [5 empty] | C3 | [5 empty] | 0 | [6 empty] | 0 | [6 empty] | 0 | [6 empty] | 0 | [6 empty] | 0 | [6 empty] | 0
|  |  | 0 | 0 | C4 | 0 | 0 | 0 | 0 | 0 | 0 | 0 | 0 | 0 | 0 | 0 | 0 | 0 | 0 | 0 | 0 | 0 | 0 | 0 | 0 | 0 | 0 | 0 | 0 | 0 | 0 | 0 | 0 | 0 | 0 | 0 | 0 | 0 | 0 | 0 | 0 |  |  | C4 | 0 | 0 | 0 | 0 | 0 | C4 | 0 | 0 | 0 | 0 | 0 | C4 | [5 empty] | C4 | [5 empty] | 0 | [6 empty] | 0 | [6 empty] | 0 | [6 empty] | 0 | [6 empty] | 0 | [6 empty] | 0
|  |  | 0 | 0 |  | 0 | 0 | 0 | 0 | 0 |  | 0 | 0 | 0 | 0 | 0 |  | 0 | 0 | 0 | 0 | 0 |  | 0 | 0 | 0 | 0 | 0 |  | 0 | 0 | 0 | 0 | 0 |  | 0 | 0 | 0 | 0 | 0 | [22 empty] | 0 | 0 | 0 | 0 | 0 | 0 |  | 0 | 0 | 0 | 0 | 0 | 0 |  | 0 | 0 | 0 | 0 | 0 | 0 |  | 0 | 0 | 0 | 0 | 0 | 0 |  | 0 | 0 | 0 | 0 | 0 | 0 |  | 0 | 0 | 0 | 0 | 0 | 0
| [Please insert new asset category as required] |  | 0 | 0 | C1 | 0 | 0 | 0 | 0 | 0 | 0 | 0 | 0 | 0 | 0 | 0 | 0 | 0 | 0 | 0 | 0 | 0 | 0 | 0 | 0 | 0 | 0 | 0 | 0 | 0 | 0 | 0 | 0 | 0 | 0 | 0 | 0 | 0 | 0 | 0 | 0 |  |  | C1 | 0 | 0 | 0 | 0 | 0 | C1 | 0 | 0 | 0 | 0 | 0 | C1 | [5 empty] | C1 | [5 empty] | 0 | [6 empty] | 0 | [6 empty] | 0 | [6 empty] | 0 | [6 empty] | 0 | [6 empty] | 0
|  |  | 0 | 0 | C2 | 0 | 0 | 0 | 0 | 0 | 0 | 0 | 0 | 0 | 0 | 0 | 0 | 0 | 0 | 0 | 0 | 0 | 0 | 0 | 0 | 0 | 0 | 0 | 0 | 0 | 0 | 0 | 0 | 0 | 0 | 0 | 0 | 0 | 0 | 0 | 0 |  |  | C2 | 0 | 0 | 0 | 0 | 0 | C2 | 0 | 0 | 0 | 0 | 0 | C2 | [5 empty] | C2 | [5 empty] | 0 | [6 empty] | 0 | [6 empty] | 0 | [6 empty] | 0 | [6 empty] | 0 | [6 empty] | 0
|  |  | 0 | 0 | C3 | 0 | 0 | 0 | 0 | 0 | 0 | 0 | 0 | 0 | 0 | 0 | 0 | 0 | 0 | 0 | 0 | 0 | 0 | 0 | 0 | 0 | 0 | 0 | 0 | 0 | 0 | 0 | 0 | 0 | 0 | 0 | 0 | 0 | 0 | 0 | 0 |  |  | C3 | 0 | 0 | 0 | 0 | 0 | C3 | 0 | 0 | 0 | 0 | 0 | C3 | [5 empty] | C3 | [5 empty] | 0 | [6 empty] | 0 | [6 empty] | 0 | [6 empty] | 0 | [6 empty] | 0 | [6 empty] | 0
|  |  | 0 | 0 | C4 | 0 | 0 | 0 | 0 | 0 | 0 | 0 | 0 | 0 | 0 | 0 | 0 | 0 | 0 | 0 | 0 | 0 | 0 | 0 | 0 | 0 | 0 | 0 | 0 | 0 | 0 | 0 | 0 | 0 | 0 | 0 | 0 | 0 | 0 | 0 | 0 |  |  | C4 | 0 | 0 | 0 | 0 | 0 | C4 | 0 | 0 | 0 | 0 | 0 | C4 | [5 empty] | C4 | [5 empty] | 0 | [6 empty] | 0 | [6 empty] | 0 | [6 empty] | 0 | [6 empty] | 0 | [6 empty] | 0
|  |  | 0 | 0 |  | 0 | 0 | 0 | 0 | 0 |  | 0 | 0 | 0 | 0 | 0 |  | 0 | 0 | 0 | 0 | 0 |  | 0 | 0 | 0 | 0 | 0 |  | 0 | 0 | 0 | 0 | 0 |  | 0 | 0 | 0 | 0 | 0 | [22 empty] | 0 | 0 | 0 | 0 | 0 | 0 |  | 0 | 0 | 0 | 0 | 0 | 0 |  | 0 | 0 | 0 | 0 | 0 | 0 |  | 0 | 0 | 0 | 0 | 0 | 0 |  | 0 | 0 | 0 | 0 | 0 | 0 |  | 0 | 0 | 0 | 0 | 0 | 0
[63 empty] | 0 | 0 | 0 | 0 | 0 | 0 |  | 1117613.1788 | 404297.0737 | 2646813.5834 | 16195.0503 | 782148.7935 | 4967067.6797 |  | 1027972.7318 | 428700.5724 | 2837576.0846 | 14105.5901 | 794906.6264 | 5103261.6053 |  | 1027972.7318 | 428700.5724 | 2837576.0846 | 14105.5901 | 794906.6264 | 5103261.6053 |  | 930853.5589 | 337518.8878 | 545760.245 | 4389306.5139 | 822047.5573 | 7025486.7629 |  | 930853.5589 | 337518.8878 | 545760.245 | 4389306.5139 | 822047.5573 | 7025486.7629
| HV Network | [73 empty] | 0 | [6 empty] | 0 | [6 empty] | 0 | [6 empty] | 0 | [6 empty] | 0
| HV Switchgear (GM) - Primary |  | 1033 | 1033 | C1 | 860 | 37 | 0 | 0 | 136 | 1033 | 0 | 0 | 0 | 0 | 0 | 0 | 0 | 0 | 0 | 41 | -41 | 0 | 810 | 74 | 13 | 0 | 136 | 1033 | 0 | 0 | 1 | 59 | -60 | 0 | 749 | 127 | 20 | 1 | 136 | 1033 |  |  | C1 | 0.001482 | 0.0022066 | 0.0039014 | 0.0063184 | 0.01482 | C1 | 40820.444 | 40820.444 | 40820.444 | 40820.444 | 40820.444 | C1 | 60.4969 | 90.0734 | 159.2579 | 257.9201 | 604.9789 | C1 | 0 | 0 | 0 | 0 | 0 | 0 |  | 52027.295 | 3332.7148 | 0 | 0 | 82277.1254 | 137637.1352 |  | 49002.4523 | 6665.4296 | 2070.3526 | 0 | 82277.1254 | 140015.3599 |  | 49002.4523 | 6665.4296 | 2070.3526 | 10574.7244 | 57472.992 | 125785.9509 |  | 45312.1442 | 11439.3183 | 3185.1579 | 257.9201 | 82277.1254 | 142471.6658 |  | 45312.1442 | 11439.3183 | 3344.4157 | 15475.2065 | 45978.3936 | 121549.4783
|  |  | 554 | 554 | C2 | 393 | 68 | 1 | 0 | 92 | 554 | 0 | 0 | 0 | 0 | 0 | 0 | 0 | 0 | 0 | 2 | -2 | 0 | 369 | 73 | 20 | 0 | 92 | 554 | 0 | 15 | -15 | 3 | -3 | 0 | 312 | 97 | 46 | 7 | 92 | 554 |  |  | C2 | 0.001482 | 0.0022066 | 0.0039014 | 0.0063184 | 0.01482 | C2 | 58314.92 | 58314.92 | 58314.92 | 58314.92 | 58314.92 | C2 | 86.4241 | 128.6762 | 227.5113 | 368.4573 | 864.2555 | C2 | 0 | 0 | 0 | 0 | 0 | 0 |  | 33964.6627 | 8749.9847 | 227.5113 | 0 | 79511.5078 | 122453.6665 |  | 31890.4848 | 9393.366 | 4550.2255 | 0 | 79511.5078 | 125345.5841 |  | 31890.4848 | 9393.366 | 4550.2255 | 736.9146 | 77782.9967 | 124353.9876 |  | 26964.3124 | 12481.5959 | 10465.5187 | 2579.2011 | 79511.5078 | 132002.1358 |  | 26964.3124 | 14411.7396 | 7052.8495 | 3684.573 | 76918.7412 | 129032.2157
|  |  | 626 | 626 | C3 | 467 | 62 | 1 | 0 | 96 | 626 | 0 | 0 | 0 | 0 | 0 | 0 | 0 | 0 | 0 | 0 | 0 | 0 | 390 | 128 | 12 | 0 | 96 | 626 | 0 | 8 | -8 | 0 | 0 | 0 | 283 | 204 | 34 | 9 | 96 | 626 |  |  | C3 | 0.001482 | 0.0022066 | 0.0039014 | 0.0063184 | 0.01482 | C3 | 87472.38 | 87472.38 | 87472.38 | 87472.38 | 87472.38 | C3 | 129.6361 | 193.0144 | 341.2669 | 552.6859 | 1296.3833 | C3 | 0 | 0 | 0 | 0 | 0 | 0 |  | 60540.0667 | 11966.8909 | 341.2669 | 0 | 124452.7948 | 197301.0193 |  | 50558.0857 | 24705.8393 | 4095.203 | 0 | 124452.7948 | 203811.9227 |  | 50558.0857 | 24705.8393 | 4095.203 | 0 | 124452.7948 | 203811.9227 |  | 36687.0212 | 39374.9313 | 11603.075 | 4974.1735 | 124452.7948 | 217091.9958 |  | 36687.0212 | 40919.0463 | 8872.9397 | 4974.1735 | 124452.7948 | 215905.9755
|  |  | 43 | 43 | C4 | 35 | 1 | 0 | 0 | 7 | 43 | 0 | 0 | 0 | 0 | 0 | 0 | 0 | 0 | 0 | 0 | 0 | 0 | 22 | 14 | 0 | 0 | 7 | 43 | 0 | 0 | 0 | 0 | 0 | 0 | 22 | 14 | 0 | 0 | 7 | 43 |  |  | C4 | 0.001482 | 0.0022066 | 0.0039014 | 0.0063184 | 0.01482 | C4 | 145787.3 | 145787.3 | 145787.3 | 145787.3 | 145787.3 | C4 | 216.0602 | 321.6906 | 568.7782 | 921.1432 | 2160.6388 | C4 | 0 | 0 | 0 | 0 | 0 | 0 |  | 7562.1068 | 321.6906 | 0 | 0 | 15124.4716 | 23008.269 |  | 4753.3243 | 4503.6686 | 0 | 0 | 15124.4716 | 24381.4645 |  | 4753.3243 | 4503.6686 | 0 | 0 | 15124.4716 | 24381.4645 |  | 4753.3243 | 4503.6686 | 0 | 0 | 15124.4716 | 24381.4645 |  | 4753.3243 | 4503.6686 | 0 | 0 | 15124.4716 | 24381.4645
|  | Yes | 2256 | 2256 |  | 1755 | 168 | 2 | 0 | 331 |  | 0 | 0 | 0 | 0 | 0 |  | 0 | 0 | 0 | 43 | -43 |  | 1591 | 289 | 45 | 0 | 331 |  | 0 | 23 | -22 | 62 | -63 |  | 1366 | 442 | 100 | 17 | 331 | [22 empty] | 0 | 0 | 0 | 0 | 0 | 0 |  | 154094.1313 | 24371.281 | 568.7782 | 0 | 301365.8995 | 480400.0901 |  | 136204.3471 | 45268.3034 | 10715.7811 | 0 | 301365.8995 | 493554.3311 |  | 136204.3471 | 45268.3034 | 10715.7811 | 11311.639 | 274833.2551 | 478333.3257 |  | 113716.802 | 67799.5141 | 25253.7516 | 7811.2947 | 301365.8995 | 515947.2619 |  | 113716.802 | 71273.7728 | 19270.205 | 24133.9529 | 262474.4012 | 490869.1339
| HV Switchgear (GM) - Distribution |  | 1809 | 1809 | C1 | 1555 | 194 | 59 | 1 | 0 | 1809 | 0 | 0 | 0 | 0 | 0 | 0 | 0 | 0 | 0 | 0 | 0 | 0 | 1393 | 308 | 106 | 2 | 0 | 1809 | 0 | 0 | 0 | 0 | 0 | 0 | 1255 | 374 | 86 | 92 | 2 | 1809 |  |  | C1 | 0.0019095 | 0.0028431 | 0.0050268 | 0.008141 | 0.019096 | C1 | 14169.995 | 14169.995 | 14169.995 | 14169.995 | 14169.995 | C1 | 27.058 | 40.2865 | 71.2302 | 115.3582 | 270.5849 | C1 | 0 | 0 | 0 | 0 | 0 | 0 |  | 42075.2418 | 7815.5867 | 4202.5841 | 115.3582 | 0 | 54208.7708 |  | 37691.8404 | 12408.251 | 7550.4053 | 230.7165 | 0 | 57881.2132 |  | 37691.8404 | 12408.251 | 7550.4053 | 230.7165 | 0 | 57881.2132 |  | 33957.8318 | 15067.162 | 6125.8005 | 10612.9584 | 541.1699 | 66304.9226 |  | 33957.8318 | 15067.162 | 6125.8005 | 10612.9584 | 541.1699 | 66304.9226
|  |  | 6123 | 6123 | C2 | 5379 | 501 | 186 | 4 | 53 | 6123 | 0 | 0 | 0 | 0 | 0 | 0 | 0 | 0 | 0 | 0 | 0 | 0 | 4915 | 844 | 303 | 8 | 53 | 6123 | 0 | 0 | 0 | 0 | 0 | 0 | 4501 | 1062 | 213 | 288 | 59 | 6123 |  |  | C2 | 0.0019095 | 0.0028431 | 0.0050268 | 0.008141 | 0.019096 | C2 | 20242.85 | 20242.85 | 20242.85 | 20242.85 | 20242.85 | C2 | 38.6543 | 57.5522 | 101.7575 | 164.7975 | 386.5499 | C2 | 0 | 0 | 0 | 0 | 0 | 0 |  | 207921.6591 | 28833.6446 | 18926.8919 | 659.19 | 20487.146 | 276828.5315 |  | 189986.0484 | 48574.044 | 30832.5174 | 1318.3799 | 20487.146 | 291198.1357 |  | 189986.0484 | 48574.044 | 30832.5174 | 1318.3799 | 20487.146 | 291198.1357 |  | 173983.1544 | 61120.4202 | 21674.3439 | 47461.6772 | 22806.4456 | 327046.0413 |  | 173983.1544 | 61120.4202 | 21674.3439 | 47461.6772 | 22806.4456 | 327046.0413
|  |  | 1546 | 1546 | C3 | 1344 | 133 | 49 | 1 | 19 | 1546 | 0 | 0 | 0 | 0 | 0 | 0 | 0 | 0 | 0 | 0 | 0 | 0 | 1235 | 203 | 88 | 1 | 19 | 1546 | 0 | 0 | 0 | 0 | 0 | 0 | 1135 | 252 | 53 | 86 | 20 | 1546 |  |  | C3 | 0.0019095 | 0.0028431 | 0.0050268 | 0.008141 | 0.019096 | C3 | 30364.275 | 30364.275 | 30364.275 | 30364.275 | 30364.275 | C3 | 57.9815 | 86.3283 | 152.6362 | 247.1962 | 579.8249 | C3 | 0 | 0 | 0 | 0 | 0 | 0 |  | 77927.136 | 11481.6609 | 7479.175 | 247.1962 | 11016.6729 | 108151.841 |  | 71607.1525 | 17524.6403 | 13431.9878 | 247.1962 | 11016.6729 | 113827.6497 |  | 71607.1525 | 17524.6403 | 13431.9878 | 247.1962 | 11016.6729 | 113827.6497 |  | 65809.0025 | 21754.7258 | 8089.7199 | 21258.8762 | 11596.4978 | 128508.8223 |  | 65809.0025 | 21754.7258 | 8089.7199 | 21258.8762 | 11596.4978 | 128508.8223
|  |  | 11 | 11 | C4 | 9 | 1 | 1 | 0 | 0 | 11 | 0 | 0 | 0 | 0 | 0 | 0 | 0 | 0 | 0 | 0 | 0 | 0 | 7 | 3 | 1 | 0 | 0 | 11 | 0 | 0 | 0 | 0 | 0 | 0 | 6 | 3 | 1 | 1 | 0 | 11 |  |  | C4 | 0.0019095 | 0.0028431 | 0.0050268 | 0.008141 | 0.019096 | C4 | 50607.125 | 50607.125 | 50607.125 | 50607.125 | 50607.125 | C4 | 96.6358 | 143.8805 | 254.3937 | 411.9937 | 966.3748 | C4 | 0 | 0 | 0 | 0 | 0 | 0 |  | 869.7225 | 143.8805 | 254.3937 | 0 | 0 | 1267.9967 |  | 676.4508 | 431.6414 | 254.3937 | 0 | 0 | 1362.4859 |  | 676.4508 | 431.6414 | 254.3937 | 0 | 0 | 1362.4859 |  | 579.815 | 431.6414 | 254.3937 | 411.9937 | 0 | 1677.8438 |  | 579.815 | 431.6414 | 254.3937 | 411.9937 | 0 | 1677.8438
|  | Yes | 9489 | 9489 |  | 8287 | 829 | 295 | 6 | 72 |  | 0 | 0 | 0 | 0 | 0 |  | 0 | 0 | 0 | 0 | 0 |  | 7550 | 1358 | 498 | 11 | 72 |  | 0 | 0 | 0 | 0 | 0 |  | 6897 | 1691 | 353 | 467 | 81 | [22 empty] | 0 | 0 | 0 | 0 | 0 | 0 |  | 328793.7594 | 48274.7726 | 30863.0447 | 1021.7444 | 31503.8189 | 440457.14 |  | 299961.4922 | 78938.5766 | 52069.3042 | 1796.2926 | 31503.8189 | 464269.4845 |  | 299961.4922 | 78938.5766 | 52069.3042 | 1796.2926 | 31503.8189 | 464269.4845 |  | 274329.8037 | 98373.9494 | 36144.258 | 79745.5055 | 34944.1132 | 523537.6299 |  | 274329.8037 | 98373.9494 | 36144.258 | 79745.5055 | 34944.1132 | 523537.6299
| HV Transformer (GM) |  | 510 | 510 | C1 | 482 | 18 | 10 | 0 | 0 | 510 | 0 | 0 | 0 | 0 | 0 | 0 | 0 | 0 | 2 | -2 | 0 | 0 | 470 | 25 | 13 | 2 | 0 | 510 | 25 | -25 | 8 | -8 | 0 | 0 | 460 | 25 | 11 | 14 | 0 | 510 |  |  | C1 | 0.002223 | 0.0033099 | 0.0058521 | 0.0094776 | 0.022231 | C1 | 12019.287 | 12019.287 | 12019.287 | 12019.287 | 12019.287 | C1 | 26.7193 | 39.7822 | 70.3385 | 113.9141 | 267.1975 | C1 | 0 | 0 | 0 | 0 | 0 | 0 |  | 12878.7014 | 716.0794 | 703.3852 | 0 | 0 | 14298.166 |  | 12558.0698 | 994.5547 | 914.4007 | 227.8282 | 0 | 14694.8534 |  | 12558.0698 | 994.5547 | 1055.0778 | 0 | 0 | 14607.7023 |  | 12290.8769 | 994.5547 | 773.7237 | 1594.7972 | 0 | 15653.9525 |  | 12958.8593 | 0 | 1336.4318 | 683.4845 | 0 | 14978.7757
|  |  | 6249 | 6249 | C2 | 5865 | 289 | 75 | 1 | 19 | 6249 | 0 | 0 | 0 | 0 | 0 | 0 | 115 | -115 | 10 | -3 | -7 | 0 | 5654 | 424 | 142 | 10 | 19 | 6249 | 205 | -205 | 15 | 0 | -15 | 0 | 5358 | 583 | 181 | 107 | 20 | 6249 |  |  | C2 | 0.002223 | 0.0033099 | 0.0058521 | 0.0094776 | 0.022231 | C2 | 17170.41 | 17170.41 | 17170.41 | 17170.41 | 17170.41 | C2 | 38.1704 | 56.8317 | 100.4836 | 162.7344 | 381.7108 | C2 | 0 | 0 | 0 | 0 | 0 | 0 |  | 223869.5429 | 16424.3604 | 7536.2696 | 162.7344 | 7252.5044 | 255245.4118 |  | 215815.5832 | 24096.6395 | 14268.6705 | 1627.3441 | 7252.5044 | 263060.7418 |  | 220205.1821 | 17560.9943 | 15273.5065 | 1139.1409 | 4580.5291 | 258759.3529 |  | 204517.1374 | 33132.8793 | 18187.5307 | 17412.5822 | 7634.2152 | 280884.3448 |  | 212342.0745 | 21482.3814 | 19694.7847 | 17412.5822 | 1908.5538 | 272840.3766
|  |  | 881 | 881 | C3 | 818 | 39 | 9 | 0 | 15 | 881 | 0 | 0 | 0 | 0 | 0 | 0 | 0 | 1 | -1 | 5 | -5 | 0 | 791 | 50 | 24 | 1 | 15 | 881 | 0 | 2 | -2 | 10 | -10 | 0 | 757 | 67 | 24 | 18 | 15 | 881 |  |  | C3 | 0.002223 | 0.0033099 | 0.0058521 | 0.0094776 | 0.022231 | C3 | 25755.615 | 25755.615 | 25755.615 | 25755.615 | 25755.615 | C3 | 57.2556 | 85.2475 | 150.7254 | 244.1016 | 572.5661 | C3 | 0 | 0 | 0 | 0 | 0 | 0 |  | 46835.1115 | 3324.6543 | 1356.5285 | 0 | 8588.4921 | 60104.7864 |  | 45289.2093 | 4262.3773 | 3617.4094 | 244.1016 | 8588.4921 | 62001.5897 |  | 45289.2093 | 4347.6248 | 3466.684 | 1464.6097 | 5725.6614 | 60293.7893 |  | 43342.5176 | 5711.5855 | 3617.4094 | 4393.8292 | 8588.4921 | 65653.8338 |  | 43342.5176 | 5882.0806 | 3315.9586 | 6834.8453 | 2862.8307 | 62238.233
|  |  | 20 | 20 | C4 | 19 | 1 | 0 | 0 | 0 | 20 | 0 | 0 | 0 | 0 | 0 | 0 | 0 | 0 | 0 | 0 | 0 | 0 | 19 | 0 | 1 | 0 | 0 | 20 | 0 | 0 | 0 | 0 | 0 | 0 | 19 | 0 | 0 | 1 | 0 | 20 |  |  | C4 | 0.002223 | 0.0033099 | 0.0058521 | 0.0094776 | 0.022231 | C4 | 42926.025 | 42926.025 | 42926.025 | 42926.025 | 42926.025 | C4 | 95.4261 | 142.0792 | 251.209 | 406.836 | 954.2769 | C4 | 0 | 0 | 0 | 0 | 0 | 0 |  | 1813.0952 | 142.0792 | 0 | 0 | 0 | 1955.1744 |  | 1813.0952 | 0 | 251.209 | 0 | 0 | 2064.3042 |  | 1813.0952 | 0 | 251.209 | 0 | 0 | 2064.3042 |  | 1813.0952 | 0 | 0 | 406.836 | 0 | 2219.9312 |  | 1813.0952 | 0 | 0 | 406.836 | 0 | 2219.9312
|  | Yes | 7660 | 7660 |  | 7184 | 347 | 94 | 1 | 34 |  | 0 | 0 | 0 | 0 | 0 |  | 115 | -114 | 11 | 0 | -12 |  | 6934 | 499 | 180 | 13 | 34 |  | 230 | -228 | 21 | 2 | -25 |  | 6594 | 675 | 216 | 140 | 35 | [22 empty] | 0 | 0 | 0 | 0 | 0 | 0 |  | 285396.451 | 20607.1733 | 9596.1833 | 162.7344 | 15840.9965 | 331603.5386 |  | 275475.9576 | 29353.5714 | 19051.6897 | 2099.2739 | 15840.9965 | 341821.4891 |  | 279865.5564 | 22903.1738 | 20046.4773 | 2603.7506 | 10306.1905 | 335725.1487 |  | 261963.6271 | 39839.0195 | 22578.6639 | 23808.0446 | 16222.7073 | 364412.0624 |  | 270456.5467 | 27364.462 | 24347.1751 | 25337.7481 | 4771.3845 | 352277.3164
| HV UG Cable |  | 0 | 0 | C1 | 0 | 0 | 0 | 0 | 0 | 0 | 0 | 0 | 0 | 0 | 0 | 0 | 0 | 0 | 0 | 0 | 0 | 0 | 0 | 0 | 0 | 0 | 0 | 0 | 0 | 0 | 0 | 0 | 0 | 0 | 0 | 0 | 0 | 0 | 0 | 0 |  |  | C1 | 0 | 0 | 0 | 0 | 0 | C1 | 0 | 0 | 0 | 0 | 0 | C1 | [5 empty] | C1 | [5 empty] | 0 | [6 empty] | 0 | [6 empty] | 0 | [6 empty] | 0 | [6 empty] | 0 | [6 empty] | 0
|  |  | 0 | 0 | C2 | 0 | 0 | 0 | 0 | 0 | 0 | 0 | 0 | 0 | 0 | 0 | 0 | 0 | 0 | 0 | 0 | 0 | 0 | 0 | 0 | 0 | 0 | 0 | 0 | 0 | 0 | 0 | 0 | 0 | 0 | 0 | 0 | 0 | 0 | 0 | 0 |  |  | C2 | 0 | 0 | 0 | 0 | 0 | C2 | 0 | 0 | 0 | 0 | 0 | C2 | [5 empty] | C2 | [5 empty] | 0 | [6 empty] | 0 | [6 empty] | 0 | [6 empty] | 0 | [6 empty] | 0 | [6 empty] | 0
|  |  | 0 | 0 | C3 | 0 | 0 | 0 | 0 | 0 | 0 | 0 | 0 | 0 | 0 | 0 | 0 | 0 | 0 | 0 | 0 | 0 | 0 | 0 | 0 | 0 | 0 | 0 | 0 | 0 | 0 | 0 | 0 | 0 | 0 | 0 | 0 | 0 | 0 | 0 | 0 |  |  | C3 | 0 | 0 | 0 | 0 | 0 | C3 | 0 | 0 | 0 | 0 | 0 | C3 | [5 empty] | C3 | [5 empty] | 0 | [6 empty] | 0 | [6 empty] | 0 | [6 empty] | 0 | [6 empty] | 0 | [6 empty] | 0
|  |  | 0 | 0 | C4 | 0 | 0 | 0 | 0 | 0 | 0 | 0 | 0 | 0 | 0 | 0 | 0 | 0 | 0 | 0 | 0 | 0 | 0 | 0 | 0 | 0 | 0 | 0 | 0 | 0 | 0 | 0 | 0 | 0 | 0 | 0 | 0 | 0 | 0 | 0 | 0 |  |  | C4 | 0 | 0 | 0 | 0 | 0 | C4 | 0 | 0 | 0 | 0 | 0 | C4 | [5 empty] | C4 | [5 empty] | 0 | [6 empty] | 0 | [6 empty] | 0 | [6 empty] | 0 | [6 empty] | 0 | [6 empty] | 0
|  |  | 0 | 0 |  | 0 | 0 | 0 | 0 | 0 |  | 0 | 0 | 0 | 0 | 0 |  | 0 | 0 | 0 | 0 | 0 |  | 0 | 0 | 0 | 0 | 0 |  | 0 | 0 | 0 | 0 | 0 |  | 0 | 0 | 0 | 0 | 0 | [22 empty] | 0 | 0 | 0 | 0 | 0 | 0 |  | 0 | 0 | 0 | 0 | 0 | 0 |  | 0 | 0 | 0 | 0 | 0 | 0 |  | 0 | 0 | 0 | 0 | 0 | 0 |  | 0 | 0 | 0 | 0 | 0 | 0 |  | 0 | 0 | 0 | 0 | 0 | 0
| HV OHL Support - Poles |  | 129878 | 129878 | C1 | 74347 | 16852 | 35533 | 503 | 2643 | 129878 | 0 | 0 | 0 | 0 | 0 | 0 | 0 | 0 | 0 | 0 | 0 | 0 | 69980 | 16786 | 39885 | 414 | 2813 | 129878 | 0 | 0 | 0 | 0 | 0 | 0 | 63810 | 12270 | 13062 | 37570 | 3166 | 129878 |  |  | C1 | 0.0081226 | 0.012094 | 0.021383 | 0.03463 | 0.081228 | C1 | 2504.173 | 2504.173 | 2504.173 | 2504.173 | 2504.173 | C1 | 20.3405 | 30.2848 | 53.5463 | 86.7188 | 203.4081 | C1 | 0 | 0 | 0 | 0 | 0 | 0 |  | 1512252.689 | 510359.2544 | 1902659.0092 | 43619.5627 | 537607.7065 | 4506498.2218 |  | 1423425.8703 | 508360.4583 | 2135692.3025 | 35901.5884 | 572187.0899 | 4675567.3093 |  | 1423425.8703 | 508360.4583 | 2135692.3025 | 35901.5884 | 572187.0899 | 4675567.3093 |  | 1297925.1898 | 371594.3539 | 699421.1572 | 3258025.7857 | 643990.1623 | 6270956.6489 |  | 1297925.1898 | 371594.3539 | 699421.1572 | 3258025.7857 | 643990.1623 | 6270956.6489
|  |  | 91040 | 91040 | C2 | 54816 | 10602 | 22683 | 245 | 2694 | 91040 | 0 | 0 | 0 | 0 | 0 | 0 | 0 | 0 | 0 | 0 | 0 | 0 | 51555 | 11214 | 25274 | 212 | 2786 | 91041 | 0 | 0 | 0 | 0 | 0 | 0 | 48036 | 7999 | 8643 | 23421 | 2942 | 91041 |  |  | C2 | 0.0081226 | 0.012094 | 0.021383 | 0.03463 | 0.081228 | C2 | 3577.39 | 3577.39 | 3577.39 | 3577.39 | 3577.39 | C2 | 29.0578 | 43.264 | 76.4946 | 123.884 | 290.5831 | C2 | 0 | 0 | 0 | 0 | 0 | 0 |  | 1592832.9013 | 458684.7525 | 1735128.0824 | 30351.5844 | 782830.7451 | 4599828.0657 |  | 1498075.3836 | 485162.3104 | 1933325.7133 | 26263.4118 | 809564.3859 | 4752391.205 |  | 1498075.3836 | 485162.3104 | 1933325.7133 | 26263.4118 | 809564.3859 | 4752391.205 |  | 1395820.951 | 346068.6036 | 661143.2357 | 2901487.5823 | 854895.3422 | 6159415.7149 |  | 1395820.951 | 346068.6036 | 661143.2357 | 2901487.5823 | 854895.3422 | 6159415.7149
|  |  | 84598 | 84598 | C3 | 49858 | 11043 | 21777 | 250 | 1670 | 84598 | 0 | 0 | 0 | 0 | 0 | 0 | 0 | 0 | 0 | 0 | 0 | 0 | 46823 | 11320 | 24477 | 227 | 1750 | 84597 | 0 | 0 | 0 | 0 | 0 | 0 | 43036 | 8271 | 8451 | 22908 | 1931 | 84597 |  |  | C3 | 0.0081226 | 0.012094 | 0.021383 | 0.03463 | 0.081228 | C3 | 5366.085 | 5366.085 | 5366.085 | 5366.085 | 5366.085 | C3 | 43.5867 | 64.896 | 114.742 | 185.826 | 435.8746 | C3 | 0 | 0 | 0 | 0 | 0 | 0 |  | 2173146.4206 | 716646.2539 | 2498735.8981 | 46456.5067 | 727910.548 | 6162895.6272 |  | 2040860.7415 | 734622.439 | 2808539.2192 | 42182.5081 | 762780.5144 | 6388985.4222 |  | 2040860.7415 | 734622.439 | 2808539.2192 | 42182.5081 | 762780.5144 | 6388985.4222 |  | 1875797.853 | 536754.6107 | 969684.3952 | 4256902.6218 | 841673.8133 | 8480813.294 |  | 1875797.853 | 536754.6107 | 969684.3952 | 4256902.6218 | 841673.8133 | 8480813.294
|  |  | 3872 | 3872 | C4 | 2152 | 521 | 1122 | 22 | 55 | 3872 | 0 | 0 | 0 | 0 | 0 | 0 | 0 | 0 | 0 | 0 | 0 | 0 | 2036 | 467 | 1290 | 14 | 65 | 3872 | 0 | 0 | 0 | 0 | 0 | 0 | 1845 | 347 | 434 | 1168 | 78 | 3872 |  |  | C4 | 0.0081226 | 0.012094 | 0.021383 | 0.03463 | 0.081228 | C4 | 8943.475 | 8943.475 | 8943.475 | 8943.475 | 8943.475 | C4 | 72.6445 | 108.16 | 191.2366 | 309.71 | 726.4576 | C4 | 0 | 0 | 0 | 0 | 0 | 0 |  | 156331.0167 | 56351.3384 | 214567.4854 | 6813.621 | 39955.1698 | 474018.6313 |  | 147904.2518 | 50510.7007 | 246695.2372 | 4335.9406 | 47219.7461 | 496665.8765 |  | 147904.2518 | 50510.7007 | 246695.2372 | 4335.9406 | 47219.7461 | 496665.8765 |  | 134029.1476 | 37531.5056 | 82996.6922 | 361741.3322 | 56663.6954 | 672962.373 |  | 134029.1476 | 37531.5056 | 82996.6922 | 361741.3322 | 56663.6954 | 672962.373
|  | Yes | 309388 | 309388 |  | 181173 | 39018 | 81115 | 1020 | 7062 |  | 0 | 0 | 0 | 0 | 0 |  | 0 | 0 | 0 | 0 | 0 |  | 170394 | 39787 | 90926 | 867 | 7414 |  | 0 | 0 | 0 | 0 | 0 |  | 156727 | 28887 | 30590 | 85067 | 8117 | [22 empty] | 0 | 0 | 0 | 0 | 0 | 0 |  | 5434563.0276 | 1742041.5992 | 6351090.4751 | 127241.2747 | 2088304.1694 | 15743240.546 |  | 5110266.2472 | 1778655.9084 | 7124252.4722 | 108683.4489 | 2191751.7363 | 16313609.813 |  | 5110266.2472 | 1778655.9084 | 7124252.4722 | 108683.4489 | 2191751.7363 | 16313609.813 |  | 4703573.1414 | 1291949.0738 | 2413245.4804 | 10778157.322 | 2397223.0132 | 21584148.0307 |  | 4703573.1414 | 1291949.0738 | 2413245.4804 | 10778157.322 | 2397223.0132 | 21584148.0307
| [Please insert new asset category as required] |  | 0 | 0 | C1 | 0 | 0 | 0 | 0 | 0 | 0 | 0 | 0 | 0 | 0 | 0 | 0 | 0 | 0 | 0 | 0 | 0 | 0 | 0 | 0 | 0 | 0 | 0 | 0 | 0 | 0 | 0 | 0 | 0 | 0 | 0 | 0 | 0 | 0 | 0 | 0 |  |  | C1 | 0 | 0 | 0 | 0 | 0 | C1 | 0 | 0 | 0 | 0 | 0 | C1 | [5 empty] | C1 | [5 empty] | 0 | [6 empty] | 0 | [6 empty] | 0 | [6 empty] | 0 | [6 empty] | 0 | [6 empty] | 0
|  |  | 0 | 0 | C2 | 0 | 0 | 0 | 0 | 0 | 0 | 0 | 0 | 0 | 0 | 0 | 0 | 0 | 0 | 0 | 0 | 0 | 0 | 0 | 0 | 0 | 0 | 0 | 0 | 0 | 0 | 0 | 0 | 0 | 0 | 0 | 0 | 0 | 0 | 0 | 0 |  |  | C2 | 0 | 0 | 0 | 0 | 0 | C2 | 0 | 0 | 0 | 0 | 0 | C2 | [5 empty] | C2 | [5 empty] | 0 | [6 empty] | 0 | [6 empty] | 0 | [6 empty] | 0 | [6 empty] | 0 | [6 empty] | 0
|  |  | 0 | 0 | C3 | 0 | 0 | 0 | 0 | 0 | 0 | 0 | 0 | 0 | 0 | 0 | 0 | 0 | 0 | 0 | 0 | 0 | 0 | 0 | 0 | 0 | 0 | 0 | 0 | 0 | 0 | 0 | 0 | 0 | 0 | 0 | 0 | 0 | 0 | 0 | 0 |  |  | C3 | 0 | 0 | 0 | 0 | 0 | C3 | 0 | 0 | 0 | 0 | 0 | C3 | [5 empty] | C3 | [5 empty] | 0 | [6 empty] | 0 | [6 empty] | 0 | [6 empty] | 0 | [6 empty] | 0 | [6 empty] | 0
|  |  | 0 | 0 | C4 | 0 | 0 | 0 | 0 | 0 | 0 | 0 | 0 | 0 | 0 | 0 | 0 | 0 | 0 | 0 | 0 | 0 | 0 | 0 | 0 | 0 | 0 | 0 | 0 | 0 | 0 | 0 | 0 | 0 | 0 | 0 | 0 | 0 | 0 | 0 | 0 |  |  | C4 | 0 | 0 | 0 | 0 | 0 | C4 | 0 | 0 | 0 | 0 | 0 | C4 | [5 empty] | C4 | [5 empty] | 0 | [6 empty] | 0 | [6 empty] | 0 | [6 empty] | 0 | [6 empty] | 0 | [6 empty] | 0
|  |  | 0 | 0 |  | 0 | 0 | 0 | 0 | 0 |  | 0 | 0 | 0 | 0 | 0 |  | 0 | 0 | 0 | 0 | 0 |  | 0 | 0 | 0 | 0 | 0 |  | 0 | 0 | 0 | 0 | 0 |  | 0 | 0 | 0 | 0 | 0 | [22 empty] | 0 | 0 | 0 | 0 | 0 | 0 |  | 0 | 0 | 0 | 0 | 0 | 0 |  | 0 | 0 | 0 | 0 | 0 | 0 |  | 0 | 0 | 0 | 0 | 0 | 0 |  | 0 | 0 | 0 | 0 | 0 | 0 |  | 0 | 0 | 0 | 0 | 0 | 0
| [Please insert new asset category as required] |  | 0 | 0 | C1 | 0 | 0 | 0 | 0 | 0 | 0 | 0 | 0 | 0 | 0 | 0 | 0 | 0 | 0 | 0 | 0 | 0 | 0 | 0 | 0 | 0 | 0 | 0 | 0 | 0 | 0 | 0 | 0 | 0 | 0 | 0 | 0 | 0 | 0 | 0 | 0 |  |  | C1 | 0 | 0 | 0 | 0 | 0 | C1 | 0 | 0 | 0 | 0 | 0 | C1 | [5 empty] | C1 | [5 empty] | 0 | [6 empty] | 0 | [6 empty] | 0 | [6 empty] | 0 | [6 empty] | 0 | [6 empty] | 0
|  |  | 0 | 0 | C2 | 0 | 0 | 0 | 0 | 0 | 0 | 0 | 0 | 0 | 0 | 0 | 0 | 0 | 0 | 0 | 0 | 0 | 0 | 0 | 0 | 0 | 0 | 0 | 0 | 0 | 0 | 0 | 0 | 0 | 0 | 0 | 0 | 0 | 0 | 0 | 0 |  |  | C2 | 0 | 0 | 0 | 0 | 0 | C2 | 0 | 0 | 0 | 0 | 0 | C2 | [5 empty] | C2 | [5 empty] | 0 | [6 empty] | 0 | [6 empty] | 0 | [6 empty] | 0 | [6 empty] | 0 | [6 empty] | 0
|  |  | 0 | 0 | C3 | 0 | 0 | 0 | 0 | 0 | 0 | 0 | 0 | 0 | 0 | 0 | 0 | 0 | 0 | 0 | 0 | 0 | 0 | 0 | 0 | 0 | 0 | 0 | 0 | 0 | 0 | 0 | 0 | 0 | 0 | 0 | 0 | 0 | 0 | 0 | 0 |  |  | C3 | 0 | 0 | 0 | 0 | 0 | C3 | 0 | 0 | 0 | 0 | 0 | C3 | [5 empty] | C3 | [5 empty] | 0 | [6 empty] | 0 | [6 empty] | 0 | [6 empty] | 0 | [6 empty] | 0 | [6 empty] | 0
|  |  | 0 | 0 | C4 | 0 | 0 | 0 | 0 | 0 | 0 | 0 | 0 | 0 | 0 | 0 | 0 | 0 | 0 | 0 | 0 | 0 | 0 | 0 | 0 | 0 | 0 | 0 | 0 | 0 | 0 | 0 | 0 | 0 | 0 | 0 | 0 | 0 | 0 | 0 | 0 |  |  | C4 | 0 | 0 | 0 | 0 | 0 | C4 | 0 | 0 | 0 | 0 | 0 | C4 | [5 empty] | C4 | [5 empty] | 0 | [6 empty] | 0 | [6 empty] | 0 | [6 empty] | 0 | [6 empty] | 0 | [6 empty] | 0
|  |  | 0 | 0 |  | 0 | 0 | 0 | 0 | 0 |  | 0 | 0 | 0 | 0 | 0 |  | 0 | 0 | 0 | 0 | 0 |  | 0 | 0 | 0 | 0 | 0 |  | 0 | 0 | 0 | 0 | 0 |  | 0 | 0 | 0 | 0 | 0 | [22 empty] | 0 | 0 | 0 | 0 | 0 | 0 |  | 0 | 0 | 0 | 0 | 0 | 0 |  | 0 | 0 | 0 | 0 | 0 | 0 |  | 0 | 0 | 0 | 0 | 0 | 0 |  | 0 | 0 | 0 | 0 | 0 | 0 |  | 0 | 0 | 0 | 0 | 0 | 0
| [Please insert new asset category as required] |  | 0 | 0 | C1 | 0 | 0 | 0 | 0 | 0 | 0 | 0 | 0 | 0 | 0 | 0 | 0 | 0 | 0 | 0 | 0 | 0 | 0 | 0 | 0 | 0 | 0 | 0 | 0 | 0 | 0 | 0 | 0 | 0 | 0 | 0 | 0 | 0 | 0 | 0 | 0 |  |  | C1 | 0 | 0 | 0 | 0 | 0 | C1 | 0 | 0 | 0 | 0 | 0 | C1 | [5 empty] | C1 | [5 empty] | 0 | [6 empty] | 0 | [6 empty] | 0 | [6 empty] | 0 | [6 empty] | 0 | [6 empty] | 0
|  |  | 0 | 0 | C2 | 0 | 0 | 0 | 0 | 0 | 0 | 0 | 0 | 0 | 0 | 0 | 0 | 0 | 0 | 0 | 0 | 0 | 0 | 0 | 0 | 0 | 0 | 0 | 0 | 0 | 0 | 0 | 0 | 0 | 0 | 0 | 0 | 0 | 0 | 0 | 0 |  |  | C2 | 0 | 0 | 0 | 0 | 0 | C2 | 0 | 0 | 0 | 0 | 0 | C2 | [5 empty] | C2 | [5 empty] | 0 | [6 empty] | 0 | [6 empty] | 0 | [6 empty] | 0 | [6 empty] | 0 | [6 empty] | 0
|  |  | 0 | 0 | C3 | 0 | 0 | 0 | 0 | 0 | 0 | 0 | 0 | 0 | 0 | 0 | 0 | 0 | 0 | 0 | 0 | 0 | 0 | 0 | 0 | 0 | 0 | 0 | 0 | 0 | 0 | 0 | 0 | 0 | 0 | 0 | 0 | 0 | 0 | 0 | 0 |  |  | C3 | 0 | 0 | 0 | 0 | 0 | C3 | 0 | 0 | 0 | 0 | 0 | C3 | [5 empty] | C3 | [5 empty] | 0 | [6 empty] | 0 | [6 empty] | 0 | [6 empty] | 0 | [6 empty] | 0 | [6 empty] | 0
|  |  | 0 | 0 | C4 | 0 | 0 | 0 | 0 | 0 | 0 | 0 | 0 | 0 | 0 | 0 | 0 | 0 | 0 | 0 | 0 | 0 | 0 | 0 | 0 | 0 | 0 | 0 | 0 | 0 | 0 | 0 | 0 | 0 | 0 | 0 | 0 | 0 | 0 | 0 | 0 |  |  | C4 | 0 | 0 | 0 | 0 | 0 | C4 | 0 | 0 | 0 | 0 | 0 | C4 | [5 empty] | C4 | [5 empty] | 0 | [6 empty] | 0 | [6 empty] | 0 | [6 empty] | 0 | [6 empty] | 0 | [6 empty] | 0
|  |  | 0 | 0 |  | 0 | 0 | 0 | 0 | 0 |  | 0 | 0 | 0 | 0 | 0 |  | 0 | 0 | 0 | 0 | 0 |  | 0 | 0 | 0 | 0 | 0 |  | 0 | 0 | 0 | 0 | 0 |  | 0 | 0 | 0 | 0 | 0 | [22 empty] | 0 | 0 | 0 | 0 | 0 | 0 |  | 0 | 0 | 0 | 0 | 0 | 0 |  | 0 | 0 | 0 | 0 | 0 | 0 |  | 0 | 0 | 0 | 0 | 0 | 0 |  | 0 | 0 | 0 | 0 | 0 | 0 |  | 0 | 0 | 0 | 0 | 0 | 0
| [Please insert new asset category as required] |  | 0 | 0 | C1 | 0 | 0 | 0 | 0 | 0 | 0 | 0 | 0 | 0 | 0 | 0 | 0 | 0 | 0 | 0 | 0 | 0 | 0 | 0 | 0 | 0 | 0 | 0 | 0 | 0 | 0 | 0 | 0 | 0 | 0 | 0 | 0 | 0 | 0 | 0 | 0 |  |  | C1 | 0 | 0 | 0 | 0 | 0 | C1 | 0 | 0 | 0 | 0 | 0 | C1 | [5 empty] | C1 | [5 empty] | 0 | [6 empty] | 0 | [6 empty] | 0 | [6 empty] | 0 | [6 empty] | 0 | [6 empty] | 0
|  |  | 0 | 0 | C2 | 0 | 0 | 0 | 0 | 0 | 0 | 0 | 0 | 0 | 0 | 0 | 0 | 0 | 0 | 0 | 0 | 0 | 0 | 0 | 0 | 0 | 0 | 0 | 0 | 0 | 0 | 0 | 0 | 0 | 0 | 0 | 0 | 0 | 0 | 0 | 0 |  |  | C2 | 0 | 0 | 0 | 0 | 0 | C2 | 0 | 0 | 0 | 0 | 0 | C2 | [5 empty] | C2 | [5 empty] | 0 | [6 empty] | 0 | [6 empty] | 0 | [6 empty] | 0 | [6 empty] | 0 | [6 empty] | 0
|  |  | 0 | 0 | C3 | 0 | 0 | 0 | 0 | 0 | 0 | 0 | 0 | 0 | 0 | 0 | 0 | 0 | 0 | 0 | 0 | 0 | 0 | 0 | 0 | 0 | 0 | 0 | 0 | 0 | 0 | 0 | 0 | 0 | 0 | 0 | 0 | 0 | 0 | 0 | 0 |  |  | C3 | 0 | 0 | 0 | 0 | 0 | C3 | 0 | 0 | 0 | 0 | 0 | C3 | [5 empty] | C3 | [5 empty] | 0 | [6 empty] | 0 | [6 empty] | 0 | [6 empty] | 0 | [6 empty] | 0 | [6 empty] | 0
|  |  | 0 | 0 | C4 | 0 | 0 | 0 | 0 | 0 | 0 | 0 | 0 | 0 | 0 | 0 | 0 | 0 | 0 | 0 | 0 | 0 | 0 | 0 | 0 | 0 | 0 | 0 | 0 | 0 | 0 | 0 | 0 | 0 | 0 | 0 | 0 | 0 | 0 | 0 | 0 |  |  | C4 | 0 | 0 | 0 | 0 | 0 | C4 | 0 | 0 | 0 | 0 | 0 | C4 | [5 empty] | C4 | [5 empty] | 0 | [6 empty] | 0 | [6 empty] | 0 | [6 empty] | 0 | [6 empty] | 0 | [6 empty] | 0
|  |  | 0 | 0 |  | 0 | 0 | 0 | 0 | 0 |  | 0 | 0 | 0 | 0 | 0 |  | 0 | 0 | 0 | 0 | 0 |  | 0 | 0 | 0 | 0 | 0 |  | 0 | 0 | 0 | 0 | 0 |  | 0 | 0 | 0 | 0 | 0 | [22 empty] | 0 | 0 | 0 | 0 | 0 | 0 |  | 0 | 0 | 0 | 0 | 0 | 0 |  | 0 | 0 | 0 | 0 | 0 | 0 |  | 0 | 0 | 0 | 0 | 0 | 0 |  | 0 | 0 | 0 | 0 | 0 | 0 |  | 0 | 0 | 0 | 0 | 0 | 0
| [Please insert new asset category as required] |  | 0 | 0 | C1 | 0 | 0 | 0 | 0 | 0 | 0 | 0 | 0 | 0 | 0 | 0 | 0 | 0 | 0 | 0 | 0 | 0 | 0 | 0 | 0 | 0 | 0 | 0 | 0 | 0 | 0 | 0 | 0 | 0 | 0 | 0 | 0 | 0 | 0 | 0 | 0 |  |  | C1 | 0 | 0 | 0 | 0 | 0 | C1 | 0 | 0 | 0 | 0 | 0 | C1 | [5 empty] | C1 | [5 empty] | 0 | [6 empty] | 0 | [6 empty] | 0 | [6 empty] | 0 | [6 empty] | 0 | [6 empty] | 0
|  |  | 0 | 0 | C2 | 0 | 0 | 0 | 0 | 0 | 0 | 0 | 0 | 0 | 0 | 0 | 0 | 0 | 0 | 0 | 0 | 0 | 0 | 0 | 0 | 0 | 0 | 0 | 0 | 0 | 0 | 0 | 0 | 0 | 0 | 0 | 0 | 0 | 0 | 0 | 0 |  |  | C2 | 0 | 0 | 0 | 0 | 0 | C2 | 0 | 0 | 0 | 0 | 0 | C2 | [5 empty] | C2 | [5 empty] | 0 | [6 empty] | 0 | [6 empty] | 0 | [6 empty] | 0 | [6 empty] | 0 | [6 empty] | 0
|  |  | 0 | 0 | C3 | 0 | 0 | 0 | 0 | 0 | 0 | 0 | 0 | 0 | 0 | 0 | 0 | 0 | 0 | 0 | 0 | 0 | 0 | 0 | 0 | 0 | 0 | 0 | 0 | 0 | 0 | 0 | 0 | 0 | 0 | 0 | 0 | 0 | 0 | 0 | 0 |  |  | C3 | 0 | 0 | 0 | 0 | 0 | C3 | 0 | 0 | 0 | 0 | 0 | C3 | [5 empty] | C3 | [5 empty] | 0 | [6 empty] | 0 | [6 empty] | 0 | [6 empty] | 0 | [6 empty] | 0 | [6 empty] | 0
|  |  | 0 | 0 | C4 | 0 | 0 | 0 | 0 | 0 | 0 | 0 | 0 | 0 | 0 | 0 | 0 | 0 | 0 | 0 | 0 | 0 | 0 | 0 | 0 | 0 | 0 | 0 | 0 | 0 | 0 | 0 | 0 | 0 | 0 | 0 | 0 | 0 | 0 | 0 | 0 |  |  | C4 | 0 | 0 | 0 | 0 | 0 | C4 | 0 | 0 | 0 | 0 | 0 | C4 | [5 empty] | C4 | [5 empty] | 0 | [6 empty] | 0 | [6 empty] | 0 | [6 empty] | 0 | [6 empty] | 0 | [6 empty] | 0
|  |  | 0 | 0 |  | 0 | 0 | 0 | 0 | 0 |  | 0 | 0 | 0 | 0 | 0 |  | 0 | 0 | 0 | 0 | 0 |  | 0 | 0 | 0 | 0 | 0 |  | 0 | 0 | 0 | 0 | 0 |  | 0 | 0 | 0 | 0 | 0 | [22 empty] | 0 | 0 | 0 | 0 | 0 | 0 |  | 0 | 0 | 0 | 0 | 0 | 0 |  | 0 | 0 | 0 | 0 | 0 | 0 |  | 0 | 0 | 0 | 0 | 0 | 0 |  | 0 | 0 | 0 | 0 | 0 | 0 |  | 0 | 0 | 0 | 0 | 0 | 0
[63 empty] | 0 | 0 | 0 | 0 | 0 | 0 |  | 6202847.3693 | 1835294.8261 | 6392118.4813 | 128425.7536 | 2437014.8844 | 16995701.3147 |  | 5821908.0441 | 1932216.3599 | 7206089.2471 | 112579.0154 | 2540462.4513 | 17613255.1178 |  | 5826297.643 | 1925765.9623 | 7207084.0347 | 124395.1311 | 2508395.0008 | 17591937.7719 |  | 5353583.3743 | 1497961.5568 | 2497222.1538 | 10889522.1668 | 2749755.7332 | 22988044.9849 |  | 5362076.2938 | 1488961.258 | 2493007.1186 | 10907374.5285 | 2699412.9121 | 22950832.111
| EHV Network | [66 empty] | 0 | [6 empty] | 0 | [6 empty] | 0 | [6 empty] | 0 | [6 empty] | 0 | [6 empty] | 0
| EHV Switchgear (GM) |  | 233 | 233 | C1 | 180 | 1 | 6 | 0 | 46 | 233 | 0 | 0 | 0 | 0 | 0 | 0 | 0 | 0 | 0 | 0 | 0 | 0 | 180 | 1 | 6 | 0 | 46 | 233 | 0 | 0 | 0 | 0 | 0 | 0 | 179 | 1 | 1 | 6 | 46 | 233 |  |  | C1 | 0.0063556 | 0.0094628 | 0.016731 | 0.027096 | 0.063557 | C1 | 34352.507 | 34352.507 | 34352.507 | 34352.507 | 34352.507 | C1 | 218.3308 | 325.0713 | 574.7556 | 930.8237 | 2183.3453 | C1 | 0 | 0 | 0 | 0 | 0 | 0 |  | 39299.546 | 325.0713 | 3448.5335 | 0 | 100433.8857 | 143507.0364 |  | 39299.546 | 325.0713 | 3448.5335 | 0 | 100433.8857 | 143507.0364 |  | 39299.546 | 325.0713 | 3448.5335 | 0 | 100433.8857 | 143507.0364 |  | 39081.2151 | 325.0713 | 574.7556 | 5584.9422 | 100433.8857 | 145999.8699 |  | 39081.2151 | 325.0713 | 574.7556 | 5584.9422 | 100433.8857 | 145999.8699
|  |  | 593 | 593 | C2 | 522 | 18 | 5 | 5 | 43 | 593 | 0 | 0 | 0 | 0 | 0 | 0 | 0 | 0 | 0 | 0 | 0 | 0 | 522 | 5 | 18 | 5 | 43 | 593 | 0 | 0 | 0 | 0 | 0 | 0 | 514 | 11 | 13 | 7 | 48 | 593 |  |  | C2 | 0.0063556 | 0.0094628 | 0.016731 | 0.027096 | 0.063557 | C2 | 49075.01 | 49075.01 | 49075.01 | 49075.01 | 49075.01 | C2 | 311.9012 | 464.3876 | 821.0794 | 1329.7481 | 3119.0648 | C2 | 0 | 0 | 0 | 0 | 0 | 0 |  | 162812.4047 | 8358.9768 | 4105.397 | 6648.7407 | 134119.7852 | 316045.3044 |  | 162812.4047 | 2321.938 | 14779.4292 | 6648.7407 | 134119.7852 | 320682.2978 |  | 162812.4047 | 2321.938 | 14779.4292 | 6648.7407 | 134119.7852 | 320682.2978 |  | 160317.1954 | 5108.2636 | 10674.0322 | 9308.237 | 149715.1091 | 335122.8373 |  | 160317.1954 | 5108.2636 | 10674.0322 | 9308.237 | 149715.1091 | 335122.8373
|  |  | 153 | 153 | C3 | 132 | 0 | 3 | 4 | 14 | 153 | 0 | 0 | 0 | 0 | 0 | 0 | 0 | 0 | 0 | 3 | -3 | 0 | 116 | 16 | 0 | 7 | 14 | 153 | 0 | 0 | 0 | 6 | -6 | 0 | 115 | 17 | 0 | 0 | 21 | 153 |  |  | C3 | 0.0063556 | 0.0094628 | 0.016731 | 0.027096 | 0.063557 | C3 | 73612.515 | 73612.515 | 73612.515 | 73612.515 | 73612.515 | C3 | 467.8517 | 696.5814 | 1231.6191 | 1994.6222 | 4678.5972 | C3 | 0 | 0 | 0 | 0 | 0 | 0 |  | 61756.4294 | 0 | 3694.8573 | 7978.4889 | 65500.3602 | 138930.1358 |  | 54270.8016 | 11145.3024 | 0 | 13962.3555 | 65500.3602 | 144878.8197 |  | 54270.8016 | 11145.3024 | 0 | 19946.2222 | 51464.5687 | 136826.8949 |  | 53802.9498 | 11841.8838 | 0 | 0 | 98250.5403 | 163895.374 |  | 53802.9498 | 11841.8838 | 0 | 11967.7333 | 70178.9574 | 147791.5243
|  |  | 0 | 0 | C4 | 0 | 0 | 0 | 0 | 0 | 0 | 0 | 0 | 0 | 0 | 0 | 0 | 0 | 0 | 0 | 0 | 0 | 0 | 0 | 0 | 0 | 0 | 0 | 0 | 0 | 0 | 0 | 0 | 0 | 0 | 0 | 0 | 0 | 0 | 0 | 0 |  |  | C4 | 0.0063556 | 0.0094628 | 0.016731 | 0.027096 | 0.063557 | C4 | 122687.525 | 122687.525 | 122687.525 | 122687.525 | 122687.525 | C4 | 779.7529 | 1160.969 | 2052.6985 | 3324.3704 | 7797.6619 | C4 | 0 | 0 | 0 | 0 | 0 | 0 |  | 0 | 0 | 0 | 0 | 0 | 0 |  | 0 | 0 | 0 | 0 | 0 | 0 |  | 0 | 0 | 0 | 0 | 0 | 0 |  | 0 | 0 | 0 | 0 | 0 | 0 |  | 0 | 0 | 0 | 0 | 0 | 0
|  | Yes | 979 | 979 |  | 834 | 19 | 14 | 9 | 103 |  | 0 | 0 | 0 | 0 | 0 |  | 0 | 0 | 0 | 3 | -3 |  | 818 | 22 | 24 | 12 | 103 |  | 0 | 0 | 0 | 6 | -6 |  | 808 | 29 | 14 | 13 | 115 | [22 empty] | 0 | 0 | 0 | 0 | 0 | 0 |  | 263868.38 | 8684.0481 | 11248.7878 | 14627.2296 | 300054.0311 | 598482.4766 |  | 256382.7522 | 13792.3117 | 18227.9627 | 20611.0963 | 300054.0311 | 609068.154 |  | 256382.7522 | 13792.3117 | 18227.9627 | 26594.9629 | 286018.2396 | 601016.2292 |  | 253201.3604 | 17275.2187 | 11248.7878 | 14893.1792 | 348399.5351 | 645018.0812 |  | 253201.3604 | 17275.2187 | 11248.7878 | 26860.9125 | 320327.9521 | 628914.2315
| EHV Transformer |  | 0 | 0 | C1 | 0 | 0 | 0 | 0 | 0 | 0 | 0 | 0 | 0 | 0 | 0 | 0 | 0 | 0 | 0 | 0 | 0 | 0 | 0 | 0 | 0 | 0 | 0 | 0 | 0 | 0 | 0 | 0 | 0 | 0 | 0 | 0 | 0 | 0 | 0 | 0 |  |  | C1 | 0.012939 | 0.019265 | 0.034062 | 0.055165 | 0.12939 | C1 | 95944.408 | 95944.408 | 95944.408 | 95944.408 | 95944.408 | C1 | 1241.4443 | 1848.3784 | 3268.1006 | 5292.729 | 12414.655 | C1 | 0 | 0 | 0 | 0 | 0 | 0 |  | 0 | 0 | 0 | 0 | 0 | 0 |  | 0 | 0 | 0 | 0 | 0 | 0 |  | 0 | 0 | 0 | 0 | 0 | 0 |  | 0 | 0 | 0 | 0 | 0 | 0 |  | 0 | 0 | 0 | 0 | 0 | 0
|  |  | 618 | 618 | C2 | 285 | 65 | 190 | 22 | 56 | 618 | 0 | 0 | 0 | 0 | 0 | 0 | 0 | 0 | 44 | -24 | -20 | 0 | 251 | 64 | 184 | 52 | 67 | 618 | 0 | 15 | 65 | -50 | -30 | 0 | 215 | 68 | 121 | 115 | 99 | 618 |  |  | C2 | 0.012939 | 0.019265 | 0.034062 | 0.055165 | 0.12939 | C2 | 137063.44 | 137063.44 | 137063.44 | 137063.44 | 137063.44 | C2 | 1773.4919 | 2640.5405 | 4668.7152 | 7561.0414 | 17735.2214 | C2 | 0 | 0 | 0 | 0 | 0 | 0 |  | 505445.1903 | 171635.1335 | 887055.8791 | 166342.91 | 993172.3979 | 2723651.5107 |  | 445146.4658 | 168994.593 | 859043.5882 | 393174.1508 | 1188259.8332 | 3054618.6309 |  | 445146.4658 | 168994.593 | 1064467.0549 | 211709.1581 | 833555.4053 | 2723872.6772 |  | 381300.7576 | 179556.755 | 564914.5335 | 869519.7566 | 1755786.9177 | 3751078.7204 |  | 381300.7576 | 219164.8628 | 868381.0185 | 491467.6885 | 1223730.2759 | 3184044.6033
|  |  | 9 | 9 | C3 | 7 | 0 | 2 | 0 | 0 | 9 | 0 | 0 | 0 | 0 | 0 | 0 | 0 | 0 | 0 | 0 | 0 | 0 | 5 | 2 | 2 | 0 | 0 | 9 | 0 | 2 | -2 | 0 | 0 | 0 | 5 | 2 | 2 | 0 | 0 | 9 |  |  | C3 | 0.012939 | 0.019265 | 0.034062 | 0.055165 | 0.12939 | C3 | 205595.16 | 205595.16 | 205595.16 | 205595.16 | 205595.16 | C3 | 2660.2378 | 3960.8108 | 7003.0727 | 11341.562 | 26602.8321 | C3 | 0 | 0 | 0 | 0 | 0 | 0 |  | 18621.6649 | 0 | 14006.1455 | 0 | 0 | 32627.8104 |  | 13301.1892 | 7921.6215 | 14006.1455 | 0 | 0 | 35228.9562 |  | 13301.1892 | 7921.6215 | 14006.1455 | 0 | 0 | 35228.9562 |  | 13301.1892 | 7921.6215 | 14006.1455 | 0 | 0 | 35228.9562 |  | 13301.1892 | 15843.2431 | 0 | 0 | 0 | 29144.4323
|  |  | 0 | 0 | C4 | 0 | 0 | 0 | 0 | 0 | 0 | 0 | 0 | 0 | 0 | 0 | 0 | 0 | 0 | 0 | 0 | 0 | 0 | 0 | 0 | 0 | 0 | 0 | 0 | 0 | 0 | 0 | 0 | 0 | 0 | 0 | 0 | 0 | 0 | 0 | 0 |  |  | C4 | 0.012939 | 0.019265 | 0.034062 | 0.055165 | 0.12939 | C4 | 342658.6 | 342658.6 | 342658.6 | 342658.6 | 342658.6 | C4 | 4433.7297 | 6601.3513 | 11671.7879 | 18902.6034 | 44338.0535 | C4 | 0 | 0 | 0 | 0 | 0 | 0 |  | 0 | 0 | 0 | 0 | 0 | 0 |  | 0 | 0 | 0 | 0 | 0 | 0 |  | 0 | 0 | 0 | 0 | 0 | 0 |  | 0 | 0 | 0 | 0 | 0 | 0 |  | 0 | 0 | 0 | 0 | 0 | 0
|  | Yes | 627 | 627 |  | 292 | 65 | 192 | 22 | 56 |  | 0 | 0 | 0 | 0 | 0 |  | 0 | 0 | 44 | -24 | -20 |  | 256 | 66 | 186 | 52 | 67 |  | 0 | 17 | 63 | -50 | -30 |  | 220 | 70 | 123 | 115 | 99 | [22 empty] | 0 | 0 | 0 | 0 | 0 | 0 |  | 524066.8552 | 171635.1335 | 901062.0245 | 166342.91 | 993172.3979 | 2756279.321 |  | 458447.655 | 176916.2145 | 873049.7336 | 393174.1508 | 1188259.8332 | 3089847.5871 |  | 458447.655 | 176916.2145 | 1078473.2004 | 211709.1581 | 833555.4053 | 2759101.6334 |  | 394601.9468 | 187478.3766 | 578920.679 | 869519.7566 | 1755786.9177 | 3786307.6766 |  | 394601.9468 | 235008.1058 | 868381.0185 | 491467.6885 | 1223730.2759 | 3213189.0356
| EHV UG Cable (Gas) |  | 0 | 0 | C1 | 0 | 0 | 0 | 0 | 0 | 0 | 0 | 0 | 0 | 0 | 0 | 0 | 0 | 0 | 0 | 0 | 0 | 0 | 0 | 0 | 0 | 0 | 0 | 0 | 0 | 0 | 0 | 0 | 0 | 0 | 0 | 0 | 0 | 0 | 0 | 0 |  |  | C1 | 0 | 0 | 0 | 0 | 0 | C1 | 0 | 0 | 0 | 0 | 0 | C1 | [5 empty] | C1 | [5 empty] | 0 | [6 empty] | 0 | [6 empty] | 0 | [6 empty] | 0 | [6 empty] | 0 | [6 empty] | 0
|  |  | 0 | 0 | C2 | 0 | 0 | 0 | 0 | 0 | 0 | 0 | 0 | 0 | 0 | 0 | 0 | 0 | 0 | 0 | 0 | 0 | 0 | 0 | 0 | 0 | 0 | 0 | 0 | 0 | 0 | 0 | 0 | 0 | 0 | 0 | 0 | 0 | 0 | 0 | 0 |  |  | C2 | 0 | 0 | 0 | 0 | 0 | C2 | 0 | 0 | 0 | 0 | 0 | C2 | [5 empty] | C2 | [5 empty] | 0 | [6 empty] | 0 | [6 empty] | 0 | [6 empty] | 0 | [6 empty] | 0 | [6 empty] | 0
|  |  | 0 | 0 | C3 | 0 | 0 | 0 | 0 | 0 | 0 | 0 | 0 | 0 | 0 | 0 | 0 | 0 | 0 | 0 | 0 | 0 | 0 | 0 | 0 | 0 | 0 | 0 | 0 | 0 | 0 | 0 | 0 | 0 | 0 | 0 | 0 | 0 | 0 | 0 | 0 |  |  | C3 | 0 | 0 | 0 | 0 | 0 | C3 | 0 | 0 | 0 | 0 | 0 | C3 | [5 empty] | C3 | [5 empty] | 0 | [6 empty] | 0 | [6 empty] | 0 | [6 empty] | 0 | [6 empty] | 0 | [6 empty] | 0
|  |  | 0 | 0 | C4 | 0 | 0 | 0 | 0 | 0 | 0 | 0 | 0 | 0 | 0 | 0 | 0 | 0 | 0 | 0 | 0 | 0 | 0 | 0 | 0 | 0 | 0 | 0 | 0 | 0 | 0 | 0 | 0 | 0 | 0 | 0 | 0 | 0 | 0 | 0 | 0 |  |  | C4 | 0 | 0 | 0 | 0 | 0 | C4 | 0 | 0 | 0 | 0 | 0 | C4 | [5 empty] | C4 | [5 empty] | 0 | [6 empty] | 0 | [6 empty] | 0 | [6 empty] | 0 | [6 empty] | 0 | [6 empty] | 0
|  |  | 0 | 0 |  | 0 | 0 | 0 | 0 | 0 |  | 0 | 0 | 0 | 0 | 0 |  | 0 | 0 | 0 | 0 | 0 |  | 0 | 0 | 0 | 0 | 0 |  | 0 | 0 | 0 | 0 | 0 |  | 0 | 0 | 0 | 0 | 0 | [22 empty] | 0 | 0 | 0 | 0 | 0 | 0 |  | 0 | 0 | 0 | 0 | 0 | 0 |  | 0 | 0 | 0 | 0 | 0 | 0 |  | 0 | 0 | 0 | 0 | 0 | 0 |  | 0 | 0 | 0 | 0 | 0 | 0 |  | 0 | 0 | 0 | 0 | 0 | 0
| EHV UG Cable (Oil) |  | 53.849 | 53.849 | C1 | 45.712 | 3.329 | 0 | 0 | 4.808 | 53.849 | 0 | 0 | 0 | 0 | 0 | 0 | 0 | 0 | 0 | 0 | 0 | 0 | 43.931 | 1.781 | 3.329 | 0 | 4.808 | 53.849 | 0 | 0 | 0 | 0 | 0 | 0 | 40.935 | 4.777 | 1.15 | 2.179 | 4.808 | 53.849 |  |  | C1 | 0.59691 | 0.88874 | 1.5714 | 2.5449 | 5.9692 | C1 | 3830.645 | 3830.645 | 3830.645 | 3830.645 | 3830.645 | C1 | 2286.5618 | 3404.4513 | 6019.3606 | 9748.4552 | 22866.0394 | C1 | 0 | 0 | 0 | 0 | 0 | 0 |  | 104523.313 | 11333.4183 | 0 | 0 | 109939.9172 | 225796.6485 |  | 100450.9464 | 6063.3277 | 20038.4515 | 0 | 109939.9172 | 236492.6429 |  | 100450.9464 | 6063.3277 | 20038.4515 | 0 | 109939.9172 | 236492.6429 |  | 93600.4072 | 16263.0637 | 6922.2647 | 21241.884 | 109939.9172 | 247967.5369 |  | 93600.4072 | 16263.0637 | 6922.2647 | 21241.884 | 109939.9172 | 247967.5369
|  |  | 1.552 | 1.552 | C2 | 1.552 | 0 | 0 | 0 | 0 | 1.552 | 0 | 0 | 0 | 0 | 0 | 0 | 0 | 0 | 0 | 0 | 0 | 0 | 1.552 | 0 | 0 | 0 | 0 | 1.552 | 0 | 0 | 0 | 0 | 0 | 0 | 1.552 | 0 | 0 | 0 | 0 | 1.552 |  |  | C2 | 0.59691 | 0.88874 | 1.5714 | 2.5449 | 5.9692 | C2 | 5472.35 | 5472.35 | 5472.35 | 5472.35 | 5472.35 | C2 | 3266.5169 | 4863.5018 | 8599.0866 | 13926.3646 | 32665.7705 | C2 | 0 | 0 | 0 | 0 | 0 | 0 |  | 5069.6342 | 0 | 0 | 0 | 0 | 5069.6342 |  | 5069.6342 | 0 | 0 | 0 | 0 | 5069.6342 |  | 5069.6342 | 0 | 0 | 0 | 0 | 5069.6342 |  | 5069.6342 | 0 | 0 | 0 | 0 | 5069.6342 |  | 5069.6342 | 0 | 0 | 0 | 0 | 5069.6342
|  |  | 2.603 | 2.603 | C3 | 2.603 | 0 | 0 | 0 | 0 | 2.603 | 0 | 0 | 0 | 0 | 0 | 0 | 0 | 0 | 0 | 0 | 0 | 0 | 2.603 | 0 | 0 | 0 | 0 | 2.603 | 0 | 0 | 0 | 0 | 0 | 0 | 2.603 | 0 | 0 | 0 | 0 | 2.603 |  |  | C3 | 0.59691 | 0.88874 | 1.5714 | 2.5449 | 5.9692 | C3 | 8208.525 | 8208.525 | 8208.525 | 8208.525 | 8208.525 | C3 | 4899.7753 | 7295.2527 | 12898.6299 | 20889.5469 | 48998.6558 | C3 | 0 | 0 | 0 | 0 | 0 | 0 |  | 12754.1151 | 0 | 0 | 0 | 0 | 12754.1151 |  | 12754.1151 | 0 | 0 | 0 | 0 | 12754.1151 |  | 12754.1151 | 0 | 0 | 0 | 0 | 12754.1151 |  | 12754.1151 | 0 | 0 | 0 | 0 | 12754.1151 |  | 12754.1151 | 0 | 0 | 0 | 0 | 12754.1151
|  |  | 13.949 | 13.949 | C4 | 10.917 | 0 | 2.008 | 0 | 1.024 | 13.949 | 0 | 0 | 0 | 0 | 0 | 0 | 0 | 0 | 0 | 0 | 0 | 0 | 10.917 | 0 | 2.008 | 0 | 1.024 | 13.949 | 0 | 0 | 0 | 0 | 0 | 0 | 5.93 | 4.987 | 0 | 2.008 | 1.024 | 13.949 |  |  | C4 | 0.59691 | 0.88874 | 1.5714 | 2.5449 | 5.9692 | C4 | 13680.875 | 13680.875 | 13680.875 | 13680.875 | 13680.875 | C4 | 8166.2921 | 12158.7545 | 21497.7165 | 34815.9116 | 81664.4263 | C4 | 0 | 0 | 0 | 0 | 0 | 0 |  | 89151.4113 | 0 | 43167.4148 | 0 | 83624.3725 | 215943.1986 |  | 89151.4113 | 0 | 43167.4148 | 0 | 83624.3725 | 215943.1986 |  | 89151.4113 | 0 | 43167.4148 | 0 | 83624.3725 | 215943.1986 |  | 48426.1124 | 60635.7088 | 0 | 69910.3504 | 83624.3725 | 262596.5441 |  | 48426.1124 | 60635.7088 | 0 | 69910.3504 | 83624.3725 | 262596.5441
|  | Yes | 71.953 | 71.953 |  | 60.784 | 3.329 | 2.008 | 0 | 5.832 |  | 0 | 0 | 0 | 0 | 0 |  | 0 | 0 | 0 | 0 | 0 |  | 59.003 | 1.781 | 5.337 | 0 | 5.832 |  | 0 | 0 | 0 | 0 | 0 |  | 51.02 | 9.764 | 1.15 | 4.187 | 5.832 | [22 empty] | 0 | 0 | 0 | 0 | 0 | 0 |  | 211498.4735 | 11333.4183 | 43167.4148 | 0 | 193564.2898 | 459563.5963 |  | 207426.1069 | 6063.3277 | 63205.8664 | 0 | 193564.2898 | 470259.5907 |  | 207426.1069 | 6063.3277 | 63205.8664 | 0 | 193564.2898 | 470259.5907 |  | 159850.2688 | 76898.7725 | 6922.2647 | 91152.2344 | 193564.2898 | 528387.8302 |  | 159850.2688 | 76898.7725 | 6922.2647 | 91152.2344 | 193564.2898 | 528387.8302
| EHV UG Cable (Non Pressurised) |  | 0 | 0 | C1 | 0 | 0 | 0 | 0 | 0 | 0 | 0 | 0 | 0 | 0 | 0 | 0 | 0 | 0 | 0 | 0 | 0 | 0 | 0 | 0 | 0 | 0 | 0 | 0 | 0 | 0 | 0 | 0 | 0 | 0 | 0 | 0 | 0 | 0 | 0 | 0 |  |  | C1 | 0 | 0 | 0 | 0 | 0 | C1 | 0 | 0 | 0 | 0 | 0 | C1 | [5 empty] | C1 | [5 empty] | 0 | [6 empty] | 0 | [6 empty] | 0 | [6 empty] | 0 | [6 empty] | 0 | [6 empty] | 0
|  |  | 0 | 0 | C2 | 0 | 0 | 0 | 0 | 0 | 0 | 0 | 0 | 0 | 0 | 0 | 0 | 0 | 0 | 0 | 0 | 0 | 0 | 0 | 0 | 0 | 0 | 0 | 0 | 0 | 0 | 0 | 0 | 0 | 0 | 0 | 0 | 0 | 0 | 0 | 0 |  |  | C2 | 0 | 0 | 0 | 0 | 0 | C2 | 0 | 0 | 0 | 0 | 0 | C2 | [5 empty] | C2 | [5 empty] | 0 | [6 empty] | 0 | [6 empty] | 0 | [6 empty] | 0 | [6 empty] | 0 | [6 empty] | 0
|  |  | 0 | 0 | C3 | 0 | 0 | 0 | 0 | 0 | 0 | 0 | 0 | 0 | 0 | 0 | 0 | 0 | 0 | 0 | 0 | 0 | 0 | 0 | 0 | 0 | 0 | 0 | 0 | 0 | 0 | 0 | 0 | 0 | 0 | 0 | 0 | 0 | 0 | 0 | 0 |  |  | C3 | 0 | 0 | 0 | 0 | 0 | C3 | 0 | 0 | 0 | 0 | 0 | C3 | [5 empty] | C3 | [5 empty] | 0 | [6 empty] | 0 | [6 empty] | 0 | [6 empty] | 0 | [6 empty] | 0 | [6 empty] | 0
|  |  | 0 | 0 | C4 | 0 | 0 | 0 | 0 | 0 | 0 | 0 | 0 | 0 | 0 | 0 | 0 | 0 | 0 | 0 | 0 | 0 | 0 | 0 | 0 | 0 | 0 | 0 | 0 | 0 | 0 | 0 | 0 | 0 | 0 | 0 | 0 | 0 | 0 | 0 | 0 |  |  | C4 | 0 | 0 | 0 | 0 | 0 | C4 | 0 | 0 | 0 | 0 | 0 | C4 | [5 empty] | C4 | [5 empty] | 0 | [6 empty] | 0 | [6 empty] | 0 | [6 empty] | 0 | [6 empty] | 0 | [6 empty] | 0
|  |  | 0 | 0 |  | 0 | 0 | 0 | 0 | 0 |  | 0 | 0 | 0 | 0 | 0 |  | 0 | 0 | 0 | 0 | 0 |  | 0 | 0 | 0 | 0 | 0 |  | 0 | 0 | 0 | 0 | 0 |  | 0 | 0 | 0 | 0 | 0 | [22 empty] | 0 | 0 | 0 | 0 | 0 | 0 |  | 0 | 0 | 0 | 0 | 0 | 0 |  | 0 | 0 | 0 | 0 | 0 | 0 |  | 0 | 0 | 0 | 0 | 0 | 0 |  | 0 | 0 | 0 | 0 | 0 | 0 |  | 0 | 0 | 0 | 0 | 0 | 0
| EHV OHL Support - Towers |  | 0 | 0 | C1 | 0 | 0 | 0 | 0 | 0 | 0 | 0 | 0 | 0 | 0 | 0 | 0 | 0 | 0 | 0 | 0 | 0 | 0 | 0 | 0 | 0 | 0 | 0 | 0 | 0 | 0 | 0 | 0 | 0 | 0 | 0 | 0 | 0 | 0 | 0 | 0 |  |  | C1 | 0 | 0 | 0 | 0 | 0 | C1 | 0 | 0 | 0 | 0 | 0 | C1 | [5 empty] | C1 | [5 empty] | 0 | [6 empty] | 0 | [6 empty] | 0 | [6 empty] | 0 | [6 empty] | 0 | [6 empty] | 0
|  |  | 0 | 0 | C2 | 0 | 0 | 0 | 0 | 0 | 0 | 0 | 0 | 0 | 0 | 0 | 0 | 0 | 0 | 0 | 0 | 0 | 0 | 0 | 0 | 0 | 0 | 0 | 0 | 0 | 0 | 0 | 0 | 0 | 0 | 0 | 0 | 0 | 0 | 0 | 0 |  |  | C2 | 0 | 0 | 0 | 0 | 0 | C2 | 0 | 0 | 0 | 0 | 0 | C2 | [5 empty] | C2 | [5 empty] | 0 | [6 empty] | 0 | [6 empty] | 0 | [6 empty] | 0 | [6 empty] | 0 | [6 empty] | 0
|  |  | 0 | 0 | C3 | 0 | 0 | 0 | 0 | 0 | 0 | 0 | 0 | 0 | 0 | 0 | 0 | 0 | 0 | 0 | 0 | 0 | 0 | 0 | 0 | 0 | 0 | 0 | 0 | 0 | 0 | 0 | 0 | 0 | 0 | 0 | 0 | 0 | 0 | 0 | 0 |  |  | C3 | 0 | 0 | 0 | 0 | 0 | C3 | 0 | 0 | 0 | 0 | 0 | C3 | [5 empty] | C3 | [5 empty] | 0 | [6 empty] | 0 | [6 empty] | 0 | [6 empty] | 0 | [6 empty] | 0 | [6 empty] | 0
|  |  | 0 | 0 | C4 | 0 | 0 | 0 | 0 | 0 | 0 | 0 | 0 | 0 | 0 | 0 | 0 | 0 | 0 | 0 | 0 | 0 | 0 | 0 | 0 | 0 | 0 | 0 | 0 | 0 | 0 | 0 | 0 | 0 | 0 | 0 | 0 | 0 | 0 | 0 | 0 |  |  | C4 | 0 | 0 | 0 | 0 | 0 | C4 | 0 | 0 | 0 | 0 | 0 | C4 | [5 empty] | C4 | [5 empty] | 0 | [6 empty] | 0 | [6 empty] | 0 | [6 empty] | 0 | [6 empty] | 0 | [6 empty] | 0
|  |  | 0 | 0 |  | 0 | 0 | 0 | 0 | 0 |  | 0 | 0 | 0 | 0 | 0 |  | 0 | 0 | 0 | 0 | 0 |  | 0 | 0 | 0 | 0 | 0 |  | 0 | 0 | 0 | 0 | 0 |  | 0 | 0 | 0 | 0 | 0 | [22 empty] | 0 | 0 | 0 | 0 | 0 | 0 |  | 0 | 0 | 0 | 0 | 0 | 0 |  | 0 | 0 | 0 | 0 | 0 | 0 |  | 0 | 0 | 0 | 0 | 0 | 0 |  | 0 | 0 | 0 | 0 | 0 | 0 |  | 0 | 0 | 0 | 0 | 0 | 0
| EHV OHL Support - Poles |  | 50681 | 50681 | C1 | 33013 | 6590 | 9381 | 103 | 1594 | 50681 | 0 | 0 | 0 | 0 | 0 | 0 | 0 | 0 | 0 | 0 | 0 | 0 | 30923 | 7021 | 10988 | 139 | 1610 | 50681 | 0 | 0 | 0 | 0 | 0 | 0 | 28777 | 5123 | 5036 | 10037 | 1708 | 50681 |  |  | C1 | 0.0081226 | 0.012094 | 0.021383 | 0.03463 | 0.081228 | C1 | 2386.671 | 2386.671 | 2386.671 | 2386.671 | 2386.671 | C1 | 19.386 | 28.8638 | 51.0337 | 82.6498 | 193.8637 | C1 | 0 | 0 | 0 | 0 | 0 | 0 |  | 639991.3967 | 190212.1199 | 478747.4231 | 8512.9244 | 309018.7753 | 1626482.6394 |  | 599474.5694 | 202652.3967 | 560758.6276 | 11488.3154 | 312120.5949 | 1686494.504 |  | 599474.5694 | 202652.3967 | 560758.6276 | 11488.3154 | 312120.5949 | 1686494.504 |  | 557872.1238 | 147868.997 | 257005.8653 | 829555.551 | 331119.2398 | 2123421.777 |  | 557872.1238 | 147868.997 | 257005.8653 | 829555.551 | 331119.2398 | 2123421.777
|  |  | 19 | 19 | C2 | 19 | 0 | 0 | 0 | 0 | 19 | 0 | 0 | 0 | 0 | 0 | 0 | 0 | 0 | 0 | 0 | 0 | 0 | 19 | 0 | 0 | 0 | 0 | 19 | 0 | 0 | 0 | 0 | 0 | 0 | 19 | 0 | 0 | 0 | 0 | 19 |  |  | C2 | 0.0081226 | 0.012094 | 0.021383 | 0.03463 | 0.081228 | C2 | 3409.53 | 3409.53 | 3409.53 | 3409.53 | 3409.53 | C2 | 27.6943 | 41.2339 | 72.9053 | 118.0711 | 276.9482 | C2 | 0 | 0 | 0 | 0 | 0 | 0 |  | 526.1926 | 0 | 0 | 0 | 0 | 526.1926 |  | 526.1926 | 0 | 0 | 0 | 0 | 526.1926 |  | 526.1926 | 0 | 0 | 0 | 0 | 526.1926 |  | 526.1926 | 0 | 0 | 0 | 0 | 526.1926 |  | 526.1926 | 0 | 0 | 0 | 0 | 526.1926
|  |  | 19583 | 19583 | C3 | 12494 | 2564 | 3684 | 54 | 787 | 19583 | 0 | 0 | 0 | 0 | 0 | 0 | 0 | 0 | 0 | 0 | 0 | 0 | 11545 | 2903 | 4280 | 64 | 791 | 19583 | 0 | 0 | 0 | 0 | 0 | 0 | 10669 | 2145 | 1989 | 3936 | 844 | 19583 |  |  | C3 | 0.0081226 | 0.012094 | 0.021383 | 0.03463 | 0.081228 | C3 | 5114.295 | 5114.295 | 5114.295 | 5114.295 | 5114.295 | C3 | 41.5415 | 61.8509 | 109.358 | 177.1066 | 415.4223 | C3 | 0 | 0 | 0 | 0 | 0 | 0 |  | 519019.7267 | 158585.6955 | 402874.8474 | 9563.7569 | 326937.3223 | 1416981.3488 |  | 479596.8261 | 179553.149 | 468052.2114 | 11334.823 | 328599.0114 | 1467136.0208 |  | 479596.8261 | 179553.149 | 468052.2114 | 11334.823 | 328599.0114 | 1467136.0208 |  | 443206.4562 | 132670.1704 | 217513.0487 | 697091.6143 | 350616.3914 | 1841097.681 |  | 443206.4562 | 132670.1704 | 217513.0487 | 697091.6143 | 350616.3914 | 1841097.681
|  |  | 4 | 4 | C4 | 2 | 0 | 2 | 0 | 0 | 4 | 0 | 0 | 0 | 0 | 0 | 0 | 0 | 0 | 0 | 0 | 0 | 0 | 2 | 0 | 2 | 0 | 0 | 4 | 0 | 0 | 0 | 0 | 0 | 0 | 2 | 0 | 0 | 2 | 0 | 4 |  |  | C4 | 0.0081226 | 0.012094 | 0.021383 | 0.03463 | 0.081228 | C4 | 8523.825 | 8523.825 | 8523.825 | 8523.825 | 8523.825 | C4 | 69.2359 | 103.0848 | 182.2633 | 295.1777 | 692.3704 | C4 | 0 | 0 | 0 | 0 | 0 | 0 |  | 138.4717 | 0 | 364.5266 | 0 | 0 | 502.9984 |  | 138.4717 | 0 | 364.5266 | 0 | 0 | 502.9984 |  | 138.4717 | 0 | 364.5266 | 0 | 0 | 502.9984 |  | 138.4717 | 0 | 0 | 590.3554 | 0 | 728.8271 |  | 138.4717 | 0 | 0 | 590.3554 | 0 | 728.8271
|  | Yes | 70287 | 70287 |  | 45528 | 9154 | 13067 | 157 | 2381 |  | 0 | 0 | 0 | 0 | 0 |  | 0 | 0 | 0 | 0 | 0 |  | 42489 | 9924 | 15270 | 203 | 2401 |  | 0 | 0 | 0 | 0 | 0 |  | 39467 | 7268 | 7025 | 13975 | 2552 | [22 empty] | 0 | 0 | 0 | 0 | 0 | 0 |  | 1159675.7877 | 348797.8154 | 881986.7971 | 18076.6813 | 635956.0976 | 3044493.1791 |  | 1079736.0598 | 382205.5456 | 1029175.3656 | 22823.1384 | 640719.6063 | 3154659.7157 |  | 1079736.0598 | 382205.5456 | 1029175.3656 | 22823.1384 | 640719.6063 | 3154659.7157 |  | 1001743.2443 | 280539.1674 | 474518.914 | 1527237.5206 | 681735.6312 | 3965774.4776 |  | 1001743.2443 | 280539.1674 | 474518.914 | 1527237.5206 | 681735.6312 | 3965774.4776
| EHV OHL (Tower Line) Conductor |  | 0 | 0 | C1 | 0 | 0 | 0 | 0 | 0 | 0 | 0 | 0 | 0 | 0 | 0 | 0 | 0 | 0 | 0 | 0 | 0 | 0 | 0 | 0 | 0 | 0 | 0 | 0 | 0 | 0 | 0 | 0 | 0 | 0 | 0 | 0 | 0 | 0 | 0 | 0 |  |  | C1 | 0 | 0 | 0 | 0 | 0 | C1 | 0 | 0 | 0 | 0 | 0 | C1 | [5 empty] | C1 | [5 empty] | 0 | [6 empty] | 0 | [6 empty] | 0 | [6 empty] | 0 | [6 empty] | 0 | [6 empty] | 0
|  |  | 0 | 0 | C2 | 0 | 0 | 0 | 0 | 0 | 0 | 0 | 0 | 0 | 0 | 0 | 0 | 0 | 0 | 0 | 0 | 0 | 0 | 0 | 0 | 0 | 0 | 0 | 0 | 0 | 0 | 0 | 0 | 0 | 0 | 0 | 0 | 0 | 0 | 0 | 0 |  |  | C2 | 0 | 0 | 0 | 0 | 0 | C2 | 0 | 0 | 0 | 0 | 0 | C2 | [5 empty] | C2 | [5 empty] | 0 | [6 empty] | 0 | [6 empty] | 0 | [6 empty] | 0 | [6 empty] | 0 | [6 empty] | 0
|  |  | 0 | 0 | C3 | 0 | 0 | 0 | 0 | 0 | 0 | 0 | 0 | 0 | 0 | 0 | 0 | 0 | 0 | 0 | 0 | 0 | 0 | 0 | 0 | 0 | 0 | 0 | 0 | 0 | 0 | 0 | 0 | 0 | 0 | 0 | 0 | 0 | 0 | 0 | 0 |  |  | C3 | 0 | 0 | 0 | 0 | 0 | C3 | 0 | 0 | 0 | 0 | 0 | C3 | [5 empty] | C3 | [5 empty] | 0 | [6 empty] | 0 | [6 empty] | 0 | [6 empty] | 0 | [6 empty] | 0 | [6 empty] | 0
|  |  | 0 | 0 | C4 | 0 | 0 | 0 | 0 | 0 | 0 | 0 | 0 | 0 | 0 | 0 | 0 | 0 | 0 | 0 | 0 | 0 | 0 | 0 | 0 | 0 | 0 | 0 | 0 | 0 | 0 | 0 | 0 | 0 | 0 | 0 | 0 | 0 | 0 | 0 | 0 |  |  | C4 | 0 | 0 | 0 | 0 | 0 | C4 | 0 | 0 | 0 | 0 | 0 | C4 | [5 empty] | C4 | [5 empty] | 0 | [6 empty] | 0 | [6 empty] | 0 | [6 empty] | 0 | [6 empty] | 0 | [6 empty] | 0
|  |  | 0 | 0 |  | 0 | 0 | 0 | 0 | 0 |  | 0 | 0 | 0 | 0 | 0 |  | 0 | 0 | 0 | 0 | 0 |  | 0 | 0 | 0 | 0 | 0 |  | 0 | 0 | 0 | 0 | 0 |  | 0 | 0 | 0 | 0 | 0 | [22 empty] | 0 | 0 | 0 | 0 | 0 | 0 |  | 0 | 0 | 0 | 0 | 0 | 0 |  | 0 | 0 | 0 | 0 | 0 | 0 |  | 0 | 0 | 0 | 0 | 0 | 0 |  | 0 | 0 | 0 | 0 | 0 | 0 |  | 0 | 0 | 0 | 0 | 0 | 0
| EHV OHL Fittings |  | 0 | 0 | C1 | 0 | 0 | 0 | 0 | 0 | 0 | 0 | 0 | 0 | 0 | 0 | 0 | 0 | 0 | 0 | 0 | 0 | 0 | 0 | 0 | 0 | 0 | 0 | 0 | 0 | 0 | 0 | 0 | 0 | 0 | 0 | 0 | 0 | 0 | 0 | 0 |  |  | C1 | 0 | 0 | 0 | 0 | 0 | C1 | 0 | 0 | 0 | 0 | 0 | C1 | [5 empty] | C1 | [5 empty] | 0 | [6 empty] | 0 | [6 empty] | 0 | [6 empty] | 0 | [6 empty] | 0 | [6 empty] | 0
|  |  | 0 | 0 | C2 | 0 | 0 | 0 | 0 | 0 | 0 | 0 | 0 | 0 | 0 | 0 | 0 | 0 | 0 | 0 | 0 | 0 | 0 | 0 | 0 | 0 | 0 | 0 | 0 | 0 | 0 | 0 | 0 | 0 | 0 | 0 | 0 | 0 | 0 | 0 | 0 |  |  | C2 | 0 | 0 | 0 | 0 | 0 | C2 | 0 | 0 | 0 | 0 | 0 | C2 | [5 empty] | C2 | [5 empty] | 0 | [6 empty] | 0 | [6 empty] | 0 | [6 empty] | 0 | [6 empty] | 0 | [6 empty] | 0
|  |  | 0 | 0 | C3 | 0 | 0 | 0 | 0 | 0 | 0 | 0 | 0 | 0 | 0 | 0 | 0 | 0 | 0 | 0 | 0 | 0 | 0 | 0 | 0 | 0 | 0 | 0 | 0 | 0 | 0 | 0 | 0 | 0 | 0 | 0 | 0 | 0 | 0 | 0 | 0 |  |  | C3 | 0 | 0 | 0 | 0 | 0 | C3 | 0 | 0 | 0 | 0 | 0 | C3 | [5 empty] | C3 | [5 empty] | 0 | [6 empty] | 0 | [6 empty] | 0 | [6 empty] | 0 | [6 empty] | 0 | [6 empty] | 0
|  |  | 0 | 0 | C4 | 0 | 0 | 0 | 0 | 0 | 0 | 0 | 0 | 0 | 0 | 0 | 0 | 0 | 0 | 0 | 0 | 0 | 0 | 0 | 0 | 0 | 0 | 0 | 0 | 0 | 0 | 0 | 0 | 0 | 0 | 0 | 0 | 0 | 0 | 0 | 0 |  |  | C4 | 0 | 0 | 0 | 0 | 0 | C4 | 0 | 0 | 0 | 0 | 0 | C4 | [5 empty] | C4 | [5 empty] | 0 | [6 empty] | 0 | [6 empty] | 0 | [6 empty] | 0 | [6 empty] | 0 | [6 empty] | 0
|  |  | 0 | 0 |  | 0 | 0 | 0 | 0 | 0 |  | 0 | 0 | 0 | 0 | 0 |  | 0 | 0 | 0 | 0 | 0 |  | 0 | 0 | 0 | 0 | 0 |  | 0 | 0 | 0 | 0 | 0 |  | 0 | 0 | 0 | 0 | 0 | [22 empty] | 0 | 0 | 0 | 0 | 0 | 0 |  | 0 | 0 | 0 | 0 | 0 | 0 |  | 0 | 0 | 0 | 0 | 0 | 0 |  | 0 | 0 | 0 | 0 | 0 | 0 |  | 0 | 0 | 0 | 0 | 0 | 0 |  | 0 | 0 | 0 | 0 | 0 | 0
| [Please insert new asset category as required] |  | 0 | 0 | C1 | 0 | 0 | 0 | 0 | 0 | 0 | 0 | 0 | 0 | 0 | 0 | 0 | 0 | 0 | 0 | 0 | 0 | 0 | 0 | 0 | 0 | 0 | 0 | 0 | 0 | 0 | 0 | 0 | 0 | 0 | 0 | 0 | 0 | 0 | 0 | 0 |  |  | C1 | 0 | 0 | 0 | 0 | 0 | C1 | 0 | 0 | 0 | 0 | 0 | C1 | [5 empty] | C1 | [5 empty] | 0 | [6 empty] | 0 | [6 empty] | 0 | [6 empty] | 0 | [6 empty] | 0 | [6 empty] | 0
|  |  | 0 | 0 | C2 | 0 | 0 | 0 | 0 | 0 | 0 | 0 | 0 | 0 | 0 | 0 | 0 | 0 | 0 | 0 | 0 | 0 | 0 | 0 | 0 | 0 | 0 | 0 | 0 | 0 | 0 | 0 | 0 | 0 | 0 | 0 | 0 | 0 | 0 | 0 | 0 |  |  | C2 | 0 | 0 | 0 | 0 | 0 | C2 | 0 | 0 | 0 | 0 | 0 | C2 | [5 empty] | C2 | [5 empty] | 0 | [6 empty] | 0 | [6 empty] | 0 | [6 empty] | 0 | [6 empty] | 0 | [6 empty] | 0
|  |  | 0 | 0 | C3 | 0 | 0 | 0 | 0 | 0 | 0 | 0 | 0 | 0 | 0 | 0 | 0 | 0 | 0 | 0 | 0 | 0 | 0 | 0 | 0 | 0 | 0 | 0 | 0 | 0 | 0 | 0 | 0 | 0 | 0 | 0 | 0 | 0 | 0 | 0 | 0 |  |  | C3 | 0 | 0 | 0 | 0 | 0 | C3 | 0 | 0 | 0 | 0 | 0 | C3 | [5 empty] | C3 | [5 empty] | 0 | [6 empty] | 0 | [6 empty] | 0 | [6 empty] | 0 | [6 empty] | 0 | [6 empty] | 0
|  |  | 0 | 0 | C4 | 0 | 0 | 0 | 0 | 0 | 0 | 0 | 0 | 0 | 0 | 0 | 0 | 0 | 0 | 0 | 0 | 0 | 0 | 0 | 0 | 0 | 0 | 0 | 0 | 0 | 0 | 0 | 0 | 0 | 0 | 0 | 0 | 0 | 0 | 0 | 0 |  |  | C4 | 0 | 0 | 0 | 0 | 0 | C4 | 0 | 0 | 0 | 0 | 0 | C4 | [5 empty] | C4 | [5 empty] | 0 | [6 empty] | 0 | [6 empty] | 0 | [6 empty] | 0 | [6 empty] | 0 | [6 empty] | 0
|  |  | 0 | 0 |  | 0 | 0 | 0 | 0 | 0 |  | 0 | 0 | 0 | 0 | 0 |  | 0 | 0 | 0 | 0 | 0 |  | 0 | 0 | 0 | 0 | 0 |  | 0 | 0 | 0 | 0 | 0 |  | 0 | 0 | 0 | 0 | 0 | [22 empty] | 0 | 0 | 0 | 0 | 0 | 0 |  | 0 | 0 | 0 | 0 | 0 | 0 |  | 0 | 0 | 0 | 0 | 0 | 0 |  | 0 | 0 | 0 | 0 | 0 | 0 |  | 0 | 0 | 0 | 0 | 0 | 0 |  | 0 | 0 | 0 | 0 | 0 | 0
| [Please insert new asset category as required] |  | 0 | 0 | C1 | 0 | 0 | 0 | 0 | 0 | 0 | 0 | 0 | 0 | 0 | 0 | 0 | 0 | 0 | 0 | 0 | 0 | 0 | 0 | 0 | 0 | 0 | 0 | 0 | 0 | 0 | 0 | 0 | 0 | 0 | 0 | 0 | 0 | 0 | 0 | 0 |  |  | C1 | 0 | 0 | 0 | 0 | 0 | C1 | 0 | 0 | 0 | 0 | 0 | C1 | [5 empty] | C1 | [5 empty] | 0 | [6 empty] | 0 | [6 empty] | 0 | [6 empty] | 0 | [6 empty] | 0 | [6 empty] | 0
|  |  | 0 | 0 | C2 | 0 | 0 | 0 | 0 | 0 | 0 | 0 | 0 | 0 | 0 | 0 | 0 | 0 | 0 | 0 | 0 | 0 | 0 | 0 | 0 | 0 | 0 | 0 | 0 | 0 | 0 | 0 | 0 | 0 | 0 | 0 | 0 | 0 | 0 | 0 | 0 |  |  | C2 | 0 | 0 | 0 | 0 | 0 | C2 | 0 | 0 | 0 | 0 | 0 | C2 | [5 empty] | C2 | [5 empty] | 0 | [6 empty] | 0 | [6 empty] | 0 | [6 empty] | 0 | [6 empty] | 0 | [6 empty] | 0
|  |  | 0 | 0 | C3 | 0 | 0 | 0 | 0 | 0 | 0 | 0 | 0 | 0 | 0 | 0 | 0 | 0 | 0 | 0 | 0 | 0 | 0 | 0 | 0 | 0 | 0 | 0 | 0 | 0 | 0 | 0 | 0 | 0 | 0 | 0 | 0 | 0 | 0 | 0 | 0 |  |  | C3 | 0 | 0 | 0 | 0 | 0 | C3 | 0 | 0 | 0 | 0 | 0 | C3 | [5 empty] | C3 | [5 empty] | 0 | [6 empty] | 0 | [6 empty] | 0 | [6 empty] | 0 | [6 empty] | 0 | [6 empty] | 0
|  |  | 0 | 0 | C4 | 0 | 0 | 0 | 0 | 0 | 0 | 0 | 0 | 0 | 0 | 0 | 0 | 0 | 0 | 0 | 0 | 0 | 0 | 0 | 0 | 0 | 0 | 0 | 0 | 0 | 0 | 0 | 0 | 0 | 0 | 0 | 0 | 0 | 0 | 0 | 0 |  |  | C4 | 0 | 0 | 0 | 0 | 0 | C4 | 0 | 0 | 0 | 0 | 0 | C4 | [5 empty] | C4 | [5 empty] | 0 | [6 empty] | 0 | [6 empty] | 0 | [6 empty] | 0 | [6 empty] | 0 | [6 empty] | 0
|  |  | 0 | 0 |  | 0 | 0 | 0 | 0 | 0 |  | 0 | 0 | 0 | 0 | 0 |  | 0 | 0 | 0 | 0 | 0 |  | 0 | 0 | 0 | 0 | 0 |  | 0 | 0 | 0 | 0 | 0 |  | 0 | 0 | 0 | 0 | 0 | [22 empty] | 0 | 0 | 0 | 0 | 0 | 0 |  | 0 | 0 | 0 | 0 | 0 | 0 |  | 0 | 0 | 0 | 0 | 0 | 0 |  | 0 | 0 | 0 | 0 | 0 | 0 |  | 0 | 0 | 0 | 0 | 0 | 0 |  | 0 | 0 | 0 | 0 | 0 | 0
| [Please insert new asset category as required] |  | 0 | 0 | C1 | 0 | 0 | 0 | 0 | 0 | 0 | 0 | 0 | 0 | 0 | 0 | 0 | 0 | 0 | 0 | 0 | 0 | 0 | 0 | 0 | 0 | 0 | 0 | 0 | 0 | 0 | 0 | 0 | 0 | 0 | 0 | 0 | 0 | 0 | 0 | 0 |  |  | C1 | 0 | 0 | 0 | 0 | 0 | C1 | 0 | 0 | 0 | 0 | 0 | C1 | [5 empty] | C1 | [5 empty] | 0 | [6 empty] | 0 | [6 empty] | 0 | [6 empty] | 0 | [6 empty] | 0 | [6 empty] | 0
|  |  | 0 | 0 | C2 | 0 | 0 | 0 | 0 | 0 | 0 | 0 | 0 | 0 | 0 | 0 | 0 | 0 | 0 | 0 | 0 | 0 | 0 | 0 | 0 | 0 | 0 | 0 | 0 | 0 | 0 | 0 | 0 | 0 | 0 | 0 | 0 | 0 | 0 | 0 | 0 |  |  | C2 | 0 | 0 | 0 | 0 | 0 | C2 | 0 | 0 | 0 | 0 | 0 | C2 | [5 empty] | C2 | [5 empty] | 0 | [6 empty] | 0 | [6 empty] | 0 | [6 empty] | 0 | [6 empty] | 0 | [6 empty] | 0
|  |  | 0 | 0 | C3 | 0 | 0 | 0 | 0 | 0 | 0 | 0 | 0 | 0 | 0 | 0 | 0 | 0 | 0 | 0 | 0 | 0 | 0 | 0 | 0 | 0 | 0 | 0 | 0 | 0 | 0 | 0 | 0 | 0 | 0 | 0 | 0 | 0 | 0 | 0 | 0 |  |  | C3 | 0 | 0 | 0 | 0 | 0 | C3 | 0 | 0 | 0 | 0 | 0 | C3 | [5 empty] | C3 | [5 empty] | 0 | [6 empty] | 0 | [6 empty] | 0 | [6 empty] | 0 | [6 empty] | 0 | [6 empty] | 0
|  |  | 0 | 0 | C4 | 0 | 0 | 0 | 0 | 0 | 0 | 0 | 0 | 0 | 0 | 0 | 0 | 0 | 0 | 0 | 0 | 0 | 0 | 0 | 0 | 0 | 0 | 0 | 0 | 0 | 0 | 0 | 0 | 0 | 0 | 0 | 0 | 0 | 0 | 0 | 0 |  |  | C4 | 0 | 0 | 0 | 0 | 0 | C4 | 0 | 0 | 0 | 0 | 0 | C4 | [5 empty] | C4 | [5 empty] | 0 | [6 empty] | 0 | [6 empty] | 0 | [6 empty] | 0 | [6 empty] | 0 | [6 empty] | 0
|  |  | 0 | 0 |  | 0 | 0 | 0 | 0 | 0 |  | 0 | 0 | 0 | 0 | 0 |  | 0 | 0 | 0 | 0 | 0 |  | 0 | 0 | 0 | 0 | 0 |  | 0 | 0 | 0 | 0 | 0 |  | 0 | 0 | 0 | 0 | 0 | [22 empty] | 0 | 0 | 0 | 0 | 0 | 0 |  | 0 | 0 | 0 | 0 | 0 | 0 |  | 0 | 0 | 0 | 0 | 0 | 0 |  | 0 | 0 | 0 | 0 | 0 | 0 |  | 0 | 0 | 0 | 0 | 0 | 0 |  | 0 | 0 | 0 | 0 | 0 | 0
| [Please insert new asset category as required] |  | 0 | 0 | C1 | 0 | 0 | 0 | 0 | 0 | 0 | 0 | 0 | 0 | 0 | 0 | 0 | 0 | 0 | 0 | 0 | 0 | 0 | 0 | 0 | 0 | 0 | 0 | 0 | 0 | 0 | 0 | 0 | 0 | 0 | 0 | 0 | 0 | 0 | 0 | 0 |  |  | C1 | 0 | 0 | 0 | 0 | 0 | C1 | 0 | 0 | 0 | 0 | 0 | C1 | [5 empty] | C1 | [5 empty] | 0 | [6 empty] | 0 | [6 empty] | 0 | [6 empty] | 0 | [6 empty] | 0 | [6 empty] | 0
|  |  | 0 | 0 | C2 | 0 | 0 | 0 | 0 | 0 | 0 | 0 | 0 | 0 | 0 | 0 | 0 | 0 | 0 | 0 | 0 | 0 | 0 | 0 | 0 | 0 | 0 | 0 | 0 | 0 | 0 | 0 | 0 | 0 | 0 | 0 | 0 | 0 | 0 | 0 | 0 |  |  | C2 | 0 | 0 | 0 | 0 | 0 | C2 | 0 | 0 | 0 | 0 | 0 | C2 | [5 empty] | C2 | [5 empty] | 0 | [6 empty] | 0 | [6 empty] | 0 | [6 empty] | 0 | [6 empty] | 0 | [6 empty] | 0
|  |  | 0 | 0 | C3 | 0 | 0 | 0 | 0 | 0 | 0 | 0 | 0 | 0 | 0 | 0 | 0 | 0 | 0 | 0 | 0 | 0 | 0 | 0 | 0 | 0 | 0 | 0 | 0 | 0 | 0 | 0 | 0 | 0 | 0 | 0 | 0 | 0 | 0 | 0 | 0 |  |  | C3 | 0 | 0 | 0 | 0 | 0 | C3 | 0 | 0 | 0 | 0 | 0 | C3 | [5 empty] | C3 | [5 empty] | 0 | [6 empty] | 0 | [6 empty] | 0 | [6 empty] | 0 | [6 empty] | 0 | [6 empty] | 0
|  |  | 0 | 0 | C4 | 0 | 0 | 0 | 0 | 0 | 0 | 0 | 0 | 0 | 0 | 0 | 0 | 0 | 0 | 0 | 0 | 0 | 0 | 0 | 0 | 0 | 0 | 0 | 0 | 0 | 0 | 0 | 0 | 0 | 0 | 0 | 0 | 0 | 0 | 0 | 0 |  |  | C4 | 0 | 0 | 0 | 0 | 0 | C4 | 0 | 0 | 0 | 0 | 0 | C4 | [5 empty] | C4 | [5 empty] | 0 | [6 empty] | 0 | [6 empty] | 0 | [6 empty] | 0 | [6 empty] | 0 | [6 empty] | 0
|  |  | 0 | 0 |  | 0 | 0 | 0 | 0 | 0 |  | 0 | 0 | 0 | 0 | 0 |  | 0 | 0 | 0 | 0 | 0 |  | 0 | 0 | 0 | 0 | 0 |  | 0 | 0 | 0 | 0 | 0 |  | 0 | 0 | 0 | 0 | 0 | [22 empty] | 0 | 0 | 0 | 0 | 0 | 0 |  | 0 | 0 | 0 | 0 | 0 | 0 |  | 0 | 0 | 0 | 0 | 0 | 0 |  | 0 | 0 | 0 | 0 | 0 | 0 |  | 0 | 0 | 0 | 0 | 0 | 0 |  | 0 | 0 | 0 | 0 | 0 | 0
[63 empty] | 0 | 0 | 0 | 0 | 0 | 0 |  | 2159109.4963 | 540450.4153 | 1837465.0243 | 199046.8208 | 2122746.8164 | 6858818.5731 |  | 2001992.5739 | 578977.3996 | 1983658.9283 | 436608.3854 | 2322597.7603 | 7323835.0475 |  | 2001992.5739 | 578977.3996 | 2189082.3951 | 261127.2594 | 1953857.541 | 6985037.169 |  | 1809396.8203 | 562191.5352 | 1071610.6456 | 2502802.6908 | 2979486.3737 | 8925488.0656 |  | 1809396.8203 | 609721.2645 | 1361070.9851 | 2136718.356 | 2419358.149 | 8336265.5749
| 132kV Network | [66 empty] | 0 | [6 empty] | 0 | [6 empty] | 0 | [6 empty] | 0 | [6 empty] | 0 | [6 empty] | 0
| 132kV CBs |  | 0 | 0 | C1 | 0 | 0 | 0 | 0 | 0 | 0 | 0 | 0 | 0 | 0 | 0 | 0 | 0 | 0 | 0 | 0 | 0 | 0 | 0 | 0 | 0 | 0 | 0 | 0 | 0 | 0 | 0 | 0 | 0 | 0 | 0 | 0 | 0 | 0 | 0 | 0 |  |  | C1 | 0 | 0 | 0 | 0 | 0 | C1 | 0 | 0 | 0 | 0 | 0 | C1 | [5 empty] | C1 | [5 empty] | 0 | [6 empty] | 0 | [6 empty] | 0 | [6 empty] | 0 | [6 empty] | 0 | [6 empty] | 0
|  |  | 0 | 0 | C2 | 0 | 0 | 0 | 0 | 0 | 0 | 0 | 0 | 0 | 0 | 0 | 0 | 0 | 0 | 0 | 0 | 0 | 0 | 0 | 0 | 0 | 0 | 0 | 0 | 0 | 0 | 0 | 0 | 0 | 0 | 0 | 0 | 0 | 0 | 0 | 0 |  |  | C2 | 0 | 0 | 0 | 0 | 0 | C2 | 0 | 0 | 0 | 0 | 0 | C2 | [5 empty] | C2 | [5 empty] | 0 | [6 empty] | 0 | [6 empty] | 0 | [6 empty] | 0 | [6 empty] | 0 | [6 empty] | 0
|  |  | 0 | 0 | C3 | 0 | 0 | 0 | 0 | 0 | 0 | 0 | 0 | 0 | 0 | 0 | 0 | 0 | 0 | 0 | 0 | 0 | 0 | 0 | 0 | 0 | 0 | 0 | 0 | 0 | 0 | 0 | 0 | 0 | 0 | 0 | 0 | 0 | 0 | 0 | 0 |  |  | C3 | 0 | 0 | 0 | 0 | 0 | C3 | 0 | 0 | 0 | 0 | 0 | C3 | [5 empty] | C3 | [5 empty] | 0 | [6 empty] | 0 | [6 empty] | 0 | [6 empty] | 0 | [6 empty] | 0 | [6 empty] | 0
|  |  | 0 | 0 | C4 | 0 | 0 | 0 | 0 | 0 | 0 | 0 | 0 | 0 | 0 | 0 | 0 | 0 | 0 | 0 | 0 | 0 | 0 | 0 | 0 | 0 | 0 | 0 | 0 | 0 | 0 | 0 | 0 | 0 | 0 | 0 | 0 | 0 | 0 | 0 | 0 |  |  | C4 | 0 | 0 | 0 | 0 | 0 | C4 | 0 | 0 | 0 | 0 | 0 | C4 | [5 empty] | C4 | [5 empty] | 0 | [6 empty] | 0 | [6 empty] | 0 | [6 empty] | 0 | [6 empty] | 0 | [6 empty] | 0
|  |  | 0 | 0 |  | 0 | 0 | 0 | 0 | 0 |  | 0 | 0 | 0 | 0 | 0 |  | 0 | 0 | 0 | 0 | 0 |  | 0 | 0 | 0 | 0 | 0 |  | 0 | 0 | 0 | 0 | 0 |  | 0 | 0 | 0 | 0 | 0 | [22 empty] | 0 | 0 | 0 | 0 | 0 | 0 |  | 0 | 0 | 0 | 0 | 0 | 0 |  | 0 | 0 | 0 | 0 | 0 | 0 |  | 0 | 0 | 0 | 0 | 0 | 0 |  | 0 | 0 | 0 | 0 | 0 | 0 |  | 0 | 0 | 0 | 0 | 0 | 0
| 132kV Transformer |  | 0 | 0 | C1 | 0 | 0 | 0 | 0 | 0 | 0 | 0 | 0 | 0 | 0 | 0 | 0 | 0 | 0 | 0 | 0 | 0 | 0 | 0 | 0 | 0 | 0 | 0 | 0 | 0 | 0 | 0 | 0 | 0 | 0 | 0 | 0 | 0 | 0 | 0 | 0 |  |  | C1 | 0 | 0 | 0 | 0 | 0 | C1 | 0 | 0 | 0 | 0 | 0 | C1 | [5 empty] | C1 | [5 empty] | 0 | [6 empty] | 0 | [6 empty] | 0 | [6 empty] | 0 | [6 empty] | 0 | [6 empty] | 0
|  |  | 0 | 0 | C2 | 0 | 0 | 0 | 0 | 0 | 0 | 0 | 0 | 0 | 0 | 0 | 0 | 0 | 0 | 0 | 0 | 0 | 0 | 0 | 0 | 0 | 0 | 0 | 0 | 0 | 0 | 0 | 0 | 0 | 0 | 0 | 0 | 0 | 0 | 0 | 0 |  |  | C2 | 0 | 0 | 0 | 0 | 0 | C2 | 0 | 0 | 0 | 0 | 0 | C2 | [5 empty] | C2 | [5 empty] | 0 | [6 empty] | 0 | [6 empty] | 0 | [6 empty] | 0 | [6 empty] | 0 | [6 empty] | 0
|  |  | 0 | 0 | C3 | 0 | 0 | 0 | 0 | 0 | 0 | 0 | 0 | 0 | 0 | 0 | 0 | 0 | 0 | 0 | 0 | 0 | 0 | 0 | 0 | 0 | 0 | 0 | 0 | 0 | 0 | 0 | 0 | 0 | 0 | 0 | 0 | 0 | 0 | 0 | 0 |  |  | C3 | 0 | 0 | 0 | 0 | 0 | C3 | 0 | 0 | 0 | 0 | 0 | C3 | [5 empty] | C3 | [5 empty] | 0 | [6 empty] | 0 | [6 empty] | 0 | [6 empty] | 0 | [6 empty] | 0 | [6 empty] | 0
|  |  | 0 | 0 | C4 | 0 | 0 | 0 | 0 | 0 | 0 | 0 | 0 | 0 | 0 | 0 | 0 | 0 | 0 | 0 | 0 | 0 | 0 | 0 | 0 | 0 | 0 | 0 | 0 | 0 | 0 | 0 | 0 | 0 | 0 | 0 | 0 | 0 | 0 | 0 | 0 |  |  | C4 | 0 | 0 | 0 | 0 | 0 | C4 | 0 | 0 | 0 | 0 | 0 | C4 | [5 empty] | C4 | [5 empty] | 0 | [6 empty] | 0 | [6 empty] | 0 | [6 empty] | 0 | [6 empty] | 0 | [6 empty] | 0
|  |  | 0 | 0 |  | 0 | 0 | 0 | 0 | 0 |  | 0 | 0 | 0 | 0 | 0 |  | 0 | 0 | 0 | 0 | 0 |  | 0 | 0 | 0 | 0 | 0 |  | 0 | 0 | 0 | 0 | 0 |  | 0 | 0 | 0 | 0 | 0 | [22 empty] | 0 | 0 | 0 | 0 | 0 | 0 |  | 0 | 0 | 0 | 0 | 0 | 0 |  | 0 | 0 | 0 | 0 | 0 | 0 |  | 0 | 0 | 0 | 0 | 0 | 0 |  | 0 | 0 | 0 | 0 | 0 | 0 |  | 0 | 0 | 0 | 0 | 0 | 0
| 132kV UG Cable (Gas) |  | 0 | 0 | C1 | 0 | 0 | 0 | 0 | 0 | 0 | 0 | 0 | 0 | 0 | 0 | 0 | 0 | 0 | 0 | 0 | 0 | 0 | 0 | 0 | 0 | 0 | 0 | 0 | 0 | 0 | 0 | 0 | 0 | 0 | 0 | 0 | 0 | 0 | 0 | 0 |  |  | C1 | 0 | 0 | 0 | 0 | 0 | C1 | 0 | 0 | 0 | 0 | 0 | C1 | [5 empty] | C1 | [5 empty] | 0 | [6 empty] | 0 | [6 empty] | 0 | [6 empty] | 0 | [6 empty] | 0 | [6 empty] | 0
|  |  | 0 | 0 | C2 | 0 | 0 | 0 | 0 | 0 | 0 | 0 | 0 | 0 | 0 | 0 | 0 | 0 | 0 | 0 | 0 | 0 | 0 | 0 | 0 | 0 | 0 | 0 | 0 | 0 | 0 | 0 | 0 | 0 | 0 | 0 | 0 | 0 | 0 | 0 | 0 |  |  | C2 | 0 | 0 | 0 | 0 | 0 | C2 | 0 | 0 | 0 | 0 | 0 | C2 | [5 empty] | C2 | [5 empty] | 0 | [6 empty] | 0 | [6 empty] | 0 | [6 empty] | 0 | [6 empty] | 0 | [6 empty] | 0
|  |  | 0 | 0 | C3 | 0 | 0 | 0 | 0 | 0 | 0 | 0 | 0 | 0 | 0 | 0 | 0 | 0 | 0 | 0 | 0 | 0 | 0 | 0 | 0 | 0 | 0 | 0 | 0 | 0 | 0 | 0 | 0 | 0 | 0 | 0 | 0 | 0 | 0 | 0 | 0 |  |  | C3 | 0 | 0 | 0 | 0 | 0 | C3 | 0 | 0 | 0 | 0 | 0 | C3 | [5 empty] | C3 | [5 empty] | 0 | [6 empty] | 0 | [6 empty] | 0 | [6 empty] | 0 | [6 empty] | 0 | [6 empty] | 0
|  |  | 0 | 0 | C4 | 0 | 0 | 0 | 0 | 0 | 0 | 0 | 0 | 0 | 0 | 0 | 0 | 0 | 0 | 0 | 0 | 0 | 0 | 0 | 0 | 0 | 0 | 0 | 0 | 0 | 0 | 0 | 0 | 0 | 0 | 0 | 0 | 0 | 0 | 0 | 0 |  |  | C4 | 0 | 0 | 0 | 0 | 0 | C4 | 0 | 0 | 0 | 0 | 0 | C4 | [5 empty] | C4 | [5 empty] | 0 | [6 empty] | 0 | [6 empty] | 0 | [6 empty] | 0 | [6 empty] | 0 | [6 empty] | 0
|  |  | 0 | 0 |  | 0 | 0 | 0 | 0 | 0 |  | 0 | 0 | 0 | 0 | 0 |  | 0 | 0 | 0 | 0 | 0 |  | 0 | 0 | 0 | 0 | 0 |  | 0 | 0 | 0 | 0 | 0 |  | 0 | 0 | 0 | 0 | 0 | [22 empty] | 0 | 0 | 0 | 0 | 0 | 0 |  | 0 | 0 | 0 | 0 | 0 | 0 |  | 0 | 0 | 0 | 0 | 0 | 0 |  | 0 | 0 | 0 | 0 | 0 | 0 |  | 0 | 0 | 0 | 0 | 0 | 0 |  | 0 | 0 | 0 | 0 | 0 | 0
| 132kV UG Cable (Oil) |  | 0 | 0 | C1 | 0 | 0 | 0 | 0 | 0 | 0 | 0 | 0 | 0 | 0 | 0 | 0 | 0 | 0 | 0 | 0 | 0 | 0 | 0 | 0 | 0 | 0 | 0 | 0 | 0 | 0 | 0 | 0 | 0 | 0 | 0 | 0 | 0 | 0 | 0 | 0 |  |  | C1 | 0 | 0 | 0 | 0 | 0 | C1 | 0 | 0 | 0 | 0 | 0 | C1 | [5 empty] | C1 | [5 empty] | 0 | [6 empty] | 0 | [6 empty] | 0 | [6 empty] | 0 | [6 empty] | 0 | [6 empty] | 0
|  |  | 0 | 0 | C2 | 0 | 0 | 0 | 0 | 0 | 0 | 0 | 0 | 0 | 0 | 0 | 0 | 0 | 0 | 0 | 0 | 0 | 0 | 0 | 0 | 0 | 0 | 0 | 0 | 0 | 0 | 0 | 0 | 0 | 0 | 0 | 0 | 0 | 0 | 0 | 0 |  |  | C2 | 0 | 0 | 0 | 0 | 0 | C2 | 0 | 0 | 0 | 0 | 0 | C2 | [5 empty] | C2 | [5 empty] | 0 | [6 empty] | 0 | [6 empty] | 0 | [6 empty] | 0 | [6 empty] | 0 | [6 empty] | 0
|  |  | 0 | 0 | C3 | 0 | 0 | 0 | 0 | 0 | 0 | 0 | 0 | 0 | 0 | 0 | 0 | 0 | 0 | 0 | 0 | 0 | 0 | 0 | 0 | 0 | 0 | 0 | 0 | 0 | 0 | 0 | 0 | 0 | 0 | 0 | 0 | 0 | 0 | 0 | 0 |  |  | C3 | 0 | 0 | 0 | 0 | 0 | C3 | 0 | 0 | 0 | 0 | 0 | C3 | [5 empty] | C3 | [5 empty] | 0 | [6 empty] | 0 | [6 empty] | 0 | [6 empty] | 0 | [6 empty] | 0 | [6 empty] | 0
|  |  | 0 | 0 | C4 | 0 | 0 | 0 | 0 | 0 | 0 | 0 | 0 | 0 | 0 | 0 | 0 | 0 | 0 | 0 | 0 | 0 | 0 | 0 | 0 | 0 | 0 | 0 | 0 | 0 | 0 | 0 | 0 | 0 | 0 | 0 | 0 | 0 | 0 | 0 | 0 |  |  | C4 | 0 | 0 | 0 | 0 | 0 | C4 | 0 | 0 | 0 | 0 | 0 | C4 | [5 empty] | C4 | [5 empty] | 0 | [6 empty] | 0 | [6 empty] | 0 | [6 empty] | 0 | [6 empty] | 0 | [6 empty] | 0
|  |  | 0 | 0 |  | 0 | 0 | 0 | 0 | 0 |  | 0 | 0 | 0 | 0 | 0 |  | 0 | 0 | 0 | 0 | 0 |  | 0 | 0 | 0 | 0 | 0 |  | 0 | 0 | 0 | 0 | 0 |  | 0 | 0 | 0 | 0 | 0 | [22 empty] | 0 | 0 | 0 | 0 | 0 | 0 |  | 0 | 0 | 0 | 0 | 0 | 0 |  | 0 | 0 | 0 | 0 | 0 | 0 |  | 0 | 0 | 0 | 0 | 0 | 0 |  | 0 | 0 | 0 | 0 | 0 | 0 |  | 0 | 0 | 0 | 0 | 0 | 0
| 132kV UG Cable (Non Pressurised) |  | 0 | 0 | C1 | 0 | 0 | 0 | 0 | 0 | 0 | 0 | 0 | 0 | 0 | 0 | 0 | 0 | 0 | 0 | 0 | 0 | 0 | 0 | 0 | 0 | 0 | 0 | 0 | 0 | 0 | 0 | 0 | 0 | 0 | 0 | 0 | 0 | 0 | 0 | 0 |  |  | C1 | 0 | 0 | 0 | 0 | 0 | C1 | 0 | 0 | 0 | 0 | 0 | C1 | [5 empty] | C1 | [5 empty] | 0 | [6 empty] | 0 | [6 empty] | 0 | [6 empty] | 0 | [6 empty] | 0 | [6 empty] | 0
|  |  | 0 | 0 | C2 | 0 | 0 | 0 | 0 | 0 | 0 | 0 | 0 | 0 | 0 | 0 | 0 | 0 | 0 | 0 | 0 | 0 | 0 | 0 | 0 | 0 | 0 | 0 | 0 | 0 | 0 | 0 | 0 | 0 | 0 | 0 | 0 | 0 | 0 | 0 | 0 |  |  | C2 | 0 | 0 | 0 | 0 | 0 | C2 | 0 | 0 | 0 | 0 | 0 | C2 | [5 empty] | C2 | [5 empty] | 0 | [6 empty] | 0 | [6 empty] | 0 | [6 empty] | 0 | [6 empty] | 0 | [6 empty] | 0
|  |  | 0 | 0 | C3 | 0 | 0 | 0 | 0 | 0 | 0 | 0 | 0 | 0 | 0 | 0 | 0 | 0 | 0 | 0 | 0 | 0 | 0 | 0 | 0 | 0 | 0 | 0 | 0 | 0 | 0 | 0 | 0 | 0 | 0 | 0 | 0 | 0 | 0 | 0 | 0 |  |  | C3 | 0 | 0 | 0 | 0 | 0 | C3 | 0 | 0 | 0 | 0 | 0 | C3 | [5 empty] | C3 | [5 empty] | 0 | [6 empty] | 0 | [6 empty] | 0 | [6 empty] | 0 | [6 empty] | 0 | [6 empty] | 0
|  |  | 0 | 0 | C4 | 0 | 0 | 0 | 0 | 0 | 0 | 0 | 0 | 0 | 0 | 0 | 0 | 0 | 0 | 0 | 0 | 0 | 0 | 0 | 0 | 0 | 0 | 0 | 0 | 0 | 0 | 0 | 0 | 0 | 0 | 0 | 0 | 0 | 0 | 0 | 0 |  |  | C4 | 0 | 0 | 0 | 0 | 0 | C4 | 0 | 0 | 0 | 0 | 0 | C4 | [5 empty] | C4 | [5 empty] | 0 | [6 empty] | 0 | [6 empty] | 0 | [6 empty] | 0 | [6 empty] | 0 | [6 empty] | 0
|  |  | 0 | 0 |  | 0 | 0 | 0 | 0 | 0 |  | 0 | 0 | 0 | 0 | 0 |  | 0 | 0 | 0 | 0 | 0 |  | 0 | 0 | 0 | 0 | 0 |  | 0 | 0 | 0 | 0 | 0 |  | 0 | 0 | 0 | 0 | 0 | [22 empty] | 0 | 0 | 0 | 0 | 0 | 0 |  | 0 | 0 | 0 | 0 | 0 | 0 |  | 0 | 0 | 0 | 0 | 0 | 0 |  | 0 | 0 | 0 | 0 | 0 | 0 |  | 0 | 0 | 0 | 0 | 0 | 0 |  | 0 | 0 | 0 | 0 | 0 | 0
| 132kV OHL Support - Tower |  | 0 | 0 | C1 | 0 | 0 | 0 | 0 | 0 | 0 | 0 | 0 | 0 | 0 | 0 | 0 | 0 | 0 | 0 | 0 | 0 | 0 | 0 | 0 | 0 | 0 | 0 | 0 | 0 | 0 | 0 | 0 | 0 | 0 | 0 | 0 | 0 | 0 | 0 | 0 |  |  | C1 | 0 | 0 | 0 | 0 | 0 | C1 | 0 | 0 | 0 | 0 | 0 | C1 | [5 empty] | C1 | [5 empty] | 0 | [6 empty] | 0 | [6 empty] | 0 | [6 empty] | 0 | [6 empty] | 0 | [6 empty] | 0
|  |  | 0 | 0 | C2 | 0 | 0 | 0 | 0 | 0 | 0 | 0 | 0 | 0 | 0 | 0 | 0 | 0 | 0 | 0 | 0 | 0 | 0 | 0 | 0 | 0 | 0 | 0 | 0 | 0 | 0 | 0 | 0 | 0 | 0 | 0 | 0 | 0 | 0 | 0 | 0 |  |  | C2 | 0 | 0 | 0 | 0 | 0 | C2 | 0 | 0 | 0 | 0 | 0 | C2 | [5 empty] | C2 | [5 empty] | 0 | [6 empty] | 0 | [6 empty] | 0 | [6 empty] | 0 | [6 empty] | 0 | [6 empty] | 0
|  |  | 0 | 0 | C3 | 0 | 0 | 0 | 0 | 0 | 0 | 0 | 0 | 0 | 0 | 0 | 0 | 0 | 0 | 0 | 0 | 0 | 0 | 0 | 0 | 0 | 0 | 0 | 0 | 0 | 0 | 0 | 0 | 0 | 0 | 0 | 0 | 0 | 0 | 0 | 0 |  |  | C3 | 0 | 0 | 0 | 0 | 0 | C3 | 0 | 0 | 0 | 0 | 0 | C3 | [5 empty] | C3 | [5 empty] | 0 | [6 empty] | 0 | [6 empty] | 0 | [6 empty] | 0 | [6 empty] | 0 | [6 empty] | 0
|  |  | 0 | 0 | C4 | 0 | 0 | 0 | 0 | 0 | 0 | 0 | 0 | 0 | 0 | 0 | 0 | 0 | 0 | 0 | 0 | 0 | 0 | 0 | 0 | 0 | 0 | 0 | 0 | 0 | 0 | 0 | 0 | 0 | 0 | 0 | 0 | 0 | 0 | 0 | 0 |  |  | C4 | 0 | 0 | 0 | 0 | 0 | C4 | 0 | 0 | 0 | 0 | 0 | C4 | [5 empty] | C4 | [5 empty] | 0 | [6 empty] | 0 | [6 empty] | 0 | [6 empty] | 0 | [6 empty] | 0 | [6 empty] | 0
|  |  | 0 | 0 |  | 0 | 0 | 0 | 0 | 0 |  | 0 | 0 | 0 | 0 | 0 |  | 0 | 0 | 0 | 0 | 0 |  | 0 | 0 | 0 | 0 | 0 |  | 0 | 0 | 0 | 0 | 0 |  | 0 | 0 | 0 | 0 | 0 | [22 empty] | 0 | 0 | 0 | 0 | 0 | 0 |  | 0 | 0 | 0 | 0 | 0 | 0 |  | 0 | 0 | 0 | 0 | 0 | 0 |  | 0 | 0 | 0 | 0 | 0 | 0 |  | 0 | 0 | 0 | 0 | 0 | 0 |  | 0 | 0 | 0 | 0 | 0 | 0
| 132kV OHL (Tower Line) Conductor |  | 0 | 0 | C1 | 0 | 0 | 0 | 0 | 0 | 0 | 0 | 0 | 0 | 0 | 0 | 0 | 0 | 0 | 0 | 0 | 0 | 0 | 0 | 0 | 0 | 0 | 0 | 0 | 0 | 0 | 0 | 0 | 0 | 0 | 0 | 0 | 0 | 0 | 0 | 0 |  | 0 | C1 | 0 | 0 | 0 | 0 | 0 | C1 | 0 | 0 | 0 | 0 | 0 | C1 | [5 empty] | C1 | [5 empty] | 0 | [6 empty] | 0 | [6 empty] | 0 | [6 empty] | 0 | [6 empty] | 0 | [6 empty] | 0
|  |  | 0 | 0 | C2 | 0 | 0 | 0 | 0 | 0 | 0 | 0 | 0 | 0 | 0 | 0 | 0 | 0 | 0 | 0 | 0 | 0 | 0 | 0 | 0 | 0 | 0 | 0 | 0 | 0 | 0 | 0 | 0 | 0 | 0 | 0 | 0 | 0 | 0 | 0 | 0 |  |  | C2 | 0 | 0 | 0 | 0 | 0 | C2 | 0 | 0 | 0 | 0 | 0 | C2 | [5 empty] | C2 | [5 empty] | 0 | [6 empty] | 0 | [6 empty] | 0 | [6 empty] | 0 | [6 empty] | 0 | [6 empty] | 0
|  |  | 0 | 0 | C3 | 0 | 0 | 0 | 0 | 0 | 0 | 0 | 0 | 0 | 0 | 0 | 0 | 0 | 0 | 0 | 0 | 0 | 0 | 0 | 0 | 0 | 0 | 0 | 0 | 0 | 0 | 0 | 0 | 0 | 0 | 0 | 0 | 0 | 0 | 0 | 0 |  |  | C3 | 0 | 0 | 0 | 0 | 0 | C3 | 0 | 0 | 0 | 0 | 0 | C3 | [5 empty] | C3 | [5 empty] | 0 | [6 empty] | 0 | [6 empty] | 0 | [6 empty] | 0 | [6 empty] | 0 | [6 empty] | 0
|  |  | 0 | 0 | C4 | 0 | 0 | 0 | 0 | 0 | 0 | 0 | 0 | 0 | 0 | 0 | 0 | 0 | 0 | 0 | 0 | 0 | 0 | 0 | 0 | 0 | 0 | 0 | 0 | 0 | 0 | 0 | 0 | 0 | 0 | 0 | 0 | 0 | 0 | 0 | 0 |  |  | C4 | 0 | 0 | 0 | 0 | 0 | C4 | 0 | 0 | 0 | 0 | 0 | C4 | [5 empty] | C4 | [5 empty] | 0 | [6 empty] | 0 | [6 empty] | 0 | [6 empty] | 0 | [6 empty] | 0 | [6 empty] | 0
|  |  | 0 | 0 |  | 0 | 0 | 0 | 0 | 0 |  | 0 | 0 | 0 | 0 | 0 |  | 0 | 0 | 0 | 0 | 0 |  | 0 | 0 | 0 | 0 | 0 |  | 0 | 0 | 0 | 0 | 0 |  | 0 | 0 | 0 | 0 | 0 | [22 empty] | 0 | 0 | 0 | 0 | 0 | 0 |  | 0 | 0 | 0 | 0 | 0 | 0 |  | 0 | 0 | 0 | 0 | 0 | 0 |  | 0 | 0 | 0 | 0 | 0 | 0 |  | 0 | 0 | 0 | 0 | 0 | 0 |  | 0 | 0 | 0 | 0 | 0 | 0
| 132kV OHL Fittings |  | 0 | 0 | C1 | 0 | 0 | 0 | 0 | 0 | 0 | 0 | 0 | 0 | 0 | 0 | 0 | 0 | 0 | 0 | 0 | 0 | 0 | 0 | 0 | 0 | 0 | 0 | 0 | 0 | 0 | 0 | 0 | 0 | 0 | 0 | 0 | 0 | 0 | 0 | 0 |  |  | C1 | 0 | 0 | 0 | 0 | 0 | C1 | 0 | 0 | 0 | 0 | 0 | C1 | [5 empty] | C1 | [5 empty] | 0 | [6 empty] | 0 | [6 empty] | 0 | [6 empty] | 0 | [6 empty] | 0 | [6 empty] | 0
|  |  | 0 | 0 | C2 | 0 | 0 | 0 | 0 | 0 | 0 | 0 | 0 | 0 | 0 | 0 | 0 | 0 | 0 | 0 | 0 | 0 | 0 | 0 | 0 | 0 | 0 | 0 | 0 | 0 | 0 | 0 | 0 | 0 | 0 | 0 | 0 | 0 | 0 | 0 | 0 |  |  | C2 | 0 | 0 | 0 | 0 | 0 | C2 | 0 | 0 | 0 | 0 | 0 | C2 | [5 empty] | C2 | [5 empty] | 0 | [6 empty] | 0 | [6 empty] | 0 | [6 empty] | 0 | [6 empty] | 0 | [6 empty] | 0
|  |  | 0 | 0 | C3 | 0 | 0 | 0 | 0 | 0 | 0 | 0 | 0 | 0 | 0 | 0 | 0 | 0 | 0 | 0 | 0 | 0 | 0 | 0 | 0 | 0 | 0 | 0 | 0 | 0 | 0 | 0 | 0 | 0 | 0 | 0 | 0 | 0 | 0 | 0 | 0 |  |  | C3 | 0 | 0 | 0 | 0 | 0 | C3 | 0 | 0 | 0 | 0 | 0 | C3 | [5 empty] | C3 | [5 empty] | 0 | [6 empty] | 0 | [6 empty] | 0 | [6 empty] | 0 | [6 empty] | 0 | [6 empty] | 0
|  |  | 0 | 0 | C4 | 0 | 0 | 0 | 0 | 0 | 0 | 0 | 0 | 0 | 0 | 0 | 0 | 0 | 0 | 0 | 0 | 0 | 0 | 0 | 0 | 0 | 0 | 0 | 0 | 0 | 0 | 0 | 0 | 0 | 0 | 0 | 0 | 0 | 0 | 0 | 0 |  |  | C4 | 0 | 0 | 0 | 0 | 0 | C4 | 0 | 0 | 0 | 0 | 0 | C4 | [5 empty] | C4 | [5 empty] | 0 | [6 empty] | 0 | [6 empty] | 0 | [6 empty] | 0 | [6 empty] | 0 | [6 empty] | 0
|  |  | 0 | 0 |  | 0 | 0 | 0 | 0 | 0 |  | 0 | 0 | 0 | 0 | 0 |  | 0 | 0 | 0 | 0 | 0 |  | 0 | 0 | 0 | 0 | 0 |  | 0 | 0 | 0 | 0 | 0 |  | 0 | 0 | 0 | 0 | 0 | [22 empty] | 0 | 0 | 0 | 0 | 0 | 0 |  | 0 | 0 | 0 | 0 | 0 | 0 |  | 0 | 0 | 0 | 0 | 0 | 0 |  | 0 | 0 | 0 | 0 | 0 | 0 |  | 0 | 0 | 0 | 0 | 0 | 0 |  | 0 | 0 | 0 | 0 | 0 | 0
| [Please insert new asset category as required] |  | 0 | 0 | C1 | 0 | 0 | 0 | 0 | 0 | 0 | 0 | 0 | 0 | 0 | 0 | 0 | 0 | 0 | 0 | 0 | 0 | 0 | 0 | 0 | 0 | 0 | 0 | 0 | 0 | 0 | 0 | 0 | 0 | 0 | 0 | 0 | 0 | 0 | 0 | 0 |  |  | C1 | 0 | 0 | 0 | 0 | 0 | C1 | 0 | 0 | 0 | 0 | 0 | C1 | [5 empty] | C1 | [5 empty] | 0 | [6 empty] | 0 | [6 empty] | 0 | [6 empty] | 0 | [6 empty] | 0 | [6 empty] | 0
|  |  | 0 | 0 | C2 | 0 | 0 | 0 | 0 | 0 | 0 | 0 | 0 | 0 | 0 | 0 | 0 | 0 | 0 | 0 | 0 | 0 | 0 | 0 | 0 | 0 | 0 | 0 | 0 | 0 | 0 | 0 | 0 | 0 | 0 | 0 | 0 | 0 | 0 | 0 | 0 |  |  | C2 | 0 | 0 | 0 | 0 | 0 | C2 | 0 | 0 | 0 | 0 | 0 | C2 | [5 empty] | C2 | [5 empty] | 0 | [6 empty] | 0 | [6 empty] | 0 | [6 empty] | 0 | [6 empty] | 0 | [6 empty] | 0
|  |  | 0 | 0 | C3 | 0 | 0 | 0 | 0 | 0 | 0 | 0 | 0 | 0 | 0 | 0 | 0 | 0 | 0 | 0 | 0 | 0 | 0 | 0 | 0 | 0 | 0 | 0 | 0 | 0 | 0 | 0 | 0 | 0 | 0 | 0 | 0 | 0 | 0 | 0 | 0 |  |  | C3 | 0 | 0 | 0 | 0 | 0 | C3 | 0 | 0 | 0 | 0 | 0 | C3 | [5 empty] | C3 | [5 empty] | 0 | [6 empty] | 0 | [6 empty] | 0 | [6 empty] | 0 | [6 empty] | 0 | [6 empty] | 0
|  |  | 0 | 0 | C4 | 0 | 0 | 0 | 0 | 0 | 0 | 0 | 0 | 0 | 0 | 0 | 0 | 0 | 0 | 0 | 0 | 0 | 0 | 0 | 0 | 0 | 0 | 0 | 0 | 0 | 0 | 0 | 0 | 0 | 0 | 0 | 0 | 0 | 0 | 0 | 0 |  |  | C4 | 0 | 0 | 0 | 0 | 0 | C4 | 0 | 0 | 0 | 0 | 0 | C4 | [5 empty] | C4 | [5 empty] | 0 | [6 empty] | 0 | [6 empty] | 0 | [6 empty] | 0 | [6 empty] | 0 | [6 empty] | 0
|  |  | 0 | 0 |  | 0 | 0 | 0 | 0 | 0 |  | 0 | 0 | 0 | 0 | 0 |  | 0 | 0 | 0 | 0 | 0 |  | 0 | 0 | 0 | 0 | 0 |  | 0 | 0 | 0 | 0 | 0 |  | 0 | 0 | 0 | 0 | 0 | [22 empty] | 0 | 0 | 0 | 0 | 0 | 0 |  | 0 | 0 | 0 | 0 | 0 | 0 |  | 0 | 0 | 0 | 0 | 0 | 0 |  | 0 | 0 | 0 | 0 | 0 | 0 |  | 0 | 0 | 0 | 0 | 0 | 0 |  | 0 | 0 | 0 | 0 | 0 | 0
| [Please insert new asset category as required] |  | 0 | 0 | C1 | 0 | 0 | 0 | 0 | 0 | 0 | 0 | 0 | 0 | 0 | 0 | 0 | 0 | 0 | 0 | 0 | 0 | 0 | 0 | 0 | 0 | 0 | 0 | 0 | 0 | 0 | 0 | 0 | 0 | 0 | 0 | 0 | 0 | 0 | 0 | 0 |  |  | C1 | 0 | 0 | 0 | 0 | 0 | C1 | 0 | 0 | 0 | 0 | 0 | C1 | [5 empty] | C1 | [5 empty] | 0 | [6 empty] | 0 | [6 empty] | 0 | [6 empty] | 0 | [6 empty] | 0 | [6 empty] | 0
|  |  | 0 | 0 | C2 | 0 | 0 | 0 | 0 | 0 | 0 | 0 | 0 | 0 | 0 | 0 | 0 | 0 | 0 | 0 | 0 | 0 | 0 | 0 | 0 | 0 | 0 | 0 | 0 | 0 | 0 | 0 | 0 | 0 | 0 | 0 | 0 | 0 | 0 | 0 | 0 |  |  | C2 | 0 | 0 | 0 | 0 | 0 | C2 | 0 | 0 | 0 | 0 | 0 | C2 | [5 empty] | C2 | [5 empty] | 0 | [6 empty] | 0 | [6 empty] | 0 | [6 empty] | 0 | [6 empty] | 0 | [6 empty] | 0
|  |  | 0 | 0 | C3 | 0 | 0 | 0 | 0 | 0 | 0 | 0 | 0 | 0 | 0 | 0 | 0 | 0 | 0 | 0 | 0 | 0 | 0 | 0 | 0 | 0 | 0 | 0 | 0 | 0 | 0 | 0 | 0 | 0 | 0 | 0 | 0 | 0 | 0 | 0 | 0 |  |  | C3 | 0 | 0 | 0 | 0 | 0 | C3 | 0 | 0 | 0 | 0 | 0 | C3 | [5 empty] | C3 | [5 empty] | 0 | [6 empty] | 0 | [6 empty] | 0 | [6 empty] | 0 | [6 empty] | 0 | [6 empty] | 0
|  |  | 0 | 0 | C4 | 0 | 0 | 0 | 0 | 0 | 0 | 0 | 0 | 0 | 0 | 0 | 0 | 0 | 0 | 0 | 0 | 0 | 0 | 0 | 0 | 0 | 0 | 0 | 0 | 0 | 0 | 0 | 0 | 0 | 0 | 0 | 0 | 0 | 0 | 0 | 0 |  |  | C4 | 0 | 0 | 0 | 0 | 0 | C4 | 0 | 0 | 0 | 0 | 0 | C4 | [5 empty] | C4 | [5 empty] | 0 | [6 empty] | 0 | [6 empty] | 0 | [6 empty] | 0 | [6 empty] | 0 | [6 empty] | 0
|  |  | 0 | 0 |  | 0 | 0 | 0 | 0 | 0 |  | 0 | 0 | 0 | 0 | 0 |  | 0 | 0 | 0 | 0 | 0 |  | 0 | 0 | 0 | 0 | 0 |  | 0 | 0 | 0 | 0 | 0 |  | 0 | 0 | 0 | 0 | 0 | [22 empty] | 0 | 0 | 0 | 0 | 0 | 0 |  | 0 | 0 | 0 | 0 | 0 | 0 |  | 0 | 0 | 0 | 0 | 0 | 0 |  | 0 | 0 | 0 | 0 | 0 | 0 |  | 0 | 0 | 0 | 0 | 0 | 0 |  | 0 | 0 | 0 | 0 | 0 | 0
| [Please insert new asset category as required] |  | 0 | 0 | C1 | 0 | 0 | 0 | 0 | 0 | 0 | 0 | 0 | 0 | 0 | 0 | 0 | 0 | 0 | 0 | 0 | 0 | 0 | 0 | 0 | 0 | 0 | 0 | 0 | 0 | 0 | 0 | 0 | 0 | 0 | 0 | 0 | 0 | 0 | 0 | 0 |  |  | C1 | 0 | 0 | 0 | 0 | 0 | C1 | 0 | 0 | 0 | 0 | 0 | C1 | [5 empty] | C1 | [5 empty] | 0 | [6 empty] | 0 | [6 empty] | 0 | [6 empty] | 0 | [6 empty] | 0 | [6 empty] | 0
|  |  | 0 | 0 | C2 | 0 | 0 | 0 | 0 | 0 | 0 | 0 | 0 | 0 | 0 | 0 | 0 | 0 | 0 | 0 | 0 | 0 | 0 | 0 | 0 | 0 | 0 | 0 | 0 | 0 | 0 | 0 | 0 | 0 | 0 | 0 | 0 | 0 | 0 | 0 | 0 |  |  | C2 | 0 | 0 | 0 | 0 | 0 | C2 | 0 | 0 | 0 | 0 | 0 | C2 | [5 empty] | C2 | [5 empty] | 0 | [6 empty] | 0 | [6 empty] | 0 | [6 empty] | 0 | [6 empty] | 0 | [6 empty] | 0
|  |  | 0 | 0 | C3 | 0 | 0 | 0 | 0 | 0 | 0 | 0 | 0 | 0 | 0 | 0 | 0 | 0 | 0 | 0 | 0 | 0 | 0 | 0 | 0 | 0 | 0 | 0 | 0 | 0 | 0 | 0 | 0 | 0 | 0 | 0 | 0 | 0 | 0 | 0 | 0 |  |  | C3 | 0 | 0 | 0 | 0 | 0 | C3 | 0 | 0 | 0 | 0 | 0 | C3 | [5 empty] | C3 | [5 empty] | 0 | [6 empty] | 0 | [6 empty] | 0 | [6 empty] | 0 | [6 empty] | 0 | [6 empty] | 0
|  |  | 0 | 0 | C4 | 0 | 0 | 0 | 0 | 0 | 0 | 0 | 0 | 0 | 0 | 0 | 0 | 0 | 0 | 0 | 0 | 0 | 0 | 0 | 0 | 0 | 0 | 0 | 0 | 0 | 0 | 0 | 0 | 0 | 0 | 0 | 0 | 0 | 0 | 0 | 0 |  |  | C4 | 0 | 0 | 0 | 0 | 0 | C4 | 0 | 0 | 0 | 0 | 0 | C4 | [5 empty] | C4 | [5 empty] | 0 | [6 empty] | 0 | [6 empty] | 0 | [6 empty] | 0 | [6 empty] | 0 | [6 empty] | 0
|  |  | 0 | 0 |  | 0 | 0 | 0 | 0 | 0 |  | 0 | 0 | 0 | 0 | 0 |  | 0 | 0 | 0 | 0 | 0 |  | 0 | 0 | 0 | 0 | 0 |  | 0 | 0 | 0 | 0 | 0 |  | 0 | 0 | 0 | 0 | 0 | [22 empty] | 0 | 0 | 0 | 0 | 0 | 0 |  | 0 | 0 | 0 | 0 | 0 | 0 |  | 0 | 0 | 0 | 0 | 0 | 0 |  | 0 | 0 | 0 | 0 | 0 | 0 |  | 0 | 0 | 0 | 0 | 0 | 0 |  | 0 | 0 | 0 | 0 | 0 | 0
| [Please insert new asset category as required] |  | 0 | 0 | C1 | 0 | 0 | 0 | 0 | 0 | 0 | 0 | 0 | 0 | 0 | 0 | 0 | 0 | 0 | 0 | 0 | 0 | 0 | 0 | 0 | 0 | 0 | 0 | 0 | 0 | 0 | 0 | 0 | 0 | 0 | 0 | 0 | 0 | 0 | 0 | 0 |  |  | C1 | 0 | 0 | 0 | 0 | 0 | C1 | 0 | 0 | 0 | 0 | 0 | C1 | [5 empty] | C1 | [5 empty] | 0 | [6 empty] | 0 | [6 empty] | 0 | [6 empty] | 0 | [6 empty] | 0 | [6 empty] | 0
|  |  | 0 | 0 | C2 | 0 | 0 | 0 | 0 | 0 | 0 | 0 | 0 | 0 | 0 | 0 | 0 | 0 | 0 | 0 | 0 | 0 | 0 | 0 | 0 | 0 | 0 | 0 | 0 | 0 | 0 | 0 | 0 | 0 | 0 | 0 | 0 | 0 | 0 | 0 | 0 |  |  | C2 | 0 | 0 | 0 | 0 | 0 | C2 | 0 | 0 | 0 | 0 | 0 | C2 | [5 empty] | C2 | [5 empty] | 0 | [6 empty] | 0 | [6 empty] | 0 | [6 empty] | 0 | [6 empty] | 0 | [6 empty] | 0
|  |  | 0 | 0 | C3 | 0 | 0 | 0 | 0 | 0 | 0 | 0 | 0 | 0 | 0 | 0 | 0 | 0 | 0 | 0 | 0 | 0 | 0 | 0 | 0 | 0 | 0 | 0 | 0 | 0 | 0 | 0 | 0 | 0 | 0 | 0 | 0 | 0 | 0 | 0 | 0 |  |  | C3 | 0 | 0 | 0 | 0 | 0 | C3 | 0 | 0 | 0 | 0 | 0 | C3 | [5 empty] | C3 | [5 empty] | 0 | [6 empty] | 0 | [6 empty] | 0 | [6 empty] | 0 | [6 empty] | 0 | [6 empty] | 0
|  |  | 0 | 0 | C4 | 0 | 0 | 0 | 0 | 0 | 0 | 0 | 0 | 0 | 0 | 0 | 0 | 0 | 0 | 0 | 0 | 0 | 0 | 0 | 0 | 0 | 0 | 0 | 0 | 0 | 0 | 0 | 0 | 0 | 0 | 0 | 0 | 0 | 0 | 0 | 0 |  |  | C4 | 0 | 0 | 0 | 0 | 0 | C4 | 0 | 0 | 0 | 0 | 0 | C4 | [5 empty] | C4 | [5 empty] | 0 | [6 empty] | 0 | [6 empty] | 0 | [6 empty] | 0 | [6 empty] | 0 | [6 empty] | 0
|  |  | 0 | 0 |  | 0 | 0 | 0 | 0 | 0 |  | 0 | 0 | 0 | 0 | 0 |  | 0 | 0 | 0 | 0 | 0 |  | 0 | 0 | 0 | 0 | 0 |  | 0 | 0 | 0 | 0 | 0 |  | 0 | 0 | 0 | 0 | 0 | [22 empty] | 0 | 0 | 0 | 0 | 0 | 0 |  | 0 | 0 | 0 | 0 | 0 | 0 |  | 0 | 0 | 0 | 0 | 0 | 0 |  | 0 | 0 | 0 | 0 | 0 | 0 |  | 0 | 0 | 0 | 0 | 0 | 0 |  | 0 | 0 | 0 | 0 | 0 | 0
[63 empty] | 0 | 0 | 0 | 0 | 0 | 0 |  | 0 | 0 | 0 | 0 | 0 | 0 |  | 0 | 0 | 0 | 0 | 0 | 0 |  | 0 | 0 | 0 | 0 | 0 | 0 |  | 0 | 0 | 0 | 0 | 0 | 0 |  | 0 | 0 | 0 | 0 | 0 | 0
| Other | [66 empty] | 0 | [6 empty] | 0 | [6 empty] | 0 | [6 empty] | 0 | [6 empty] | 0 | [6 empty] | 0
| Submarine Cables |  | 51.385 | 51.385 | C1 | 32.01 | 0 | 18.741 | 0 | 0.634 | 51.385 | 0 | 0 | 0 | 0 | 0 | 0 | 0 | 0 | 0 | 0 | 0 | 0 | 21.934 | 10.076 | 0 | 18.741 | 0.634 | 51.385 | 0 | 0 | 0 | 0 | 0 | 0 | 21.934 | 10.076 | 0 | 1.901 | 17.474 | 51.385 |  |  | C1 | 0.0057571 | 0.0085717 | 0.015156 | 0.024545 | 0.057572 | C1 | 166865.328 | 166865.328 | 166865.328 | 166865.328 | 166865.328 | C1 | 960.6589 | 1430.3187 | 2528.9333 | 4095.6384 | 9606.7527 | C1 | 0 | 0 | 0 | 0 | 0 | 0 |  | 30750.6909 | 0 | 47394.7388 | 0 | 6090.6812 | 84236.1109 |  | 21071.092 | 14411.8917 | 0 | 76756.3598 | 6090.6812 | 118330.0247 |  | 21071.092 | 14411.8917 | 0 | 76756.3598 | 6090.6812 | 118330.0247 |  | 21071.092 | 14411.8917 | 0 | 7785.8087 | 167868.3962 | 211137.1885 |  | 21071.092 | 14411.8917 | 0 | 7785.8087 | 167868.3962 | 211137.1885
|  |  | 332.389 | 332.389 | C2 | 282.204 | 0 | 50.185 | 0 | 0 | 332.389 | 0 | 0 | 0 | 0 | 0 | 0 | 0 | 0 | 0 | 0 | 0 | 0 | 275.13 | 7.074 | 0.567 | 49.618 | 0 | 332.389 | 0 | 0 | 0 | 0 | 0 | 0 | 233.474 | 48.73 | 0 | 5.805 | 44.38 | 332.389 |  |  | C2 | 0.0057571 | 0.0085717 | 0.015156 | 0.024545 | 0.057572 | C2 | 238379.04 | 238379.04 | 238379.04 | 238379.04 | 238379.04 | C2 | 1372.3698 | 2043.3125 | 3612.7618 | 5850.912 | 13723.9324 | C2 | 0 | 0 | 0 | 0 | 0 | 0 |  | 387288.2571 | 0 | 181306.453 | 0 | 0 | 568594.7101 |  | 377580.1129 | 14454.3926 | 2048.436 | 290310.5537 | 0 | 684393.4952 |  | 377580.1129 | 14454.3926 | 2048.436 | 290310.5537 | 0 | 684393.4952 |  | 320412.675 | 99570.6179 | 0 | 33964.5444 | 609068.1193 | 1063015.9566 |  | 320412.675 | 99570.6179 | 0 | 33964.5444 | 609068.1193 | 1063015.9566
|  |  | 70.896 | 70.896 | C3 | 42.4453 | 1.155 | 25.0757 | 0 | 2.22 | 70.896 | 0 | 0 | 0 | 0 | 0 | 0 | 0 | 0 | 0 | 0 | 0 | 0 | 42.4453 | 1.155 | 3.0547 | 22.021 | 2.22 | 70.896 | 0 | 0 | 0 | 0 | 0 | 0 | 35.5573 | 6.888 | 1.49 | 12.0957 | 14.865 | 70.896 |  |  | C3 | 0.0057571 | 0.0085717 | 0.015156 | 0.024545 | 0.057572 | C3 | 357568.56 | 357568.56 | 357568.56 | 357568.56 | 357568.56 | C3 | 2058.5548 | 3064.9687 | 5419.1428 | 8776.3681 | 20585.8986 | C3 | 0 | 0 | 0 | 0 | 0 | 0 |  | 87375.9741 | 3540.0389 | 135888.7982 | 0 | 45700.6948 | 272505.506 |  | 87375.9741 | 3540.0389 | 16553.8554 | 193264.4011 | 45700.6948 | 346434.9644 |  | 87375.9741 | 3540.0389 | 16553.8554 | 193264.4011 | 45700.6948 | 346434.9644 |  | 73196.6489 | 21111.5047 | 8074.5227 | 106156.3152 | 306009.3824 | 514548.3739 |  | 73196.6489 | 21111.5047 | 8074.5227 | 106156.3152 | 306009.3824 | 514548.3739
|  |  | 0 | 0 | C4 | 0 | 0 | 0 | 0 | 0 | 0 | 0 | 0 | 0 | 0 | 0 | 0 | 0 | 0 | 0 | 0 | 0 | 0 | 0 | 0 | 0 | 0 | 0 | 0 | 0 | 0 | 0 | 0 | 0 | 0 | 0 | 0 | 0 | 0 | 0 | 0 |  |  | C4 | 0.0057571 | 0.0085717 | 0.015156 | 0.024545 | 0.057572 | C4 | 595947.6 | 595947.6 | 595947.6 | 595947.6 | 595947.6 | C4 | 3430.9246 | 5108.2812 | 9031.9046 | 14627.2801 | 34309.831 | C4 | 0 | 0 | 0 | 0 | 0 | 0 |  | 0 | 0 | 0 | 0 | 0 | 0 |  | 0 | 0 | 0 | 0 | 0 | 0 |  | 0 | 0 | 0 | 0 | 0 | 0 |  | 0 | 0 | 0 | 0 | 0 | 0 |  | 0 | 0 | 0 | 0 | 0 | 0
|  | Yes | 454.67 | 454.67 |  | 356.6593 | 1.155 | 94.0017 | 0 | 2.854 |  | 0 | 0 | 0 | 0 | 0 |  | 0 | 0 | 0 | 0 | 0 |  | 339.5093 | 18.305 | 3.6217 | 90.38 | 2.854 |  | 0 | 0 | 0 | 0 | 0 |  | 290.9653 | 65.694 | 1.49 | 19.8017 | 76.719 | [22 empty] | 0 | 0 | 0 | 0 | 0 | 0 |  | 505414.9221 | 3540.0389 | 364589.99 | 0 | 51791.376 | 925336.3269 |  | 486027.1789 | 32406.3232 | 18602.2914 | 560331.3147 | 51791.376 | 1149158.4842 |  | 486027.1789 | 32406.3232 | 18602.2914 | 560331.3147 | 51791.376 | 1149158.4842 |  | 414680.4159 | 135094.0144 | 8074.5227 | 147906.6683 | 1082945.8978 | 1788701.5191 |  | 414680.4159 | 135094.0144 | 8074.5227 | 147906.6683 | 1082945.8978 | 1788701.5191
| [Please insert new asset category as required] |  | 0 | 0 | C1 | 0 | 0 | 0 | 0 | 0 | 0 | 0 | 0 | 0 | 0 | 0 | 0 | 0 | 0 | 0 | 0 | 0 | 0 | 0 | 0 | 0 | 0 | 0 | 0 | 0 | 0 | 0 | 0 | 0 | 0 | 0 | 0 | 0 | 0 | 0 | 0 |  |  | C1 | 0 | 0 | 0 | 0 | 0 | C1 | 0 | 0 | 0 | 0 | 0 | C1 | [5 empty] | C1 | [5 empty] | 0 | [6 empty] | 0 | [6 empty] | 0 | [6 empty] | 0 | [6 empty] | 0 | [6 empty] | 0
|  |  | 0 | 0 | C2 | 0 | 0 | 0 | 0 | 0 | 0 | 0 | 0 | 0 | 0 | 0 | 0 | 0 | 0 | 0 | 0 | 0 | 0 | 0 | 0 | 0 | 0 | 0 | 0 | 0 | 0 | 0 | 0 | 0 | 0 | 0 | 0 | 0 | 0 | 0 | 0 |  |  | C2 | 0 | 0 | 0 | 0 | 0 | C2 | 0 | 0 | 0 | 0 | 0 | C2 | [5 empty] | C2 | [5 empty] | 0 | [6 empty] | 0 | [6 empty] | 0 | [6 empty] | 0 | [6 empty] | 0 | [6 empty] | 0
|  |  | 0 | 0 | C3 | 0 | 0 | 0 | 0 | 0 | 0 | 0 | 0 | 0 | 0 | 0 | 0 | 0 | 0 | 0 | 0 | 0 | 0 | 0 | 0 | 0 | 0 | 0 | 0 | 0 | 0 | 0 | 0 | 0 | 0 | 0 | 0 | 0 | 0 | 0 | 0 |  |  | C3 | 0 | 0 | 0 | 0 | 0 | C3 | 0 | 0 | 0 | 0 | 0 | C3 | [5 empty] | C3 | [5 empty] | 0 | [6 empty] | 0 | [6 empty] | 0 | [6 empty] | 0 | [6 empty] | 0 | [6 empty] | 0
|  |  | 0 | 0 | C4 | 0 | 0 | 0 | 0 | 0 | 0 | 0 | 0 | 0 | 0 | 0 | 0 | 0 | 0 | 0 | 0 | 0 | 0 | 0 | 0 | 0 | 0 | 0 | 0 | 0 | 0 | 0 | 0 | 0 | 0 | 0 | 0 | 0 | 0 | 0 | 0 |  |  | C4 | 0 | 0 | 0 | 0 | 0 | C4 | 0 | 0 | 0 | 0 | 0 | C4 | [5 empty] | C4 | [5 empty] | 0 | [6 empty] | 0 | [6 empty] | 0 | [6 empty] | 0 | [6 empty] | 0 | [6 empty] | 0
|  |  | 0 | 0 |  | 0 | 0 | 0 | 0 | 0 |  | 0 | 0 | 0 | 0 | 0 |  | 0 | 0 | 0 | 0 | 0 |  | 0 | 0 | 0 | 0 | 0 |  | 0 | 0 | 0 | 0 | 0 |  | 0 | 0 | 0 | 0 | 0 | [22 empty] | 0 | 0 | 0 | 0 | 0 | 0 |  | 0 | 0 | 0 | 0 | 0 | 0 |  | 0 | 0 | 0 | 0 | 0 | 0 |  | 0 | 0 | 0 | 0 | 0 | 0 |  | 0 | 0 | 0 | 0 | 0 | 0 |  | 0 | 0 | 0 | 0 | 0 | 0
| [Please insert new asset category as required] |  | 0 | 0 | C1 | 0 | 0 | 0 | 0 | 0 | 0 | 0 | 0 | 0 | 0 | 0 | 0 | 0 | 0 | 0 | 0 | 0 | 0 | 0 | 0 | 0 | 0 | 0 | 0 | 0 | 0 | 0 | 0 | 0 | 0 | 0 | 0 | 0 | 0 | 0 | 0 |  |  | C1 | 0 | 0 | 0 | 0 | 0 | C1 | 0 | 0 | 0 | 0 | 0 | C1 | [5 empty] | C1 | [5 empty] | 0 | [6 empty] | 0 | [6 empty] | 0 | [6 empty] | 0 | [6 empty] | 0 | [6 empty] | 0
|  |  | 0 | 0 | C2 | 0 | 0 | 0 | 0 | 0 | 0 | 0 | 0 | 0 | 0 | 0 | 0 | 0 | 0 | 0 | 0 | 0 | 0 | 0 | 0 | 0 | 0 | 0 | 0 | 0 | 0 | 0 | 0 | 0 | 0 | 0 | 0 | 0 | 0 | 0 | 0 |  |  | C2 | 0 | 0 | 0 | 0 | 0 | C2 | 0 | 0 | 0 | 0 | 0 | C2 | [5 empty] | C2 | [5 empty] | 0 | [6 empty] | 0 | [6 empty] | 0 | [6 empty] | 0 | [6 empty] | 0 | [6 empty] | 0
|  |  | 0 | 0 | C3 | 0 | 0 | 0 | 0 | 0 | 0 | 0 | 0 | 0 | 0 | 0 | 0 | 0 | 0 | 0 | 0 | 0 | 0 | 0 | 0 | 0 | 0 | 0 | 0 | 0 | 0 | 0 | 0 | 0 | 0 | 0 | 0 | 0 | 0 | 0 | 0 |  |  | C3 | 0 | 0 | 0 | 0 | 0 | C3 | 0 | 0 | 0 | 0 | 0 | C3 | [5 empty] | C3 | [5 empty] | 0 | [6 empty] | 0 | [6 empty] | 0 | [6 empty] | 0 | [6 empty] | 0 | [6 empty] | 0
|  |  | 0 | 0 | C4 | 0 | 0 | 0 | 0 | 0 | 0 | 0 | 0 | 0 | 0 | 0 | 0 | 0 | 0 | 0 | 0 | 0 | 0 | 0 | 0 | 0 | 0 | 0 | 0 | 0 | 0 | 0 | 0 | 0 | 0 | 0 | 0 | 0 | 0 | 0 | 0 |  |  | C4 | 0 | 0 | 0 | 0 | 0 | C4 | 0 | 0 | 0 | 0 | 0 | C4 | [5 empty] | C4 | [5 empty] | 0 | [6 empty] | 0 | [6 empty] | 0 | [6 empty] | 0 | [6 empty] | 0 | [6 empty] | 0
|  |  | 0 | 0 |  | 0 | 0 | 0 | 0 | 0 |  | 0 | 0 | 0 | 0 | 0 |  | 0 | 0 | 0 | 0 | 0 |  | 0 | 0 | 0 | 0 | 0 |  | 0 | 0 | 0 | 0 | 0 |  | 0 | 0 | 0 | 0 | 0 | [22 empty] | 0 | 0 | 0 | 0 | 0 | 0 |  | 0 | 0 | 0 | 0 | 0 | 0 |  | 0 | 0 | 0 | 0 | 0 | 0 |  | 0 | 0 | 0 | 0 | 0 | 0 |  | 0 | 0 | 0 | 0 | 0 | 0 |  | 0 | 0 | 0 | 0 | 0 | 0
| [Please insert new asset category as required] |  | 0 | 0 | C1 | 0 | 0 | 0 | 0 | 0 | 0 | 0 | 0 | 0 | 0 | 0 | 0 | 0 | 0 | 0 | 0 | 0 | 0 | 0 | 0 | 0 | 0 | 0 | 0 | 0 | 0 | 0 | 0 | 0 | 0 | 0 | 0 | 0 | 0 | 0 | 0 |  |  | C1 | 0 | 0 | 0 | 0 | 0 | C1 | 0 | 0 | 0 | 0 | 0 | C1 | [5 empty] | C1 | [5 empty] | 0 | [6 empty] | 0 | [6 empty] | 0 | [6 empty] | 0 | [6 empty] | 0 | [6 empty] | 0
|  |  | 0 | 0 | C2 | 0 | 0 | 0 | 0 | 0 | 0 | 0 | 0 | 0 | 0 | 0 | 0 | 0 | 0 | 0 | 0 | 0 | 0 | 0 | 0 | 0 | 0 | 0 | 0 | 0 | 0 | 0 | 0 | 0 | 0 | 0 | 0 | 0 | 0 | 0 | 0 |  |  | C2 | 0 | 0 | 0 | 0 | 0 | C2 | 0 | 0 | 0 | 0 | 0 | C2 | [5 empty] | C2 | [5 empty] | 0 | [6 empty] | 0 | [6 empty] | 0 | [6 empty] | 0 | [6 empty] | 0 | [6 empty] | 0
|  |  | 0 | 0 | C3 | 0 | 0 | 0 | 0 | 0 | 0 | 0 | 0 | 0 | 0 | 0 | 0 | 0 | 0 | 0 | 0 | 0 | 0 | 0 | 0 | 0 | 0 | 0 | 0 | 0 | 0 | 0 | 0 | 0 | 0 | 0 | 0 | 0 | 0 | 0 | 0 |  |  | C3 | 0 | 0 | 0 | 0 | 0 | C3 | 0 | 0 | 0 | 0 | 0 | C3 | [5 empty] | C3 | [5 empty] | 0 | [6 empty] | 0 | [6 empty] | 0 | [6 empty] | 0 | [6 empty] | 0 | [6 empty] | 0
|  |  | 0 | 0 | C4 | 0 | 0 | 0 | 0 | 0 | 0 | 0 | 0 | 0 | 0 | 0 | 0 | 0 | 0 | 0 | 0 | 0 | 0 | 0 | 0 | 0 | 0 | 0 | 0 | 0 | 0 | 0 | 0 | 0 | 0 | 0 | 0 | 0 | 0 | 0 | 0 |  |  | C4 | 0 | 0 | 0 | 0 | 0 | C4 | 0 | 0 | 0 | 0 | 0 | C4 | [5 empty] | C4 | [5 empty] | 0 | [6 empty] | 0 | [6 empty] | 0 | [6 empty] | 0 | [6 empty] | 0 | [6 empty] | 0
|  |  | 0 | 0 |  | 0 | 0 | 0 | 0 | 0 |  | 0 | 0 | 0 | 0 | 0 |  | 0 | 0 | 0 | 0 | 0 |  | 0 | 0 | 0 | 0 | 0 |  | 0 | 0 | 0 | 0 | 0 |  | 0 | 0 | 0 | 0 | 0 | [22 empty] | 0 | 0 | 0 | 0 | 0 | 0 |  | 0 | 0 | 0 | 0 | 0 | 0 |  | 0 | 0 | 0 | 0 | 0 | 0 |  | 0 | 0 | 0 | 0 | 0 | 0 |  | 0 | 0 | 0 | 0 | 0 | 0 |  | 0 | 0 | 0 | 0 | 0 | 0
| [Please insert new asset category as required] |  | 0 | 0 | C1 | 0 | 0 | 0 | 0 | 0 | 0 | 0 | 0 | 0 | 0 | 0 | 0 | 0 | 0 | 0 | 0 | 0 | 0 | 0 | 0 | 0 | 0 | 0 | 0 | 0 | 0 | 0 | 0 | 0 | 0 | 0 | 0 | 0 | 0 | 0 | 0 |  |  | C1 | 0 | 0 | 0 | 0 | 0 | C1 | 0 | 0 | 0 | 0 | 0 | C1 | [5 empty] | C1 | [5 empty] | 0 | [6 empty] | 0 | [6 empty] | 0 | [6 empty] | 0 | [6 empty] | 0 | [6 empty] | 0
|  |  | 0 | 0 | C2 | 0 | 0 | 0 | 0 | 0 | 0 | 0 | 0 | 0 | 0 | 0 | 0 | 0 | 0 | 0 | 0 | 0 | 0 | 0 | 0 | 0 | 0 | 0 | 0 | 0 | 0 | 0 | 0 | 0 | 0 | 0 | 0 | 0 | 0 | 0 | 0 |  |  | C2 | 0 | 0 | 0 | 0 | 0 | C2 | 0 | 0 | 0 | 0 | 0 | C2 | [5 empty] | C2 | [5 empty] | 0 | [6 empty] | 0 | [6 empty] | 0 | [6 empty] | 0 | [6 empty] | 0 | [6 empty] | 0
|  |  | 0 | 0 | C3 | 0 | 0 | 0 | 0 | 0 | 0 | 0 | 0 | 0 | 0 | 0 | 0 | 0 | 0 | 0 | 0 | 0 | 0 | 0 | 0 | 0 | 0 | 0 | 0 | 0 | 0 | 0 | 0 | 0 | 0 | 0 | 0 | 0 | 0 | 0 | 0 |  |  | C3 | 0 | 0 | 0 | 0 | 0 | C3 | 0 | 0 | 0 | 0 | 0 | C3 | [5 empty] | C3 | [5 empty] | 0 | [6 empty] | 0 | [6 empty] | 0 | [6 empty] | 0 | [6 empty] | 0 | [6 empty] | 0
|  |  | 0 | 0 | C4 | 0 | 0 | 0 | 0 | 0 | 0 | 0 | 0 | 0 | 0 | 0 | 0 | 0 | 0 | 0 | 0 | 0 | 0 | 0 | 0 | 0 | 0 | 0 | 0 | 0 | 0 | 0 | 0 | 0 | 0 | 0 | 0 | 0 | 0 | 0 | 0 |  |  | C4 | 0 | 0 | 0 | 0 | 0 | C4 | 0 | 0 | 0 | 0 | 0 | C4 | [5 empty] | C4 | [5 empty] | 0 | [6 empty] | 0 | [6 empty] | 0 | [6 empty] | 0 | [6 empty] | 0 | [6 empty] | 0
|  |  | 0 | 0 |  | 0 | 0 | 0 | 0 | 0 |  | 0 | 0 | 0 | 0 | 0 |  | 0 | 0 | 0 | 0 | 0 |  | 0 | 0 | 0 | 0 | 0 |  | 0 | 0 | 0 | 0 | 0 |  | 0 | 0 | 0 | 0 | 0 | [22 empty] | 0 | 0 | 0 | 0 | 0 | 0 |  | 0 | 0 | 0 | 0 | 0 | 0 |  | 0 | 0 | 0 | 0 | 0 | 0 |  | 0 | 0 | 0 | 0 | 0 | 0 |  | 0 | 0 | 0 | 0 | 0 | 0 |  | 0 | 0 | 0 | 0 | 0 | 0
| [Please insert new asset category as required] |  | 0 | 0 | C1 | 0 | 0 | 0 | 0 | 0 | 0 | 0 | 0 | 0 | 0 | 0 | 0 | 0 | 0 | 0 | 0 | 0 | 0 | 0 | 0 | 0 | 0 | 0 | 0 | 0 | 0 | 0 | 0 | 0 | 0 | 0 | 0 | 0 | 0 | 0 | 0 |  |  | C1 | 0 | 0 | 0 | 0 | 0 | C1 | 0 | 0 | 0 | 0 | 0 | C1 | [5 empty] | C1 | [5 empty] | 0 | [6 empty] | 0 | [6 empty] | 0 | [6 empty] | 0 | [6 empty] | 0 | [6 empty] | 0
|  |  | 0 | 0 | C2 | 0 | 0 | 0 | 0 | 0 | 0 | 0 | 0 | 0 | 0 | 0 | 0 | 0 | 0 | 0 | 0 | 0 | 0 | 0 | 0 | 0 | 0 | 0 | 0 | 0 | 0 | 0 | 0 | 0 | 0 | 0 | 0 | 0 | 0 | 0 | 0 |  |  | C2 | 0 | 0 | 0 | 0 | 0 | C2 | 0 | 0 | 0 | 0 | 0 | C2 | [5 empty] | C2 | [5 empty] | 0 | [6 empty] | 0 | [6 empty] | 0 | [6 empty] | 0 | [6 empty] | 0 | [6 empty] | 0
|  |  | 0 | 0 | C3 | 0 | 0 | 0 | 0 | 0 | 0 | 0 | 0 | 0 | 0 | 0 | 0 | 0 | 0 | 0 | 0 | 0 | 0 | 0 | 0 | 0 | 0 | 0 | 0 | 0 | 0 | 0 | 0 | 0 | 0 | 0 | 0 | 0 | 0 | 0 | 0 |  |  | C3 | 0 | 0 | 0 | 0 | 0 | C3 | 0 | 0 | 0 | 0 | 0 | C3 | [5 empty] | C3 | [5 empty] | 0 | [6 empty] | 0 | [6 empty] | 0 | [6 empty] | 0 | [6 empty] | 0 | [6 empty] | 0
|  |  | 0 | 0 | C4 | 0 | 0 | 0 | 0 | 0 | 0 | 0 | 0 | 0 | 0 | 0 | 0 | 0 | 0 | 0 | 0 | 0 | 0 | 0 | 0 | 0 | 0 | 0 | 0 | 0 | 0 | 0 | 0 | 0 | 0 | 0 | 0 | 0 | 0 | 0 | 0 |  |  | C4 | 0 | 0 | 0 | 0 | 0 | C4 | 0 | 0 | 0 | 0 | 0 | C4 | [5 empty] | C4 | [5 empty] | 0 | [6 empty] | 0 | [6 empty] | 0 | [6 empty] | 0 | [6 empty] | 0 | [6 empty] | 0
|  |  | 0 | 0 |  | 0 | 0 | 0 | 0 | 0 |  | 0 | 0 | 0 | 0 | 0 |  | 0 | 0 | 0 | 0 | 0 |  | 0 | 0 | 0 | 0 | 0 |  | 0 | 0 | 0 | 0 | 0 |  | 0 | 0 | 0 | 0 | 0 | [22 empty] | 0 | 0 | 0 | 0 | 0 | 0 |  | 0 | 0 | 0 | 0 | 0 | 0 |  | 0 | 0 | 0 | 0 | 0 | 0 |  | 0 | 0 | 0 | 0 | 0 | 0 |  | 0 | 0 | 0 | 0 | 0 | 0 |  | 0 | 0 | 0 | 0 | 0 | 0
[63 empty] | 0 | 0 | 0 | 0 | 0 | 0 |  | 505414.9221 | 3540.0389 | 364589.99 | 0 | 51791.376 | 925336.3269 |  | 486027.1789 | 32406.3232 | 18602.2914 | 560331.3147 | 51791.376 | 1149158.4842 |  | 486027.1789 | 32406.3232 | 18602.2914 | 560331.3147 | 51791.376 | 1149158.4842 |  | 414680.4159 | 135094.0144 | 8074.5227 | 147906.6683 | 1082945.8978 | 1788701.5191 |  | 414680.4159 | 135094.0144 | 8074.5227 | 147906.6683 | 1082945.8978 | 1788701.5191
| TOTAL |  | 504531.623 | 504531.623 |  | 292069.4433 | 61027.484 | 136696.0097 | 1376 | 13362.686 |  | 0 | 0 | 0 | 0 | 0 |  | 115 | -114 | 55 | 22 | -78 |  | 273307.5123 | 64030.086 | 152005.9587 | 1388.38 | 13799.686 |  | 230 | -188 | 62 | 20 | -124 |  | 251293.9853 | 48526.458 | 47120.64 | 142693.9887 | 14896.551 |  |  |  |  | 0 | 0 | 0 | 0 | 0 |  | 0 | 0 | 0 | 0 | 0 | [7 empty] | 0 | 0 | 0 | 0 | 0 | 0 |  | 9984984.9665 | 2783582.354 | 11240987.0789 | 343667.6247 | 5393701.8703 | 29746923.8944 |  | 9337900.5287 | 2972300.655 | 12045926.5514 | 1123624.3057 | 5709758.214 | 31189510.2548 |  | 9342290.1275 | 2965850.2574 | 12252344.8057 | 959959.2953 | 5308950.5443 | 30829395.0303 |  | 8508514.1694 | 2532765.9942 | 4122667.5671 | 17929538.0398 | 7634235.5621 | 40727721.3325 |  | 8517007.0889 | 2571295.4246 | 4407912.8713 | 17581306.0667 | 7023764.5162 | 40101285.9679
Health Index Definitions
|  |  | HI1 | New or as new | [57 empty] | LV Network | 0 | 0 | 0 | 0 | 0 | 0 | LV Network | 1117613.1788 | 404297.0737 | 2646813.5834 | 16195.0503 | 782148.7935 | 4967067.6797 | LV Network | 1027972.7318 | 428700.5724 | 2837576.0846 | 14105.5901 | 794906.6264 | 5103261.6053 | LV Network | 1027972.7318 | 428700.5724 | 2837576.0846 | 14105.5901 | 794906.6264 | 5103261.6053 | LV Network | 930853.5589 | 337518.8878 | 545760.245 | 4389306.5139 | 822047.5573 | 7025486.7629 | LV Network | 930853.5589 | 337518.8878 | 545760.245 | 4389306.5139 | 822047.5573 | 7025486.7629
|  |  | HI2 | Good or seviceable condition | [57 empty] | HV Network | 0 | 0 | 0 | 0 | 0 | 0 | HV Network | 6202847.3693 | 1835294.8261 | 6392118.4813 | 128425.7536 | 2437014.8844 | 16995701.3147 | HV Network | 5821908.0441 | 1932216.3599 | 7206089.2471 | 112579.0154 | 2540462.4513 | 17613255.1178 | HV Network | 5826297.643 | 1925765.9623 | 7207084.0347 | 124395.1311 | 2508395.0008 | 17591937.7719 | HV Network | 5353583.3743 | 1497961.5568 | 2497222.1538 | 10889522.1668 | 2749755.7332 | 22988044.9849 | HV Network | 5362076.2938 | 1488961.258 | 2493007.1186 | 10907374.5285 | 2699412.9121 | 22950832.111
|  |  | HI3 | Deterioration requires assessment and monitoring | [57 empty] | EHV Network | 0 | 0 | 0 | 0 | 0 | 0 | EHV Network | 2159109.4963 | 540450.4153 | 1837465.0243 | 199046.8208 | 2122746.8164 | 6858818.5731 | EHV Network | 2001992.5739 | 578977.3996 | 1983658.9283 | 436608.3854 | 2322597.7603 | 7323835.0475 | EHV Network | 2001992.5739 | 578977.3996 | 2189082.3951 | 261127.2594 | 1953857.541 | 6985037.169 | EHV Network | 1809396.8203 | 562191.5352 | 1071610.6456 | 2502802.6908 | 2979486.3737 | 8925488.0656 | EHV Network | 1809396.8203 | 609721.2645 | 1361070.9851 | 2136718.356 | 2419358.149 | 8336265.5749
|  |  | HI4 | Material deterioration, intervention requires consideration | [57 empty] | 132kV Network | 0 | 0 | 0 | 0 | 0 | 0 | 132kV Network | 0 | 0 | 0 | 0 | 0 | 0 | 132kV Network | 0 | 0 | 0 | 0 | 0 | 0 | 132kV Network | 0 | 0 | 0 | 0 | 0 | 0 | 132kV Network | 0 | 0 | 0 | 0 | 0 | 0 | 132kV Network | 0 | 0 | 0 | 0 | 0 | 0
|  |  | HI5 | End of serviceable life, intervention required | [57 empty] | Other | 0 | 0 | 0 | 0 | 0 | 0 | Other | 505414.9221 | 3540.0389 | 364589.99 | 0 | 51791.376 | 925336.3269 | Other | 486027.1789 | 32406.3232 | 18602.2914 | 560331.3147 | 51791.376 | 1149158.4842 | Other | 486027.1789 | 32406.3232 | 18602.2914 | 560331.3147 | 51791.376 | 1149158.4842 | Other | 414680.4159 | 135094.0144 | 8074.5227 | 147906.6683 | 1082945.8978 | 1788701.5191 | Other | 414680.4159 | 135094.0144 | 8074.5227 | 147906.6683 | 1082945.8978 | 1788701.5191
[62 empty] | Total | 0 | 0 | 0 | 0 | 0 | 0 | Total | 9984984.9665 | 2783582.354 | 11240987.0789 | 343667.6247 | 5393701.8703 | 29746923.8944 | Total | 9337900.5287 | 2972300.655 | 12045926.5514 | 1123624.3057 | 5709758.214 | 31189510.2548 | Total | 9342290.1275 | 2965850.2574 | 12252344.8057 | 959959.2953 | 5308950.5443 | 30829395.0303 | Total | 8508514.1694 | 2532765.9942 | 4122667.5671 | 17929538.0398 | 7634235.5621 | 40727721.3325 | Total | 8517007.0889 | 2571295.4246 | 4407912.8713 | 17581306.0667 | 7023764.5162 | 40101285.9679
Criticality Index Definitions
|  |  | C1 | Low criticality
|  |  | C2 | Average criticality
|  |  | C3 | High criticality
|  |  | C4 | Very high criticality

## SSEH - HVP
Secondary deliverables RIIO-ED1 - HVP - Asset Replacement and Refurbishment driven | [50 empty] | Criticality weightings C1 to C4 | Criticality Rating Boundaries
SSEH | [49 empty] | C1 | 0.7 | Below 75% of average
[50 empty] | C2 | 1 | 75%-125%
[50 empty] | C3 | 1.5 | 125%-200%
[50 empty] | C4 | 2.5 | Over 200% of average
Price base (2012/13)
| ASSET CATEGORIES |  | ASSET REGISTER |  |  | End of DPCR5 (31 March 2015) with investment | [5 empty] | End of DPCR5 (31 March 2015) without investment | [5 empty] | Mid-Period Review (31 March 2019) planned investment | [5 empty] | Mid-Period Review (31 March 2019) without investment | [5 empty] | End of RIIO-ED1 (31 March 2023) planned investment | [5 empty] | End of RIIO-ED1 (31 March 2023) without investment | [8 empty] | Probability of Asset Failure | [5 empty] | Consequence of Asset Failure | [5 empty] | Probability of Asset Failure x Consequence of Asset Failure
Is it your current intention to have a health index for this asset category in the RIIO-ED1 control period.
|  |  | as at 31st March 2015 | as at 31st March 2023 |  | HI 1 | HI 2 | HI 3 | HI 4 | HI 5 |  | HI 1 | HI 2 | HI 3 | HI 4 | HI 5 |  | HI 1 | HI 2 | HI 3 | HI 4 | HI 5 |  | HI 1 | HI 2 | HI 3 | HI 4 | HI 5 |  | HI 1 | HI 2 | HI 3 | HI 4 | HI 5 |  | HI 1 | HI 2 | HI 3 | HI 4 | HI 5 |  |  |  |  | HI 1 | HI 2 | HI 3 | HI 4 | HI 5 |  | HI 1 | HI 2 | HI 3 | HI 4 | HI 5 |  | HI 1 | HI 2 | HI 3 | HI 4 | HI 5 |  | End of DPCR5 (without investment) | [6 empty] | Position at Beginning of RIIO-ED1 | [6 empty] | Mid Period (Without Investment) | [6 empty] | Mid Period (With Investment) | [6 empty] | End of RIIO-ED1 (Without Investment) | [6 empty] | End of RIIO-ED1 (With Investment)
| LV Network | [61 empty] | 1 | 2 | 3 | 4 | 5 | Total |  | 1 | 2 | 3 | 4 | 5 | Total |  | 1 | 2 | 3 | 4 | 5 | Total |  | 1 | 2 | 3 | 4 | 5 | Total |  | 1 | 2 | 3 | 4 | 5 | Total |  | 1 | 2 | 3 | 4 | 5 | Total
| LV Switchgear and Other |  | 1587 | 1587 | C1 | 1523 | 43 | 13 | 0 | 8 | 1587 | 0 | 0 | 0 | 0 | 0 | 0 | 0 | 0 | 0 | 0 | 0 | 0 | 1494 | 62 | 23 | 0 | 8 | 1587 | 0 | 0 | 0 | 0 | 0 | 0 | 1435 | 97 | 29 | 18 | 8 | 1587 | Yes |  | C1 | 0.0013363 | 0.0019897 | 0.0035179 | 0.0056973 | 0.013364 | C1 | 13673.632 | 13673.632 | 13673.632 | 13673.632 | 13673.632 | C1 | 18.2727 | 27.2061 | 48.1028 | 77.9031 | 182.73 | C1 | 0 | 0 | 0 | 0 | 0 | 0 |  | 27829.3041 | 1169.8617 | 625.3368 | 0 | 1461.84 | 31086.3426 |  | 27299.3962 | 1686.7773 | 1106.3651 | 0 | 1461.84 | 31554.3785 |  | 27299.3962 | 1686.7773 | 1106.3651 | 0 | 1461.84 | 31554.3785 |  | 26221.3076 | 2638.9904 | 1394.982 | 1402.2562 | 1461.84 | 33119.3761 |  | 26221.3076 | 2638.9904 | 1394.982 | 1402.2562 | 1461.84 | 33119.3761
|  |  | 9095 | 9095 | C2 | 7723 | 503 | 831 | 1 | 37 | 9095 | 0 | 0 | 0 | 0 | 0 | 0 | 0 | 0 | 0 | 0 | 0 | 0 | 7355 | 741 | 958 | 3 | 38 | 9095 | 0 | 0 | 0 | 0 | 0 | 0 | 6717 | 1119 | 711 | 509 | 39 | 9095 | No |  | C2 | 0.0013363 | 0.0019897 | 0.0035179 | 0.0056973 | 0.013364 | C2 | 19533.76 | 19533.76 | 19533.76 | 19533.76 | 19533.76 | C2 | 26.1038 | 38.8658 | 68.7183 | 111.2902 | 261.0429 | C2 | 0 | 0 | 0 | 0 | 0 | 0 |  | 201599.9584 | 19549.5163 | 57104.9291 | 111.2902 | 9658.5856 | 288024.2796 |  | 191993.7452 | 28799.5856 | 65832.1565 | 333.8705 | 9919.6285 | 296878.9863 |  | 191993.7452 | 28799.5856 | 65832.1565 | 333.8705 | 9919.6285 | 296878.9863 |  | 175339.4951 | 43490.8722 | 48858.7299 | 56646.6969 | 10180.6713 | 334516.4655 |  | 175339.4951 | 43490.8722 | 48858.7299 | 56646.6969 | 10180.6713 | 334516.4655
|  |  | 1533 | 1533 | C3 | 444 | 72 | 1017 | 0 | 0 | 1533 | 0 | 0 | 0 | 0 | 0 | 0 | 0 | 0 | 0 | 0 | 0 | 0 | 373 | 123 | 1037 | 0 | 0 | 1533 | 0 | 0 | 0 | 0 | 0 | 0 | 293 | 182 | 34 | 1024 | 0 | 1533 |  |  | C3 | 0.0013363 | 0.0019897 | 0.0035179 | 0.0056973 | 0.013364 | C3 | 29300.64 | 29300.64 | 29300.64 | 29300.64 | 29300.64 | C3 | 39.1558 | 58.2988 | 103.0775 | 166.9353 | 391.5643 | C3 | 0 | 0 | 0 | 0 | 0 | 0 |  | 17385.1576 | 4197.5105 | 104829.8067 | 0 | 0 | 126412.4747 |  | 14605.0986 | 7170.747 | 106891.3564 | 0 | 0 | 128667.2021 |  | 14605.0986 | 7170.747 | 106891.3564 | 0 | 0 | 128667.2021 |  | 11472.6378 | 10610.3736 | 3504.6346 | 170941.7024 | 0 | 196529.3484 |  | 11472.6378 | 10610.3736 | 3504.6346 | 170941.7024 | 0 | 196529.3484
|  |  | 15 | 15 | C4 | 13 | 1 | 1 | 0 | 0 | 15 | 0 | 0 | 0 | 0 | 0 | 0 | 0 | 0 | 0 | 0 | 0 | 0 | 13 | 0 | 2 | 0 | 0 | 15 | 0 | 0 | 0 | 0 | 0 | 0 | 9 | 4 | 2 | 0 | 0 | 15 |  |  | C4 | 0.0013363 | 0.0019897 | 0.0035179 | 0.0056973 | 0.013364 | C4 | 48834.4 | 48834.4 | 48834.4 | 48834.4 | 48834.4 | C4 | 65.2596 | 97.1646 | 171.7958 | 278.2254 | 652.6071 | C4 | 0 | 0 | 0 | 0 | 0 | 0 |  | 848.3748 | 97.1646 | 171.7958 | 0 | 0 | 1117.3352 |  | 848.3748 | 0 | 343.5916 | 0 | 0 | 1191.9664 |  | 848.3748 | 0 | 343.5916 | 0 | 0 | 1191.9664 |  | 587.3364 | 388.6584 | 343.5916 | 0 | 0 | 1319.5864 |  | 587.3364 | 388.6584 | 343.5916 | 0 | 0 | 1319.5864
|  |  | 12230 | 12230 |  | 9703 | 619 | 1862 | 1 | 45 |  | 0 | 0 | 0 | 0 | 0 |  | 0 | 0 | 0 | 0 | 0 |  | 9235 | 926 | 2020 | 3 | 46 |  | 0 | 0 | 0 | 0 | 0 |  | 8454 | 1402 | 776 | 1551 | 47 | [22 empty] | 0 | 0 | 0 | 0 | 0 | 0 |  | 247662.795 | 25014.053 | 162731.8683 | 111.2902 | 11120.4256 | 446640.4321 |  | 234746.6148 | 37657.11 | 174173.4696 | 333.8705 | 11381.4684 | 458292.5334 |  | 234746.6148 | 37657.11 | 174173.4696 | 333.8705 | 11381.4684 | 458292.5334 |  | 213620.7769 | 57128.8946 | 54101.9382 | 228990.6555 | 11642.5113 | 565484.7764 |  | 213620.7769 | 57128.8946 | 54101.9382 | 228990.6555 | 11642.5113 | 565484.7764
| LV UGB |  | 0 | 0 | C1 | 0 | 0 | 0 | 0 | 0 | 0 | 0 | 0 | 0 | 0 | 0 | 0 | 0 | 0 | 0 | 0 | 0 | 0 | 0 | 0 | 0 | 0 | 0 | 0 | 0 | 0 | 0 | 0 | 0 | 0 | 0 | 0 | 0 | 0 | 0 | 0 |  |  | C1 | 0 | 0 | 0 | 0 | 0 | C1 | 0 | 0 | 0 | 0 | 0 | C1 | [5 empty] | C1 | [5 empty] | 0 | [6 empty] | 0 | [6 empty] | 0 | [6 empty] | 0 | [6 empty] | 0 | [6 empty] | 0
|  |  | 0 | 0 | C2 | 0 | 0 | 0 | 0 | 0 | 0 | 0 | 0 | 0 | 0 | 0 | 0 | 0 | 0 | 0 | 0 | 0 | 0 | 0 | 0 | 0 | 0 | 0 | 0 | 0 | 0 | 0 | 0 | 0 | 0 | 0 | 0 | 0 | 0 | 0 | 0 |  |  | C2 | 0 | 0 | 0 | 0 | 0 | C2 | 0 | 0 | 0 | 0 | 0 | C2 | [5 empty] | C2 | [5 empty] | 0 | [6 empty] | 0 | [6 empty] | 0 | [6 empty] | 0 | [6 empty] | 0 | [6 empty] | 0
|  |  | 0 | 0 | C3 | 0 | 0 | 0 | 0 | 0 | 0 | 0 | 0 | 0 | 0 | 0 | 0 | 0 | 0 | 0 | 0 | 0 | 0 | 0 | 0 | 0 | 0 | 0 | 0 | 0 | 0 | 0 | 0 | 0 | 0 | 0 | 0 | 0 | 0 | 0 | 0 |  |  | C3 | 0 | 0 | 0 | 0 | 0 | C3 | 0 | 0 | 0 | 0 | 0 | C3 | [5 empty] | C3 | [5 empty] | 0 | [6 empty] | 0 | [6 empty] | 0 | [6 empty] | 0 | [6 empty] | 0 | [6 empty] | 0
|  |  | 0 | 0 | C4 | 0 | 0 | 0 | 0 | 0 | 0 | 0 | 0 | 0 | 0 | 0 | 0 | 0 | 0 | 0 | 0 | 0 | 0 | 0 | 0 | 0 | 0 | 0 | 0 | 0 | 0 | 0 | 0 | 0 | 0 | 0 | 0 | 0 | 0 | 0 | 0 |  |  | C4 | 0 | 0 | 0 | 0 | 0 | C4 | 0 | 0 | 0 | 0 | 0 | C4 | [5 empty] | C4 | [5 empty] | 0 | [6 empty] | 0 | [6 empty] | 0 | [6 empty] | 0 | [6 empty] | 0 | [6 empty] | 0
|  |  | 0 | 0 |  | 0 | 0 | 0 | 0 | 0 |  | 0 | 0 | 0 | 0 | 0 |  | 0 | 0 | 0 | 0 | 0 |  | 0 | 0 | 0 | 0 | 0 |  | 0 | 0 | 0 | 0 | 0 |  | 0 | 0 | 0 | 0 | 0 | [22 empty] | 0 | 0 | 0 | 0 | 0 | 0 |  | 0 | 0 | 0 | 0 | 0 | 0 |  | 0 | 0 | 0 | 0 | 0 | 0 |  | 0 | 0 | 0 | 0 | 0 | 0 |  | 0 | 0 | 0 | 0 | 0 | 0 |  | 0 | 0 | 0 | 0 | 0 | 0
| LV OHL Support |  | 0 | 0 | C1 | 0 | 0 | 0 | 0 | 0 | 0 | 0 | 0 | 0 | 0 | 0 | 0 | 0 | 0 | 0 | 0 | 0 | 0 | 0 | 0 | 0 | 0 | 0 | 0 | 0 | 0 | 0 | 0 | 0 | 0 | 0 | 0 | 0 | 0 | 0 | 0 |  |  | C1 | 0.0081226 | 0.012094 | 0.021383 | 0.03463 | 0.081228 | C1 | 2031.967 | 2031.967 | 2031.967 | 2031.967 | 2031.967 | C1 | 16.5049 | 24.5741 | 43.4492 | 70.3665 | 165.0519 | C1 | 0 | 0 | 0 | 0 | 0 | 0 |  | 0 | 0 | 0 | 0 | 0 | 0 |  | 0 | 0 | 0 | 0 | 0 | 0 |  | 0 | 0 | 0 | 0 | 0 | 0 |  | 0 | 0 | 0 | 0 | 0 | 0 |  | 0 | 0 | 0 | 0 | 0 | 0
|  |  | 90966 | 90966 | C2 | 36896 | 10804 | 39836 | 160 | 3270 | 90966 | 0 | 0 | 0 | 0 | 0 | 0 | 0 | 0 | 0 | 0 | 0 | 0 | 33642 | 11139 | 42725 | 137 | 3323 | 90966 | 0 | 0 | 0 | 0 | 0 | 0 | 30419 | 7987 | 7921 | 41202 | 3437 | 90966 |  |  | C2 | 0.0081226 | 0.012094 | 0.021383 | 0.03463 | 0.081228 | C2 | 2902.81 | 2902.81 | 2902.81 | 2902.81 | 2902.81 | C2 | 23.5784 | 35.1058 | 62.0702 | 100.5235 | 235.7885 | C2 | 0 | 0 | 0 | 0 | 0 | 0 |  | 869950.3838 | 379283.0207 | 2472629.7573 | 16083.7601 | 771028.3679 | 4508975.2898 |  | 793226.1169 | 391043.4624 | 2651950.6572 | 13771.7196 | 783525.158 | 4633517.1141 |  | 793226.1169 | 391043.4624 | 2651950.6572 | 13771.7196 | 783525.158 | 4633517.1141 |  | 717232.782 | 280389.9932 | 491658.3067 | 4141769.2726 | 810405.046 | 6441455.4006 |  | 717232.782 | 280389.9932 | 491658.3067 | 4141769.2726 | 810405.046 | 6441455.4006
|  |  | 123 | 123 | C3 | 0 | 0 | 123 | 0 | 0 | 123 | 0 | 0 | 0 | 0 | 0 | 0 | 0 | 0 | 0 | 0 | 0 | 0 | 0 | 0 | 123 | 0 | 0 | 123 | 0 | 0 | 0 | 0 | 0 | 0 | 0 | 0 | 0 | 123 | 0 | 123 |  |  | C3 | 0.0081226 | 0.012094 | 0.021383 | 0.03463 | 0.081228 | C3 | 4354.215 | 4354.215 | 4354.215 | 4354.215 | 4354.215 | C3 | 35.3677 | 52.6587 | 93.1053 | 150.7853 | 353.6827 | C3 | 0 | 0 | 0 | 0 | 0 | 0 |  | 0 | 0 | 11451.9578 | 0 | 0 | 11451.9578 |  | 0 | 0 | 11451.9578 | 0 | 0 | 11451.9578 |  | 0 | 0 | 11451.9578 | 0 | 0 | 11451.9578 |  | 0 | 0 | 0 | 18546.5859 | 0 | 18546.5859 |  | 0 | 0 | 0 | 18546.5859 | 0 | 18546.5859
|  |  | 0 | 0 | C4 | 0 | 0 | 0 | 0 | 0 | 0 | 0 | 0 | 0 | 0 | 0 | 0 | 0 | 0 | 0 | 0 | 0 | 0 | 0 | 0 | 0 | 0 | 0 | 0 | 0 | 0 | 0 | 0 | 0 | 0 | 0 | 0 | 0 | 0 | 0 | 0 |  |  | C4 | 0.0081226 | 0.012094 | 0.021383 | 0.03463 | 0.081228 | C4 | 7257.025 | 7257.025 | 7257.025 | 7257.025 | 7257.025 | C4 | 58.9461 | 87.7645 | 155.1756 | 251.3088 | 589.4712 | C4 | 0 | 0 | 0 | 0 | 0 | 0 |  | 0 | 0 | 0 | 0 | 0 | 0 |  | 0 | 0 | 0 | 0 | 0 | 0 |  | 0 | 0 | 0 | 0 | 0 | 0 |  | 0 | 0 | 0 | 0 | 0 | 0 |  | 0 | 0 | 0 | 0 | 0 | 0
|  |  | 91089 | 91089 |  | 36896 | 10804 | 39959 | 160 | 3270 |  | 0 | 0 | 0 | 0 | 0 |  | 0 | 0 | 0 | 0 | 0 |  | 33642 | 11139 | 42848 | 137 | 3323 |  | 0 | 0 | 0 | 0 | 0 |  | 30419 | 7987 | 7921 | 41325 | 3437 | [22 empty] | 0 | 0 | 0 | 0 | 0 | 0 |  | 869950.3838 | 379283.0207 | 2484081.7151 | 16083.7601 | 771028.3679 | 4520427.2476 |  | 793226.1169 | 391043.4624 | 2663402.615 | 13771.7196 | 783525.158 | 4644969.0719 |  | 793226.1169 | 391043.4624 | 2663402.615 | 13771.7196 | 783525.158 | 4644969.0719 |  | 717232.782 | 280389.9932 | 491658.3067 | 4160315.8585 | 810405.046 | 6460001.9864 |  | 717232.782 | 280389.9932 | 491658.3067 | 4160315.8585 | 810405.046 | 6460001.9864
| [Please insert new asset category as required] |  | 0 | 0 | C1 | 0 | 0 | 0 | 0 | 0 | 0 | 0 | 0 | 0 | 0 | 0 | 0 | 0 | 0 | 0 | 0 | 0 | 0 | 0 | 0 | 0 | 0 | 0 | 0 | 0 | 0 | 0 | 0 | 0 | 0 | 0 | 0 | 0 | 0 | 0 | 0 |  |  | C1 | 0 | 0 | 0 | 0 | 0 | C1 | 0 | 0 | 0 | 0 | 0 | C1 | [5 empty] | C1 | [5 empty] | 0 | [6 empty] | 0 | [6 empty] | 0 | [6 empty] | 0 | [6 empty] | 0 | [6 empty] | 0
|  |  | 0 | 0 | C2 | 0 | 0 | 0 | 0 | 0 | 0 | 0 | 0 | 0 | 0 | 0 | 0 | 0 | 0 | 0 | 0 | 0 | 0 | 0 | 0 | 0 | 0 | 0 | 0 | 0 | 0 | 0 | 0 | 0 | 0 | 0 | 0 | 0 | 0 | 0 | 0 |  |  | C2 | 0 | 0 | 0 | 0 | 0 | C2 | 0 | 0 | 0 | 0 | 0 | C2 | [5 empty] | C2 | [5 empty] | 0 | [6 empty] | 0 | [6 empty] | 0 | [6 empty] | 0 | [6 empty] | 0 | [6 empty] | 0
|  |  | 0 | 0 | C3 | 0 | 0 | 0 | 0 | 0 | 0 | 0 | 0 | 0 | 0 | 0 | 0 | 0 | 0 | 0 | 0 | 0 | 0 | 0 | 0 | 0 | 0 | 0 | 0 | 0 | 0 | 0 | 0 | 0 | 0 | 0 | 0 | 0 | 0 | 0 | 0 |  |  | C3 | 0 | 0 | 0 | 0 | 0 | C3 | 0 | 0 | 0 | 0 | 0 | C3 | [5 empty] | C3 | [5 empty] | 0 | [6 empty] | 0 | [6 empty] | 0 | [6 empty] | 0 | [6 empty] | 0 | [6 empty] | 0
|  |  | 0 | 0 | C4 | 0 | 0 | 0 | 0 | 0 | 0 | 0 | 0 | 0 | 0 | 0 | 0 | 0 | 0 | 0 | 0 | 0 | 0 | 0 | 0 | 0 | 0 | 0 | 0 | 0 | 0 | 0 | 0 | 0 | 0 | 0 | 0 | 0 | 0 | 0 | 0 |  |  | C4 | 0 | 0 | 0 | 0 | 0 | C4 | 0 | 0 | 0 | 0 | 0 | C4 | [5 empty] | C4 | [5 empty] | 0 | [6 empty] | 0 | [6 empty] | 0 | [6 empty] | 0 | [6 empty] | 0 | [6 empty] | 0
|  |  | 0 | 0 |  | 0 | 0 | 0 | 0 | 0 |  | 0 | 0 | 0 | 0 | 0 |  | 0 | 0 | 0 | 0 | 0 |  | 0 | 0 | 0 | 0 | 0 |  | 0 | 0 | 0 | 0 | 0 |  | 0 | 0 | 0 | 0 | 0 | [22 empty] | 0 | 0 | 0 | 0 | 0 | 0 |  | 0 | 0 | 0 | 0 | 0 | 0 |  | 0 | 0 | 0 | 0 | 0 | 0 |  | 0 | 0 | 0 | 0 | 0 | 0 |  | 0 | 0 | 0 | 0 | 0 | 0 |  | 0 | 0 | 0 | 0 | 0 | 0
| [Please insert new asset category as required] |  | 0 | 0 | C1 | 0 | 0 | 0 | 0 | 0 | 0 | 0 | 0 | 0 | 0 | 0 | 0 | 0 | 0 | 0 | 0 | 0 | 0 | 0 | 0 | 0 | 0 | 0 | 0 | 0 | 0 | 0 | 0 | 0 | 0 | 0 | 0 | 0 | 0 | 0 | 0 |  |  | C1 | 0 | 0 | 0 | 0 | 0 | C1 | 0 | 0 | 0 | 0 | 0 | C1 | [5 empty] | C1 | [5 empty] | 0 | [6 empty] | 0 | [6 empty] | 0 | [6 empty] | 0 | [6 empty] | 0 | [6 empty] | 0
|  |  | 0 | 0 | C2 | 0 | 0 | 0 | 0 | 0 | 0 | 0 | 0 | 0 | 0 | 0 | 0 | 0 | 0 | 0 | 0 | 0 | 0 | 0 | 0 | 0 | 0 | 0 | 0 | 0 | 0 | 0 | 0 | 0 | 0 | 0 | 0 | 0 | 0 | 0 | 0 |  |  | C2 | 0 | 0 | 0 | 0 | 0 | C2 | 0 | 0 | 0 | 0 | 0 | C2 | [5 empty] | C2 | [5 empty] | 0 | [6 empty] | 0 | [6 empty] | 0 | [6 empty] | 0 | [6 empty] | 0 | [6 empty] | 0
|  |  | 0 | 0 | C3 | 0 | 0 | 0 | 0 | 0 | 0 | 0 | 0 | 0 | 0 | 0 | 0 | 0 | 0 | 0 | 0 | 0 | 0 | 0 | 0 | 0 | 0 | 0 | 0 | 0 | 0 | 0 | 0 | 0 | 0 | 0 | 0 | 0 | 0 | 0 | 0 |  |  | C3 | 0 | 0 | 0 | 0 | 0 | C3 | 0 | 0 | 0 | 0 | 0 | C3 | [5 empty] | C3 | [5 empty] | 0 | [6 empty] | 0 | [6 empty] | 0 | [6 empty] | 0 | [6 empty] | 0 | [6 empty] | 0
|  |  | 0 | 0 | C4 | 0 | 0 | 0 | 0 | 0 | 0 | 0 | 0 | 0 | 0 | 0 | 0 | 0 | 0 | 0 | 0 | 0 | 0 | 0 | 0 | 0 | 0 | 0 | 0 | 0 | 0 | 0 | 0 | 0 | 0 | 0 | 0 | 0 | 0 | 0 | 0 |  |  | C4 | 0 | 0 | 0 | 0 | 0 | C4 | 0 | 0 | 0 | 0 | 0 | C4 | [5 empty] | C4 | [5 empty] | 0 | [6 empty] | 0 | [6 empty] | 0 | [6 empty] | 0 | [6 empty] | 0 | [6 empty] | 0
|  |  | 0 | 0 |  | 0 | 0 | 0 | 0 | 0 |  | 0 | 0 | 0 | 0 | 0 |  | 0 | 0 | 0 | 0 | 0 |  | 0 | 0 | 0 | 0 | 0 |  | 0 | 0 | 0 | 0 | 0 |  | 0 | 0 | 0 | 0 | 0 | [22 empty] | 0 | 0 | 0 | 0 | 0 | 0 |  | 0 | 0 | 0 | 0 | 0 | 0 |  | 0 | 0 | 0 | 0 | 0 | 0 |  | 0 | 0 | 0 | 0 | 0 | 0 |  | 0 | 0 | 0 | 0 | 0 | 0 |  | 0 | 0 | 0 | 0 | 0 | 0
| [Please insert new asset category as required] |  | 0 | 0 | C1 | 0 | 0 | 0 | 0 | 0 | 0 | 0 | 0 | 0 | 0 | 0 | 0 | 0 | 0 | 0 | 0 | 0 | 0 | 0 | 0 | 0 | 0 | 0 | 0 | 0 | 0 | 0 | 0 | 0 | 0 | 0 | 0 | 0 | 0 | 0 | 0 |  |  | C1 | 0 | 0 | 0 | 0 | 0 | C1 | 0 | 0 | 0 | 0 | 0 | C1 | [5 empty] | C1 | [5 empty] | 0 | [6 empty] | 0 | [6 empty] | 0 | [6 empty] | 0 | [6 empty] | 0 | [6 empty] | 0
|  |  | 0 | 0 | C2 | 0 | 0 | 0 | 0 | 0 | 0 | 0 | 0 | 0 | 0 | 0 | 0 | 0 | 0 | 0 | 0 | 0 | 0 | 0 | 0 | 0 | 0 | 0 | 0 | 0 | 0 | 0 | 0 | 0 | 0 | 0 | 0 | 0 | 0 | 0 | 0 |  |  | C2 | 0 | 0 | 0 | 0 | 0 | C2 | 0 | 0 | 0 | 0 | 0 | C2 | [5 empty] | C2 | [5 empty] | 0 | [6 empty] | 0 | [6 empty] | 0 | [6 empty] | 0 | [6 empty] | 0 | [6 empty] | 0
|  |  | 0 | 0 | C3 | 0 | 0 | 0 | 0 | 0 | 0 | 0 | 0 | 0 | 0 | 0 | 0 | 0 | 0 | 0 | 0 | 0 | 0 | 0 | 0 | 0 | 0 | 0 | 0 | 0 | 0 | 0 | 0 | 0 | 0 | 0 | 0 | 0 | 0 | 0 | 0 |  |  | C3 | 0 | 0 | 0 | 0 | 0 | C3 | 0 | 0 | 0 | 0 | 0 | C3 | [5 empty] | C3 | [5 empty] | 0 | [6 empty] | 0 | [6 empty] | 0 | [6 empty] | 0 | [6 empty] | 0 | [6 empty] | 0
|  |  | 0 | 0 | C4 | 0 | 0 | 0 | 0 | 0 | 0 | 0 | 0 | 0 | 0 | 0 | 0 | 0 | 0 | 0 | 0 | 0 | 0 | 0 | 0 | 0 | 0 | 0 | 0 | 0 | 0 | 0 | 0 | 0 | 0 | 0 | 0 | 0 | 0 | 0 | 0 |  |  | C4 | 0 | 0 | 0 | 0 | 0 | C4 | 0 | 0 | 0 | 0 | 0 | C4 | [5 empty] | C4 | [5 empty] | 0 | [6 empty] | 0 | [6 empty] | 0 | [6 empty] | 0 | [6 empty] | 0 | [6 empty] | 0
|  |  | 0 | 0 |  | 0 | 0 | 0 | 0 | 0 |  | 0 | 0 | 0 | 0 | 0 |  | 0 | 0 | 0 | 0 | 0 |  | 0 | 0 | 0 | 0 | 0 |  | 0 | 0 | 0 | 0 | 0 |  | 0 | 0 | 0 | 0 | 0 | [22 empty] | 0 | 0 | 0 | 0 | 0 | 0 |  | 0 | 0 | 0 | 0 | 0 | 0 |  | 0 | 0 | 0 | 0 | 0 | 0 |  | 0 | 0 | 0 | 0 | 0 | 0 |  | 0 | 0 | 0 | 0 | 0 | 0 |  | 0 | 0 | 0 | 0 | 0 | 0
| [Please insert new asset category as required] |  | 0 | 0 | C1 | 0 | 0 | 0 | 0 | 0 | 0 | 0 | 0 | 0 | 0 | 0 | 0 | 0 | 0 | 0 | 0 | 0 | 0 | 0 | 0 | 0 | 0 | 0 | 0 | 0 | 0 | 0 | 0 | 0 | 0 | 0 | 0 | 0 | 0 | 0 | 0 |  |  | C1 | 0 | 0 | 0 | 0 | 0 | C1 | 0 | 0 | 0 | 0 | 0 | C1 | [5 empty] | C1 | [5 empty] | 0 | [6 empty] | 0 | [6 empty] | 0 | [6 empty] | 0 | [6 empty] | 0 | [6 empty] | 0
|  |  | 0 | 0 | C2 | 0 | 0 | 0 | 0 | 0 | 0 | 0 | 0 | 0 | 0 | 0 | 0 | 0 | 0 | 0 | 0 | 0 | 0 | 0 | 0 | 0 | 0 | 0 | 0 | 0 | 0 | 0 | 0 | 0 | 0 | 0 | 0 | 0 | 0 | 0 | 0 |  |  | C2 | 0 | 0 | 0 | 0 | 0 | C2 | 0 | 0 | 0 | 0 | 0 | C2 | [5 empty] | C2 | [5 empty] | 0 | [6 empty] | 0 | [6 empty] | 0 | [6 empty] | 0 | [6 empty] | 0 | [6 empty] | 0
|  |  | 0 | 0 | C3 | 0 | 0 | 0 | 0 | 0 | 0 | 0 | 0 | 0 | 0 | 0 | 0 | 0 | 0 | 0 | 0 | 0 | 0 | 0 | 0 | 0 | 0 | 0 | 0 | 0 | 0 | 0 | 0 | 0 | 0 | 0 | 0 | 0 | 0 | 0 | 0 |  |  | C3 | 0 | 0 | 0 | 0 | 0 | C3 | 0 | 0 | 0 | 0 | 0 | C3 | [5 empty] | C3 | [5 empty] | 0 | [6 empty] | 0 | [6 empty] | 0 | [6 empty] | 0 | [6 empty] | 0 | [6 empty] | 0
|  |  | 0 | 0 | C4 | 0 | 0 | 0 | 0 | 0 | 0 | 0 | 0 | 0 | 0 | 0 | 0 | 0 | 0 | 0 | 0 | 0 | 0 | 0 | 0 | 0 | 0 | 0 | 0 | 0 | 0 | 0 | 0 | 0 | 0 | 0 | 0 | 0 | 0 | 0 | 0 |  |  | C4 | 0 | 0 | 0 | 0 | 0 | C4 | 0 | 0 | 0 | 0 | 0 | C4 | [5 empty] | C4 | [5 empty] | 0 | [6 empty] | 0 | [6 empty] | 0 | [6 empty] | 0 | [6 empty] | 0 | [6 empty] | 0
|  |  | 0 | 0 |  | 0 | 0 | 0 | 0 | 0 |  | 0 | 0 | 0 | 0 | 0 |  | 0 | 0 | 0 | 0 | 0 |  | 0 | 0 | 0 | 0 | 0 |  | 0 | 0 | 0 | 0 | 0 |  | 0 | 0 | 0 | 0 | 0 | [22 empty] | 0 | 0 | 0 | 0 | 0 | 0 |  | 0 | 0 | 0 | 0 | 0 | 0 |  | 0 | 0 | 0 | 0 | 0 | 0 |  | 0 | 0 | 0 | 0 | 0 | 0 |  | 0 | 0 | 0 | 0 | 0 | 0 |  | 0 | 0 | 0 | 0 | 0 | 0
| [Please insert new asset category as required] |  | 0 | 0 | C1 | 0 | 0 | 0 | 0 | 0 | 0 | 0 | 0 | 0 | 0 | 0 | 0 | 0 | 0 | 0 | 0 | 0 | 0 | 0 | 0 | 0 | 0 | 0 | 0 | 0 | 0 | 0 | 0 | 0 | 0 | 0 | 0 | 0 | 0 | 0 | 0 |  |  | C1 | 0 | 0 | 0 | 0 | 0 | C1 | 0 | 0 | 0 | 0 | 0 | C1 | [5 empty] | C1 | [5 empty] | 0 | [6 empty] | 0 | [6 empty] | 0 | [6 empty] | 0 | [6 empty] | 0 | [6 empty] | 0
|  |  | 0 | 0 | C2 | 0 | 0 | 0 | 0 | 0 | 0 | 0 | 0 | 0 | 0 | 0 | 0 | 0 | 0 | 0 | 0 | 0 | 0 | 0 | 0 | 0 | 0 | 0 | 0 | 0 | 0 | 0 | 0 | 0 | 0 | 0 | 0 | 0 | 0 | 0 | 0 |  |  | C2 | 0 | 0 | 0 | 0 | 0 | C2 | 0 | 0 | 0 | 0 | 0 | C2 | [5 empty] | C2 | [5 empty] | 0 | [6 empty] | 0 | [6 empty] | 0 | [6 empty] | 0 | [6 empty] | 0 | [6 empty] | 0
|  |  | 0 | 0 | C3 | 0 | 0 | 0 | 0 | 0 | 0 | 0 | 0 | 0 | 0 | 0 | 0 | 0 | 0 | 0 | 0 | 0 | 0 | 0 | 0 | 0 | 0 | 0 | 0 | 0 | 0 | 0 | 0 | 0 | 0 | 0 | 0 | 0 | 0 | 0 | 0 |  |  | C3 | 0 | 0 | 0 | 0 | 0 | C3 | 0 | 0 | 0 | 0 | 0 | C3 | [5 empty] | C3 | [5 empty] | 0 | [6 empty] | 0 | [6 empty] | 0 | [6 empty] | 0 | [6 empty] | 0 | [6 empty] | 0
|  |  | 0 | 0 | C4 | 0 | 0 | 0 | 0 | 0 | 0 | 0 | 0 | 0 | 0 | 0 | 0 | 0 | 0 | 0 | 0 | 0 | 0 | 0 | 0 | 0 | 0 | 0 | 0 | 0 | 0 | 0 | 0 | 0 | 0 | 0 | 0 | 0 | 0 | 0 | 0 |  |  | C4 | 0 | 0 | 0 | 0 | 0 | C4 | 0 | 0 | 0 | 0 | 0 | C4 | [5 empty] | C4 | [5 empty] | 0 | [6 empty] | 0 | [6 empty] | 0 | [6 empty] | 0 | [6 empty] | 0 | [6 empty] | 0
|  |  | 0 | 0 |  | 0 | 0 | 0 | 0 | 0 |  | 0 | 0 | 0 | 0 | 0 |  | 0 | 0 | 0 | 0 | 0 |  | 0 | 0 | 0 | 0 | 0 |  | 0 | 0 | 0 | 0 | 0 |  | 0 | 0 | 0 | 0 | 0 | [22 empty] | 0 | 0 | 0 | 0 | 0 | 0 |  | 0 | 0 | 0 | 0 | 0 | 0 |  | 0 | 0 | 0 | 0 | 0 | 0 |  | 0 | 0 | 0 | 0 | 0 | 0 |  | 0 | 0 | 0 | 0 | 0 | 0 |  | 0 | 0 | 0 | 0 | 0 | 0
[63 empty] | 0 | 0 | 0 | 0 | 0 | 0 |  | 1117613.1788 | 404297.0737 | 2646813.5834 | 16195.0503 | 782148.7935 | 4967067.6797 |  | 1027972.7318 | 428700.5724 | 2837576.0846 | 14105.5901 | 794906.6264 | 5103261.6053 |  | 1027972.7318 | 428700.5724 | 2837576.0846 | 14105.5901 | 794906.6264 | 5103261.6053 |  | 930853.5589 | 337518.8878 | 545760.245 | 4389306.5139 | 822047.5573 | 7025486.7629 |  | 930853.5589 | 337518.8878 | 545760.245 | 4389306.5139 | 822047.5573 | 7025486.7629
| HV Network | [73 empty] | 0 | [6 empty] | 0 | [6 empty] | 0 | [6 empty] | 0 | [6 empty] | 0
| HV Switchgear (GM) - Primary |  | 1033 | 1033 | C1 | 860 | 37 | 0 | 0 | 136 | 1033 | 0 | 0 | 0 | 0 | 0 | 0 | 0 | 0 | 0 | 0 | 0 | 0 | 810 | 74 | 13 | 0 | 136 | 1033 | 0 | 0 | 0 | 0 | 0 | 0 | 749 | 127 | 20 | 1 | 136 | 1033 |  |  | C1 | 0.001482 | 0.0022066 | 0.0039014 | 0.0063184 | 0.01482 | C1 | 40820.444 | 40820.444 | 40820.444 | 40820.444 | 40820.444 | C1 | 60.4969 | 90.0734 | 159.2579 | 257.9201 | 604.9789 | C1 | 0 | 0 | 0 | 0 | 0 | 0 |  | 52027.295 | 3332.7148 | 0 | 0 | 82277.1254 | 137637.1352 |  | 49002.4523 | 6665.4296 | 2070.3526 | 0 | 82277.1254 | 140015.3599 |  | 49002.4523 | 6665.4296 | 2070.3526 | 0 | 82277.1254 | 140015.3599 |  | 45312.1442 | 11439.3183 | 3185.1579 | 257.9201 | 82277.1254 | 142471.6658 |  | 45312.1442 | 11439.3183 | 3185.1579 | 257.9201 | 82277.1254 | 142471.6658
|  |  | 554 | 554 | C2 | 393 | 68 | 1 | 0 | 92 | 554 | 0 | 0 | 0 | 0 | 0 | 0 | 0 | 0 | 0 | 0 | 0 | 0 | 369 | 73 | 20 | 0 | 92 | 554 | 0 | 0 | 0 | 0 | 0 | 0 | 312 | 97 | 46 | 7 | 92 | 554 |  |  | C2 | 0.001482 | 0.0022066 | 0.0039014 | 0.0063184 | 0.01482 | C2 | 58314.92 | 58314.92 | 58314.92 | 58314.92 | 58314.92 | C2 | 86.4241 | 128.6762 | 227.5113 | 368.4573 | 864.2555 | C2 | 0 | 0 | 0 | 0 | 0 | 0 |  | 33964.6627 | 8749.9847 | 227.5113 | 0 | 79511.5078 | 122453.6665 |  | 31890.4848 | 9393.366 | 4550.2255 | 0 | 79511.5078 | 125345.5841 |  | 31890.4848 | 9393.366 | 4550.2255 | 0 | 79511.5078 | 125345.5841 |  | 26964.3124 | 12481.5959 | 10465.5187 | 2579.2011 | 79511.5078 | 132002.1358 |  | 26964.3124 | 12481.5959 | 10465.5187 | 2579.2011 | 79511.5078 | 132002.1358
|  |  | 626 | 626 | C3 | 467 | 62 | 1 | 0 | 96 | 626 | 0 | 0 | 0 | 0 | 0 | 0 | 0 | 0 | 0 | 0 | 0 | 0 | 390 | 128 | 12 | 0 | 96 | 626 | 0 | 0 | 0 | 0 | 0 | 0 | 283 | 204 | 34 | 9 | 96 | 626 |  |  | C3 | 0.001482 | 0.0022066 | 0.0039014 | 0.0063184 | 0.01482 | C3 | 87472.38 | 87472.38 | 87472.38 | 87472.38 | 87472.38 | C3 | 129.6361 | 193.0144 | 341.2669 | 552.6859 | 1296.3833 | C3 | 0 | 0 | 0 | 0 | 0 | 0 |  | 60540.0667 | 11966.8909 | 341.2669 | 0 | 124452.7948 | 197301.0193 |  | 50558.0857 | 24705.8393 | 4095.203 | 0 | 124452.7948 | 203811.9227 |  | 50558.0857 | 24705.8393 | 4095.203 | 0 | 124452.7948 | 203811.9227 |  | 36687.0212 | 39374.9313 | 11603.075 | 4974.1735 | 124452.7948 | 217091.9958 |  | 36687.0212 | 39374.9313 | 11603.075 | 4974.1735 | 124452.7948 | 217091.9958
|  |  | 43 | 43 | C4 | 35 | 1 | 0 | 0 | 7 | 43 | 0 | 0 | 0 | 0 | 0 | 0 | 0 | 0 | 0 | 0 | 0 | 0 | 22 | 14 | 0 | 0 | 7 | 43 | 0 | 0 | 0 | 0 | 0 | 0 | 22 | 14 | 0 | 0 | 7 | 43 |  |  | C4 | 0.001482 | 0.0022066 | 0.0039014 | 0.0063184 | 0.01482 | C4 | 145787.3 | 145787.3 | 145787.3 | 145787.3 | 145787.3 | C4 | 216.0602 | 321.6906 | 568.7782 | 921.1432 | 2160.6388 | C4 | 0 | 0 | 0 | 0 | 0 | 0 |  | 7562.1068 | 321.6906 | 0 | 0 | 15124.4716 | 23008.269 |  | 4753.3243 | 4503.6686 | 0 | 0 | 15124.4716 | 24381.4645 |  | 4753.3243 | 4503.6686 | 0 | 0 | 15124.4716 | 24381.4645 |  | 4753.3243 | 4503.6686 | 0 | 0 | 15124.4716 | 24381.4645 |  | 4753.3243 | 4503.6686 | 0 | 0 | 15124.4716 | 24381.4645
|  |  | 2256 | 2256 |  | 1755 | 168 | 2 | 0 | 331 |  | 0 | 0 | 0 | 0 | 0 |  | 0 | 0 | 0 | 0 | 0 |  | 1591 | 289 | 45 | 0 | 331 |  | 0 | 0 | 0 | 0 | 0 |  | 1366 | 442 | 100 | 17 | 331 | [22 empty] | 0 | 0 | 0 | 0 | 0 | 0 |  | 154094.1313 | 24371.281 | 568.7782 | 0 | 301365.8995 | 480400.0901 |  | 136204.3471 | 45268.3034 | 10715.7811 | 0 | 301365.8995 | 493554.3311 |  | 136204.3471 | 45268.3034 | 10715.7811 | 0 | 301365.8995 | 493554.3311 |  | 113716.802 | 67799.5141 | 25253.7516 | 7811.2947 | 301365.8995 | 515947.2619 |  | 113716.802 | 67799.5141 | 25253.7516 | 7811.2947 | 301365.8995 | 515947.2619
| HV Switchgear (GM) - Distribution |  | 1809 | 1809 | C1 | 1555 | 194 | 59 | 1 | 0 | 1809 | 0 | 0 | 0 | 0 | 0 | 0 | 0 | 0 | 0 | 0 | 0 | 0 | 1393 | 308 | 106 | 2 | 0 | 1809 | 0 | 0 | 0 | 0 | 0 | 0 | 1255 | 374 | 86 | 92 | 2 | 1809 |  |  | C1 | 0.0019095 | 0.0028431 | 0.0050268 | 0.008141 | 0.019096 | C1 | 14169.995 | 14169.995 | 14169.995 | 14169.995 | 14169.995 | C1 | 27.058 | 40.2865 | 71.2302 | 115.3582 | 270.5849 | C1 | 0 | 0 | 0 | 0 | 0 | 0 |  | 42075.2418 | 7815.5867 | 4202.5841 | 115.3582 | 0 | 54208.7708 |  | 37691.8404 | 12408.251 | 7550.4053 | 230.7165 | 0 | 57881.2132 |  | 37691.8404 | 12408.251 | 7550.4053 | 230.7165 | 0 | 57881.2132 |  | 33957.8318 | 15067.162 | 6125.8005 | 10612.9584 | 541.1699 | 66304.9226 |  | 33957.8318 | 15067.162 | 6125.8005 | 10612.9584 | 541.1699 | 66304.9226
|  |  | 6123 | 6123 | C2 | 5379 | 501 | 186 | 4 | 53 | 6123 | 0 | 0 | 0 | 0 | 0 | 0 | 0 | 0 | 0 | 0 | 0 | 0 | 4915 | 844 | 303 | 8 | 53 | 6123 | 0 | 0 | 0 | 0 | 0 | 0 | 4501 | 1062 | 213 | 288 | 59 | 6123 |  |  | C2 | 0.0019095 | 0.0028431 | 0.0050268 | 0.008141 | 0.019096 | C2 | 20242.85 | 20242.85 | 20242.85 | 20242.85 | 20242.85 | C2 | 38.6543 | 57.5522 | 101.7575 | 164.7975 | 386.5499 | C2 | 0 | 0 | 0 | 0 | 0 | 0 |  | 207921.6591 | 28833.6446 | 18926.8919 | 659.19 | 20487.146 | 276828.5315 |  | 189986.0484 | 48574.044 | 30832.5174 | 1318.3799 | 20487.146 | 291198.1357 |  | 189986.0484 | 48574.044 | 30832.5174 | 1318.3799 | 20487.146 | 291198.1357 |  | 173983.1544 | 61120.4202 | 21674.3439 | 47461.6772 | 22806.4456 | 327046.0413 |  | 173983.1544 | 61120.4202 | 21674.3439 | 47461.6772 | 22806.4456 | 327046.0413
|  |  | 1546 | 1546 | C3 | 1344 | 133 | 49 | 1 | 19 | 1546 | 0 | 0 | 0 | 0 | 0 | 0 | 0 | 0 | 0 | 0 | 0 | 0 | 1235 | 203 | 88 | 1 | 19 | 1546 | 0 | 0 | 0 | 0 | 0 | 0 | 1135 | 252 | 53 | 86 | 20 | 1546 |  |  | C3 | 0.0019095 | 0.0028431 | 0.0050268 | 0.008141 | 0.019096 | C3 | 30364.275 | 30364.275 | 30364.275 | 30364.275 | 30364.275 | C3 | 57.9815 | 86.3283 | 152.6362 | 247.1962 | 579.8249 | C3 | 0 | 0 | 0 | 0 | 0 | 0 |  | 77927.136 | 11481.6609 | 7479.175 | 247.1962 | 11016.6729 | 108151.841 |  | 71607.1525 | 17524.6403 | 13431.9878 | 247.1962 | 11016.6729 | 113827.6497 |  | 71607.1525 | 17524.6403 | 13431.9878 | 247.1962 | 11016.6729 | 113827.6497 |  | 65809.0025 | 21754.7258 | 8089.7199 | 21258.8762 | 11596.4978 | 128508.8223 |  | 65809.0025 | 21754.7258 | 8089.7199 | 21258.8762 | 11596.4978 | 128508.8223
|  |  | 11 | 11 | C4 | 9 | 1 | 1 | 0 | 0 | 11 | 0 | 0 | 0 | 0 | 0 | 0 | 0 | 0 | 0 | 0 | 0 | 0 | 7 | 3 | 1 | 0 | 0 | 11 | 0 | 0 | 0 | 0 | 0 | 0 | 6 | 3 | 1 | 1 | 0 | 11 |  |  | C4 | 0.0019095 | 0.0028431 | 0.0050268 | 0.008141 | 0.019096 | C4 | 50607.125 | 50607.125 | 50607.125 | 50607.125 | 50607.125 | C4 | 96.6358 | 143.8805 | 254.3937 | 411.9937 | 966.3748 | C4 | 0 | 0 | 0 | 0 | 0 | 0 |  | 869.7225 | 143.8805 | 254.3937 | 0 | 0 | 1267.9967 |  | 676.4508 | 431.6414 | 254.3937 | 0 | 0 | 1362.4859 |  | 676.4508 | 431.6414 | 254.3937 | 0 | 0 | 1362.4859 |  | 579.815 | 431.6414 | 254.3937 | 411.9937 | 0 | 1677.8438 |  | 579.815 | 431.6414 | 254.3937 | 411.9937 | 0 | 1677.8438
|  |  | 9489 | 9489 |  | 8287 | 829 | 295 | 6 | 72 |  | 0 | 0 | 0 | 0 | 0 |  | 0 | 0 | 0 | 0 | 0 |  | 7550 | 1358 | 498 | 11 | 72 |  | 0 | 0 | 0 | 0 | 0 |  | 6897 | 1691 | 353 | 467 | 81 | [22 empty] | 0 | 0 | 0 | 0 | 0 | 0 |  | 328793.7594 | 48274.7726 | 30863.0447 | 1021.7444 | 31503.8189 | 440457.14 |  | 299961.4922 | 78938.5766 | 52069.3042 | 1796.2926 | 31503.8189 | 464269.4845 |  | 299961.4922 | 78938.5766 | 52069.3042 | 1796.2926 | 31503.8189 | 464269.4845 |  | 274329.8037 | 98373.9494 | 36144.258 | 79745.5055 | 34944.1132 | 523537.6299 |  | 274329.8037 | 98373.9494 | 36144.258 | 79745.5055 | 34944.1132 | 523537.6299
| HV Transformer (GM) |  | 510 | 510 | C1 | 482 | 18 | 10 | 0 | 0 | 510 | 0 | 0 | 0 | 0 | 0 | 0 | 0 | 0 | 0 | 0 | 0 | 0 | 470 | 25 | 13 | 2 | 0 | 510 | 0 | 0 | 0 | 0 | 0 | 0 | 460 | 25 | 11 | 14 | 0 | 510 |  |  | C1 | 0.002223 | 0.0033099 | 0.0058521 | 0.0094776 | 0.022231 | C1 | 12019.287 | 12019.287 | 12019.287 | 12019.287 | 12019.287 | C1 | 26.7193 | 39.7822 | 70.3385 | 113.9141 | 267.1975 | C1 | 0 | 0 | 0 | 0 | 0 | 0 |  | 12878.7014 | 716.0794 | 703.3852 | 0 | 0 | 14298.166 |  | 12558.0698 | 994.5547 | 914.4007 | 227.8282 | 0 | 14694.8534 |  | 12558.0698 | 994.5547 | 914.4007 | 227.8282 | 0 | 14694.8534 |  | 12290.8769 | 994.5547 | 773.7237 | 1594.7972 | 0 | 15653.9525 |  | 12290.8769 | 994.5547 | 773.7237 | 1594.7972 | 0 | 15653.9525
|  |  | 6249 | 6249 | C2 | 5865 | 289 | 75 | 1 | 19 | 6249 | 0 | 0 | 0 | 0 | 0 | 0 | 0 | 0 | 0 | 0 | 0 | 0 | 5654 | 424 | 142 | 10 | 19 | 6249 | 0 | 0 | 0 | 0 | 0 | 0 | 5358 | 583 | 181 | 107 | 20 | 6249 |  |  | C2 | 0.002223 | 0.0033099 | 0.0058521 | 0.0094776 | 0.022231 | C2 | 17170.41 | 17170.41 | 17170.41 | 17170.41 | 17170.41 | C2 | 38.1704 | 56.8317 | 100.4836 | 162.7344 | 381.7108 | C2 | 0 | 0 | 0 | 0 | 0 | 0 |  | 223869.5429 | 16424.3604 | 7536.2696 | 162.7344 | 7252.5044 | 255245.4118 |  | 215815.5832 | 24096.6395 | 14268.6705 | 1627.3441 | 7252.5044 | 263060.7418 |  | 215815.5832 | 24096.6395 | 14268.6705 | 1627.3441 | 7252.5044 | 263060.7418 |  | 204517.1374 | 33132.8793 | 18187.5307 | 17412.5822 | 7634.2152 | 280884.3448 |  | 204517.1374 | 33132.8793 | 18187.5307 | 17412.5822 | 7634.2152 | 280884.3448
|  |  | 881 | 881 | C3 | 818 | 39 | 9 | 0 | 15 | 881 | 0 | 0 | 0 | 0 | 0 | 0 | 0 | 0 | 0 | 0 | 0 | 0 | 791 | 50 | 24 | 1 | 15 | 881 | 0 | 0 | 0 | 0 | 0 | 0 | 757 | 67 | 24 | 18 | 15 | 881 |  |  | C3 | 0.002223 | 0.0033099 | 0.0058521 | 0.0094776 | 0.022231 | C3 | 25755.615 | 25755.615 | 25755.615 | 25755.615 | 25755.615 | C3 | 57.2556 | 85.2475 | 150.7254 | 244.1016 | 572.5661 | C3 | 0 | 0 | 0 | 0 | 0 | 0 |  | 46835.1115 | 3324.6543 | 1356.5285 | 0 | 8588.4921 | 60104.7864 |  | 45289.2093 | 4262.3773 | 3617.4094 | 244.1016 | 8588.4921 | 62001.5897 |  | 45289.2093 | 4262.3773 | 3617.4094 | 244.1016 | 8588.4921 | 62001.5897 |  | 43342.5176 | 5711.5855 | 3617.4094 | 4393.8292 | 8588.4921 | 65653.8338 |  | 43342.5176 | 5711.5855 | 3617.4094 | 4393.8292 | 8588.4921 | 65653.8338
|  |  | 20 | 20 | C4 | 19 | 1 | 0 | 0 | 0 | 20 | 0 | 0 | 0 | 0 | 0 | 0 | 0 | 0 | 0 | 0 | 0 | 0 | 19 | 0 | 1 | 0 | 0 | 20 | 0 | 0 | 0 | 0 | 0 | 0 | 19 | 0 | 0 | 1 | 0 | 20 |  |  | C4 | 0.002223 | 0.0033099 | 0.0058521 | 0.0094776 | 0.022231 | C4 | 42926.025 | 42926.025 | 42926.025 | 42926.025 | 42926.025 | C4 | 95.4261 | 142.0792 | 251.209 | 406.836 | 954.2769 | C4 | 0 | 0 | 0 | 0 | 0 | 0 |  | 1813.0952 | 142.0792 | 0 | 0 | 0 | 1955.1744 |  | 1813.0952 | 0 | 251.209 | 0 | 0 | 2064.3042 |  | 1813.0952 | 0 | 251.209 | 0 | 0 | 2064.3042 |  | 1813.0952 | 0 | 0 | 406.836 | 0 | 2219.9312 |  | 1813.0952 | 0 | 0 | 406.836 | 0 | 2219.9312
|  |  | 7660 | 7660 |  | 7184 | 347 | 94 | 1 | 34 |  | 0 | 0 | 0 | 0 | 0 |  | 0 | 0 | 0 | 0 | 0 |  | 6934 | 499 | 180 | 13 | 34 |  | 0 | 0 | 0 | 0 | 0 |  | 6594 | 675 | 216 | 140 | 35 | [22 empty] | 0 | 0 | 0 | 0 | 0 | 0 |  | 285396.451 | 20607.1733 | 9596.1833 | 162.7344 | 15840.9965 | 331603.5386 |  | 275475.9576 | 29353.5714 | 19051.6897 | 2099.2739 | 15840.9965 | 341821.4891 |  | 275475.9576 | 29353.5714 | 19051.6897 | 2099.2739 | 15840.9965 | 341821.4891 |  | 261963.6271 | 39839.0195 | 22578.6639 | 23808.0446 | 16222.7073 | 364412.0624 |  | 261963.6271 | 39839.0195 | 22578.6639 | 23808.0446 | 16222.7073 | 364412.0624
| HV UG Cable |  | 0 | 0 | C1 | 0 | 0 | 0 | 0 | 0 | 0 | 0 | 0 | 0 | 0 | 0 | 0 | 0 | 0 | 0 | 0 | 0 | 0 | 0 | 0 | 0 | 0 | 0 | 0 | 0 | 0 | 0 | 0 | 0 | 0 | 0 | 0 | 0 | 0 | 0 | 0 |  |  | C1 | 0 | 0 | 0 | 0 | 0 | C1 | 0 | 0 | 0 | 0 | 0 | C1 | [5 empty] | C1 | [5 empty] | 0 | [6 empty] | 0 | [6 empty] | 0 | [6 empty] | 0 | [6 empty] | 0 | [6 empty] | 0
|  |  | 0 | 0 | C2 | 0 | 0 | 0 | 0 | 0 | 0 | 0 | 0 | 0 | 0 | 0 | 0 | 0 | 0 | 0 | 0 | 0 | 0 | 0 | 0 | 0 | 0 | 0 | 0 | 0 | 0 | 0 | 0 | 0 | 0 | 0 | 0 | 0 | 0 | 0 | 0 |  |  | C2 | 0 | 0 | 0 | 0 | 0 | C2 | 0 | 0 | 0 | 0 | 0 | C2 | [5 empty] | C2 | [5 empty] | 0 | [6 empty] | 0 | [6 empty] | 0 | [6 empty] | 0 | [6 empty] | 0 | [6 empty] | 0
|  |  | 0 | 0 | C3 | 0 | 0 | 0 | 0 | 0 | 0 | 0 | 0 | 0 | 0 | 0 | 0 | 0 | 0 | 0 | 0 | 0 | 0 | 0 | 0 | 0 | 0 | 0 | 0 | 0 | 0 | 0 | 0 | 0 | 0 | 0 | 0 | 0 | 0 | 0 | 0 |  |  | C3 | 0 | 0 | 0 | 0 | 0 | C3 | 0 | 0 | 0 | 0 | 0 | C3 | [5 empty] | C3 | [5 empty] | 0 | [6 empty] | 0 | [6 empty] | 0 | [6 empty] | 0 | [6 empty] | 0 | [6 empty] | 0
|  |  | 0 | 0 | C4 | 0 | 0 | 0 | 0 | 0 | 0 | 0 | 0 | 0 | 0 | 0 | 0 | 0 | 0 | 0 | 0 | 0 | 0 | 0 | 0 | 0 | 0 | 0 | 0 | 0 | 0 | 0 | 0 | 0 | 0 | 0 | 0 | 0 | 0 | 0 | 0 |  |  | C4 | 0 | 0 | 0 | 0 | 0 | C4 | 0 | 0 | 0 | 0 | 0 | C4 | [5 empty] | C4 | [5 empty] | 0 | [6 empty] | 0 | [6 empty] | 0 | [6 empty] | 0 | [6 empty] | 0 | [6 empty] | 0
|  |  | 0 | 0 |  | 0 | 0 | 0 | 0 | 0 |  | 0 | 0 | 0 | 0 | 0 |  | 0 | 0 | 0 | 0 | 0 |  | 0 | 0 | 0 | 0 | 0 |  | 0 | 0 | 0 | 0 | 0 |  | 0 | 0 | 0 | 0 | 0 | [22 empty] | 0 | 0 | 0 | 0 | 0 | 0 |  | 0 | 0 | 0 | 0 | 0 | 0 |  | 0 | 0 | 0 | 0 | 0 | 0 |  | 0 | 0 | 0 | 0 | 0 | 0 |  | 0 | 0 | 0 | 0 | 0 | 0 |  | 0 | 0 | 0 | 0 | 0 | 0
| HV OHL Support - Poles |  | 129878 | 129878 | C1 | 74347 | 16852 | 35533 | 503 | 2643 | 129878 | 0 | 0 | 0 | 0 | 0 | 0 | 0 | 0 | 0 | 0 | 0 | 0 | 69980 | 16786 | 39885 | 414 | 2813 | 129878 | 0 | 0 | 0 | 0 | 0 | 0 | 63810 | 12270 | 13062 | 37570 | 3166 | 129878 |  |  | C1 | 0.0081226 | 0.012094 | 0.021383 | 0.03463 | 0.081228 | C1 | 2504.173 | 2504.173 | 2504.173 | 2504.173 | 2504.173 | C1 | 20.3405 | 30.2848 | 53.5463 | 86.7188 | 203.4081 | C1 | 0 | 0 | 0 | 0 | 0 | 0 |  | 1512252.689 | 510359.2544 | 1902659.0092 | 43619.5627 | 537607.7065 | 4506498.2218 |  | 1423425.8703 | 508360.4583 | 2135692.3025 | 35901.5884 | 572187.0899 | 4675567.3093 |  | 1423425.8703 | 508360.4583 | 2135692.3025 | 35901.5884 | 572187.0899 | 4675567.3093 |  | 1297925.1898 | 371594.3539 | 699421.1572 | 3258025.7857 | 643990.1623 | 6270956.6489 |  | 1297925.1898 | 371594.3539 | 699421.1572 | 3258025.7857 | 643990.1623 | 6270956.6489
|  |  | 91040 | 91040 | C2 | 54816 | 10602 | 22683 | 245 | 2694 | 91040 | 0 | 0 | 0 | 0 | 0 | 0 | 0 | 0 | 0 | 0 | 0 | 0 | 51555 | 11214 | 25274 | 212 | 2786 | 91041 | 0 | 0 | 0 | 0 | 0 | 0 | 48036 | 7999 | 8643 | 23421 | 2942 | 91041 |  |  | C2 | 0.0081226 | 0.012094 | 0.021383 | 0.03463 | 0.081228 | C2 | 3577.39 | 3577.39 | 3577.39 | 3577.39 | 3577.39 | C2 | 29.0578 | 43.264 | 76.4946 | 123.884 | 290.5831 | C2 | 0 | 0 | 0 | 0 | 0 | 0 |  | 1592832.9013 | 458684.7525 | 1735128.0824 | 30351.5844 | 782830.7451 | 4599828.0657 |  | 1498075.3836 | 485162.3104 | 1933325.7133 | 26263.4118 | 809564.3859 | 4752391.205 |  | 1498075.3836 | 485162.3104 | 1933325.7133 | 26263.4118 | 809564.3859 | 4752391.205 |  | 1395820.951 | 346068.6036 | 661143.2357 | 2901487.5823 | 854895.3422 | 6159415.7149 |  | 1395820.951 | 346068.6036 | 661143.2357 | 2901487.5823 | 854895.3422 | 6159415.7149
|  |  | 84598 | 84598 | C3 | 49858 | 11043 | 21777 | 250 | 1670 | 84598 | 0 | 0 | 0 | 0 | 0 | 0 | 0 | 0 | 0 | 0 | 0 | 0 | 46823 | 11320 | 24477 | 227 | 1750 | 84597 | 0 | 0 | 0 | 0 | 0 | 0 | 43036 | 8271 | 8451 | 22908 | 1931 | 84597 |  |  | C3 | 0.0081226 | 0.012094 | 0.021383 | 0.03463 | 0.081228 | C3 | 5366.085 | 5366.085 | 5366.085 | 5366.085 | 5366.085 | C3 | 43.5867 | 64.896 | 114.742 | 185.826 | 435.8746 | C3 | 0 | 0 | 0 | 0 | 0 | 0 |  | 2173146.4206 | 716646.2539 | 2498735.8981 | 46456.5067 | 727910.548 | 6162895.6272 |  | 2040860.7415 | 734622.439 | 2808539.2192 | 42182.5081 | 762780.5144 | 6388985.4222 |  | 2040860.7415 | 734622.439 | 2808539.2192 | 42182.5081 | 762780.5144 | 6388985.4222 |  | 1875797.853 | 536754.6107 | 969684.3952 | 4256902.6218 | 841673.8133 | 8480813.294 |  | 1875797.853 | 536754.6107 | 969684.3952 | 4256902.6218 | 841673.8133 | 8480813.294
|  |  | 3872 | 3872 | C4 | 2152 | 521 | 1122 | 22 | 55 | 3872 | 0 | 0 | 0 | 0 | 0 | 0 | 0 | 0 | 0 | 0 | 0 | 0 | 2036 | 467 | 1290 | 14 | 65 | 3872 | 0 | 0 | 0 | 0 | 0 | 0 | 1845 | 347 | 434 | 1168 | 78 | 3872 |  |  | C4 | 0.0081226 | 0.012094 | 0.021383 | 0.03463 | 0.081228 | C4 | 8943.475 | 8943.475 | 8943.475 | 8943.475 | 8943.475 | C4 | 72.6445 | 108.16 | 191.2366 | 309.71 | 726.4576 | C4 | 0 | 0 | 0 | 0 | 0 | 0 |  | 156331.0167 | 56351.3384 | 214567.4854 | 6813.621 | 39955.1698 | 474018.6313 |  | 147904.2518 | 50510.7007 | 246695.2372 | 4335.9406 | 47219.7461 | 496665.8765 |  | 147904.2518 | 50510.7007 | 246695.2372 | 4335.9406 | 47219.7461 | 496665.8765 |  | 134029.1476 | 37531.5056 | 82996.6922 | 361741.3322 | 56663.6954 | 672962.373 |  | 134029.1476 | 37531.5056 | 82996.6922 | 361741.3322 | 56663.6954 | 672962.373
|  |  | 309388 | 309388 |  | 181173 | 39018 | 81115 | 1020 | 7062 |  | 0 | 0 | 0 | 0 | 0 |  | 0 | 0 | 0 | 0 | 0 |  | 170394 | 39787 | 90926 | 867 | 7414 |  | 0 | 0 | 0 | 0 | 0 |  | 156727 | 28887 | 30590 | 85067 | 8117 | [22 empty] | 0 | 0 | 0 | 0 | 0 | 0 |  | 5434563.0276 | 1742041.5992 | 6351090.4751 | 127241.2747 | 2088304.1694 | 15743240.546 |  | 5110266.2472 | 1778655.9084 | 7124252.4722 | 108683.4489 | 2191751.7363 | 16313609.813 |  | 5110266.2472 | 1778655.9084 | 7124252.4722 | 108683.4489 | 2191751.7363 | 16313609.813 |  | 4703573.1414 | 1291949.0738 | 2413245.4804 | 10778157.322 | 2397223.0132 | 21584148.0307 |  | 4703573.1414 | 1291949.0738 | 2413245.4804 | 10778157.322 | 2397223.0132 | 21584148.0307
| [Please insert new asset category as required] |  | 0 | 0 | C1 | 0 | 0 | 0 | 0 | 0 | 0 | 0 | 0 | 0 | 0 | 0 | 0 | 0 | 0 | 0 | 0 | 0 | 0 | 0 | 0 | 0 | 0 | 0 | 0 | 0 | 0 | 0 | 0 | 0 | 0 | 0 | 0 | 0 | 0 | 0 | 0 |  |  | C1 | 0 | 0 | 0 | 0 | 0 | C1 | 0 | 0 | 0 | 0 | 0 | C1 | [5 empty] | C1 | [5 empty] | 0 | [6 empty] | 0 | [6 empty] | 0 | [6 empty] | 0 | [6 empty] | 0 | [6 empty] | 0
|  |  | 0 | 0 | C2 | 0 | 0 | 0 | 0 | 0 | 0 | 0 | 0 | 0 | 0 | 0 | 0 | 0 | 0 | 0 | 0 | 0 | 0 | 0 | 0 | 0 | 0 | 0 | 0 | 0 | 0 | 0 | 0 | 0 | 0 | 0 | 0 | 0 | 0 | 0 | 0 |  |  | C2 | 0 | 0 | 0 | 0 | 0 | C2 | 0 | 0 | 0 | 0 | 0 | C2 | [5 empty] | C2 | [5 empty] | 0 | [6 empty] | 0 | [6 empty] | 0 | [6 empty] | 0 | [6 empty] | 0 | [6 empty] | 0
|  |  | 0 | 0 | C3 | 0 | 0 | 0 | 0 | 0 | 0 | 0 | 0 | 0 | 0 | 0 | 0 | 0 | 0 | 0 | 0 | 0 | 0 | 0 | 0 | 0 | 0 | 0 | 0 | 0 | 0 | 0 | 0 | 0 | 0 | 0 | 0 | 0 | 0 | 0 | 0 |  |  | C3 | 0 | 0 | 0 | 0 | 0 | C3 | 0 | 0 | 0 | 0 | 0 | C3 | [5 empty] | C3 | [5 empty] | 0 | [6 empty] | 0 | [6 empty] | 0 | [6 empty] | 0 | [6 empty] | 0 | [6 empty] | 0
|  |  | 0 | 0 | C4 | 0 | 0 | 0 | 0 | 0 | 0 | 0 | 0 | 0 | 0 | 0 | 0 | 0 | 0 | 0 | 0 | 0 | 0 | 0 | 0 | 0 | 0 | 0 | 0 | 0 | 0 | 0 | 0 | 0 | 0 | 0 | 0 | 0 | 0 | 0 | 0 |  |  | C4 | 0 | 0 | 0 | 0 | 0 | C4 | 0 | 0 | 0 | 0 | 0 | C4 | [5 empty] | C4 | [5 empty] | 0 | [6 empty] | 0 | [6 empty] | 0 | [6 empty] | 0 | [6 empty] | 0 | [6 empty] | 0
|  |  | 0 | 0 |  | 0 | 0 | 0 | 0 | 0 |  | 0 | 0 | 0 | 0 | 0 |  | 0 | 0 | 0 | 0 | 0 |  | 0 | 0 | 0 | 0 | 0 |  | 0 | 0 | 0 | 0 | 0 |  | 0 | 0 | 0 | 0 | 0 | [22 empty] | 0 | 0 | 0 | 0 | 0 | 0 |  | 0 | 0 | 0 | 0 | 0 | 0 |  | 0 | 0 | 0 | 0 | 0 | 0 |  | 0 | 0 | 0 | 0 | 0 | 0 |  | 0 | 0 | 0 | 0 | 0 | 0 |  | 0 | 0 | 0 | 0 | 0 | 0
| [Please insert new asset category as required] |  | 0 | 0 | C1 | 0 | 0 | 0 | 0 | 0 | 0 | 0 | 0 | 0 | 0 | 0 | 0 | 0 | 0 | 0 | 0 | 0 | 0 | 0 | 0 | 0 | 0 | 0 | 0 | 0 | 0 | 0 | 0 | 0 | 0 | 0 | 0 | 0 | 0 | 0 | 0 |  |  | C1 | 0 | 0 | 0 | 0 | 0 | C1 | 0 | 0 | 0 | 0 | 0 | C1 | [5 empty] | C1 | [5 empty] | 0 | [6 empty] | 0 | [6 empty] | 0 | [6 empty] | 0 | [6 empty] | 0 | [6 empty] | 0
|  |  | 0 | 0 | C2 | 0 | 0 | 0 | 0 | 0 | 0 | 0 | 0 | 0 | 0 | 0 | 0 | 0 | 0 | 0 | 0 | 0 | 0 | 0 | 0 | 0 | 0 | 0 | 0 | 0 | 0 | 0 | 0 | 0 | 0 | 0 | 0 | 0 | 0 | 0 | 0 |  |  | C2 | 0 | 0 | 0 | 0 | 0 | C2 | 0 | 0 | 0 | 0 | 0 | C2 | [5 empty] | C2 | [5 empty] | 0 | [6 empty] | 0 | [6 empty] | 0 | [6 empty] | 0 | [6 empty] | 0 | [6 empty] | 0
|  |  | 0 | 0 | C3 | 0 | 0 | 0 | 0 | 0 | 0 | 0 | 0 | 0 | 0 | 0 | 0 | 0 | 0 | 0 | 0 | 0 | 0 | 0 | 0 | 0 | 0 | 0 | 0 | 0 | 0 | 0 | 0 | 0 | 0 | 0 | 0 | 0 | 0 | 0 | 0 |  |  | C3 | 0 | 0 | 0 | 0 | 0 | C3 | 0 | 0 | 0 | 0 | 0 | C3 | [5 empty] | C3 | [5 empty] | 0 | [6 empty] | 0 | [6 empty] | 0 | [6 empty] | 0 | [6 empty] | 0 | [6 empty] | 0
|  |  | 0 | 0 | C4 | 0 | 0 | 0 | 0 | 0 | 0 | 0 | 0 | 0 | 0 | 0 | 0 | 0 | 0 | 0 | 0 | 0 | 0 | 0 | 0 | 0 | 0 | 0 | 0 | 0 | 0 | 0 | 0 | 0 | 0 | 0 | 0 | 0 | 0 | 0 | 0 |  |  | C4 | 0 | 0 | 0 | 0 | 0 | C4 | 0 | 0 | 0 | 0 | 0 | C4 | [5 empty] | C4 | [5 empty] | 0 | [6 empty] | 0 | [6 empty] | 0 | [6 empty] | 0 | [6 empty] | 0 | [6 empty] | 0
|  |  | 0 | 0 |  | 0 | 0 | 0 | 0 | 0 |  | 0 | 0 | 0 | 0 | 0 |  | 0 | 0 | 0 | 0 | 0 |  | 0 | 0 | 0 | 0 | 0 |  | 0 | 0 | 0 | 0 | 0 |  | 0 | 0 | 0 | 0 | 0 | [22 empty] | 0 | 0 | 0 | 0 | 0 | 0 |  | 0 | 0 | 0 | 0 | 0 | 0 |  | 0 | 0 | 0 | 0 | 0 | 0 |  | 0 | 0 | 0 | 0 | 0 | 0 |  | 0 | 0 | 0 | 0 | 0 | 0 |  | 0 | 0 | 0 | 0 | 0 | 0
| [Please insert new asset category as required] |  | 0 | 0 | C1 | 0 | 0 | 0 | 0 | 0 | 0 | 0 | 0 | 0 | 0 | 0 | 0 | 0 | 0 | 0 | 0 | 0 | 0 | 0 | 0 | 0 | 0 | 0 | 0 | 0 | 0 | 0 | 0 | 0 | 0 | 0 | 0 | 0 | 0 | 0 | 0 |  |  | C1 | 0 | 0 | 0 | 0 | 0 | C1 | 0 | 0 | 0 | 0 | 0 | C1 | [5 empty] | C1 | [5 empty] | 0 | [6 empty] | 0 | [6 empty] | 0 | [6 empty] | 0 | [6 empty] | 0 | [6 empty] | 0
|  |  | 0 | 0 | C2 | 0 | 0 | 0 | 0 | 0 | 0 | 0 | 0 | 0 | 0 | 0 | 0 | 0 | 0 | 0 | 0 | 0 | 0 | 0 | 0 | 0 | 0 | 0 | 0 | 0 | 0 | 0 | 0 | 0 | 0 | 0 | 0 | 0 | 0 | 0 | 0 |  |  | C2 | 0 | 0 | 0 | 0 | 0 | C2 | 0 | 0 | 0 | 0 | 0 | C2 | [5 empty] | C2 | [5 empty] | 0 | [6 empty] | 0 | [6 empty] | 0 | [6 empty] | 0 | [6 empty] | 0 | [6 empty] | 0
|  |  | 0 | 0 | C3 | 0 | 0 | 0 | 0 | 0 | 0 | 0 | 0 | 0 | 0 | 0 | 0 | 0 | 0 | 0 | 0 | 0 | 0 | 0 | 0 | 0 | 0 | 0 | 0 | 0 | 0 | 0 | 0 | 0 | 0 | 0 | 0 | 0 | 0 | 0 | 0 |  |  | C3 | 0 | 0 | 0 | 0 | 0 | C3 | 0 | 0 | 0 | 0 | 0 | C3 | [5 empty] | C3 | [5 empty] | 0 | [6 empty] | 0 | [6 empty] | 0 | [6 empty] | 0 | [6 empty] | 0 | [6 empty] | 0
|  |  | 0 | 0 | C4 | 0 | 0 | 0 | 0 | 0 | 0 | 0 | 0 | 0 | 0 | 0 | 0 | 0 | 0 | 0 | 0 | 0 | 0 | 0 | 0 | 0 | 0 | 0 | 0 | 0 | 0 | 0 | 0 | 0 | 0 | 0 | 0 | 0 | 0 | 0 | 0 |  |  | C4 | 0 | 0 | 0 | 0 | 0 | C4 | 0 | 0 | 0 | 0 | 0 | C4 | [5 empty] | C4 | [5 empty] | 0 | [6 empty] | 0 | [6 empty] | 0 | [6 empty] | 0 | [6 empty] | 0 | [6 empty] | 0
|  |  | 0 | 0 |  | 0 | 0 | 0 | 0 | 0 |  | 0 | 0 | 0 | 0 | 0 |  | 0 | 0 | 0 | 0 | 0 |  | 0 | 0 | 0 | 0 | 0 |  | 0 | 0 | 0 | 0 | 0 |  | 0 | 0 | 0 | 0 | 0 | [22 empty] | 0 | 0 | 0 | 0 | 0 | 0 |  | 0 | 0 | 0 | 0 | 0 | 0 |  | 0 | 0 | 0 | 0 | 0 | 0 |  | 0 | 0 | 0 | 0 | 0 | 0 |  | 0 | 0 | 0 | 0 | 0 | 0 |  | 0 | 0 | 0 | 0 | 0 | 0
| [Please insert new asset category as required] |  | 0 | 0 | C1 | 0 | 0 | 0 | 0 | 0 | 0 | 0 | 0 | 0 | 0 | 0 | 0 | 0 | 0 | 0 | 0 | 0 | 0 | 0 | 0 | 0 | 0 | 0 | 0 | 0 | 0 | 0 | 0 | 0 | 0 | 0 | 0 | 0 | 0 | 0 | 0 |  |  | C1 | 0 | 0 | 0 | 0 | 0 | C1 | 0 | 0 | 0 | 0 | 0 | C1 | [5 empty] | C1 | [5 empty] | 0 | [6 empty] | 0 | [6 empty] | 0 | [6 empty] | 0 | [6 empty] | 0 | [6 empty] | 0
|  |  | 0 | 0 | C2 | 0 | 0 | 0 | 0 | 0 | 0 | 0 | 0 | 0 | 0 | 0 | 0 | 0 | 0 | 0 | 0 | 0 | 0 | 0 | 0 | 0 | 0 | 0 | 0 | 0 | 0 | 0 | 0 | 0 | 0 | 0 | 0 | 0 | 0 | 0 | 0 |  |  | C2 | 0 | 0 | 0 | 0 | 0 | C2 | 0 | 0 | 0 | 0 | 0 | C2 | [5 empty] | C2 | [5 empty] | 0 | [6 empty] | 0 | [6 empty] | 0 | [6 empty] | 0 | [6 empty] | 0 | [6 empty] | 0
|  |  | 0 | 0 | C3 | 0 | 0 | 0 | 0 | 0 | 0 | 0 | 0 | 0 | 0 | 0 | 0 | 0 | 0 | 0 | 0 | 0 | 0 | 0 | 0 | 0 | 0 | 0 | 0 | 0 | 0 | 0 | 0 | 0 | 0 | 0 | 0 | 0 | 0 | 0 | 0 |  |  | C3 | 0 | 0 | 0 | 0 | 0 | C3 | 0 | 0 | 0 | 0 | 0 | C3 | [5 empty] | C3 | [5 empty] | 0 | [6 empty] | 0 | [6 empty] | 0 | [6 empty] | 0 | [6 empty] | 0 | [6 empty] | 0
|  |  | 0 | 0 | C4 | 0 | 0 | 0 | 0 | 0 | 0 | 0 | 0 | 0 | 0 | 0 | 0 | 0 | 0 | 0 | 0 | 0 | 0 | 0 | 0 | 0 | 0 | 0 | 0 | 0 | 0 | 0 | 0 | 0 | 0 | 0 | 0 | 0 | 0 | 0 | 0 |  |  | C4 | 0 | 0 | 0 | 0 | 0 | C4 | 0 | 0 | 0 | 0 | 0 | C4 | [5 empty] | C4 | [5 empty] | 0 | [6 empty] | 0 | [6 empty] | 0 | [6 empty] | 0 | [6 empty] | 0 | [6 empty] | 0
|  |  | 0 | 0 |  | 0 | 0 | 0 | 0 | 0 |  | 0 | 0 | 0 | 0 | 0 |  | 0 | 0 | 0 | 0 | 0 |  | 0 | 0 | 0 | 0 | 0 |  | 0 | 0 | 0 | 0 | 0 |  | 0 | 0 | 0 | 0 | 0 | [22 empty] | 0 | 0 | 0 | 0 | 0 | 0 |  | 0 | 0 | 0 | 0 | 0 | 0 |  | 0 | 0 | 0 | 0 | 0 | 0 |  | 0 | 0 | 0 | 0 | 0 | 0 |  | 0 | 0 | 0 | 0 | 0 | 0 |  | 0 | 0 | 0 | 0 | 0 | 0
| [Please insert new asset category as required] |  | 0 | 0 | C1 | 0 | 0 | 0 | 0 | 0 | 0 | 0 | 0 | 0 | 0 | 0 | 0 | 0 | 0 | 0 | 0 | 0 | 0 | 0 | 0 | 0 | 0 | 0 | 0 | 0 | 0 | 0 | 0 | 0 | 0 | 0 | 0 | 0 | 0 | 0 | 0 |  |  | C1 | 0 | 0 | 0 | 0 | 0 | C1 | 0 | 0 | 0 | 0 | 0 | C1 | [5 empty] | C1 | [5 empty] | 0 | [6 empty] | 0 | [6 empty] | 0 | [6 empty] | 0 | [6 empty] | 0 | [6 empty] | 0
|  |  | 0 | 0 | C2 | 0 | 0 | 0 | 0 | 0 | 0 | 0 | 0 | 0 | 0 | 0 | 0 | 0 | 0 | 0 | 0 | 0 | 0 | 0 | 0 | 0 | 0 | 0 | 0 | 0 | 0 | 0 | 0 | 0 | 0 | 0 | 0 | 0 | 0 | 0 | 0 |  |  | C2 | 0 | 0 | 0 | 0 | 0 | C2 | 0 | 0 | 0 | 0 | 0 | C2 | [5 empty] | C2 | [5 empty] | 0 | [6 empty] | 0 | [6 empty] | 0 | [6 empty] | 0 | [6 empty] | 0 | [6 empty] | 0
|  |  | 0 | 0 | C3 | 0 | 0 | 0 | 0 | 0 | 0 | 0 | 0 | 0 | 0 | 0 | 0 | 0 | 0 | 0 | 0 | 0 | 0 | 0 | 0 | 0 | 0 | 0 | 0 | 0 | 0 | 0 | 0 | 0 | 0 | 0 | 0 | 0 | 0 | 0 | 0 |  |  | C3 | 0 | 0 | 0 | 0 | 0 | C3 | 0 | 0 | 0 | 0 | 0 | C3 | [5 empty] | C3 | [5 empty] | 0 | [6 empty] | 0 | [6 empty] | 0 | [6 empty] | 0 | [6 empty] | 0 | [6 empty] | 0
|  |  | 0 | 0 | C4 | 0 | 0 | 0 | 0 | 0 | 0 | 0 | 0 | 0 | 0 | 0 | 0 | 0 | 0 | 0 | 0 | 0 | 0 | 0 | 0 | 0 | 0 | 0 | 0 | 0 | 0 | 0 | 0 | 0 | 0 | 0 | 0 | 0 | 0 | 0 | 0 |  |  | C4 | 0 | 0 | 0 | 0 | 0 | C4 | 0 | 0 | 0 | 0 | 0 | C4 | [5 empty] | C4 | [5 empty] | 0 | [6 empty] | 0 | [6 empty] | 0 | [6 empty] | 0 | [6 empty] | 0 | [6 empty] | 0
|  |  | 0 | 0 |  | 0 | 0 | 0 | 0 | 0 |  | 0 | 0 | 0 | 0 | 0 |  | 0 | 0 | 0 | 0 | 0 |  | 0 | 0 | 0 | 0 | 0 |  | 0 | 0 | 0 | 0 | 0 |  | 0 | 0 | 0 | 0 | 0 | [22 empty] | 0 | 0 | 0 | 0 | 0 | 0 |  | 0 | 0 | 0 | 0 | 0 | 0 |  | 0 | 0 | 0 | 0 | 0 | 0 |  | 0 | 0 | 0 | 0 | 0 | 0 |  | 0 | 0 | 0 | 0 | 0 | 0 |  | 0 | 0 | 0 | 0 | 0 | 0
[63 empty] | 0 | 0 | 0 | 0 | 0 | 0 |  | 6202847.3693 | 1835294.8261 | 6392118.4813 | 128425.7536 | 2437014.8844 | 16995701.3147 |  | 5821908.0441 | 1932216.3599 | 7206089.2471 | 112579.0154 | 2540462.4513 | 17613255.1178 |  | 5821908.0441 | 1932216.3599 | 7206089.2471 | 112579.0154 | 2540462.4513 | 17613255.1178 |  | 5353583.3743 | 1497961.5568 | 2497222.1538 | 10889522.1668 | 2749755.7332 | 22988044.9849 |  | 5353583.3743 | 1497961.5568 | 2497222.1538 | 10889522.1668 | 2749755.7332 | 22988044.9849
| EHV Network | [66 empty] | 0 | [6 empty] | 0 | [6 empty] | 0 | [6 empty] | 0 | [6 empty] | 0 | [6 empty] | 0
| EHV Switchgear (GM) |  | 233 | 233 | C1 | 180 | 1 | 6 | 0 | 46 | 233 | 0 | 0 | 0 | 0 | 0 | 0 | 0 | 0 | 0 | 0 | 0 | 0 | 180 | 1 | 6 | 0 | 46 | 233 | 0 | 0 | 0 | 0 | 0 | 0 | 179 | 1 | 1 | 6 | 46 | 233 |  |  | C1 | 0.0063556 | 0.0094628 | 0.016731 | 0.027096 | 0.063557 | C1 | 34352.507 | 34352.507 | 34352.507 | 34352.507 | 34352.507 | C1 | 218.3308 | 325.0713 | 574.7556 | 930.8237 | 2183.3453 | C1 | 0 | 0 | 0 | 0 | 0 | 0 |  | 39299.546 | 325.0713 | 3448.5335 | 0 | 100433.8857 | 143507.0364 |  | 39299.546 | 325.0713 | 3448.5335 | 0 | 100433.8857 | 143507.0364 |  | 39299.546 | 325.0713 | 3448.5335 | 0 | 100433.8857 | 143507.0364 |  | 39081.2151 | 325.0713 | 574.7556 | 5584.9422 | 100433.8857 | 145999.8699 |  | 39081.2151 | 325.0713 | 574.7556 | 5584.9422 | 100433.8857 | 145999.8699
|  |  | 593 | 593 | C2 | 522 | 18 | 5 | 5 | 43 | 593 | 0 | 0 | 0 | 0 | 0 | 0 | 0 | 0 | 0 | 0 | 0 | 0 | 522 | 5 | 18 | 5 | 43 | 593 | 0 | 0 | 0 | 0 | 0 | 0 | 514 | 11 | 13 | 7 | 48 | 593 |  |  | C2 | 0.0063556 | 0.0094628 | 0.016731 | 0.027096 | 0.063557 | C2 | 49075.01 | 49075.01 | 49075.01 | 49075.01 | 49075.01 | C2 | 311.9012 | 464.3876 | 821.0794 | 1329.7481 | 3119.0648 | C2 | 0 | 0 | 0 | 0 | 0 | 0 |  | 162812.4047 | 8358.9768 | 4105.397 | 6648.7407 | 134119.7852 | 316045.3044 |  | 162812.4047 | 2321.938 | 14779.4292 | 6648.7407 | 134119.7852 | 320682.2978 |  | 162812.4047 | 2321.938 | 14779.4292 | 6648.7407 | 134119.7852 | 320682.2978 |  | 160317.1954 | 5108.2636 | 10674.0322 | 9308.237 | 149715.1091 | 335122.8373 |  | 160317.1954 | 5108.2636 | 10674.0322 | 9308.237 | 149715.1091 | 335122.8373
|  |  | 153 | 153 | C3 | 132 | 0 | 3 | 4 | 14 | 153 | 0 | 0 | 0 | 0 | 0 | 0 | 0 | 0 | 0 | 0 | 0 | 0 | 116 | 16 | 0 | 7 | 14 | 153 | 0 | 0 | 0 | 0 | 0 | 0 | 115 | 17 | 0 | 0 | 21 | 153 |  |  | C3 | 0.0063556 | 0.0094628 | 0.016731 | 0.027096 | 0.063557 | C3 | 73612.515 | 73612.515 | 73612.515 | 73612.515 | 73612.515 | C3 | 467.8517 | 696.5814 | 1231.6191 | 1994.6222 | 4678.5972 | C3 | 0 | 0 | 0 | 0 | 0 | 0 |  | 61756.4294 | 0 | 3694.8573 | 7978.4889 | 65500.3602 | 138930.1358 |  | 54270.8016 | 11145.3024 | 0 | 13962.3555 | 65500.3602 | 144878.8197 |  | 54270.8016 | 11145.3024 | 0 | 13962.3555 | 65500.3602 | 144878.8197 |  | 53802.9498 | 11841.8838 | 0 | 0 | 98250.5403 | 163895.374 |  | 53802.9498 | 11841.8838 | 0 | 0 | 98250.5403 | 163895.374
|  |  | 0 | 0 | C4 | 0 | 0 | 0 | 0 | 0 | 0 | 0 | 0 | 0 | 0 | 0 | 0 | 0 | 0 | 0 | 0 | 0 | 0 | 0 | 0 | 0 | 0 | 0 | 0 | 0 | 0 | 0 | 0 | 0 | 0 | 0 | 0 | 0 | 0 | 0 | 0 |  |  | C4 | 0.0063556 | 0.0094628 | 0.016731 | 0.027096 | 0.063557 | C4 | 122687.525 | 122687.525 | 122687.525 | 122687.525 | 122687.525 | C4 | 779.7529 | 1160.969 | 2052.6985 | 3324.3704 | 7797.6619 | C4 | 0 | 0 | 0 | 0 | 0 | 0 |  | 0 | 0 | 0 | 0 | 0 | 0 |  | 0 | 0 | 0 | 0 | 0 | 0 |  | 0 | 0 | 0 | 0 | 0 | 0 |  | 0 | 0 | 0 | 0 | 0 | 0 |  | 0 | 0 | 0 | 0 | 0 | 0
|  |  | 979 | 979 |  | 834 | 19 | 14 | 9 | 103 |  | 0 | 0 | 0 | 0 | 0 |  | 0 | 0 | 0 | 0 | 0 |  | 818 | 22 | 24 | 12 | 103 |  | 0 | 0 | 0 | 0 | 0 |  | 808 | 29 | 14 | 13 | 115 | [22 empty] | 0 | 0 | 0 | 0 | 0 | 0 |  | 263868.38 | 8684.0481 | 11248.7878 | 14627.2296 | 300054.0311 | 598482.4766 |  | 256382.7522 | 13792.3117 | 18227.9627 | 20611.0963 | 300054.0311 | 609068.154 |  | 256382.7522 | 13792.3117 | 18227.9627 | 20611.0963 | 300054.0311 | 609068.154 |  | 253201.3604 | 17275.2187 | 11248.7878 | 14893.1792 | 348399.5351 | 645018.0812 |  | 253201.3604 | 17275.2187 | 11248.7878 | 14893.1792 | 348399.5351 | 645018.0812
| EHV Transformer |  | 0 | 0 | C1 | 0 | 0 | 0 | 0 | 0 | 0 | 0 | 0 | 0 | 0 | 0 | 0 | 0 | 0 | 0 | 0 | 0 | 0 | 0 | 0 | 0 | 0 | 0 | 0 | 0 | 0 | 0 | 0 | 0 | 0 | 0 | 0 | 0 | 0 | 0 | 0 |  |  | C1 | 0.012939 | 0.019265 | 0.034062 | 0.055165 | 0.12939 | C1 | 95944.408 | 95944.408 | 95944.408 | 95944.408 | 95944.408 | C1 | 1241.4443 | 1848.3784 | 3268.1006 | 5292.729 | 12414.655 | C1 | 0 | 0 | 0 | 0 | 0 | 0 |  | 0 | 0 | 0 | 0 | 0 | 0 |  | 0 | 0 | 0 | 0 | 0 | 0 |  | 0 | 0 | 0 | 0 | 0 | 0 |  | 0 | 0 | 0 | 0 | 0 | 0 |  | 0 | 0 | 0 | 0 | 0 | 0
|  |  | 618 | 618 | C2 | 285 | 65 | 190 | 22 | 56 | 618 | 0 | 0 | 0 | 0 | 0 | 0 | 0 | 0 | 0 | 0 | 0 | 0 | 251 | 64 | 184 | 52 | 67 | 618 | 0 | 0 | 0 | 0 | 0 | 0 | 215 | 68 | 121 | 115 | 99 | 618 |  |  | C2 | 0.012939 | 0.019265 | 0.034062 | 0.055165 | 0.12939 | C2 | 137063.44 | 137063.44 | 137063.44 | 137063.44 | 137063.44 | C2 | 1773.4919 | 2640.5405 | 4668.7152 | 7561.0414 | 17735.2214 | C2 | 0 | 0 | 0 | 0 | 0 | 0 |  | 505445.1903 | 171635.1335 | 887055.8791 | 166342.91 | 993172.3979 | 2723651.5107 |  | 445146.4658 | 168994.593 | 859043.5882 | 393174.1508 | 1188259.8332 | 3054618.6309 |  | 445146.4658 | 168994.593 | 859043.5882 | 393174.1508 | 1188259.8332 | 3054618.6309 |  | 381300.7576 | 179556.755 | 564914.5335 | 869519.7566 | 1755786.9177 | 3751078.7204 |  | 381300.7576 | 179556.755 | 564914.5335 | 869519.7566 | 1755786.9177 | 3751078.7204
|  |  | 9 | 9 | C3 | 7 | 0 | 2 | 0 | 0 | 9 | 0 | 0 | 0 | 0 | 0 | 0 | 0 | 0 | 0 | 0 | 0 | 0 | 5 | 2 | 2 | 0 | 0 | 9 | 0 | 0 | 0 | 0 | 0 | 0 | 5 | 2 | 2 | 0 | 0 | 9 |  |  | C3 | 0.012939 | 0.019265 | 0.034062 | 0.055165 | 0.12939 | C3 | 205595.16 | 205595.16 | 205595.16 | 205595.16 | 205595.16 | C3 | 2660.2378 | 3960.8108 | 7003.0727 | 11341.562 | 26602.8321 | C3 | 0 | 0 | 0 | 0 | 0 | 0 |  | 18621.6649 | 0 | 14006.1455 | 0 | 0 | 32627.8104 |  | 13301.1892 | 7921.6215 | 14006.1455 | 0 | 0 | 35228.9562 |  | 13301.1892 | 7921.6215 | 14006.1455 | 0 | 0 | 35228.9562 |  | 13301.1892 | 7921.6215 | 14006.1455 | 0 | 0 | 35228.9562 |  | 13301.1892 | 7921.6215 | 14006.1455 | 0 | 0 | 35228.9562
|  |  | 0 | 0 | C4 | 0 | 0 | 0 | 0 | 0 | 0 | 0 | 0 | 0 | 0 | 0 | 0 | 0 | 0 | 0 | 0 | 0 | 0 | 0 | 0 | 0 | 0 | 0 | 0 | 0 | 0 | 0 | 0 | 0 | 0 | 0 | 0 | 0 | 0 | 0 | 0 |  |  | C4 | 0.012939 | 0.019265 | 0.034062 | 0.055165 | 0.12939 | C4 | 342658.6 | 342658.6 | 342658.6 | 342658.6 | 342658.6 | C4 | 4433.7297 | 6601.3513 | 11671.7879 | 18902.6034 | 44338.0535 | C4 | 0 | 0 | 0 | 0 | 0 | 0 |  | 0 | 0 | 0 | 0 | 0 | 0 |  | 0 | 0 | 0 | 0 | 0 | 0 |  | 0 | 0 | 0 | 0 | 0 | 0 |  | 0 | 0 | 0 | 0 | 0 | 0 |  | 0 | 0 | 0 | 0 | 0 | 0
|  |  | 627 | 627 |  | 292 | 65 | 192 | 22 | 56 |  | 0 | 0 | 0 | 0 | 0 |  | 0 | 0 | 0 | 0 | 0 |  | 256 | 66 | 186 | 52 | 67 |  | 0 | 0 | 0 | 0 | 0 |  | 220 | 70 | 123 | 115 | 99 | [22 empty] | 0 | 0 | 0 | 0 | 0 | 0 |  | 524066.8552 | 171635.1335 | 901062.0245 | 166342.91 | 993172.3979 | 2756279.321 |  | 458447.655 | 176916.2145 | 873049.7336 | 393174.1508 | 1188259.8332 | 3089847.5871 |  | 458447.655 | 176916.2145 | 873049.7336 | 393174.1508 | 1188259.8332 | 3089847.5871 |  | 394601.9468 | 187478.3766 | 578920.679 | 869519.7566 | 1755786.9177 | 3786307.6766 |  | 394601.9468 | 187478.3766 | 578920.679 | 869519.7566 | 1755786.9177 | 3786307.6766
| EHV UG Cable (Gas) |  | 0 | 0 | C1 | 0 | 0 | 0 | 0 | 0 | 0 | 0 | 0 | 0 | 0 | 0 | 0 | 0 | 0 | 0 | 0 | 0 | 0 | 0 | 0 | 0 | 0 | 0 | 0 | 0 | 0 | 0 | 0 | 0 | 0 | 0 | 0 | 0 | 0 | 0 | 0 |  |  | C1 | 0 | 0 | 0 | 0 | 0 | C1 | 0 | 0 | 0 | 0 | 0 | C1 | [5 empty] | C1 | [5 empty] | 0 | [6 empty] | 0 | [6 empty] | 0 | [6 empty] | 0 | [6 empty] | 0 | [6 empty] | 0
|  |  | 0 | 0 | C2 | 0 | 0 | 0 | 0 | 0 | 0 | 0 | 0 | 0 | 0 | 0 | 0 | 0 | 0 | 0 | 0 | 0 | 0 | 0 | 0 | 0 | 0 | 0 | 0 | 0 | 0 | 0 | 0 | 0 | 0 | 0 | 0 | 0 | 0 | 0 | 0 |  |  | C2 | 0 | 0 | 0 | 0 | 0 | C2 | 0 | 0 | 0 | 0 | 0 | C2 | [5 empty] | C2 | [5 empty] | 0 | [6 empty] | 0 | [6 empty] | 0 | [6 empty] | 0 | [6 empty] | 0 | [6 empty] | 0
|  |  | 0 | 0 | C3 | 0 | 0 | 0 | 0 | 0 | 0 | 0 | 0 | 0 | 0 | 0 | 0 | 0 | 0 | 0 | 0 | 0 | 0 | 0 | 0 | 0 | 0 | 0 | 0 | 0 | 0 | 0 | 0 | 0 | 0 | 0 | 0 | 0 | 0 | 0 | 0 |  |  | C3 | 0 | 0 | 0 | 0 | 0 | C3 | 0 | 0 | 0 | 0 | 0 | C3 | [5 empty] | C3 | [5 empty] | 0 | [6 empty] | 0 | [6 empty] | 0 | [6 empty] | 0 | [6 empty] | 0 | [6 empty] | 0
|  |  | 0 | 0 | C4 | 0 | 0 | 0 | 0 | 0 | 0 | 0 | 0 | 0 | 0 | 0 | 0 | 0 | 0 | 0 | 0 | 0 | 0 | 0 | 0 | 0 | 0 | 0 | 0 | 0 | 0 | 0 | 0 | 0 | 0 | 0 | 0 | 0 | 0 | 0 | 0 |  |  | C4 | 0 | 0 | 0 | 0 | 0 | C4 | 0 | 0 | 0 | 0 | 0 | C4 | [5 empty] | C4 | [5 empty] | 0 | [6 empty] | 0 | [6 empty] | 0 | [6 empty] | 0 | [6 empty] | 0 | [6 empty] | 0
|  |  | 0 | 0 |  | 0 | 0 | 0 | 0 | 0 |  | 0 | 0 | 0 | 0 | 0 |  | 0 | 0 | 0 | 0 | 0 |  | 0 | 0 | 0 | 0 | 0 |  | 0 | 0 | 0 | 0 | 0 |  | 0 | 0 | 0 | 0 | 0 | [22 empty] | 0 | 0 | 0 | 0 | 0 | 0 |  | 0 | 0 | 0 | 0 | 0 | 0 |  | 0 | 0 | 0 | 0 | 0 | 0 |  | 0 | 0 | 0 | 0 | 0 | 0 |  | 0 | 0 | 0 | 0 | 0 | 0 |  | 0 | 0 | 0 | 0 | 0 | 0
| EHV UG Cable (Oil) |  | 53.849 | 53.849 | C1 | 45.712 | 3.329 | 0 | 0 | 4.808 | 53.849 | 0 | 0 | 0 | 0 | 0 | 0 | 0 | 0 | 0 | 0 | 0 | 0 | 43.931 | 1.781 | 3.329 | 0 | 4.808 | 53.849 | 0 | 0 | 0 | 0 | 0 | 0 | 40.935 | 4.777 | 1.15 | 2.179 | 4.808 | 53.849 |  |  | C1 | 0.59691 | 0.88874 | 1.5714 | 2.5449 | 5.9692 | C1 | 3830.645 | 3830.645 | 3830.645 | 3830.645 | 3830.645 | C1 | 2286.5618 | 3404.4513 | 6019.3606 | 9748.4552 | 22866.0394 | C1 | 0 | 0 | 0 | 0 | 0 | 0 |  | 104523.313 | 11333.4183 | 0 | 0 | 109939.9172 | 225796.6485 |  | 100450.9464 | 6063.3277 | 20038.4515 | 0 | 109939.9172 | 236492.6429 |  | 100450.9464 | 6063.3277 | 20038.4515 | 0 | 109939.9172 | 236492.6429 |  | 93600.4072 | 16263.0637 | 6922.2647 | 21241.884 | 109939.9172 | 247967.5369 |  | 93600.4072 | 16263.0637 | 6922.2647 | 21241.884 | 109939.9172 | 247967.5369
|  |  | 1.552 | 1.552 | C2 | 1.552 | 0 | 0 | 0 | 0 | 1.552 | 0 | 0 | 0 | 0 | 0 | 0 | 0 | 0 | 0 | 0 | 0 | 0 | 1.552 | 0 | 0 | 0 | 0 | 1.552 | 0 | 0 | 0 | 0 | 0 | 0 | 1.552 | 0 | 0 | 0 | 0 | 1.552 |  |  | C2 | 0.59691 | 0.88874 | 1.5714 | 2.5449 | 5.9692 | C2 | 5472.35 | 5472.35 | 5472.35 | 5472.35 | 5472.35 | C2 | 3266.5169 | 4863.5018 | 8599.0866 | 13926.3646 | 32665.7705 | C2 | 0 | 0 | 0 | 0 | 0 | 0 |  | 5069.6342 | 0 | 0 | 0 | 0 | 5069.6342 |  | 5069.6342 | 0 | 0 | 0 | 0 | 5069.6342 |  | 5069.6342 | 0 | 0 | 0 | 0 | 5069.6342 |  | 5069.6342 | 0 | 0 | 0 | 0 | 5069.6342 |  | 5069.6342 | 0 | 0 | 0 | 0 | 5069.6342
|  |  | 2.603 | 2.603 | C3 | 2.603 | 0 | 0 | 0 | 0 | 2.603 | 0 | 0 | 0 | 0 | 0 | 0 | 0 | 0 | 0 | 0 | 0 | 0 | 2.603 | 0 | 0 | 0 | 0 | 2.603 | 0 | 0 | 0 | 0 | 0 | 0 | 2.603 | 0 | 0 | 0 | 0 | 2.603 |  |  | C3 | 0.59691 | 0.88874 | 1.5714 | 2.5449 | 5.9692 | C3 | 8208.525 | 8208.525 | 8208.525 | 8208.525 | 8208.525 | C3 | 4899.7753 | 7295.2527 | 12898.6299 | 20889.5469 | 48998.6558 | C3 | 0 | 0 | 0 | 0 | 0 | 0 |  | 12754.1151 | 0 | 0 | 0 | 0 | 12754.1151 |  | 12754.1151 | 0 | 0 | 0 | 0 | 12754.1151 |  | 12754.1151 | 0 | 0 | 0 | 0 | 12754.1151 |  | 12754.1151 | 0 | 0 | 0 | 0 | 12754.1151 |  | 12754.1151 | 0 | 0 | 0 | 0 | 12754.1151
|  |  | 13.949 | 13.949 | C4 | 10.917 | 0 | 2.008 | 0 | 1.024 | 13.949 | 0 | 0 | 0 | 0 | 0 | 0 | 0 | 0 | 0 | 0 | 0 | 0 | 10.917 | 0 | 2.008 | 0 | 1.024 | 13.949 | 0 | 0 | 0 | 0 | 0 | 0 | 5.93 | 4.987 | 0 | 2.008 | 1.024 | 13.949 |  |  | C4 | 0.59691 | 0.88874 | 1.5714 | 2.5449 | 5.9692 | C4 | 13680.875 | 13680.875 | 13680.875 | 13680.875 | 13680.875 | C4 | 8166.2921 | 12158.7545 | 21497.7165 | 34815.9116 | 81664.4263 | C4 | 0 | 0 | 0 | 0 | 0 | 0 |  | 89151.4113 | 0 | 43167.4148 | 0 | 83624.3725 | 215943.1986 |  | 89151.4113 | 0 | 43167.4148 | 0 | 83624.3725 | 215943.1986 |  | 89151.4113 | 0 | 43167.4148 | 0 | 83624.3725 | 215943.1986 |  | 48426.1124 | 60635.7088 | 0 | 69910.3504 | 83624.3725 | 262596.5441 |  | 48426.1124 | 60635.7088 | 0 | 69910.3504 | 83624.3725 | 262596.5441
|  |  | 71.953 | 71.953 |  | 60.784 | 3.329 | 2.008 | 0 | 5.832 |  | 0 | 0 | 0 | 0 | 0 |  | 0 | 0 | 0 | 0 | 0 |  | 59.003 | 1.781 | 5.337 | 0 | 5.832 |  | 0 | 0 | 0 | 0 | 0 |  | 51.02 | 9.764 | 1.15 | 4.187 | 5.832 | [22 empty] | 0 | 0 | 0 | 0 | 0 | 0 |  | 211498.4735 | 11333.4183 | 43167.4148 | 0 | 193564.2898 | 459563.5963 |  | 207426.1069 | 6063.3277 | 63205.8664 | 0 | 193564.2898 | 470259.5907 |  | 207426.1069 | 6063.3277 | 63205.8664 | 0 | 193564.2898 | 470259.5907 |  | 159850.2688 | 76898.7725 | 6922.2647 | 91152.2344 | 193564.2898 | 528387.8302 |  | 159850.2688 | 76898.7725 | 6922.2647 | 91152.2344 | 193564.2898 | 528387.8302
| EHV UG Cable (Non Pressurised) |  | 0 | 0 | C1 | 0 | 0 | 0 | 0 | 0 | 0 | 0 | 0 | 0 | 0 | 0 | 0 | 0 | 0 | 0 | 0 | 0 | 0 | 0 | 0 | 0 | 0 | 0 | 0 | 0 | 0 | 0 | 0 | 0 | 0 | 0 | 0 | 0 | 0 | 0 | 0 |  |  | C1 | 0 | 0 | 0 | 0 | 0 | C1 | 0 | 0 | 0 | 0 | 0 | C1 | [5 empty] | C1 | [5 empty] | 0 | [6 empty] | 0 | [6 empty] | 0 | [6 empty] | 0 | [6 empty] | 0 | [6 empty] | 0
|  |  | 0 | 0 | C2 | 0 | 0 | 0 | 0 | 0 | 0 | 0 | 0 | 0 | 0 | 0 | 0 | 0 | 0 | 0 | 0 | 0 | 0 | 0 | 0 | 0 | 0 | 0 | 0 | 0 | 0 | 0 | 0 | 0 | 0 | 0 | 0 | 0 | 0 | 0 | 0 |  |  | C2 | 0 | 0 | 0 | 0 | 0 | C2 | 0 | 0 | 0 | 0 | 0 | C2 | [5 empty] | C2 | [5 empty] | 0 | [6 empty] | 0 | [6 empty] | 0 | [6 empty] | 0 | [6 empty] | 0 | [6 empty] | 0
|  |  | 0 | 0 | C3 | 0 | 0 | 0 | 0 | 0 | 0 | 0 | 0 | 0 | 0 | 0 | 0 | 0 | 0 | 0 | 0 | 0 | 0 | 0 | 0 | 0 | 0 | 0 | 0 | 0 | 0 | 0 | 0 | 0 | 0 | 0 | 0 | 0 | 0 | 0 | 0 |  |  | C3 | 0 | 0 | 0 | 0 | 0 | C3 | 0 | 0 | 0 | 0 | 0 | C3 | [5 empty] | C3 | [5 empty] | 0 | [6 empty] | 0 | [6 empty] | 0 | [6 empty] | 0 | [6 empty] | 0 | [6 empty] | 0
|  |  | 0 | 0 | C4 | 0 | 0 | 0 | 0 | 0 | 0 | 0 | 0 | 0 | 0 | 0 | 0 | 0 | 0 | 0 | 0 | 0 | 0 | 0 | 0 | 0 | 0 | 0 | 0 | 0 | 0 | 0 | 0 | 0 | 0 | 0 | 0 | 0 | 0 | 0 | 0 |  |  | C4 | 0 | 0 | 0 | 0 | 0 | C4 | 0 | 0 | 0 | 0 | 0 | C4 | [5 empty] | C4 | [5 empty] | 0 | [6 empty] | 0 | [6 empty] | 0 | [6 empty] | 0 | [6 empty] | 0 | [6 empty] | 0
|  |  | 0 | 0 |  | 0 | 0 | 0 | 0 | 0 |  | 0 | 0 | 0 | 0 | 0 |  | 0 | 0 | 0 | 0 | 0 |  | 0 | 0 | 0 | 0 | 0 |  | 0 | 0 | 0 | 0 | 0 |  | 0 | 0 | 0 | 0 | 0 | [22 empty] | 0 | 0 | 0 | 0 | 0 | 0 |  | 0 | 0 | 0 | 0 | 0 | 0 |  | 0 | 0 | 0 | 0 | 0 | 0 |  | 0 | 0 | 0 | 0 | 0 | 0 |  | 0 | 0 | 0 | 0 | 0 | 0 |  | 0 | 0 | 0 | 0 | 0 | 0
| EHV OHL Support - Towers |  | 0 | 0 | C1 | 0 | 0 | 0 | 0 | 0 | 0 | 0 | 0 | 0 | 0 | 0 | 0 | 0 | 0 | 0 | 0 | 0 | 0 | 0 | 0 | 0 | 0 | 0 | 0 | 0 | 0 | 0 | 0 | 0 | 0 | 0 | 0 | 0 | 0 | 0 | 0 |  |  | C1 | 0 | 0 | 0 | 0 | 0 | C1 | 0 | 0 | 0 | 0 | 0 | C1 | [5 empty] | C1 | [5 empty] | 0 | [6 empty] | 0 | [6 empty] | 0 | [6 empty] | 0 | [6 empty] | 0 | [6 empty] | 0
|  |  | 0 | 0 | C2 | 0 | 0 | 0 | 0 | 0 | 0 | 0 | 0 | 0 | 0 | 0 | 0 | 0 | 0 | 0 | 0 | 0 | 0 | 0 | 0 | 0 | 0 | 0 | 0 | 0 | 0 | 0 | 0 | 0 | 0 | 0 | 0 | 0 | 0 | 0 | 0 |  |  | C2 | 0 | 0 | 0 | 0 | 0 | C2 | 0 | 0 | 0 | 0 | 0 | C2 | [5 empty] | C2 | [5 empty] | 0 | [6 empty] | 0 | [6 empty] | 0 | [6 empty] | 0 | [6 empty] | 0 | [6 empty] | 0
|  |  | 0 | 0 | C3 | 0 | 0 | 0 | 0 | 0 | 0 | 0 | 0 | 0 | 0 | 0 | 0 | 0 | 0 | 0 | 0 | 0 | 0 | 0 | 0 | 0 | 0 | 0 | 0 | 0 | 0 | 0 | 0 | 0 | 0 | 0 | 0 | 0 | 0 | 0 | 0 |  |  | C3 | 0 | 0 | 0 | 0 | 0 | C3 | 0 | 0 | 0 | 0 | 0 | C3 | [5 empty] | C3 | [5 empty] | 0 | [6 empty] | 0 | [6 empty] | 0 | [6 empty] | 0 | [6 empty] | 0 | [6 empty] | 0
|  |  | 0 | 0 | C4 | 0 | 0 | 0 | 0 | 0 | 0 | 0 | 0 | 0 | 0 | 0 | 0 | 0 | 0 | 0 | 0 | 0 | 0 | 0 | 0 | 0 | 0 | 0 | 0 | 0 | 0 | 0 | 0 | 0 | 0 | 0 | 0 | 0 | 0 | 0 | 0 |  |  | C4 | 0 | 0 | 0 | 0 | 0 | C4 | 0 | 0 | 0 | 0 | 0 | C4 | [5 empty] | C4 | [5 empty] | 0 | [6 empty] | 0 | [6 empty] | 0 | [6 empty] | 0 | [6 empty] | 0 | [6 empty] | 0
|  |  | 0 | 0 |  | 0 | 0 | 0 | 0 | 0 |  | 0 | 0 | 0 | 0 | 0 |  | 0 | 0 | 0 | 0 | 0 |  | 0 | 0 | 0 | 0 | 0 |  | 0 | 0 | 0 | 0 | 0 |  | 0 | 0 | 0 | 0 | 0 | [22 empty] | 0 | 0 | 0 | 0 | 0 | 0 |  | 0 | 0 | 0 | 0 | 0 | 0 |  | 0 | 0 | 0 | 0 | 0 | 0 |  | 0 | 0 | 0 | 0 | 0 | 0 |  | 0 | 0 | 0 | 0 | 0 | 0 |  | 0 | 0 | 0 | 0 | 0 | 0
| EHV OHL Support - Poles |  | 50681 | 50681 | C1 | 33013 | 6590 | 9381 | 103 | 1594 | 50681 | 0 | 0 | 0 | 0 | 0 | 0 | 0 | 0 | 0 | 0 | 0 | 0 | 30923 | 7021 | 10988 | 139 | 1610 | 50681 | 0 | 0 | 0 | 0 | 0 | 0 | 28777 | 5123 | 5036 | 10037 | 1708 | 50681 |  |  | C1 | 0.0081226 | 0.012094 | 0.021383 | 0.03463 | 0.081228 | C1 | 2386.671 | 2386.671 | 2386.671 | 2386.671 | 2386.671 | C1 | 19.386 | 28.8638 | 51.0337 | 82.6498 | 193.8637 | C1 | 0 | 0 | 0 | 0 | 0 | 0 |  | 639991.3967 | 190212.1199 | 478747.4231 | 8512.9244 | 309018.7753 | 1626482.6394 |  | 599474.5694 | 202652.3967 | 560758.6276 | 11488.3154 | 312120.5949 | 1686494.504 |  | 599474.5694 | 202652.3967 | 560758.6276 | 11488.3154 | 312120.5949 | 1686494.504 |  | 557872.1238 | 147868.997 | 257005.8653 | 829555.551 | 331119.2398 | 2123421.777 |  | 557872.1238 | 147868.997 | 257005.8653 | 829555.551 | 331119.2398 | 2123421.777
|  |  | 19 | 19 | C2 | 19 | 0 | 0 | 0 | 0 | 19 | 0 | 0 | 0 | 0 | 0 | 0 | 0 | 0 | 0 | 0 | 0 | 0 | 19 | 0 | 0 | 0 | 0 | 19 | 0 | 0 | 0 | 0 | 0 | 0 | 19 | 0 | 0 | 0 | 0 | 19 |  |  | C2 | 0.0081226 | 0.012094 | 0.021383 | 0.03463 | 0.081228 | C2 | 3409.53 | 3409.53 | 3409.53 | 3409.53 | 3409.53 | C2 | 27.6943 | 41.2339 | 72.9053 | 118.0711 | 276.9482 | C2 | 0 | 0 | 0 | 0 | 0 | 0 |  | 526.1926 | 0 | 0 | 0 | 0 | 526.1926 |  | 526.1926 | 0 | 0 | 0 | 0 | 526.1926 |  | 526.1926 | 0 | 0 | 0 | 0 | 526.1926 |  | 526.1926 | 0 | 0 | 0 | 0 | 526.1926 |  | 526.1926 | 0 | 0 | 0 | 0 | 526.1926
|  |  | 19583 | 19583 | C3 | 12494 | 2564 | 3684 | 54 | 787 | 19583 | 0 | 0 | 0 | 0 | 0 | 0 | 0 | 0 | 0 | 0 | 0 | 0 | 11545 | 2903 | 4280 | 64 | 791 | 19583 | 0 | 0 | 0 | 0 | 0 | 0 | 10669 | 2145 | 1989 | 3936 | 844 | 19583 |  |  | C3 | 0.0081226 | 0.012094 | 0.021383 | 0.03463 | 0.081228 | C3 | 5114.295 | 5114.295 | 5114.295 | 5114.295 | 5114.295 | C3 | 41.5415 | 61.8509 | 109.358 | 177.1066 | 415.4223 | C3 | 0 | 0 | 0 | 0 | 0 | 0 |  | 519019.7267 | 158585.6955 | 402874.8474 | 9563.7569 | 326937.3223 | 1416981.3488 |  | 479596.8261 | 179553.149 | 468052.2114 | 11334.823 | 328599.0114 | 1467136.0208 |  | 479596.8261 | 179553.149 | 468052.2114 | 11334.823 | 328599.0114 | 1467136.0208 |  | 443206.4562 | 132670.1704 | 217513.0487 | 697091.6143 | 350616.3914 | 1841097.681 |  | 443206.4562 | 132670.1704 | 217513.0487 | 697091.6143 | 350616.3914 | 1841097.681
|  |  | 4 | 4 | C4 | 2 | 0 | 2 | 0 | 0 | 4 | 0 | 0 | 0 | 0 | 0 | 0 | 0 | 0 | 0 | 0 | 0 | 0 | 2 | 0 | 2 | 0 | 0 | 4 | 0 | 0 | 0 | 0 | 0 | 0 | 2 | 0 | 0 | 2 | 0 | 4 |  |  | C4 | 0.0081226 | 0.012094 | 0.021383 | 0.03463 | 0.081228 | C4 | 8523.825 | 8523.825 | 8523.825 | 8523.825 | 8523.825 | C4 | 69.2359 | 103.0848 | 182.2633 | 295.1777 | 692.3704 | C4 | 0 | 0 | 0 | 0 | 0 | 0 |  | 138.4717 | 0 | 364.5266 | 0 | 0 | 502.9984 |  | 138.4717 | 0 | 364.5266 | 0 | 0 | 502.9984 |  | 138.4717 | 0 | 364.5266 | 0 | 0 | 502.9984 |  | 138.4717 | 0 | 0 | 590.3554 | 0 | 728.8271 |  | 138.4717 | 0 | 0 | 590.3554 | 0 | 728.8271
|  |  | 70287 | 70287 |  | 45528 | 9154 | 13067 | 157 | 2381 |  | 0 | 0 | 0 | 0 | 0 |  | 0 | 0 | 0 | 0 | 0 |  | 42489 | 9924 | 15270 | 203 | 2401 |  | 0 | 0 | 0 | 0 | 0 |  | 39467 | 7268 | 7025 | 13975 | 2552 | [22 empty] | 0 | 0 | 0 | 0 | 0 | 0 |  | 1159675.7877 | 348797.8154 | 881986.7971 | 18076.6813 | 635956.0976 | 3044493.1791 |  | 1079736.0598 | 382205.5456 | 1029175.3656 | 22823.1384 | 640719.6063 | 3154659.7157 |  | 1079736.0598 | 382205.5456 | 1029175.3656 | 22823.1384 | 640719.6063 | 3154659.7157 |  | 1001743.2443 | 280539.1674 | 474518.914 | 1527237.5206 | 681735.6312 | 3965774.4776 |  | 1001743.2443 | 280539.1674 | 474518.914 | 1527237.5206 | 681735.6312 | 3965774.4776
| EHV OHL (Tower Line) Conductor |  | 0 | 0 | C1 | 0 | 0 | 0 | 0 | 0 | 0 | 0 | 0 | 0 | 0 | 0 | 0 | 0 | 0 | 0 | 0 | 0 | 0 | 0 | 0 | 0 | 0 | 0 | 0 | 0 | 0 | 0 | 0 | 0 | 0 | 0 | 0 | 0 | 0 | 0 | 0 |  |  | C1 | 0 | 0 | 0 | 0 | 0 | C1 | 0 | 0 | 0 | 0 | 0 | C1 | [5 empty] | C1 | [5 empty] | 0 | [6 empty] | 0 | [6 empty] | 0 | [6 empty] | 0 | [6 empty] | 0 | [6 empty] | 0
|  |  | 0 | 0 | C2 | 0 | 0 | 0 | 0 | 0 | 0 | 0 | 0 | 0 | 0 | 0 | 0 | 0 | 0 | 0 | 0 | 0 | 0 | 0 | 0 | 0 | 0 | 0 | 0 | 0 | 0 | 0 | 0 | 0 | 0 | 0 | 0 | 0 | 0 | 0 | 0 |  |  | C2 | 0 | 0 | 0 | 0 | 0 | C2 | 0 | 0 | 0 | 0 | 0 | C2 | [5 empty] | C2 | [5 empty] | 0 | [6 empty] | 0 | [6 empty] | 0 | [6 empty] | 0 | [6 empty] | 0 | [6 empty] | 0
|  |  | 0 | 0 | C3 | 0 | 0 | 0 | 0 | 0 | 0 | 0 | 0 | 0 | 0 | 0 | 0 | 0 | 0 | 0 | 0 | 0 | 0 | 0 | 0 | 0 | 0 | 0 | 0 | 0 | 0 | 0 | 0 | 0 | 0 | 0 | 0 | 0 | 0 | 0 | 0 |  |  | C3 | 0 | 0 | 0 | 0 | 0 | C3 | 0 | 0 | 0 | 0 | 0 | C3 | [5 empty] | C3 | [5 empty] | 0 | [6 empty] | 0 | [6 empty] | 0 | [6 empty] | 0 | [6 empty] | 0 | [6 empty] | 0
|  |  | 0 | 0 | C4 | 0 | 0 | 0 | 0 | 0 | 0 | 0 | 0 | 0 | 0 | 0 | 0 | 0 | 0 | 0 | 0 | 0 | 0 | 0 | 0 | 0 | 0 | 0 | 0 | 0 | 0 | 0 | 0 | 0 | 0 | 0 | 0 | 0 | 0 | 0 | 0 |  |  | C4 | 0 | 0 | 0 | 0 | 0 | C4 | 0 | 0 | 0 | 0 | 0 | C4 | [5 empty] | C4 | [5 empty] | 0 | [6 empty] | 0 | [6 empty] | 0 | [6 empty] | 0 | [6 empty] | 0 | [6 empty] | 0
|  |  | 0 | 0 |  | 0 | 0 | 0 | 0 | 0 |  | 0 | 0 | 0 | 0 | 0 |  | 0 | 0 | 0 | 0 | 0 |  | 0 | 0 | 0 | 0 | 0 |  | 0 | 0 | 0 | 0 | 0 |  | 0 | 0 | 0 | 0 | 0 | [22 empty] | 0 | 0 | 0 | 0 | 0 | 0 |  | 0 | 0 | 0 | 0 | 0 | 0 |  | 0 | 0 | 0 | 0 | 0 | 0 |  | 0 | 0 | 0 | 0 | 0 | 0 |  | 0 | 0 | 0 | 0 | 0 | 0 |  | 0 | 0 | 0 | 0 | 0 | 0
| EHV OHL Fittings |  | 0 | 0 | C1 | 0 | 0 | 0 | 0 | 0 | 0 | 0 | 0 | 0 | 0 | 0 | 0 | 0 | 0 | 0 | 0 | 0 | 0 | 0 | 0 | 0 | 0 | 0 | 0 | 0 | 0 | 0 | 0 | 0 | 0 | 0 | 0 | 0 | 0 | 0 | 0 |  |  | C1 | 0 | 0 | 0 | 0 | 0 | C1 | 0 | 0 | 0 | 0 | 0 | C1 | [5 empty] | C1 | [5 empty] | 0 | [6 empty] | 0 | [6 empty] | 0 | [6 empty] | 0 | [6 empty] | 0 | [6 empty] | 0
|  |  | 0 | 0 | C2 | 0 | 0 | 0 | 0 | 0 | 0 | 0 | 0 | 0 | 0 | 0 | 0 | 0 | 0 | 0 | 0 | 0 | 0 | 0 | 0 | 0 | 0 | 0 | 0 | 0 | 0 | 0 | 0 | 0 | 0 | 0 | 0 | 0 | 0 | 0 | 0 |  |  | C2 | 0 | 0 | 0 | 0 | 0 | C2 | 0 | 0 | 0 | 0 | 0 | C2 | [5 empty] | C2 | [5 empty] | 0 | [6 empty] | 0 | [6 empty] | 0 | [6 empty] | 0 | [6 empty] | 0 | [6 empty] | 0
|  |  | 0 | 0 | C3 | 0 | 0 | 0 | 0 | 0 | 0 | 0 | 0 | 0 | 0 | 0 | 0 | 0 | 0 | 0 | 0 | 0 | 0 | 0 | 0 | 0 | 0 | 0 | 0 | 0 | 0 | 0 | 0 | 0 | 0 | 0 | 0 | 0 | 0 | 0 | 0 |  |  | C3 | 0 | 0 | 0 | 0 | 0 | C3 | 0 | 0 | 0 | 0 | 0 | C3 | [5 empty] | C3 | [5 empty] | 0 | [6 empty] | 0 | [6 empty] | 0 | [6 empty] | 0 | [6 empty] | 0 | [6 empty] | 0
|  |  | 0 | 0 | C4 | 0 | 0 | 0 | 0 | 0 | 0 | 0 | 0 | 0 | 0 | 0 | 0 | 0 | 0 | 0 | 0 | 0 | 0 | 0 | 0 | 0 | 0 | 0 | 0 | 0 | 0 | 0 | 0 | 0 | 0 | 0 | 0 | 0 | 0 | 0 | 0 |  |  | C4 | 0 | 0 | 0 | 0 | 0 | C4 | 0 | 0 | 0 | 0 | 0 | C4 | [5 empty] | C4 | [5 empty] | 0 | [6 empty] | 0 | [6 empty] | 0 | [6 empty] | 0 | [6 empty] | 0 | [6 empty] | 0
|  |  | 0 | 0 |  | 0 | 0 | 0 | 0 | 0 |  | 0 | 0 | 0 | 0 | 0 |  | 0 | 0 | 0 | 0 | 0 |  | 0 | 0 | 0 | 0 | 0 |  | 0 | 0 | 0 | 0 | 0 |  | 0 | 0 | 0 | 0 | 0 | [22 empty] | 0 | 0 | 0 | 0 | 0 | 0 |  | 0 | 0 | 0 | 0 | 0 | 0 |  | 0 | 0 | 0 | 0 | 0 | 0 |  | 0 | 0 | 0 | 0 | 0 | 0 |  | 0 | 0 | 0 | 0 | 0 | 0 |  | 0 | 0 | 0 | 0 | 0 | 0
| [Please insert new asset category as required] |  | 0 | 0 | C1 | 0 | 0 | 0 | 0 | 0 | 0 | 0 | 0 | 0 | 0 | 0 | 0 | 0 | 0 | 0 | 0 | 0 | 0 | 0 | 0 | 0 | 0 | 0 | 0 | 0 | 0 | 0 | 0 | 0 | 0 | 0 | 0 | 0 | 0 | 0 | 0 |  |  | C1 | 0 | 0 | 0 | 0 | 0 | C1 | 0 | 0 | 0 | 0 | 0 | C1 | [5 empty] | C1 | [5 empty] | 0 | [6 empty] | 0 | [6 empty] | 0 | [6 empty] | 0 | [6 empty] | 0 | [6 empty] | 0
|  |  | 0 | 0 | C2 | 0 | 0 | 0 | 0 | 0 | 0 | 0 | 0 | 0 | 0 | 0 | 0 | 0 | 0 | 0 | 0 | 0 | 0 | 0 | 0 | 0 | 0 | 0 | 0 | 0 | 0 | 0 | 0 | 0 | 0 | 0 | 0 | 0 | 0 | 0 | 0 |  |  | C2 | 0 | 0 | 0 | 0 | 0 | C2 | 0 | 0 | 0 | 0 | 0 | C2 | [5 empty] | C2 | [5 empty] | 0 | [6 empty] | 0 | [6 empty] | 0 | [6 empty] | 0 | [6 empty] | 0 | [6 empty] | 0
|  |  | 0 | 0 | C3 | 0 | 0 | 0 | 0 | 0 | 0 | 0 | 0 | 0 | 0 | 0 | 0 | 0 | 0 | 0 | 0 | 0 | 0 | 0 | 0 | 0 | 0 | 0 | 0 | 0 | 0 | 0 | 0 | 0 | 0 | 0 | 0 | 0 | 0 | 0 | 0 |  |  | C3 | 0 | 0 | 0 | 0 | 0 | C3 | 0 | 0 | 0 | 0 | 0 | C3 | [5 empty] | C3 | [5 empty] | 0 | [6 empty] | 0 | [6 empty] | 0 | [6 empty] | 0 | [6 empty] | 0 | [6 empty] | 0
|  |  | 0 | 0 | C4 | 0 | 0 | 0 | 0 | 0 | 0 | 0 | 0 | 0 | 0 | 0 | 0 | 0 | 0 | 0 | 0 | 0 | 0 | 0 | 0 | 0 | 0 | 0 | 0 | 0 | 0 | 0 | 0 | 0 | 0 | 0 | 0 | 0 | 0 | 0 | 0 |  |  | C4 | 0 | 0 | 0 | 0 | 0 | C4 | 0 | 0 | 0 | 0 | 0 | C4 | [5 empty] | C4 | [5 empty] | 0 | [6 empty] | 0 | [6 empty] | 0 | [6 empty] | 0 | [6 empty] | 0 | [6 empty] | 0
|  |  | 0 | 0 |  | 0 | 0 | 0 | 0 | 0 |  | 0 | 0 | 0 | 0 | 0 |  | 0 | 0 | 0 | 0 | 0 |  | 0 | 0 | 0 | 0 | 0 |  | 0 | 0 | 0 | 0 | 0 |  | 0 | 0 | 0 | 0 | 0 | [22 empty] | 0 | 0 | 0 | 0 | 0 | 0 |  | 0 | 0 | 0 | 0 | 0 | 0 |  | 0 | 0 | 0 | 0 | 0 | 0 |  | 0 | 0 | 0 | 0 | 0 | 0 |  | 0 | 0 | 0 | 0 | 0 | 0 |  | 0 | 0 | 0 | 0 | 0 | 0
| [Please insert new asset category as required] |  | 0 | 0 | C1 | 0 | 0 | 0 | 0 | 0 | 0 | 0 | 0 | 0 | 0 | 0 | 0 | 0 | 0 | 0 | 0 | 0 | 0 | 0 | 0 | 0 | 0 | 0 | 0 | 0 | 0 | 0 | 0 | 0 | 0 | 0 | 0 | 0 | 0 | 0 | 0 |  |  | C1 | 0 | 0 | 0 | 0 | 0 | C1 | 0 | 0 | 0 | 0 | 0 | C1 | [5 empty] | C1 | [5 empty] | 0 | [6 empty] | 0 | [6 empty] | 0 | [6 empty] | 0 | [6 empty] | 0 | [6 empty] | 0
|  |  | 0 | 0 | C2 | 0 | 0 | 0 | 0 | 0 | 0 | 0 | 0 | 0 | 0 | 0 | 0 | 0 | 0 | 0 | 0 | 0 | 0 | 0 | 0 | 0 | 0 | 0 | 0 | 0 | 0 | 0 | 0 | 0 | 0 | 0 | 0 | 0 | 0 | 0 | 0 |  |  | C2 | 0 | 0 | 0 | 0 | 0 | C2 | 0 | 0 | 0 | 0 | 0 | C2 | [5 empty] | C2 | [5 empty] | 0 | [6 empty] | 0 | [6 empty] | 0 | [6 empty] | 0 | [6 empty] | 0 | [6 empty] | 0
|  |  | 0 | 0 | C3 | 0 | 0 | 0 | 0 | 0 | 0 | 0 | 0 | 0 | 0 | 0 | 0 | 0 | 0 | 0 | 0 | 0 | 0 | 0 | 0 | 0 | 0 | 0 | 0 | 0 | 0 | 0 | 0 | 0 | 0 | 0 | 0 | 0 | 0 | 0 | 0 |  |  | C3 | 0 | 0 | 0 | 0 | 0 | C3 | 0 | 0 | 0 | 0 | 0 | C3 | [5 empty] | C3 | [5 empty] | 0 | [6 empty] | 0 | [6 empty] | 0 | [6 empty] | 0 | [6 empty] | 0 | [6 empty] | 0
|  |  | 0 | 0 | C4 | 0 | 0 | 0 | 0 | 0 | 0 | 0 | 0 | 0 | 0 | 0 | 0 | 0 | 0 | 0 | 0 | 0 | 0 | 0 | 0 | 0 | 0 | 0 | 0 | 0 | 0 | 0 | 0 | 0 | 0 | 0 | 0 | 0 | 0 | 0 | 0 |  |  | C4 | 0 | 0 | 0 | 0 | 0 | C4 | 0 | 0 | 0 | 0 | 0 | C4 | [5 empty] | C4 | [5 empty] | 0 | [6 empty] | 0 | [6 empty] | 0 | [6 empty] | 0 | [6 empty] | 0 | [6 empty] | 0
|  |  | 0 | 0 |  | 0 | 0 | 0 | 0 | 0 |  | 0 | 0 | 0 | 0 | 0 |  | 0 | 0 | 0 | 0 | 0 |  | 0 | 0 | 0 | 0 | 0 |  | 0 | 0 | 0 | 0 | 0 |  | 0 | 0 | 0 | 0 | 0 | [22 empty] | 0 | 0 | 0 | 0 | 0 | 0 |  | 0 | 0 | 0 | 0 | 0 | 0 |  | 0 | 0 | 0 | 0 | 0 | 0 |  | 0 | 0 | 0 | 0 | 0 | 0 |  | 0 | 0 | 0 | 0 | 0 | 0 |  | 0 | 0 | 0 | 0 | 0 | 0
| [Please insert new asset category as required] |  | 0 | 0 | C1 | 0 | 0 | 0 | 0 | 0 | 0 | 0 | 0 | 0 | 0 | 0 | 0 | 0 | 0 | 0 | 0 | 0 | 0 | 0 | 0 | 0 | 0 | 0 | 0 | 0 | 0 | 0 | 0 | 0 | 0 | 0 | 0 | 0 | 0 | 0 | 0 |  |  | C1 | 0 | 0 | 0 | 0 | 0 | C1 | 0 | 0 | 0 | 0 | 0 | C1 | [5 empty] | C1 | [5 empty] | 0 | [6 empty] | 0 | [6 empty] | 0 | [6 empty] | 0 | [6 empty] | 0 | [6 empty] | 0
|  |  | 0 | 0 | C2 | 0 | 0 | 0 | 0 | 0 | 0 | 0 | 0 | 0 | 0 | 0 | 0 | 0 | 0 | 0 | 0 | 0 | 0 | 0 | 0 | 0 | 0 | 0 | 0 | 0 | 0 | 0 | 0 | 0 | 0 | 0 | 0 | 0 | 0 | 0 | 0 |  |  | C2 | 0 | 0 | 0 | 0 | 0 | C2 | 0 | 0 | 0 | 0 | 0 | C2 | [5 empty] | C2 | [5 empty] | 0 | [6 empty] | 0 | [6 empty] | 0 | [6 empty] | 0 | [6 empty] | 0 | [6 empty] | 0
|  |  | 0 | 0 | C3 | 0 | 0 | 0 | 0 | 0 | 0 | 0 | 0 | 0 | 0 | 0 | 0 | 0 | 0 | 0 | 0 | 0 | 0 | 0 | 0 | 0 | 0 | 0 | 0 | 0 | 0 | 0 | 0 | 0 | 0 | 0 | 0 | 0 | 0 | 0 | 0 |  |  | C3 | 0 | 0 | 0 | 0 | 0 | C3 | 0 | 0 | 0 | 0 | 0 | C3 | [5 empty] | C3 | [5 empty] | 0 | [6 empty] | 0 | [6 empty] | 0 | [6 empty] | 0 | [6 empty] | 0 | [6 empty] | 0
|  |  | 0 | 0 | C4 | 0 | 0 | 0 | 0 | 0 | 0 | 0 | 0 | 0 | 0 | 0 | 0 | 0 | 0 | 0 | 0 | 0 | 0 | 0 | 0 | 0 | 0 | 0 | 0 | 0 | 0 | 0 | 0 | 0 | 0 | 0 | 0 | 0 | 0 | 0 | 0 |  |  | C4 | 0 | 0 | 0 | 0 | 0 | C4 | 0 | 0 | 0 | 0 | 0 | C4 | [5 empty] | C4 | [5 empty] | 0 | [6 empty] | 0 | [6 empty] | 0 | [6 empty] | 0 | [6 empty] | 0 | [6 empty] | 0
|  |  | 0 | 0 |  | 0 | 0 | 0 | 0 | 0 |  | 0 | 0 | 0 | 0 | 0 |  | 0 | 0 | 0 | 0 | 0 |  | 0 | 0 | 0 | 0 | 0 |  | 0 | 0 | 0 | 0 | 0 |  | 0 | 0 | 0 | 0 | 0 | [22 empty] | 0 | 0 | 0 | 0 | 0 | 0 |  | 0 | 0 | 0 | 0 | 0 | 0 |  | 0 | 0 | 0 | 0 | 0 | 0 |  | 0 | 0 | 0 | 0 | 0 | 0 |  | 0 | 0 | 0 | 0 | 0 | 0 |  | 0 | 0 | 0 | 0 | 0 | 0
| [Please insert new asset category as required] |  | 0 | 0 | C1 | 0 | 0 | 0 | 0 | 0 | 0 | 0 | 0 | 0 | 0 | 0 | 0 | 0 | 0 | 0 | 0 | 0 | 0 | 0 | 0 | 0 | 0 | 0 | 0 | 0 | 0 | 0 | 0 | 0 | 0 | 0 | 0 | 0 | 0 | 0 | 0 |  |  | C1 | 0 | 0 | 0 | 0 | 0 | C1 | 0 | 0 | 0 | 0 | 0 | C1 | [5 empty] | C1 | [5 empty] | 0 | [6 empty] | 0 | [6 empty] | 0 | [6 empty] | 0 | [6 empty] | 0 | [6 empty] | 0
|  |  | 0 | 0 | C2 | 0 | 0 | 0 | 0 | 0 | 0 | 0 | 0 | 0 | 0 | 0 | 0 | 0 | 0 | 0 | 0 | 0 | 0 | 0 | 0 | 0 | 0 | 0 | 0 | 0 | 0 | 0 | 0 | 0 | 0 | 0 | 0 | 0 | 0 | 0 | 0 |  |  | C2 | 0 | 0 | 0 | 0 | 0 | C2 | 0 | 0 | 0 | 0 | 0 | C2 | [5 empty] | C2 | [5 empty] | 0 | [6 empty] | 0 | [6 empty] | 0 | [6 empty] | 0 | [6 empty] | 0 | [6 empty] | 0
|  |  | 0 | 0 | C3 | 0 | 0 | 0 | 0 | 0 | 0 | 0 | 0 | 0 | 0 | 0 | 0 | 0 | 0 | 0 | 0 | 0 | 0 | 0 | 0 | 0 | 0 | 0 | 0 | 0 | 0 | 0 | 0 | 0 | 0 | 0 | 0 | 0 | 0 | 0 | 0 |  |  | C3 | 0 | 0 | 0 | 0 | 0 | C3 | 0 | 0 | 0 | 0 | 0 | C3 | [5 empty] | C3 | [5 empty] | 0 | [6 empty] | 0 | [6 empty] | 0 | [6 empty] | 0 | [6 empty] | 0 | [6 empty] | 0
|  |  | 0 | 0 | C4 | 0 | 0 | 0 | 0 | 0 | 0 | 0 | 0 | 0 | 0 | 0 | 0 | 0 | 0 | 0 | 0 | 0 | 0 | 0 | 0 | 0 | 0 | 0 | 0 | 0 | 0 | 0 | 0 | 0 | 0 | 0 | 0 | 0 | 0 | 0 | 0 |  |  | C4 | 0 | 0 | 0 | 0 | 0 | C4 | 0 | 0 | 0 | 0 | 0 | C4 | [5 empty] | C4 | [5 empty] | 0 | [6 empty] | 0 | [6 empty] | 0 | [6 empty] | 0 | [6 empty] | 0 | [6 empty] | 0
|  |  | 0 | 0 |  | 0 | 0 | 0 | 0 | 0 |  | 0 | 0 | 0 | 0 | 0 |  | 0 | 0 | 0 | 0 | 0 |  | 0 | 0 | 0 | 0 | 0 |  | 0 | 0 | 0 | 0 | 0 |  | 0 | 0 | 0 | 0 | 0 | [22 empty] | 0 | 0 | 0 | 0 | 0 | 0 |  | 0 | 0 | 0 | 0 | 0 | 0 |  | 0 | 0 | 0 | 0 | 0 | 0 |  | 0 | 0 | 0 | 0 | 0 | 0 |  | 0 | 0 | 0 | 0 | 0 | 0 |  | 0 | 0 | 0 | 0 | 0 | 0
[63 empty] | 0 | 0 | 0 | 0 | 0 | 0 |  | 2159109.4963 | 540450.4153 | 1837465.0243 | 199046.8208 | 2122746.8164 | 6858818.5731 |  | 2001992.5739 | 578977.3996 | 1983658.9283 | 436608.3854 | 2322597.7603 | 7323835.0475 |  | 2001992.5739 | 578977.3996 | 1983658.9283 | 436608.3854 | 2322597.7603 | 7323835.0475 |  | 1809396.8203 | 562191.5352 | 1071610.6456 | 2502802.6908 | 2979486.3737 | 8925488.0656 |  | 1809396.8203 | 562191.5352 | 1071610.6456 | 2502802.6908 | 2979486.3737 | 8925488.0656
| 132kV Network | [66 empty] | 0 | [6 empty] | 0 | [6 empty] | 0 | [6 empty] | 0 | [6 empty] | 0 | [6 empty] | 0
| 132kV CBs |  | 0 | 0 | C1 | 0 | 0 | 0 | 0 | 0 | 0 | 0 | 0 | 0 | 0 | 0 | 0 | 0 | 0 | 0 | 0 | 0 | 0 | 0 | 0 | 0 | 0 | 0 | 0 | 0 | 0 | 0 | 0 | 0 | 0 | 0 | 0 | 0 | 0 | 0 | 0 |  |  | C1 | 0 | 0 | 0 | 0 | 0 | C1 | 0 | 0 | 0 | 0 | 0 | C1 | [5 empty] | C1 | [5 empty] | 0 | [6 empty] | 0 | [6 empty] | 0 | [6 empty] | 0 | [6 empty] | 0 | [6 empty] | 0
|  |  | 0 | 0 | C2 | 0 | 0 | 0 | 0 | 0 | 0 | 0 | 0 | 0 | 0 | 0 | 0 | 0 | 0 | 0 | 0 | 0 | 0 | 0 | 0 | 0 | 0 | 0 | 0 | 0 | 0 | 0 | 0 | 0 | 0 | 0 | 0 | 0 | 0 | 0 | 0 |  |  | C2 | 0 | 0 | 0 | 0 | 0 | C2 | 0 | 0 | 0 | 0 | 0 | C2 | [5 empty] | C2 | [5 empty] | 0 | [6 empty] | 0 | [6 empty] | 0 | [6 empty] | 0 | [6 empty] | 0 | [6 empty] | 0
|  |  | 0 | 0 | C3 | 0 | 0 | 0 | 0 | 0 | 0 | 0 | 0 | 0 | 0 | 0 | 0 | 0 | 0 | 0 | 0 | 0 | 0 | 0 | 0 | 0 | 0 | 0 | 0 | 0 | 0 | 0 | 0 | 0 | 0 | 0 | 0 | 0 | 0 | 0 | 0 |  |  | C3 | 0 | 0 | 0 | 0 | 0 | C3 | 0 | 0 | 0 | 0 | 0 | C3 | [5 empty] | C3 | [5 empty] | 0 | [6 empty] | 0 | [6 empty] | 0 | [6 empty] | 0 | [6 empty] | 0 | [6 empty] | 0
|  |  | 0 | 0 | C4 | 0 | 0 | 0 | 0 | 0 | 0 | 0 | 0 | 0 | 0 | 0 | 0 | 0 | 0 | 0 | 0 | 0 | 0 | 0 | 0 | 0 | 0 | 0 | 0 | 0 | 0 | 0 | 0 | 0 | 0 | 0 | 0 | 0 | 0 | 0 | 0 |  |  | C4 | 0 | 0 | 0 | 0 | 0 | C4 | 0 | 0 | 0 | 0 | 0 | C4 | [5 empty] | C4 | [5 empty] | 0 | [6 empty] | 0 | [6 empty] | 0 | [6 empty] | 0 | [6 empty] | 0 | [6 empty] | 0
|  |  | 0 | 0 |  | 0 | 0 | 0 | 0 | 0 |  | 0 | 0 | 0 | 0 | 0 |  | 0 | 0 | 0 | 0 | 0 |  | 0 | 0 | 0 | 0 | 0 |  | 0 | 0 | 0 | 0 | 0 |  | 0 | 0 | 0 | 0 | 0 | [22 empty] | 0 | 0 | 0 | 0 | 0 | 0 |  | 0 | 0 | 0 | 0 | 0 | 0 |  | 0 | 0 | 0 | 0 | 0 | 0 |  | 0 | 0 | 0 | 0 | 0 | 0 |  | 0 | 0 | 0 | 0 | 0 | 0 |  | 0 | 0 | 0 | 0 | 0 | 0
| 132kV Transformer |  | 0 | 0 | C1 | 0 | 0 | 0 | 0 | 0 | 0 | 0 | 0 | 0 | 0 | 0 | 0 | 0 | 0 | 0 | 0 | 0 | 0 | 0 | 0 | 0 | 0 | 0 | 0 | 0 | 0 | 0 | 0 | 0 | 0 | 0 | 0 | 0 | 0 | 0 | 0 |  |  | C1 | 0 | 0 | 0 | 0 | 0 | C1 | 0 | 0 | 0 | 0 | 0 | C1 | [5 empty] | C1 | [5 empty] | 0 | [6 empty] | 0 | [6 empty] | 0 | [6 empty] | 0 | [6 empty] | 0 | [6 empty] | 0
|  |  | 0 | 0 | C2 | 0 | 0 | 0 | 0 | 0 | 0 | 0 | 0 | 0 | 0 | 0 | 0 | 0 | 0 | 0 | 0 | 0 | 0 | 0 | 0 | 0 | 0 | 0 | 0 | 0 | 0 | 0 | 0 | 0 | 0 | 0 | 0 | 0 | 0 | 0 | 0 |  |  | C2 | 0 | 0 | 0 | 0 | 0 | C2 | 0 | 0 | 0 | 0 | 0 | C2 | [5 empty] | C2 | [5 empty] | 0 | [6 empty] | 0 | [6 empty] | 0 | [6 empty] | 0 | [6 empty] | 0 | [6 empty] | 0
|  |  | 0 | 0 | C3 | 0 | 0 | 0 | 0 | 0 | 0 | 0 | 0 | 0 | 0 | 0 | 0 | 0 | 0 | 0 | 0 | 0 | 0 | 0 | 0 | 0 | 0 | 0 | 0 | 0 | 0 | 0 | 0 | 0 | 0 | 0 | 0 | 0 | 0 | 0 | 0 |  |  | C3 | 0 | 0 | 0 | 0 | 0 | C3 | 0 | 0 | 0 | 0 | 0 | C3 | [5 empty] | C3 | [5 empty] | 0 | [6 empty] | 0 | [6 empty] | 0 | [6 empty] | 0 | [6 empty] | 0 | [6 empty] | 0
|  |  | 0 | 0 | C4 | 0 | 0 | 0 | 0 | 0 | 0 | 0 | 0 | 0 | 0 | 0 | 0 | 0 | 0 | 0 | 0 | 0 | 0 | 0 | 0 | 0 | 0 | 0 | 0 | 0 | 0 | 0 | 0 | 0 | 0 | 0 | 0 | 0 | 0 | 0 | 0 |  |  | C4 | 0 | 0 | 0 | 0 | 0 | C4 | 0 | 0 | 0 | 0 | 0 | C4 | [5 empty] | C4 | [5 empty] | 0 | [6 empty] | 0 | [6 empty] | 0 | [6 empty] | 0 | [6 empty] | 0 | [6 empty] | 0
|  |  | 0 | 0 |  | 0 | 0 | 0 | 0 | 0 |  | 0 | 0 | 0 | 0 | 0 |  | 0 | 0 | 0 | 0 | 0 |  | 0 | 0 | 0 | 0 | 0 |  | 0 | 0 | 0 | 0 | 0 |  | 0 | 0 | 0 | 0 | 0 | [22 empty] | 0 | 0 | 0 | 0 | 0 | 0 |  | 0 | 0 | 0 | 0 | 0 | 0 |  | 0 | 0 | 0 | 0 | 0 | 0 |  | 0 | 0 | 0 | 0 | 0 | 0 |  | 0 | 0 | 0 | 0 | 0 | 0 |  | 0 | 0 | 0 | 0 | 0 | 0
| 132kV UG Cable (Gas) |  | 0 | 0 | C1 | 0 | 0 | 0 | 0 | 0 | 0 | 0 | 0 | 0 | 0 | 0 | 0 | 0 | 0 | 0 | 0 | 0 | 0 | 0 | 0 | 0 | 0 | 0 | 0 | 0 | 0 | 0 | 0 | 0 | 0 | 0 | 0 | 0 | 0 | 0 | 0 |  |  | C1 | 0 | 0 | 0 | 0 | 0 | C1 | 0 | 0 | 0 | 0 | 0 | C1 | [5 empty] | C1 | [5 empty] | 0 | [6 empty] | 0 | [6 empty] | 0 | [6 empty] | 0 | [6 empty] | 0 | [6 empty] | 0
|  |  | 0 | 0 | C2 | 0 | 0 | 0 | 0 | 0 | 0 | 0 | 0 | 0 | 0 | 0 | 0 | 0 | 0 | 0 | 0 | 0 | 0 | 0 | 0 | 0 | 0 | 0 | 0 | 0 | 0 | 0 | 0 | 0 | 0 | 0 | 0 | 0 | 0 | 0 | 0 |  |  | C2 | 0 | 0 | 0 | 0 | 0 | C2 | 0 | 0 | 0 | 0 | 0 | C2 | [5 empty] | C2 | [5 empty] | 0 | [6 empty] | 0 | [6 empty] | 0 | [6 empty] | 0 | [6 empty] | 0 | [6 empty] | 0
|  |  | 0 | 0 | C3 | 0 | 0 | 0 | 0 | 0 | 0 | 0 | 0 | 0 | 0 | 0 | 0 | 0 | 0 | 0 | 0 | 0 | 0 | 0 | 0 | 0 | 0 | 0 | 0 | 0 | 0 | 0 | 0 | 0 | 0 | 0 | 0 | 0 | 0 | 0 | 0 |  |  | C3 | 0 | 0 | 0 | 0 | 0 | C3 | 0 | 0 | 0 | 0 | 0 | C3 | [5 empty] | C3 | [5 empty] | 0 | [6 empty] | 0 | [6 empty] | 0 | [6 empty] | 0 | [6 empty] | 0 | [6 empty] | 0
|  |  | 0 | 0 | C4 | 0 | 0 | 0 | 0 | 0 | 0 | 0 | 0 | 0 | 0 | 0 | 0 | 0 | 0 | 0 | 0 | 0 | 0 | 0 | 0 | 0 | 0 | 0 | 0 | 0 | 0 | 0 | 0 | 0 | 0 | 0 | 0 | 0 | 0 | 0 | 0 |  |  | C4 | 0 | 0 | 0 | 0 | 0 | C4 | 0 | 0 | 0 | 0 | 0 | C4 | [5 empty] | C4 | [5 empty] | 0 | [6 empty] | 0 | [6 empty] | 0 | [6 empty] | 0 | [6 empty] | 0 | [6 empty] | 0
|  |  | 0 | 0 |  | 0 | 0 | 0 | 0 | 0 |  | 0 | 0 | 0 | 0 | 0 |  | 0 | 0 | 0 | 0 | 0 |  | 0 | 0 | 0 | 0 | 0 |  | 0 | 0 | 0 | 0 | 0 |  | 0 | 0 | 0 | 0 | 0 | [22 empty] | 0 | 0 | 0 | 0 | 0 | 0 |  | 0 | 0 | 0 | 0 | 0 | 0 |  | 0 | 0 | 0 | 0 | 0 | 0 |  | 0 | 0 | 0 | 0 | 0 | 0 |  | 0 | 0 | 0 | 0 | 0 | 0 |  | 0 | 0 | 0 | 0 | 0 | 0
| 132kV UG Cable (Oil) |  | 0 | 0 | C1 | 0 | 0 | 0 | 0 | 0 | 0 | 0 | 0 | 0 | 0 | 0 | 0 | 0 | 0 | 0 | 0 | 0 | 0 | 0 | 0 | 0 | 0 | 0 | 0 | 0 | 0 | 0 | 0 | 0 | 0 | 0 | 0 | 0 | 0 | 0 | 0 |  |  | C1 | 0 | 0 | 0 | 0 | 0 | C1 | 0 | 0 | 0 | 0 | 0 | C1 | [5 empty] | C1 | [5 empty] | 0 | [6 empty] | 0 | [6 empty] | 0 | [6 empty] | 0 | [6 empty] | 0 | [6 empty] | 0
|  |  | 0 | 0 | C2 | 0 | 0 | 0 | 0 | 0 | 0 | 0 | 0 | 0 | 0 | 0 | 0 | 0 | 0 | 0 | 0 | 0 | 0 | 0 | 0 | 0 | 0 | 0 | 0 | 0 | 0 | 0 | 0 | 0 | 0 | 0 | 0 | 0 | 0 | 0 | 0 |  |  | C2 | 0 | 0 | 0 | 0 | 0 | C2 | 0 | 0 | 0 | 0 | 0 | C2 | [5 empty] | C2 | [5 empty] | 0 | [6 empty] | 0 | [6 empty] | 0 | [6 empty] | 0 | [6 empty] | 0 | [6 empty] | 0
|  |  | 0 | 0 | C3 | 0 | 0 | 0 | 0 | 0 | 0 | 0 | 0 | 0 | 0 | 0 | 0 | 0 | 0 | 0 | 0 | 0 | 0 | 0 | 0 | 0 | 0 | 0 | 0 | 0 | 0 | 0 | 0 | 0 | 0 | 0 | 0 | 0 | 0 | 0 | 0 |  |  | C3 | 0 | 0 | 0 | 0 | 0 | C3 | 0 | 0 | 0 | 0 | 0 | C3 | [5 empty] | C3 | [5 empty] | 0 | [6 empty] | 0 | [6 empty] | 0 | [6 empty] | 0 | [6 empty] | 0 | [6 empty] | 0
|  |  | 0 | 0 | C4 | 0 | 0 | 0 | 0 | 0 | 0 | 0 | 0 | 0 | 0 | 0 | 0 | 0 | 0 | 0 | 0 | 0 | 0 | 0 | 0 | 0 | 0 | 0 | 0 | 0 | 0 | 0 | 0 | 0 | 0 | 0 | 0 | 0 | 0 | 0 | 0 |  |  | C4 | 0 | 0 | 0 | 0 | 0 | C4 | 0 | 0 | 0 | 0 | 0 | C4 | [5 empty] | C4 | [5 empty] | 0 | [6 empty] | 0 | [6 empty] | 0 | [6 empty] | 0 | [6 empty] | 0 | [6 empty] | 0
|  |  | 0 | 0 |  | 0 | 0 | 0 | 0 | 0 |  | 0 | 0 | 0 | 0 | 0 |  | 0 | 0 | 0 | 0 | 0 |  | 0 | 0 | 0 | 0 | 0 |  | 0 | 0 | 0 | 0 | 0 |  | 0 | 0 | 0 | 0 | 0 | [22 empty] | 0 | 0 | 0 | 0 | 0 | 0 |  | 0 | 0 | 0 | 0 | 0 | 0 |  | 0 | 0 | 0 | 0 | 0 | 0 |  | 0 | 0 | 0 | 0 | 0 | 0 |  | 0 | 0 | 0 | 0 | 0 | 0 |  | 0 | 0 | 0 | 0 | 0 | 0
| 132kV UG Cable (Non Pressurised) |  | 0 | 0 | C1 | 0 | 0 | 0 | 0 | 0 | 0 | 0 | 0 | 0 | 0 | 0 | 0 | 0 | 0 | 0 | 0 | 0 | 0 | 0 | 0 | 0 | 0 | 0 | 0 | 0 | 0 | 0 | 0 | 0 | 0 | 0 | 0 | 0 | 0 | 0 | 0 |  |  | C1 | 0 | 0 | 0 | 0 | 0 | C1 | 0 | 0 | 0 | 0 | 0 | C1 | [5 empty] | C1 | [5 empty] | 0 | [6 empty] | 0 | [6 empty] | 0 | [6 empty] | 0 | [6 empty] | 0 | [6 empty] | 0
|  |  | 0 | 0 | C2 | 0 | 0 | 0 | 0 | 0 | 0 | 0 | 0 | 0 | 0 | 0 | 0 | 0 | 0 | 0 | 0 | 0 | 0 | 0 | 0 | 0 | 0 | 0 | 0 | 0 | 0 | 0 | 0 | 0 | 0 | 0 | 0 | 0 | 0 | 0 | 0 |  |  | C2 | 0 | 0 | 0 | 0 | 0 | C2 | 0 | 0 | 0 | 0 | 0 | C2 | [5 empty] | C2 | [5 empty] | 0 | [6 empty] | 0 | [6 empty] | 0 | [6 empty] | 0 | [6 empty] | 0 | [6 empty] | 0
|  |  | 0 | 0 | C3 | 0 | 0 | 0 | 0 | 0 | 0 | 0 | 0 | 0 | 0 | 0 | 0 | 0 | 0 | 0 | 0 | 0 | 0 | 0 | 0 | 0 | 0 | 0 | 0 | 0 | 0 | 0 | 0 | 0 | 0 | 0 | 0 | 0 | 0 | 0 | 0 |  |  | C3 | 0 | 0 | 0 | 0 | 0 | C3 | 0 | 0 | 0 | 0 | 0 | C3 | [5 empty] | C3 | [5 empty] | 0 | [6 empty] | 0 | [6 empty] | 0 | [6 empty] | 0 | [6 empty] | 0 | [6 empty] | 0
|  |  | 0 | 0 | C4 | 0 | 0 | 0 | 0 | 0 | 0 | 0 | 0 | 0 | 0 | 0 | 0 | 0 | 0 | 0 | 0 | 0 | 0 | 0 | 0 | 0 | 0 | 0 | 0 | 0 | 0 | 0 | 0 | 0 | 0 | 0 | 0 | 0 | 0 | 0 | 0 |  |  | C4 | 0 | 0 | 0 | 0 | 0 | C4 | 0 | 0 | 0 | 0 | 0 | C4 | [5 empty] | C4 | [5 empty] | 0 | [6 empty] | 0 | [6 empty] | 0 | [6 empty] | 0 | [6 empty] | 0 | [6 empty] | 0
|  |  | 0 | 0 |  | 0 | 0 | 0 | 0 | 0 |  | 0 | 0 | 0 | 0 | 0 |  | 0 | 0 | 0 | 0 | 0 |  | 0 | 0 | 0 | 0 | 0 |  | 0 | 0 | 0 | 0 | 0 |  | 0 | 0 | 0 | 0 | 0 | [22 empty] | 0 | 0 | 0 | 0 | 0 | 0 |  | 0 | 0 | 0 | 0 | 0 | 0 |  | 0 | 0 | 0 | 0 | 0 | 0 |  | 0 | 0 | 0 | 0 | 0 | 0 |  | 0 | 0 | 0 | 0 | 0 | 0 |  | 0 | 0 | 0 | 0 | 0 | 0
| 132kV OHL Support - Tower |  | 0 | 0 | C1 | 0 | 0 | 0 | 0 | 0 | 0 | 0 | 0 | 0 | 0 | 0 | 0 | 0 | 0 | 0 | 0 | 0 | 0 | 0 | 0 | 0 | 0 | 0 | 0 | 0 | 0 | 0 | 0 | 0 | 0 | 0 | 0 | 0 | 0 | 0 | 0 |  |  | C1 | 0 | 0 | 0 | 0 | 0 | C1 | 0 | 0 | 0 | 0 | 0 | C1 | [5 empty] | C1 | [5 empty] | 0 | [6 empty] | 0 | [6 empty] | 0 | [6 empty] | 0 | [6 empty] | 0 | [6 empty] | 0
|  |  | 0 | 0 | C2 | 0 | 0 | 0 | 0 | 0 | 0 | 0 | 0 | 0 | 0 | 0 | 0 | 0 | 0 | 0 | 0 | 0 | 0 | 0 | 0 | 0 | 0 | 0 | 0 | 0 | 0 | 0 | 0 | 0 | 0 | 0 | 0 | 0 | 0 | 0 | 0 |  |  | C2 | 0 | 0 | 0 | 0 | 0 | C2 | 0 | 0 | 0 | 0 | 0 | C2 | [5 empty] | C2 | [5 empty] | 0 | [6 empty] | 0 | [6 empty] | 0 | [6 empty] | 0 | [6 empty] | 0 | [6 empty] | 0
|  |  | 0 | 0 | C3 | 0 | 0 | 0 | 0 | 0 | 0 | 0 | 0 | 0 | 0 | 0 | 0 | 0 | 0 | 0 | 0 | 0 | 0 | 0 | 0 | 0 | 0 | 0 | 0 | 0 | 0 | 0 | 0 | 0 | 0 | 0 | 0 | 0 | 0 | 0 | 0 |  |  | C3 | 0 | 0 | 0 | 0 | 0 | C3 | 0 | 0 | 0 | 0 | 0 | C3 | [5 empty] | C3 | [5 empty] | 0 | [6 empty] | 0 | [6 empty] | 0 | [6 empty] | 0 | [6 empty] | 0 | [6 empty] | 0
|  |  | 0 | 0 | C4 | 0 | 0 | 0 | 0 | 0 | 0 | 0 | 0 | 0 | 0 | 0 | 0 | 0 | 0 | 0 | 0 | 0 | 0 | 0 | 0 | 0 | 0 | 0 | 0 | 0 | 0 | 0 | 0 | 0 | 0 | 0 | 0 | 0 | 0 | 0 | 0 |  |  | C4 | 0 | 0 | 0 | 0 | 0 | C4 | 0 | 0 | 0 | 0 | 0 | C4 | [5 empty] | C4 | [5 empty] | 0 | [6 empty] | 0 | [6 empty] | 0 | [6 empty] | 0 | [6 empty] | 0 | [6 empty] | 0
|  |  | 0 | 0 |  | 0 | 0 | 0 | 0 | 0 |  | 0 | 0 | 0 | 0 | 0 |  | 0 | 0 | 0 | 0 | 0 |  | 0 | 0 | 0 | 0 | 0 |  | 0 | 0 | 0 | 0 | 0 |  | 0 | 0 | 0 | 0 | 0 | [22 empty] | 0 | 0 | 0 | 0 | 0 | 0 |  | 0 | 0 | 0 | 0 | 0 | 0 |  | 0 | 0 | 0 | 0 | 0 | 0 |  | 0 | 0 | 0 | 0 | 0 | 0 |  | 0 | 0 | 0 | 0 | 0 | 0 |  | 0 | 0 | 0 | 0 | 0 | 0
| 132kV OHL (Tower Line) Conductor |  | 0 | 0 | C1 | 0 | 0 | 0 | 0 | 0 | 0 | 0 | 0 | 0 | 0 | 0 | 0 | 0 | 0 | 0 | 0 | 0 | 0 | 0 | 0 | 0 | 0 | 0 | 0 | 0 | 0 | 0 | 0 | 0 | 0 | 0 | 0 | 0 | 0 | 0 | 0 |  | 0 | C1 | 0 | 0 | 0 | 0 | 0 | C1 | 0 | 0 | 0 | 0 | 0 | C1 | [5 empty] | C1 | [5 empty] | 0 | [6 empty] | 0 | [6 empty] | 0 | [6 empty] | 0 | [6 empty] | 0 | [6 empty] | 0
|  |  | 0 | 0 | C2 | 0 | 0 | 0 | 0 | 0 | 0 | 0 | 0 | 0 | 0 | 0 | 0 | 0 | 0 | 0 | 0 | 0 | 0 | 0 | 0 | 0 | 0 | 0 | 0 | 0 | 0 | 0 | 0 | 0 | 0 | 0 | 0 | 0 | 0 | 0 | 0 |  |  | C2 | 0 | 0 | 0 | 0 | 0 | C2 | 0 | 0 | 0 | 0 | 0 | C2 | [5 empty] | C2 | [5 empty] | 0 | [6 empty] | 0 | [6 empty] | 0 | [6 empty] | 0 | [6 empty] | 0 | [6 empty] | 0
|  |  | 0 | 0 | C3 | 0 | 0 | 0 | 0 | 0 | 0 | 0 | 0 | 0 | 0 | 0 | 0 | 0 | 0 | 0 | 0 | 0 | 0 | 0 | 0 | 0 | 0 | 0 | 0 | 0 | 0 | 0 | 0 | 0 | 0 | 0 | 0 | 0 | 0 | 0 | 0 |  |  | C3 | 0 | 0 | 0 | 0 | 0 | C3 | 0 | 0 | 0 | 0 | 0 | C3 | [5 empty] | C3 | [5 empty] | 0 | [6 empty] | 0 | [6 empty] | 0 | [6 empty] | 0 | [6 empty] | 0 | [6 empty] | 0
|  |  | 0 | 0 | C4 | 0 | 0 | 0 | 0 | 0 | 0 | 0 | 0 | 0 | 0 | 0 | 0 | 0 | 0 | 0 | 0 | 0 | 0 | 0 | 0 | 0 | 0 | 0 | 0 | 0 | 0 | 0 | 0 | 0 | 0 | 0 | 0 | 0 | 0 | 0 | 0 |  |  | C4 | 0 | 0 | 0 | 0 | 0 | C4 | 0 | 0 | 0 | 0 | 0 | C4 | [5 empty] | C4 | [5 empty] | 0 | [6 empty] | 0 | [6 empty] | 0 | [6 empty] | 0 | [6 empty] | 0 | [6 empty] | 0
|  |  | 0 | 0 |  | 0 | 0 | 0 | 0 | 0 |  | 0 | 0 | 0 | 0 | 0 |  | 0 | 0 | 0 | 0 | 0 |  | 0 | 0 | 0 | 0 | 0 |  | 0 | 0 | 0 | 0 | 0 |  | 0 | 0 | 0 | 0 | 0 | [22 empty] | 0 | 0 | 0 | 0 | 0 | 0 |  | 0 | 0 | 0 | 0 | 0 | 0 |  | 0 | 0 | 0 | 0 | 0 | 0 |  | 0 | 0 | 0 | 0 | 0 | 0 |  | 0 | 0 | 0 | 0 | 0 | 0 |  | 0 | 0 | 0 | 0 | 0 | 0
| 132kV OHL Fittings |  | 0 | 0 | C1 | 0 | 0 | 0 | 0 | 0 | 0 | 0 | 0 | 0 | 0 | 0 | 0 | 0 | 0 | 0 | 0 | 0 | 0 | 0 | 0 | 0 | 0 | 0 | 0 | 0 | 0 | 0 | 0 | 0 | 0 | 0 | 0 | 0 | 0 | 0 | 0 |  |  | C1 | 0 | 0 | 0 | 0 | 0 | C1 | 0 | 0 | 0 | 0 | 0 | C1 | [5 empty] | C1 | [5 empty] | 0 | [6 empty] | 0 | [6 empty] | 0 | [6 empty] | 0 | [6 empty] | 0 | [6 empty] | 0
|  |  | 0 | 0 | C2 | 0 | 0 | 0 | 0 | 0 | 0 | 0 | 0 | 0 | 0 | 0 | 0 | 0 | 0 | 0 | 0 | 0 | 0 | 0 | 0 | 0 | 0 | 0 | 0 | 0 | 0 | 0 | 0 | 0 | 0 | 0 | 0 | 0 | 0 | 0 | 0 |  |  | C2 | 0 | 0 | 0 | 0 | 0 | C2 | 0 | 0 | 0 | 0 | 0 | C2 | [5 empty] | C2 | [5 empty] | 0 | [6 empty] | 0 | [6 empty] | 0 | [6 empty] | 0 | [6 empty] | 0 | [6 empty] | 0
|  |  | 0 | 0 | C3 | 0 | 0 | 0 | 0 | 0 | 0 | 0 | 0 | 0 | 0 | 0 | 0 | 0 | 0 | 0 | 0 | 0 | 0 | 0 | 0 | 0 | 0 | 0 | 0 | 0 | 0 | 0 | 0 | 0 | 0 | 0 | 0 | 0 | 0 | 0 | 0 |  |  | C3 | 0 | 0 | 0 | 0 | 0 | C3 | 0 | 0 | 0 | 0 | 0 | C3 | [5 empty] | C3 | [5 empty] | 0 | [6 empty] | 0 | [6 empty] | 0 | [6 empty] | 0 | [6 empty] | 0 | [6 empty] | 0
|  |  | 0 | 0 | C4 | 0 | 0 | 0 | 0 | 0 | 0 | 0 | 0 | 0 | 0 | 0 | 0 | 0 | 0 | 0 | 0 | 0 | 0 | 0 | 0 | 0 | 0 | 0 | 0 | 0 | 0 | 0 | 0 | 0 | 0 | 0 | 0 | 0 | 0 | 0 | 0 |  |  | C4 | 0 | 0 | 0 | 0 | 0 | C4 | 0 | 0 | 0 | 0 | 0 | C4 | [5 empty] | C4 | [5 empty] | 0 | [6 empty] | 0 | [6 empty] | 0 | [6 empty] | 0 | [6 empty] | 0 | [6 empty] | 0
|  |  | 0 | 0 |  | 0 | 0 | 0 | 0 | 0 |  | 0 | 0 | 0 | 0 | 0 |  | 0 | 0 | 0 | 0 | 0 |  | 0 | 0 | 0 | 0 | 0 |  | 0 | 0 | 0 | 0 | 0 |  | 0 | 0 | 0 | 0 | 0 | [22 empty] | 0 | 0 | 0 | 0 | 0 | 0 |  | 0 | 0 | 0 | 0 | 0 | 0 |  | 0 | 0 | 0 | 0 | 0 | 0 |  | 0 | 0 | 0 | 0 | 0 | 0 |  | 0 | 0 | 0 | 0 | 0 | 0 |  | 0 | 0 | 0 | 0 | 0 | 0
| [Please insert new asset category as required] |  | 0 | 0 | C1 | 0 | 0 | 0 | 0 | 0 | 0 | 0 | 0 | 0 | 0 | 0 | 0 | 0 | 0 | 0 | 0 | 0 | 0 | 0 | 0 | 0 | 0 | 0 | 0 | 0 | 0 | 0 | 0 | 0 | 0 | 0 | 0 | 0 | 0 | 0 | 0 |  |  | C1 | 0 | 0 | 0 | 0 | 0 | C1 | 0 | 0 | 0 | 0 | 0 | C1 | [5 empty] | C1 | [5 empty] | 0 | [6 empty] | 0 | [6 empty] | 0 | [6 empty] | 0 | [6 empty] | 0 | [6 empty] | 0
|  |  | 0 | 0 | C2 | 0 | 0 | 0 | 0 | 0 | 0 | 0 | 0 | 0 | 0 | 0 | 0 | 0 | 0 | 0 | 0 | 0 | 0 | 0 | 0 | 0 | 0 | 0 | 0 | 0 | 0 | 0 | 0 | 0 | 0 | 0 | 0 | 0 | 0 | 0 | 0 |  |  | C2 | 0 | 0 | 0 | 0 | 0 | C2 | 0 | 0 | 0 | 0 | 0 | C2 | [5 empty] | C2 | [5 empty] | 0 | [6 empty] | 0 | [6 empty] | 0 | [6 empty] | 0 | [6 empty] | 0 | [6 empty] | 0
|  |  | 0 | 0 | C3 | 0 | 0 | 0 | 0 | 0 | 0 | 0 | 0 | 0 | 0 | 0 | 0 | 0 | 0 | 0 | 0 | 0 | 0 | 0 | 0 | 0 | 0 | 0 | 0 | 0 | 0 | 0 | 0 | 0 | 0 | 0 | 0 | 0 | 0 | 0 | 0 |  |  | C3 | 0 | 0 | 0 | 0 | 0 | C3 | 0 | 0 | 0 | 0 | 0 | C3 | [5 empty] | C3 | [5 empty] | 0 | [6 empty] | 0 | [6 empty] | 0 | [6 empty] | 0 | [6 empty] | 0 | [6 empty] | 0
|  |  | 0 | 0 | C4 | 0 | 0 | 0 | 0 | 0 | 0 | 0 | 0 | 0 | 0 | 0 | 0 | 0 | 0 | 0 | 0 | 0 | 0 | 0 | 0 | 0 | 0 | 0 | 0 | 0 | 0 | 0 | 0 | 0 | 0 | 0 | 0 | 0 | 0 | 0 | 0 |  |  | C4 | 0 | 0 | 0 | 0 | 0 | C4 | 0 | 0 | 0 | 0 | 0 | C4 | [5 empty] | C4 | [5 empty] | 0 | [6 empty] | 0 | [6 empty] | 0 | [6 empty] | 0 | [6 empty] | 0 | [6 empty] | 0
|  |  | 0 | 0 |  | 0 | 0 | 0 | 0 | 0 |  | 0 | 0 | 0 | 0 | 0 |  | 0 | 0 | 0 | 0 | 0 |  | 0 | 0 | 0 | 0 | 0 |  | 0 | 0 | 0 | 0 | 0 |  | 0 | 0 | 0 | 0 | 0 | [22 empty] | 0 | 0 | 0 | 0 | 0 | 0 |  | 0 | 0 | 0 | 0 | 0 | 0 |  | 0 | 0 | 0 | 0 | 0 | 0 |  | 0 | 0 | 0 | 0 | 0 | 0 |  | 0 | 0 | 0 | 0 | 0 | 0 |  | 0 | 0 | 0 | 0 | 0 | 0
| [Please insert new asset category as required] |  | 0 | 0 | C1 | 0 | 0 | 0 | 0 | 0 | 0 | 0 | 0 | 0 | 0 | 0 | 0 | 0 | 0 | 0 | 0 | 0 | 0 | 0 | 0 | 0 | 0 | 0 | 0 | 0 | 0 | 0 | 0 | 0 | 0 | 0 | 0 | 0 | 0 | 0 | 0 |  |  | C1 | 0 | 0 | 0 | 0 | 0 | C1 | 0 | 0 | 0 | 0 | 0 | C1 | [5 empty] | C1 | [5 empty] | 0 | [6 empty] | 0 | [6 empty] | 0 | [6 empty] | 0 | [6 empty] | 0 | [6 empty] | 0
|  |  | 0 | 0 | C2 | 0 | 0 | 0 | 0 | 0 | 0 | 0 | 0 | 0 | 0 | 0 | 0 | 0 | 0 | 0 | 0 | 0 | 0 | 0 | 0 | 0 | 0 | 0 | 0 | 0 | 0 | 0 | 0 | 0 | 0 | 0 | 0 | 0 | 0 | 0 | 0 |  |  | C2 | 0 | 0 | 0 | 0 | 0 | C2 | 0 | 0 | 0 | 0 | 0 | C2 | [5 empty] | C2 | [5 empty] | 0 | [6 empty] | 0 | [6 empty] | 0 | [6 empty] | 0 | [6 empty] | 0 | [6 empty] | 0
|  |  | 0 | 0 | C3 | 0 | 0 | 0 | 0 | 0 | 0 | 0 | 0 | 0 | 0 | 0 | 0 | 0 | 0 | 0 | 0 | 0 | 0 | 0 | 0 | 0 | 0 | 0 | 0 | 0 | 0 | 0 | 0 | 0 | 0 | 0 | 0 | 0 | 0 | 0 | 0 |  |  | C3 | 0 | 0 | 0 | 0 | 0 | C3 | 0 | 0 | 0 | 0 | 0 | C3 | [5 empty] | C3 | [5 empty] | 0 | [6 empty] | 0 | [6 empty] | 0 | [6 empty] | 0 | [6 empty] | 0 | [6 empty] | 0
|  |  | 0 | 0 | C4 | 0 | 0 | 0 | 0 | 0 | 0 | 0 | 0 | 0 | 0 | 0 | 0 | 0 | 0 | 0 | 0 | 0 | 0 | 0 | 0 | 0 | 0 | 0 | 0 | 0 | 0 | 0 | 0 | 0 | 0 | 0 | 0 | 0 | 0 | 0 | 0 |  |  | C4 | 0 | 0 | 0 | 0 | 0 | C4 | 0 | 0 | 0 | 0 | 0 | C4 | [5 empty] | C4 | [5 empty] | 0 | [6 empty] | 0 | [6 empty] | 0 | [6 empty] | 0 | [6 empty] | 0 | [6 empty] | 0
|  |  | 0 | 0 |  | 0 | 0 | 0 | 0 | 0 |  | 0 | 0 | 0 | 0 | 0 |  | 0 | 0 | 0 | 0 | 0 |  | 0 | 0 | 0 | 0 | 0 |  | 0 | 0 | 0 | 0 | 0 |  | 0 | 0 | 0 | 0 | 0 | [22 empty] | 0 | 0 | 0 | 0 | 0 | 0 |  | 0 | 0 | 0 | 0 | 0 | 0 |  | 0 | 0 | 0 | 0 | 0 | 0 |  | 0 | 0 | 0 | 0 | 0 | 0 |  | 0 | 0 | 0 | 0 | 0 | 0 |  | 0 | 0 | 0 | 0 | 0 | 0
| [Please insert new asset category as required] |  | 0 | 0 | C1 | 0 | 0 | 0 | 0 | 0 | 0 | 0 | 0 | 0 | 0 | 0 | 0 | 0 | 0 | 0 | 0 | 0 | 0 | 0 | 0 | 0 | 0 | 0 | 0 | 0 | 0 | 0 | 0 | 0 | 0 | 0 | 0 | 0 | 0 | 0 | 0 |  |  | C1 | 0 | 0 | 0 | 0 | 0 | C1 | 0 | 0 | 0 | 0 | 0 | C1 | [5 empty] | C1 | [5 empty] | 0 | [6 empty] | 0 | [6 empty] | 0 | [6 empty] | 0 | [6 empty] | 0 | [6 empty] | 0
|  |  | 0 | 0 | C2 | 0 | 0 | 0 | 0 | 0 | 0 | 0 | 0 | 0 | 0 | 0 | 0 | 0 | 0 | 0 | 0 | 0 | 0 | 0 | 0 | 0 | 0 | 0 | 0 | 0 | 0 | 0 | 0 | 0 | 0 | 0 | 0 | 0 | 0 | 0 | 0 |  |  | C2 | 0 | 0 | 0 | 0 | 0 | C2 | 0 | 0 | 0 | 0 | 0 | C2 | [5 empty] | C2 | [5 empty] | 0 | [6 empty] | 0 | [6 empty] | 0 | [6 empty] | 0 | [6 empty] | 0 | [6 empty] | 0
|  |  | 0 | 0 | C3 | 0 | 0 | 0 | 0 | 0 | 0 | 0 | 0 | 0 | 0 | 0 | 0 | 0 | 0 | 0 | 0 | 0 | 0 | 0 | 0 | 0 | 0 | 0 | 0 | 0 | 0 | 0 | 0 | 0 | 0 | 0 | 0 | 0 | 0 | 0 | 0 |  |  | C3 | 0 | 0 | 0 | 0 | 0 | C3 | 0 | 0 | 0 | 0 | 0 | C3 | [5 empty] | C3 | [5 empty] | 0 | [6 empty] | 0 | [6 empty] | 0 | [6 empty] | 0 | [6 empty] | 0 | [6 empty] | 0
|  |  | 0 | 0 | C4 | 0 | 0 | 0 | 0 | 0 | 0 | 0 | 0 | 0 | 0 | 0 | 0 | 0 | 0 | 0 | 0 | 0 | 0 | 0 | 0 | 0 | 0 | 0 | 0 | 0 | 0 | 0 | 0 | 0 | 0 | 0 | 0 | 0 | 0 | 0 | 0 |  |  | C4 | 0 | 0 | 0 | 0 | 0 | C4 | 0 | 0 | 0 | 0 | 0 | C4 | [5 empty] | C4 | [5 empty] | 0 | [6 empty] | 0 | [6 empty] | 0 | [6 empty] | 0 | [6 empty] | 0 | [6 empty] | 0
|  |  | 0 | 0 |  | 0 | 0 | 0 | 0 | 0 |  | 0 | 0 | 0 | 0 | 0 |  | 0 | 0 | 0 | 0 | 0 |  | 0 | 0 | 0 | 0 | 0 |  | 0 | 0 | 0 | 0 | 0 |  | 0 | 0 | 0 | 0 | 0 | [22 empty] | 0 | 0 | 0 | 0 | 0 | 0 |  | 0 | 0 | 0 | 0 | 0 | 0 |  | 0 | 0 | 0 | 0 | 0 | 0 |  | 0 | 0 | 0 | 0 | 0 | 0 |  | 0 | 0 | 0 | 0 | 0 | 0 |  | 0 | 0 | 0 | 0 | 0 | 0
| [Please insert new asset category as required] |  | 0 | 0 | C1 | 0 | 0 | 0 | 0 | 0 | 0 | 0 | 0 | 0 | 0 | 0 | 0 | 0 | 0 | 0 | 0 | 0 | 0 | 0 | 0 | 0 | 0 | 0 | 0 | 0 | 0 | 0 | 0 | 0 | 0 | 0 | 0 | 0 | 0 | 0 | 0 |  |  | C1 | 0 | 0 | 0 | 0 | 0 | C1 | 0 | 0 | 0 | 0 | 0 | C1 | [5 empty] | C1 | [5 empty] | 0 | [6 empty] | 0 | [6 empty] | 0 | [6 empty] | 0 | [6 empty] | 0 | [6 empty] | 0
|  |  | 0 | 0 | C2 | 0 | 0 | 0 | 0 | 0 | 0 | 0 | 0 | 0 | 0 | 0 | 0 | 0 | 0 | 0 | 0 | 0 | 0 | 0 | 0 | 0 | 0 | 0 | 0 | 0 | 0 | 0 | 0 | 0 | 0 | 0 | 0 | 0 | 0 | 0 | 0 |  |  | C2 | 0 | 0 | 0 | 0 | 0 | C2 | 0 | 0 | 0 | 0 | 0 | C2 | [5 empty] | C2 | [5 empty] | 0 | [6 empty] | 0 | [6 empty] | 0 | [6 empty] | 0 | [6 empty] | 0 | [6 empty] | 0
|  |  | 0 | 0 | C3 | 0 | 0 | 0 | 0 | 0 | 0 | 0 | 0 | 0 | 0 | 0 | 0 | 0 | 0 | 0 | 0 | 0 | 0 | 0 | 0 | 0 | 0 | 0 | 0 | 0 | 0 | 0 | 0 | 0 | 0 | 0 | 0 | 0 | 0 | 0 | 0 |  |  | C3 | 0 | 0 | 0 | 0 | 0 | C3 | 0 | 0 | 0 | 0 | 0 | C3 | [5 empty] | C3 | [5 empty] | 0 | [6 empty] | 0 | [6 empty] | 0 | [6 empty] | 0 | [6 empty] | 0 | [6 empty] | 0
|  |  | 0 | 0 | C4 | 0 | 0 | 0 | 0 | 0 | 0 | 0 | 0 | 0 | 0 | 0 | 0 | 0 | 0 | 0 | 0 | 0 | 0 | 0 | 0 | 0 | 0 | 0 | 0 | 0 | 0 | 0 | 0 | 0 | 0 | 0 | 0 | 0 | 0 | 0 | 0 |  |  | C4 | 0 | 0 | 0 | 0 | 0 | C4 | 0 | 0 | 0 | 0 | 0 | C4 | [5 empty] | C4 | [5 empty] | 0 | [6 empty] | 0 | [6 empty] | 0 | [6 empty] | 0 | [6 empty] | 0 | [6 empty] | 0
|  |  | 0 | 0 |  | 0 | 0 | 0 | 0 | 0 |  | 0 | 0 | 0 | 0 | 0 |  | 0 | 0 | 0 | 0 | 0 |  | 0 | 0 | 0 | 0 | 0 |  | 0 | 0 | 0 | 0 | 0 |  | 0 | 0 | 0 | 0 | 0 | [22 empty] | 0 | 0 | 0 | 0 | 0 | 0 |  | 0 | 0 | 0 | 0 | 0 | 0 |  | 0 | 0 | 0 | 0 | 0 | 0 |  | 0 | 0 | 0 | 0 | 0 | 0 |  | 0 | 0 | 0 | 0 | 0 | 0 |  | 0 | 0 | 0 | 0 | 0 | 0
[63 empty] | 0 | 0 | 0 | 0 | 0 | 0 |  | 0 | 0 | 0 | 0 | 0 | 0 |  | 0 | 0 | 0 | 0 | 0 | 0 |  | 0 | 0 | 0 | 0 | 0 | 0 |  | 0 | 0 | 0 | 0 | 0 | 0 |  | 0 | 0 | 0 | 0 | 0 | 0
| Other | [66 empty] | 0 | [6 empty] | 0 | [6 empty] | 0 | [6 empty] | 0 | [6 empty] | 0 | [6 empty] | 0
| Submarine Cables |  | 51.385 | 51.385 | C1 | 32.01 | 0 | 18.741 | 0 | 0.634 | 51.385 | 0 | 0 | 0 | 0 | 0 | 0 | 0 | 0 | 0 | 0 | 0 | 0 | 21.934 | 10.076 | 0 | 18.741 | 0.634 | 51.385 | 0 | 0 | 0 | 0 | 0 | 0 | 21.934 | 10.076 | 0 | 1.901 | 17.474 | 51.385 |  |  | C1 | 0.0057571 | 0.0085717 | 0.015156 | 0.024545 | 0.057572 | C1 | 166865.328 | 166865.328 | 166865.328 | 166865.328 | 166865.328 | C1 | 960.6589 | 1430.3187 | 2528.9333 | 4095.6384 | 9606.7527 | C1 | 0 | 0 | 0 | 0 | 0 | 0 |  | 30750.6909 | 0 | 47394.7388 | 0 | 6090.6812 | 84236.1109 |  | 21071.092 | 14411.8917 | 0 | 76756.3598 | 6090.6812 | 118330.0247 |  | 21071.092 | 14411.8917 | 0 | 76756.3598 | 6090.6812 | 118330.0247 |  | 21071.092 | 14411.8917 | 0 | 7785.8087 | 167868.3962 | 211137.1885 |  | 21071.092 | 14411.8917 | 0 | 7785.8087 | 167868.3962 | 211137.1885
|  |  | 332.389 | 332.389 | C2 | 282.204 | 0 | 50.185 | 0 | 0 | 332.389 | 0 | 0 | 0 | 0 | 0 | 0 | 0 | 0 | 0 | 0 | 0 | 0 | 275.13 | 7.074 | 0.567 | 49.618 | 0 | 332.389 | 0 | 0 | 0 | 0 | 0 | 0 | 233.474 | 48.73 | 0 | 5.805 | 44.38 | 332.389 |  |  | C2 | 0.0057571 | 0.0085717 | 0.015156 | 0.024545 | 0.057572 | C2 | 238379.04 | 238379.04 | 238379.04 | 238379.04 | 238379.04 | C2 | 1372.3698 | 2043.3125 | 3612.7618 | 5850.912 | 13723.9324 | C2 | 0 | 0 | 0 | 0 | 0 | 0 |  | 387288.2571 | 0 | 181306.453 | 0 | 0 | 568594.7101 |  | 377580.1129 | 14454.3926 | 2048.436 | 290310.5537 | 0 | 684393.4952 |  | 377580.1129 | 14454.3926 | 2048.436 | 290310.5537 | 0 | 684393.4952 |  | 320412.675 | 99570.6179 | 0 | 33964.5444 | 609068.1193 | 1063015.9566 |  | 320412.675 | 99570.6179 | 0 | 33964.5444 | 609068.1193 | 1063015.9566
|  |  | 70.896 | 70.896 | C3 | 42.4453 | 1.155 | 25.0757 | 0 | 2.22 | 70.896 | 0 | 0 | 0 | 0 | 0 | 0 | 0 | 0 | 0 | 0 | 0 | 0 | 42.4453 | 1.155 | 3.0547 | 22.021 | 2.22 | 70.896 | 0 | 0 | 0 | 0 | 0 | 0 | 35.5573 | 6.888 | 1.49 | 12.0957 | 14.865 | 70.896 |  |  | C3 | 0.0057571 | 0.0085717 | 0.015156 | 0.024545 | 0.057572 | C3 | 357568.56 | 357568.56 | 357568.56 | 357568.56 | 357568.56 | C3 | 2058.5548 | 3064.9687 | 5419.1428 | 8776.3681 | 20585.8986 | C3 | 0 | 0 | 0 | 0 | 0 | 0 |  | 87375.9741 | 3540.0389 | 135888.7982 | 0 | 45700.6948 | 272505.506 |  | 87375.9741 | 3540.0389 | 16553.8554 | 193264.4011 | 45700.6948 | 346434.9644 |  | 87375.9741 | 3540.0389 | 16553.8554 | 193264.4011 | 45700.6948 | 346434.9644 |  | 73196.6489 | 21111.5047 | 8074.5227 | 106156.3152 | 306009.3824 | 514548.3739 |  | 73196.6489 | 21111.5047 | 8074.5227 | 106156.3152 | 306009.3824 | 514548.3739
|  |  | 0 | 0 | C4 | 0 | 0 | 0 | 0 | 0 | 0 | 0 | 0 | 0 | 0 | 0 | 0 | 0 | 0 | 0 | 0 | 0 | 0 | 0 | 0 | 0 | 0 | 0 | 0 | 0 | 0 | 0 | 0 | 0 | 0 | 0 | 0 | 0 | 0 | 0 | 0 |  |  | C4 | 0.0057571 | 0.0085717 | 0.015156 | 0.024545 | 0.057572 | C4 | 595947.6 | 595947.6 | 595947.6 | 595947.6 | 595947.6 | C4 | 3430.9246 | 5108.2812 | 9031.9046 | 14627.2801 | 34309.831 | C4 | 0 | 0 | 0 | 0 | 0 | 0 |  | 0 | 0 | 0 | 0 | 0 | 0 |  | 0 | 0 | 0 | 0 | 0 | 0 |  | 0 | 0 | 0 | 0 | 0 | 0 |  | 0 | 0 | 0 | 0 | 0 | 0 |  | 0 | 0 | 0 | 0 | 0 | 0
|  |  | 454.67 | 454.67 |  | 356.6593 | 1.155 | 94.0017 | 0 | 2.854 |  | 0 | 0 | 0 | 0 | 0 |  | 0 | 0 | 0 | 0 | 0 |  | 339.5093 | 18.305 | 3.6217 | 90.38 | 2.854 |  | 0 | 0 | 0 | 0 | 0 |  | 290.9653 | 65.694 | 1.49 | 19.8017 | 76.719 | [22 empty] | 0 | 0 | 0 | 0 | 0 | 0 |  | 505414.9221 | 3540.0389 | 364589.99 | 0 | 51791.376 | 925336.3269 |  | 486027.1789 | 32406.3232 | 18602.2914 | 560331.3147 | 51791.376 | 1149158.4842 |  | 486027.1789 | 32406.3232 | 18602.2914 | 560331.3147 | 51791.376 | 1149158.4842 |  | 414680.4159 | 135094.0144 | 8074.5227 | 147906.6683 | 1082945.8978 | 1788701.5191 |  | 414680.4159 | 135094.0144 | 8074.5227 | 147906.6683 | 1082945.8978 | 1788701.5191
| [Please insert new asset category as required] |  | 0 | 0 | C1 | 0 | 0 | 0 | 0 | 0 | 0 | 0 | 0 | 0 | 0 | 0 | 0 | 0 | 0 | 0 | 0 | 0 | 0 | 0 | 0 | 0 | 0 | 0 | 0 | 0 | 0 | 0 | 0 | 0 | 0 | 0 | 0 | 0 | 0 | 0 | 0 |  |  | C1 | 0 | 0 | 0 | 0 | 0 | C1 | 0 | 0 | 0 | 0 | 0 | C1 | [5 empty] | C1 | [5 empty] | 0 | [6 empty] | 0 | [6 empty] | 0 | [6 empty] | 0 | [6 empty] | 0 | [6 empty] | 0
|  |  | 0 | 0 | C2 | 0 | 0 | 0 | 0 | 0 | 0 | 0 | 0 | 0 | 0 | 0 | 0 | 0 | 0 | 0 | 0 | 0 | 0 | 0 | 0 | 0 | 0 | 0 | 0 | 0 | 0 | 0 | 0 | 0 | 0 | 0 | 0 | 0 | 0 | 0 | 0 |  |  | C2 | 0 | 0 | 0 | 0 | 0 | C2 | 0 | 0 | 0 | 0 | 0 | C2 | [5 empty] | C2 | [5 empty] | 0 | [6 empty] | 0 | [6 empty] | 0 | [6 empty] | 0 | [6 empty] | 0 | [6 empty] | 0
|  |  | 0 | 0 | C3 | 0 | 0 | 0 | 0 | 0 | 0 | 0 | 0 | 0 | 0 | 0 | 0 | 0 | 0 | 0 | 0 | 0 | 0 | 0 | 0 | 0 | 0 | 0 | 0 | 0 | 0 | 0 | 0 | 0 | 0 | 0 | 0 | 0 | 0 | 0 | 0 |  |  | C3 | 0 | 0 | 0 | 0 | 0 | C3 | 0 | 0 | 0 | 0 | 0 | C3 | [5 empty] | C3 | [5 empty] | 0 | [6 empty] | 0 | [6 empty] | 0 | [6 empty] | 0 | [6 empty] | 0 | [6 empty] | 0
|  |  | 0 | 0 | C4 | 0 | 0 | 0 | 0 | 0 | 0 | 0 | 0 | 0 | 0 | 0 | 0 | 0 | 0 | 0 | 0 | 0 | 0 | 0 | 0 | 0 | 0 | 0 | 0 | 0 | 0 | 0 | 0 | 0 | 0 | 0 | 0 | 0 | 0 | 0 | 0 |  |  | C4 | 0 | 0 | 0 | 0 | 0 | C4 | 0 | 0 | 0 | 0 | 0 | C4 | [5 empty] | C4 | [5 empty] | 0 | [6 empty] | 0 | [6 empty] | 0 | [6 empty] | 0 | [6 empty] | 0 | [6 empty] | 0
|  |  | 0 | 0 |  | 0 | 0 | 0 | 0 | 0 |  | 0 | 0 | 0 | 0 | 0 |  | 0 | 0 | 0 | 0 | 0 |  | 0 | 0 | 0 | 0 | 0 |  | 0 | 0 | 0 | 0 | 0 |  | 0 | 0 | 0 | 0 | 0 | [22 empty] | 0 | 0 | 0 | 0 | 0 | 0 |  | 0 | 0 | 0 | 0 | 0 | 0 |  | 0 | 0 | 0 | 0 | 0 | 0 |  | 0 | 0 | 0 | 0 | 0 | 0 |  | 0 | 0 | 0 | 0 | 0 | 0 |  | 0 | 0 | 0 | 0 | 0 | 0
| [Please insert new asset category as required] |  | 0 | 0 | C1 | 0 | 0 | 0 | 0 | 0 | 0 | 0 | 0 | 0 | 0 | 0 | 0 | 0 | 0 | 0 | 0 | 0 | 0 | 0 | 0 | 0 | 0 | 0 | 0 | 0 | 0 | 0 | 0 | 0 | 0 | 0 | 0 | 0 | 0 | 0 | 0 |  |  | C1 | 0 | 0 | 0 | 0 | 0 | C1 | 0 | 0 | 0 | 0 | 0 | C1 | [5 empty] | C1 | [5 empty] | 0 | [6 empty] | 0 | [6 empty] | 0 | [6 empty] | 0 | [6 empty] | 0 | [6 empty] | 0
|  |  | 0 | 0 | C2 | 0 | 0 | 0 | 0 | 0 | 0 | 0 | 0 | 0 | 0 | 0 | 0 | 0 | 0 | 0 | 0 | 0 | 0 | 0 | 0 | 0 | 0 | 0 | 0 | 0 | 0 | 0 | 0 | 0 | 0 | 0 | 0 | 0 | 0 | 0 | 0 |  |  | C2 | 0 | 0 | 0 | 0 | 0 | C2 | 0 | 0 | 0 | 0 | 0 | C2 | [5 empty] | C2 | [5 empty] | 0 | [6 empty] | 0 | [6 empty] | 0 | [6 empty] | 0 | [6 empty] | 0 | [6 empty] | 0
|  |  | 0 | 0 | C3 | 0 | 0 | 0 | 0 | 0 | 0 | 0 | 0 | 0 | 0 | 0 | 0 | 0 | 0 | 0 | 0 | 0 | 0 | 0 | 0 | 0 | 0 | 0 | 0 | 0 | 0 | 0 | 0 | 0 | 0 | 0 | 0 | 0 | 0 | 0 | 0 |  |  | C3 | 0 | 0 | 0 | 0 | 0 | C3 | 0 | 0 | 0 | 0 | 0 | C3 | [5 empty] | C3 | [5 empty] | 0 | [6 empty] | 0 | [6 empty] | 0 | [6 empty] | 0 | [6 empty] | 0 | [6 empty] | 0
|  |  | 0 | 0 | C4 | 0 | 0 | 0 | 0 | 0 | 0 | 0 | 0 | 0 | 0 | 0 | 0 | 0 | 0 | 0 | 0 | 0 | 0 | 0 | 0 | 0 | 0 | 0 | 0 | 0 | 0 | 0 | 0 | 0 | 0 | 0 | 0 | 0 | 0 | 0 | 0 |  |  | C4 | 0 | 0 | 0 | 0 | 0 | C4 | 0 | 0 | 0 | 0 | 0 | C4 | [5 empty] | C4 | [5 empty] | 0 | [6 empty] | 0 | [6 empty] | 0 | [6 empty] | 0 | [6 empty] | 0 | [6 empty] | 0
|  |  | 0 | 0 |  | 0 | 0 | 0 | 0 | 0 |  | 0 | 0 | 0 | 0 | 0 |  | 0 | 0 | 0 | 0 | 0 |  | 0 | 0 | 0 | 0 | 0 |  | 0 | 0 | 0 | 0 | 0 |  | 0 | 0 | 0 | 0 | 0 | [22 empty] | 0 | 0 | 0 | 0 | 0 | 0 |  | 0 | 0 | 0 | 0 | 0 | 0 |  | 0 | 0 | 0 | 0 | 0 | 0 |  | 0 | 0 | 0 | 0 | 0 | 0 |  | 0 | 0 | 0 | 0 | 0 | 0 |  | 0 | 0 | 0 | 0 | 0 | 0
| [Please insert new asset category as required] |  | 0 | 0 | C1 | 0 | 0 | 0 | 0 | 0 | 0 | 0 | 0 | 0 | 0 | 0 | 0 | 0 | 0 | 0 | 0 | 0 | 0 | 0 | 0 | 0 | 0 | 0 | 0 | 0 | 0 | 0 | 0 | 0 | 0 | 0 | 0 | 0 | 0 | 0 | 0 |  |  | C1 | 0 | 0 | 0 | 0 | 0 | C1 | 0 | 0 | 0 | 0 | 0 | C1 | [5 empty] | C1 | [5 empty] | 0 | [6 empty] | 0 | [6 empty] | 0 | [6 empty] | 0 | [6 empty] | 0 | [6 empty] | 0
|  |  | 0 | 0 | C2 | 0 | 0 | 0 | 0 | 0 | 0 | 0 | 0 | 0 | 0 | 0 | 0 | 0 | 0 | 0 | 0 | 0 | 0 | 0 | 0 | 0 | 0 | 0 | 0 | 0 | 0 | 0 | 0 | 0 | 0 | 0 | 0 | 0 | 0 | 0 | 0 |  |  | C2 | 0 | 0 | 0 | 0 | 0 | C2 | 0 | 0 | 0 | 0 | 0 | C2 | [5 empty] | C2 | [5 empty] | 0 | [6 empty] | 0 | [6 empty] | 0 | [6 empty] | 0 | [6 empty] | 0 | [6 empty] | 0
|  |  | 0 | 0 | C3 | 0 | 0 | 0 | 0 | 0 | 0 | 0 | 0 | 0 | 0 | 0 | 0 | 0 | 0 | 0 | 0 | 0 | 0 | 0 | 0 | 0 | 0 | 0 | 0 | 0 | 0 | 0 | 0 | 0 | 0 | 0 | 0 | 0 | 0 | 0 | 0 |  |  | C3 | 0 | 0 | 0 | 0 | 0 | C3 | 0 | 0 | 0 | 0 | 0 | C3 | [5 empty] | C3 | [5 empty] | 0 | [6 empty] | 0 | [6 empty] | 0 | [6 empty] | 0 | [6 empty] | 0 | [6 empty] | 0
|  |  | 0 | 0 | C4 | 0 | 0 | 0 | 0 | 0 | 0 | 0 | 0 | 0 | 0 | 0 | 0 | 0 | 0 | 0 | 0 | 0 | 0 | 0 | 0 | 0 | 0 | 0 | 0 | 0 | 0 | 0 | 0 | 0 | 0 | 0 | 0 | 0 | 0 | 0 | 0 |  |  | C4 | 0 | 0 | 0 | 0 | 0 | C4 | 0 | 0 | 0 | 0 | 0 | C4 | [5 empty] | C4 | [5 empty] | 0 | [6 empty] | 0 | [6 empty] | 0 | [6 empty] | 0 | [6 empty] | 0 | [6 empty] | 0
|  |  | 0 | 0 |  | 0 | 0 | 0 | 0 | 0 |  | 0 | 0 | 0 | 0 | 0 |  | 0 | 0 | 0 | 0 | 0 |  | 0 | 0 | 0 | 0 | 0 |  | 0 | 0 | 0 | 0 | 0 |  | 0 | 0 | 0 | 0 | 0 | [22 empty] | 0 | 0 | 0 | 0 | 0 | 0 |  | 0 | 0 | 0 | 0 | 0 | 0 |  | 0 | 0 | 0 | 0 | 0 | 0 |  | 0 | 0 | 0 | 0 | 0 | 0 |  | 0 | 0 | 0 | 0 | 0 | 0 |  | 0 | 0 | 0 | 0 | 0 | 0
| [Please insert new asset category as required] |  | 0 | 0 | C1 | 0 | 0 | 0 | 0 | 0 | 0 | 0 | 0 | 0 | 0 | 0 | 0 | 0 | 0 | 0 | 0 | 0 | 0 | 0 | 0 | 0 | 0 | 0 | 0 | 0 | 0 | 0 | 0 | 0 | 0 | 0 | 0 | 0 | 0 | 0 | 0 |  |  | C1 | 0 | 0 | 0 | 0 | 0 | C1 | 0 | 0 | 0 | 0 | 0 | C1 | [5 empty] | C1 | [5 empty] | 0 | [6 empty] | 0 | [6 empty] | 0 | [6 empty] | 0 | [6 empty] | 0 | [6 empty] | 0
|  |  | 0 | 0 | C2 | 0 | 0 | 0 | 0 | 0 | 0 | 0 | 0 | 0 | 0 | 0 | 0 | 0 | 0 | 0 | 0 | 0 | 0 | 0 | 0 | 0 | 0 | 0 | 0 | 0 | 0 | 0 | 0 | 0 | 0 | 0 | 0 | 0 | 0 | 0 | 0 |  |  | C2 | 0 | 0 | 0 | 0 | 0 | C2 | 0 | 0 | 0 | 0 | 0 | C2 | [5 empty] | C2 | [5 empty] | 0 | [6 empty] | 0 | [6 empty] | 0 | [6 empty] | 0 | [6 empty] | 0 | [6 empty] | 0
|  |  | 0 | 0 | C3 | 0 | 0 | 0 | 0 | 0 | 0 | 0 | 0 | 0 | 0 | 0 | 0 | 0 | 0 | 0 | 0 | 0 | 0 | 0 | 0 | 0 | 0 | 0 | 0 | 0 | 0 | 0 | 0 | 0 | 0 | 0 | 0 | 0 | 0 | 0 | 0 |  |  | C3 | 0 | 0 | 0 | 0 | 0 | C3 | 0 | 0 | 0 | 0 | 0 | C3 | [5 empty] | C3 | [5 empty] | 0 | [6 empty] | 0 | [6 empty] | 0 | [6 empty] | 0 | [6 empty] | 0 | [6 empty] | 0
|  |  | 0 | 0 | C4 | 0 | 0 | 0 | 0 | 0 | 0 | 0 | 0 | 0 | 0 | 0 | 0 | 0 | 0 | 0 | 0 | 0 | 0 | 0 | 0 | 0 | 0 | 0 | 0 | 0 | 0 | 0 | 0 | 0 | 0 | 0 | 0 | 0 | 0 | 0 | 0 |  |  | C4 | 0 | 0 | 0 | 0 | 0 | C4 | 0 | 0 | 0 | 0 | 0 | C4 | [5 empty] | C4 | [5 empty] | 0 | [6 empty] | 0 | [6 empty] | 0 | [6 empty] | 0 | [6 empty] | 0 | [6 empty] | 0
|  |  | 0 | 0 |  | 0 | 0 | 0 | 0 | 0 |  | 0 | 0 | 0 | 0 | 0 |  | 0 | 0 | 0 | 0 | 0 |  | 0 | 0 | 0 | 0 | 0 |  | 0 | 0 | 0 | 0 | 0 |  | 0 | 0 | 0 | 0 | 0 | [22 empty] | 0 | 0 | 0 | 0 | 0 | 0 |  | 0 | 0 | 0 | 0 | 0 | 0 |  | 0 | 0 | 0 | 0 | 0 | 0 |  | 0 | 0 | 0 | 0 | 0 | 0 |  | 0 | 0 | 0 | 0 | 0 | 0 |  | 0 | 0 | 0 | 0 | 0 | 0
| [Please insert new asset category as required] |  | 0 | 0 | C1 | 0 | 0 | 0 | 0 | 0 | 0 | 0 | 0 | 0 | 0 | 0 | 0 | 0 | 0 | 0 | 0 | 0 | 0 | 0 | 0 | 0 | 0 | 0 | 0 | 0 | 0 | 0 | 0 | 0 | 0 | 0 | 0 | 0 | 0 | 0 | 0 |  |  | C1 | 0 | 0 | 0 | 0 | 0 | C1 | 0 | 0 | 0 | 0 | 0 | C1 | [5 empty] | C1 | [5 empty] | 0 | [6 empty] | 0 | [6 empty] | 0 | [6 empty] | 0 | [6 empty] | 0 | [6 empty] | 0
|  |  | 0 | 0 | C2 | 0 | 0 | 0 | 0 | 0 | 0 | 0 | 0 | 0 | 0 | 0 | 0 | 0 | 0 | 0 | 0 | 0 | 0 | 0 | 0 | 0 | 0 | 0 | 0 | 0 | 0 | 0 | 0 | 0 | 0 | 0 | 0 | 0 | 0 | 0 | 0 |  |  | C2 | 0 | 0 | 0 | 0 | 0 | C2 | 0 | 0 | 0 | 0 | 0 | C2 | [5 empty] | C2 | [5 empty] | 0 | [6 empty] | 0 | [6 empty] | 0 | [6 empty] | 0 | [6 empty] | 0 | [6 empty] | 0
|  |  | 0 | 0 | C3 | 0 | 0 | 0 | 0 | 0 | 0 | 0 | 0 | 0 | 0 | 0 | 0 | 0 | 0 | 0 | 0 | 0 | 0 | 0 | 0 | 0 | 0 | 0 | 0 | 0 | 0 | 0 | 0 | 0 | 0 | 0 | 0 | 0 | 0 | 0 | 0 |  |  | C3 | 0 | 0 | 0 | 0 | 0 | C3 | 0 | 0 | 0 | 0 | 0 | C3 | [5 empty] | C3 | [5 empty] | 0 | [6 empty] | 0 | [6 empty] | 0 | [6 empty] | 0 | [6 empty] | 0 | [6 empty] | 0
|  |  | 0 | 0 | C4 | 0 | 0 | 0 | 0 | 0 | 0 | 0 | 0 | 0 | 0 | 0 | 0 | 0 | 0 | 0 | 0 | 0 | 0 | 0 | 0 | 0 | 0 | 0 | 0 | 0 | 0 | 0 | 0 | 0 | 0 | 0 | 0 | 0 | 0 | 0 | 0 |  |  | C4 | 0 | 0 | 0 | 0 | 0 | C4 | 0 | 0 | 0 | 0 | 0 | C4 | [5 empty] | C4 | [5 empty] | 0 | [6 empty] | 0 | [6 empty] | 0 | [6 empty] | 0 | [6 empty] | 0 | [6 empty] | 0
|  |  | 0 | 0 |  | 0 | 0 | 0 | 0 | 0 |  | 0 | 0 | 0 | 0 | 0 |  | 0 | 0 | 0 | 0 | 0 |  | 0 | 0 | 0 | 0 | 0 |  | 0 | 0 | 0 | 0 | 0 |  | 0 | 0 | 0 | 0 | 0 | [22 empty] | 0 | 0 | 0 | 0 | 0 | 0 |  | 0 | 0 | 0 | 0 | 0 | 0 |  | 0 | 0 | 0 | 0 | 0 | 0 |  | 0 | 0 | 0 | 0 | 0 | 0 |  | 0 | 0 | 0 | 0 | 0 | 0 |  | 0 | 0 | 0 | 0 | 0 | 0
[63 empty] | 0 | 0 | 0 | 0 | 0 | 0 |  | 505414.9221 | 3540.0389 | 364589.99 | 0 | 51791.376 | 925336.3269 |  | 486027.1789 | 32406.3232 | 18602.2914 | 560331.3147 | 51791.376 | 1149158.4842 |  | 486027.1789 | 32406.3232 | 18602.2914 | 560331.3147 | 51791.376 | 1149158.4842 |  | 414680.4159 | 135094.0144 | 8074.5227 | 147906.6683 | 1082945.8978 | 1788701.5191 |  | 414680.4159 | 135094.0144 | 8074.5227 | 147906.6683 | 1082945.8978 | 1788701.5191
| TOTAL |  | 504531.623 | 504531.623 |  | 292069.4433 | 61027.484 | 136696.0097 | 1376 | 13362.686 |  | 0 | 0 | 0 | 0 | 0 |  | 0 | 0 | 0 | 0 | 0 |  | 273307.5123 | 64030.086 | 152005.9587 | 1388.38 | 13799.686 |  | 0 | 0 | 0 | 0 | 0 |  | 251293.9853 | 48526.458 | 47120.64 | 142693.9887 | 14896.551 |  |  |  |  | 0 | 0 | 0 | 0 | 0 |  | 0 | 0 | 0 | 0 | 0 | [7 empty] | 0 | 0 | 0 | 0 | 0 | 0 |  | 9984984.9665 | 2783582.354 | 11240987.0789 | 343667.6247 | 5393701.8703 | 29746923.8944 |  | 9337900.5287 | 2972300.655 | 12045926.5514 | 1123624.3057 | 5709758.214 | 31189510.2548 |  | 9337900.5287 | 2972300.655 | 12045926.5514 | 1123624.3057 | 5709758.214 | 31189510.2548 |  | 8508514.1694 | 2532765.9942 | 4122667.5671 | 17929538.0398 | 7634235.5621 | 40727721.3325 |  | 8508514.1694 | 2532765.9942 | 4122667.5671 | 17929538.0398 | 7634235.5621 | 40727721.3325
Health Index Definitions
|  |  | HI1 | New or as new | [57 empty] | LV Network | 0 | 0 | 0 | 0 | 0 | 0 | LV Network | 1117613.1788 | 404297.0737 | 2646813.5834 | 16195.0503 | 782148.7935 | 4967067.6797 | LV Network | 1027972.7318 | 428700.5724 | 2837576.0846 | 14105.5901 | 794906.6264 | 5103261.6053 | LV Network | 1027972.7318 | 428700.5724 | 2837576.0846 | 14105.5901 | 794906.6264 | 5103261.6053 | LV Network | 930853.5589 | 337518.8878 | 545760.245 | 4389306.5139 | 822047.5573 | 7025486.7629 | LV Network | 930853.5589 | 337518.8878 | 545760.245 | 4389306.5139 | 822047.5573 | 7025486.7629
|  |  | HI2 | Good or seviceable condition | [57 empty] | HV Network | 0 | 0 | 0 | 0 | 0 | 0 | HV Network | 6202847.3693 | 1835294.8261 | 6392118.4813 | 128425.7536 | 2437014.8844 | 16995701.3147 | HV Network | 5821908.0441 | 1932216.3599 | 7206089.2471 | 112579.0154 | 2540462.4513 | 17613255.1178 | HV Network | 5821908.0441 | 1932216.3599 | 7206089.2471 | 112579.0154 | 2540462.4513 | 17613255.1178 | HV Network | 5353583.3743 | 1497961.5568 | 2497222.1538 | 10889522.1668 | 2749755.7332 | 22988044.9849 | HV Network | 5353583.3743 | 1497961.5568 | 2497222.1538 | 10889522.1668 | 2749755.7332 | 22988044.9849
|  |  | HI3 | Deterioration requires assessment and monitoring | [57 empty] | EHV Network | 0 | 0 | 0 | 0 | 0 | 0 | EHV Network | 2159109.4963 | 540450.4153 | 1837465.0243 | 199046.8208 | 2122746.8164 | 6858818.5731 | EHV Network | 2001992.5739 | 578977.3996 | 1983658.9283 | 436608.3854 | 2322597.7603 | 7323835.0475 | EHV Network | 2001992.5739 | 578977.3996 | 1983658.9283 | 436608.3854 | 2322597.7603 | 7323835.0475 | EHV Network | 1809396.8203 | 562191.5352 | 1071610.6456 | 2502802.6908 | 2979486.3737 | 8925488.0656 | EHV Network | 1809396.8203 | 562191.5352 | 1071610.6456 | 2502802.6908 | 2979486.3737 | 8925488.0656
|  |  | HI4 | Material deterioration, intervention requires consideration | [57 empty] | 132kV Network | 0 | 0 | 0 | 0 | 0 | 0 | 132kV Network | 0 | 0 | 0 | 0 | 0 | 0 | 132kV Network | 0 | 0 | 0 | 0 | 0 | 0 | 132kV Network | 0 | 0 | 0 | 0 | 0 | 0 | 132kV Network | 0 | 0 | 0 | 0 | 0 | 0 | 132kV Network | 0 | 0 | 0 | 0 | 0 | 0
|  |  | HI5 | End of serviceable life, intervention required | [57 empty] | Other | 0 | 0 | 0 | 0 | 0 | 0 | Other | 505414.9221 | 3540.0389 | 364589.99 | 0 | 51791.376 | 925336.3269 | Other | 486027.1789 | 32406.3232 | 18602.2914 | 560331.3147 | 51791.376 | 1149158.4842 | Other | 486027.1789 | 32406.3232 | 18602.2914 | 560331.3147 | 51791.376 | 1149158.4842 | Other | 414680.4159 | 135094.0144 | 8074.5227 | 147906.6683 | 1082945.8978 | 1788701.5191 | Other | 414680.4159 | 135094.0144 | 8074.5227 | 147906.6683 | 1082945.8978 | 1788701.5191
[62 empty] | Total | 0 | 0 | 0 | 0 | 0 | 0 | Total | 9984984.9665 | 2783582.354 | 11240987.0789 | 343667.6247 | 5393701.8703 | 29746923.8944 | Total | 9337900.5287 | 2972300.655 | 12045926.5514 | 1123624.3057 | 5709758.214 | 31189510.2548 | Total | 9337900.5287 | 2972300.655 | 12045926.5514 | 1123624.3057 | 5709758.214 | 31189510.2548 | Total | 8508514.1694 | 2532765.9942 | 4122667.5671 | 17929538.0398 | 7634235.5621 | 40727721.3325 | Total | 8508514.1694 | 2532765.9942 | 4122667.5671 | 17929538.0398 | 7634235.5621 | 40727721.3325
Criticality Index Definitions
|  |  | C1 | Low criticality
|  |  | C2 | Average criticality
|  |  | C3 | High criticality
|  |  | C4 | Very high criticality

## SSEH - Average Cons. of Failure
Secondary deliverables RIIO-ED1 - Average Consequence of Asset Failure
SSEH
Price base (2012/13)
| ASSET CATEGORIES | RIIO-ED1 period |  |  |  |  | ASSET CATEGORIES | RIIO-ED1 period
|  | Network Performance | Safety | Environmental | Financial consequence of repair/ replacement | Average Consequence of Asset Failure |  | Network Performance | Safety | Environmental | Financial consequence of repair/ replacement | Average Consequence of Asset Failure
| LV Network | [5 empty] | LV Network
| LV Switchgear and Other | 7138.11 | 8110.87 | 18.05 | 4266.74 | 19533.76 | LV Switchgear and Other | 7138.11 | 8110.87 | 18.05 | 4266.74 | 19533.76
| LV UGB | 0 | 0 | 0 | 0 | 0 | LV UGB |  |  |  |  | 0
| LV OHL Support | 1217.92 | 415.87 | 75.05 | 1193.96 | 2902.81 | LV OHL Support | 1217.92 | 415.87 | 75.05 | 1193.96 | 2902.81
| [Please insert new asset category as required] | 0 | 0 | 0 | 0 | 0 | [Please insert new asset category as required] |  |  |  |  | 0
| [Please insert new asset category as required] | 0 | 0 | 0 | 0 | 0 | [Please insert new asset category as required] |  |  |  |  | 0
| [Please insert new asset category as required] | 0 | 0 | 0 | 0 | 0 | [Please insert new asset category as required] |  |  |  |  | 0
| [Please insert new asset category as required] | 0 | 0 | 0 | 0 | 0 | [Please insert new asset category as required] |  |  |  |  | 0
| [Please insert new asset category as required] | 0 | 0 | 0 | 0 | 0 | [Please insert new asset category as required] |  |  |  |  | 0
| HV Network | [5 empty] | HV Network
| HV Switchgear (GM) - Primary | 31456.92 | 19548.12 | 652.94 | 6656.94 | 58314.92 | HV Switchgear (GM) - Primary | 31456.92 | 19548.12 | 652.94 | 6656.94 | 58314.92
| HV Switchgear (GM) - Distribution | 7991.17 | 4133.01 | 1030.4 | 7088.27 | 20242.85 | HV Switchgear (GM) - Distribution | 7991.17 | 4133.01 | 1030.4 | 7088.27 | 20242.85
| HV Transformer (GM) | 3732.4 | 3475.77 | 3185.55 | 6776.69 | 17170.41 | HV Transformer (GM) | 3732.4 | 3475.77 | 3185.55 | 6776.69 | 17170.41
| HV UG Cable | 0 | 0 | 0 | 0 | 0 | HV UG Cable |  |  |  |  | 0
| HV OHL Support - Poles | 916.94 | 130.93 | 75.05 | 2454.48 | 3577.39 | HV OHL Support - Poles | 916.94 | 130.93 | 75.05 | 2454.48 | 3577.39
| [Please insert new asset category as required] | 0 | 0 | 0 | 0 | 0 | [Please insert new asset category as required] |  |  |  |  | 0
| [Please insert new asset category as required] | 0 | 0 | 0 | 0 | 0 | [Please insert new asset category as required] |  |  |  |  | 0
| [Please insert new asset category as required] | 0 | 0 | 0 | 0 | 0 | [Please insert new asset category as required] |  |  |  |  | 0
| [Please insert new asset category as required] | 0 | 0 | 0 | 0 | 0 | [Please insert new asset category as required] |  |  |  |  | 0
| [Please insert new asset category as required] | 0 | 0 | 0 | 0 | 0 | [Please insert new asset category as required] |  |  |  |  | 0
| EHV Network | [5 empty] | EHV Network
| EHV Switchgear (GM) | 13924.71 | 18814.41 | 492.73 | 15843.17 | 49075.01 | EHV Switchgear (GM) | 13924.71 | 18814.41 | 492.73 | 15843.17 | 49075.01
| EHV Transformer | 22176.88 | 18541.33 | 18851.44 | 77493.78 | 137063.44 | EHV Transformer | 22176.88 | 18541.33 | 18851.44 | 77493.78 | 137063.44
| EHV UG Cable (Gas) | 0 | 0 | 0 | 0 | 0 | EHV UG Cable (Gas) |  |  |  |  | 0
| EHV UG Cable (Oil) | 2.04 | 1.54 | 5361.21 | 107.56 | 5472.35 | EHV UG Cable (Oil) | 2.04 | 1.54 | 5361.21 | 107.56 | 5472.35
| EHV UG Cable (Non Pressurised) | 0 | 0 | 0 | 0 | 0 | EHV UG Cable (Non Pressurised) |  |  |  |  | 0
| EHV OHL Support - Towers | 0 | 0 | 0 | 0 | 0 | EHV OHL Support - Towers |  |  |  |  | 0
| EHV OHL Support - Poles | 48.78 | 131.13 | 75.05 | 3154.57 | 3409.53 | EHV OHL Support - Poles | 48.78 | 131.13 | 75.05 | 3154.57 | 3409.53
| EHV OHL Conductors (Tower Lines) | 0 | 0 | 0 | 0 | 0 | EHV OHL Conductors (Tower Lines) |  |  |  |  | 0
| EHV OHL Fittings | 0 | 0 | 0 | 0 | 0 | EHV OHL Fittings |  |  |  |  | 0
| [Please insert new asset category as required] | 0 | 0 | 0 | 0 | 0 | [Please insert new asset category as required] |  |  |  |  | 0
| [Please insert new asset category as required] | 0 | 0 | 0 | 0 | 0 | [Please insert new asset category as required] |  |  |  |  | 0
| [Please insert new asset category as required] | 0 | 0 | 0 | 0 | 0 | [Please insert new asset category as required] |  |  |  |  | 0
| [Please insert new asset category as required] | 0 | 0 | 0 | 0 | 0 | [Please insert new asset category as required] |  |  |  |  | 0
| 132kV Network | [5 empty] | 132kV Network
| 132kV CBs | 0 | 0 | 0 | 0 | 0 | 132kV CBs |  |  |  |  | 0
| 132kV Transformer | 0 | 0 | 0 | 0 | 0 | 132kV Transformer |  |  |  |  | 0
| 132kV UG Cable (Gas) | 0 | 0 | 0 | 0 | 0 | 132kV UG Cable (Gas) |  |  |  |  | 0
| 132kV UG Cable (Oil) | 0 | 0 | 0 | 0 | 0 | 132kV UG Cable (Oil) |  |  |  |  | 0
| 132kV UG Cable (Non Pressurised) | 0 | 0 | 0 | 0 | 0 | 132kV UG Cable (Non Pressurised) |  |  |  |  | 0
| 132kV OHL Support - Tower | 0 | 0 | 0 | 0 | 0 | 132kV OHL Support - Tower |  |  |  |  | 0
| 132kV OHL Conductors (Tower Lines) | 0 | 0 | 0 | 0 | 0 | 132kV OHL Conductors (Tower Lines) |  |  |  |  | 0
| 132kV OHL Fittings | 0 | 0 | 0 | 0 | 0 | 132kV OHL Fittings |  |  |  |  | 0
| [Please insert new asset category as required] | 0 | 0 | 0 | 0 | 0 | [Please insert new asset category as required] |  |  |  |  | 0
| [Please insert new asset category as required] | 0 | 0 | 0 | 0 | 0 | [Please insert new asset category as required] |  |  |  |  | 0
| [Please insert new asset category as required] | 0 | 0 | 0 | 0 | 0 | [Please insert new asset category as required] |  |  |  |  | 0
| [Please insert new asset category as required] | 0 | 0 | 0 | 0 | 0 | [Please insert new asset category as required] |  |  |  |  | 0
| Other | [5 empty] | Other
| Submarine Cables | 49933.49 | 3.03 | 3000 | 185442.53 | 238379.04 | Submarine Cables | 49933.49 | 3.03 | 3000 | 185442.53 | 238379.04
| [Please insert new asset category as required] | 0 | 0 | 0 | 0 | 0 | [Please insert new asset category as required] |  |  |  |  | 0
| [Please insert new asset category as required] | 0 | 0 | 0 | 0 | 0 | [Please insert new asset category as required] |  |  |  |  | 0
| [Please insert new asset category as required] | 0 | 0 | 0 | 0 | 0 | [Please insert new asset category as required] |  |  |  |  | 0
| [Please insert new asset category as required] | 0 | 0 | 0 | 0 | 0 | [Please insert new asset category as required] |  |  |  |  | 0
| [Please insert new asset category as required] | 0 | 0 | 0 | 0 | 0 | [Please insert new asset category as required] |  |  |  |  | 0

## SSEH - Probs. of Failure
Probabilities of Asset Failure
SSEH
Price base (2012/13)
Average Probabilities of Asset Failure
| ASSET CATEGORIES | HI Rating | [9 empty] | ASSET CATEGORIES | HI1 | HI2 | HI3 | HI4 | HI5
|  | HI 1 |  | HI 2 |  | HI 3 |  | HI 4 |  | HI 5
|  | Low boundary | High boundary | Low boundary | High boundary | Low boundary | High boundary | Low boundary | High boundary | Low boundary | High boundary
| LV Network | [10 empty] | LV Network
| LV Switchgear and Other | 0.0013363 | 0.0013363 | 0.0013363 | 0.0028351 | 0.0028351 | 0.004305 | 0.004305 | 0.0073664 | 0.0073664 | 0.040919 | LV Switchgear and Other | 0.0013363 | 0.0019897 | 0.0035179 | 0.0056973 | 0.013364
| LV UGB | 0 | 0 | 0 | 0 | 0 | 0 | 0 | 0 | 0 | 0 | LV UGB | 0 | 0 | 0 | 0 | 0
| LV OHL Support | 0.0081226 | 0.0081226 | 0.0081226 | 0.017232 | 0.017232 | 0.026167 | 0.026167 | 0.044775 | 0.044775 | 0.24872 | LV OHL Support | 0.0081226 | 0.012094 | 0.021383 | 0.03463 | 0.081228
| [Please insert new asset category as required] | 0 | 0 | 0 | 0 | 0 | 0 | 0 | 0 | 0 | 0 | LV Switchgear (at s/s) | 0 | 0 | 0 | 0 | 0
| [Please insert new asset category as required] | 0 | 0 | 0 | 0 | 0 | 0 | 0 | 0 | 0 | 0 | LV UGB and LV Pillar OD (not at s/s) | 0 | 0 | 0 | 0 | 0
| [Please insert new asset category as required] | 0 | 0 | 0 | 0 | 0 | 0 | 0 | 0 | 0 | 0 |  | 0 | 0 | 0 | 0 | 0
| [Please insert new asset category as required] | 0 | 0 | 0 | 0 | 0 | 0 | 0 | 0 | 0 | 0 |  | 0 | 0 | 0 | 0 | 0
| [Please insert new asset category as required] | 0 | 0 | 0 | 0 | 0 | 0 | 0 | 0 | 0 | 0 |  | 0 | 0 | 0 | 0 | 0
| HV Network | [10 empty] | HV Network
| HV Switchgear (GM) - Primary | 0.001482 | 0.001482 | 0.001482 | 0.0031441 | 0.0031441 | 0.0047743 | 0.0047743 | 0.0081695 | 0.0081695 | 0.04538 | HV Switchgear (GM) - Primary | 0.001482 | 0.0022066 | 0.0039014 | 0.0063184 | 0.01482
| HV Switchgear (GM) - Distribution | 0.0019095 | 0.0019095 | 0.0019095 | 0.0040511 | 0.0040511 | 0.0061514 | 0.0061514 | 0.010526 | 0.010526 | 0.05847 | HV Switchgear (GM) - Distribution | 0.0019095 | 0.0028431 | 0.0050268 | 0.008141 | 0.019096
| HV Transformer (GM) | 0.002223 | 0.002223 | 0.002223 | 0.0047162 | 0.0047162 | 0.0071614 | 0.0071614 | 0.012254 | 0.012254 | 0.06807 | HV Transformer (GM) | 0.002223 | 0.0033099 | 0.0058521 | 0.0094776 | 0.022231
| HV UG Cable | 0 | 0 | 0 | 0 | 0 | 0 | 0 | 0 | 0 | 0 | HV UG Cable | 0 | 0 | 0 | 0 | 0
| HV OHL Support - Poles | 0.0081226 | 0.0081226 | 0.0081226 | 0.017232 | 0.017232 | 0.026167 | 0.026167 | 0.044775 | 0.044775 | 0.24872 | HV OHL Support - Poles | 0.0081226 | 0.012094 | 0.021383 | 0.03463 | 0.081228
| [Please insert new asset category as required] | 0 | 0 | 0 | 0 | 0 | 0 | 0 | 0 | 0 | 0 |  | 0 | 0 | 0 | 0 | 0
| [Please insert new asset category as required] | 0 | 0 | 0 | 0 | 0 | 0 | 0 | 0 | 0 | 0 |  | 0 | 0 | 0 | 0 | 0
| [Please insert new asset category as required] | 0 | 0 | 0 | 0 | 0 | 0 | 0 | 0 | 0 | 0 |  | 0 | 0 | 0 | 0 | 0
| [Please insert new asset category as required] | 0 | 0 | 0 | 0 | 0 | 0 | 0 | 0 | 0 | 0 |  | 0 | 0 | 0 | 0 | 0
| [Please insert new asset category as required] | 0 | 0 | 0 | 0 | 0 | 0 | 0 | 0 | 0 | 0 |  | 0 | 0 | 0 | 0 | 0
| EHV Network | [10 empty] | EHV Network
| EHV Switchgear (GM) | 0.0063556 | 0.0063556 | 0.0063556 | 0.013483 | 0.013483 | 0.020474 | 0.020474 | 0.035035 | 0.035035 | 0.19461 | EHV Switchgear (GM) | 0.0063556 | 0.0094628 | 0.016731 | 0.027096 | 0.063557
| EHV Transformer | 0.012939 | 0.012939 | 0.012939 | 0.027451 | 0.027451 | 0.041683 | 0.041683 | 0.071326 | 0.071326 | 0.3962 | EHV Transformer | 0.012939 | 0.019265 | 0.034062 | 0.055165 | 0.12939
| EHV UG Cable (Gas) | 0 | 0 | 0 | 0 | 0 | 0 | 0 | 0 | 0 | 0 | EHV UG Cable (Gas) | 0 | 0 | 0 | 0 | 0
| EHV UG Cable (Oil) | 0.59691 | 0.59691 | 0.59691 | 1.2664 | 1.2664 | 1.9229 | 1.9229 | 3.2904 | 3.2904 | 18.2776 | EHV UG Cable (Oil) | 0.59691 | 0.88874 | 1.5714 | 2.5449 | 5.9692
| EHV UG Cable (Non Pressurised) | 0 | 0 | 0 | 0 | 0 | 0 | 0 | 0 | 0 | 0 | EHV UG Cable (Non Pressurised) | 0 | 0 | 0 | 0 | 0
| EHV OHL Support - Towers | 0 | 0 | 0 | 0 | 0 | 0 | 0 | 0 | 0 | 0 | EHV OHL Support - Towers | 0 | 0 | 0 | 0 | 0
| EHV OHL Support - Poles | 0.0081226 | 0.0081226 | 0.0081226 | 0.017232 | 0.017232 | 0.026167 | 0.026167 | 0.044775 | 0.044775 | 0.24872 | EHV OHL Support - Poles | 0.0081226 | 0.012094 | 0.021383 | 0.03463 | 0.081228
| EHV OHL Conductors (Tower Lines) | 0 | 0 | 0 | 0 | 0 | 0 | 0 | 0 | 0 | 0 | EHV OHL (Tower Line) Conductor | 0 | 0 | 0 | 0 | 0
| EHV OHL Fittings | 0 | 0 | 0 | 0 | 0 | 0 | 0 | 0 | 0 | 0 | EHV OHL Fittings | 0 | 0 | 0 | 0 | 0
| [Please insert new asset category as required] | 0 | 0 | 0 | 0 | 0 | 0 | 0 | 0 | 0 | 0 |  | 0 | 0 | 0 | 0 | 0
| [Please insert new asset category as required] | 0 | 0 | 0 | 0 | 0 | 0 | 0 | 0 | 0 | 0 |  | 0 | 0 | 0 | 0 | 0
| [Please insert new asset category as required] | 0 | 0 | 0 | 0 | 0 | 0 | 0 | 0 | 0 | 0 |  | 0 | 0 | 0 | 0 | 0
| [Please insert new asset category as required] | 0 | 0 | 0 | 0 | 0 | 0 | 0 | 0 | 0 | 0 |  | 0 | 0 | 0 | 0 | 0
| 132kV Network | [10 empty] | 132kV Network
| 132kV CBs | 0 | 0 | 0 | 0 | 0 | 0 | 0 | 0 | 0 | 0 | 132kV CBs | 0 | 0 | 0 | 0 | 0
| 132kV Transformer | 0 | 0 | 0 | 0 | 0 | 0 | 0 | 0 | 0 | 0 | 132kV Transformer | 0 | 0 | 0 | 0 | 0
| 132kV UG Cable (Gas) | 0 | 0 | 0 | 0 | 0 | 0 | 0 | 0 | 0 | 0 | 132kV UG Cable (Gas) | 0 | 0 | 0 | 0 | 0
| 132kV UG Cable (Oil) | 0 | 0 | 0 | 0 | 0 | 0 | 0 | 0 | 0 | 0 | 132kV UG Cable (Oil) | 0 | 0 | 0 | 0 | 0
| 132kV UG Cable (Non Pressurised) | 0 | 0 | 0 | 0 | 0 | 0 | 0 | 0 | 0 | 0 | 132kV UG Cable (Non Pressurised) | 0 | 0 | 0 | 0 | 0
| 132kV OHL Support - Tower | 0 | 0 | 0 | 0 | 0 | 0 | 0 | 0 | 0 | 0 | 132kV OHL Support - Tower | 0 | 0 | 0 | 0 | 0
| 132kV OHL Conductors (Tower Lines) | 0 | 0 | 0 | 0 | 0 | 0 | 0 | 0 | 0 | 0 | 132kV OHL (Tower Line) Conductor | 0 | 0 | 0 | 0 | 0
| 132kV OHL Fittings | 0 | 0 | 0 | 0 | 0 | 0 | 0 | 0 | 0 | 0 | 132kV OHL Fittings | 0 | 0 | 0 | 0 | 0
| [Please insert new asset category as required] | 0 | 0 | 0 | 0 | 0 | 0 | 0 | 0 | 0 | 0 |  | 0 | 0 | 0 | 0 | 0
| [Please insert new asset category as required] | 0 | 0 | 0 | 0 | 0 | 0 | 0 | 0 | 0 | 0 |  | 0 | 0 | 0 | 0 | 0
| [Please insert new asset category as required] | 0 | 0 | 0 | 0 | 0 | 0 | 0 | 0 | 0 | 0 |  | 0 | 0 | 0 | 0 | 0
| [Please insert new asset category as required] | 0 | 0 | 0 | 0 | 0 | 0 | 0 | 0 | 0 | 0 |  | 0 | 0 | 0 | 0 | 0
| Other | [10 empty] | Other
| Submarine Cables | 0.0057571 | 0.0057571 | 0.0057571 | 0.012214 | 0.012214 | 0.018546 | 0.018546 | 0.031735 | 0.031735 | 0.17628 | Submarine Cables | 0.0057571 | 0.0085717 | 0.015156 | 0.024545 | 0.057572
| [Please insert new asset category as required] | 0 | 0 | 0 | 0 | 0 | 0 | 0 | 0 | 0 | 0
| [Please insert new asset category as required] | 0 | 0 | 0 | 0 | 0 | 0 | 0 | 0 | 0 | 0
| [Please insert new asset category as required] | 0 | 0 | 0 | 0 | 0 | 0 | 0 | 0 | 0 | 0
| [Please insert new asset category as required] | 0 | 0 | 0 | 0 | 0 | 0 | 0 | 0 | 0 | 0
| [Please insert new asset category as required] | 0 | 0 | 0 | 0 | 0 | 0 | 0 | 0 | 0 | 0

## SSEH-RIIO-ED1 Monetised Risk Pr
| Start ED1 | Mid ED1 |  | End ED1
| Position at Beginning of RIIO-ED1 | Mid Period (Without Investment) | Mid Period (With Investment) | End of RIIO-ED1 (Without Investment) | End of RIIO-ED1 (With Investment)
LV Network | 4967067.6797 | 5103261.6053 | 4657878.0887 | 7025486.7629 | 6147679.1843
HV Network | 16995701.3147 | 17613255.1178 | 16645809.748 | 22988044.9849 | 20559039.7615
EHV Network | 6858818.5731 | 7323835.0475 | 6162376.4137 | 8925488.0656 | 6740733.3831
132kV Network | 0 | 0 | 0 | 0 | 0
Other | 925336.3269 | 1149158.4842 | 988565.5769 | 1788701.5191 | 877762.264
Total | 29746923.8944 | 31189510.2548 | 28454629.8274 | 40727721.3325 | 34325214.593
|  | Increase in risk since start of RIIO-ED1 | Reduction in risk compared to mid-point without investment | Increase in risk since start of RIIO-ED1 | Reduction in risk compared to end-point without investment (Secondary deliverables target)
LV Network |  | 136193.9256 | -445383.5165 | 2058419.0832 | -877807.5785
HV Network |  | 617553.8031 | -967445.3698 | 5992343.6702 | -2429005.2234
EHV Network |  | 465016.4744 | -1161458.6338 | 2066669.4925 | -2184754.6825
132kV Network |  | 0 | 0 | 0 | 0
Other |  | 223822.1573 | -160592.9073 | 863365.1921 | -910939.255
|  | 0 | 0 | 0 | 0
Total |  | 1442586.3604 | -2734880.4274 | 10980797.4381 | -6402506.7395

## SSES - Total
Total Secondary deliverables RIIO-ED1 - Asset replacement, Refurbishment and HVP | [50 empty] | Criticality weightings C1 to C4 | Criticality Rating Boundaries
SSES | [49 empty] | C1 | 0.7 | Below 75% of average
[50 empty] | C2 | 1 | 75%-125%
[50 empty] | C3 | 1.5 | 125%-200%
[50 empty] | C4 | 2.5 | Over 200% of average
Price base (2012/13)
| ASSET CATEGORIES |  | ASSET REGISTER |  |  | End of DPCR5 (31 March 2015) with investment | [5 empty] | End of DPCR5 (31 March 2015) without investment | [5 empty] | Mid-Period Review (31 March 2019) planned investment | [5 empty] | Mid-Period Review (31 March 2019) without investment | [5 empty] | End of RIIO-ED1 (31 March 2023) planned investment | [5 empty] | End of RIIO-ED1 (31 March 2023) without investment | [8 empty] | Probability of Asset Failure | [5 empty] | Consequence of Asset Failure | [5 empty] | Probability of Asset Failure x Consequence of Asset Failure
Is it your current intention to have a health index for this asset category in the RIIO-ED1 control period.
|  |  | as at 31st March 2015 | as at 31st March 2023 |  | HI 1 | HI 2 | HI 3 | HI 4 | HI 5 |  | HI 1 | HI 2 | HI 3 | HI 4 | HI 5 |  | HI 1 | HI 2 | HI 3 | HI 4 | HI 5 |  | HI 1 | HI 2 | HI 3 | HI 4 | HI 5 |  | HI 1 | HI 2 | HI 3 | HI 4 | HI 5 |  | HI 1 | HI 2 | HI 3 | HI 4 | HI 5 |  |  |  |  | HI 1 | HI 2 | HI 3 | HI 4 | HI 5 |  | HI 1 | HI 2 | HI 3 | HI 4 | HI 5 |  | HI 1 | HI 2 | HI 3 | HI 4 | HI 5 |  | End of DPCR5 (without investment) | [6 empty] | Position at Beginning of RIIO-ED1 | [6 empty] | Mid Period (Without Investment) | [6 empty] | Mid Period (With Investment) | [6 empty] | End of RIIO-ED1 (Without Investment) | [6 empty] | End of RIIO-ED1 (With Investment)
| LV Network | [61 empty] | 1 | 2 | 3 | 4 | 5 | Total |  | 1 | 2 | 3 | 4 | 5 | Total |  | 1 | 2 | 3 | 4 | 5 | Total |  | 1 | 2 | 3 | 4 | 5 | Total |  | 1 | 2 | 3 | 4 | 5 | Total |  | 1 | 2 | 3 | 4 | 5 | Total
| LV Switchgear and Other |  | 5208 | 5208 | C1 | 4888 | 247 | 51 | 6 | 16 | 5208 | 0 | 0 | 0 | 0 | 0 | 0 | 21 | 0 | 0 | 0 | -21 | 0 | 4729 | 348 | 100 | 10 | 21 | 5208 | 26 | 0 | 0 | 0 | -26 | 0 | 4527 | 451 | 152 | 52 | 26 | 5208 | Yes |  | C1 | 0.0013421 | 0.0019982 | 0.003533 | 0.0057217 | 0.013421 | C1 | 13393.268 | 13393.268 | 13393.268 | 13393.268 | 13393.268 | C1 | 17.9748 | 26.7625 | 47.3185 | 76.6329 | 179.7506 | C1 | 0 | 0 | 0 | 0 | 0 | 0 |  | 87860.5855 | 6610.3351 | 2413.244 | 459.7974 | 2876.0093 | 100219.9714 |  | 85002.6 | 9313.3466 | 4731.851 | 766.3291 | 3774.7622 | 103588.889 |  | 85380.0698 | 9313.3466 | 4731.851 | 766.3291 | 0 | 100191.5966 |  | 81371.7002 | 12069.8831 | 7192.4136 | 3984.9112 | 4673.5151 | 109292.4232 |  | 81839.0438 | 12069.8831 | 7192.4136 | 3984.9112 | 0 | 105086.2517
|  |  | 21219 | 21219 | C2 | 18817 | 1779 | 442 | 33 | 148 | 21219 | 0 | 0 | 0 | 0 | 0 | 0 | 137 | 0 | 0 | -88 | -49 | 0 | 17482 | 2706 | 778 | 88 | 165 | 21219 | 445 | 0 | 0 | -396 | -49 | 0 | 15633 | 3776 | 1063 | 519 | 228 | 21219 | No |  | C2 | 0.0013421 | 0.0019982 | 0.003533 | 0.0057217 | 0.013421 | C2 | 19133.24 | 19133.24 | 19133.24 | 19133.24 | 19133.24 | C2 | 25.6782 | 38.2321 | 67.5979 | 109.4756 | 256.7865 | C2 | 0 | 0 | 0 | 0 | 0 | 0 |  | 483186.9996 | 68014.9575 | 29878.2595 | 3612.6942 | 38004.4085 | 622697.3193 |  | 448906.5806 | 103456.1411 | 52591.1445 | 9633.8512 | 42369.7797 | 656957.4972 |  | 452424.4962 | 103456.1411 | 52591.1445 | 0 | 29787.2391 | 638259.021 |  | 401427.5583 | 144364.5192 | 71856.5381 | 56817.8269 | 58547.332 | 733013.7745 |  | 412854.3646 | 144364.5192 | 71856.5381 | 13465.4965 | 45964.7913 | 688505.7098
|  |  | 5017 | 5017 | C3 | 2644 | 344 | 1989 | 9 | 31 | 5017 | 0 | 0 | 0 | 0 | 0 | 0 | 48 | 0 | 0 | -15 | -33 | 0 | 2415 | 488 | 2064 | 15 | 35 | 5017 | 133 | 0 | 0 | -100 | -33 | 0 | 2002 | 758 | 213 | 2004 | 40 | 5017 |  |  | C3 | 0.0013421 | 0.0019982 | 0.003533 | 0.0057217 | 0.013421 | C3 | 28699.86 | 28699.86 | 28699.86 | 28699.86 | 28699.86 | C3 | 38.5173 | 57.3482 | 101.3968 | 164.2134 | 385.1798 | C3 | 0 | 0 | 0 | 0 | 0 | 0 |  | 101839.8066 | 19727.7786 | 201678.2515 | 1477.9204 | 11940.5743 | 336664.3313 |  | 93019.3392 | 27985.9184 | 209283.0121 | 2463.2006 | 13481.2935 | 346232.7639 |  | 94868.1708 | 27985.9184 | 209283.0121 | 0 | 770.3596 | 332907.461 |  | 77111.6841 | 43469.9307 | 21597.5201 | 329083.5986 | 15407.1926 | 486669.9262 |  | 82234.4883 | 43469.9307 | 21597.5201 | 312662.2614 | 2696.2587 | 462660.4592
|  |  | 100 | 100 | C4 | 84 | 12 | 4 | 0 | 0 | 100 | 0 | 0 | 0 | 0 | 0 | 0 | 0 | 0 | 0 | 0 | 0 | 0 | 82 | 6 | 12 | 0 | 0 | 100 | 4 | 0 | 0 | -4 | 0 | 0 | 62 | 25 | 9 | 4 | 0 | 100 |  |  | C4 | 0.0013421 | 0.0019982 | 0.003533 | 0.0057217 | 0.013421 | C4 | 47833.1 | 47833.1 | 47833.1 | 47833.1 | 47833.1 | C4 | 64.1955 | 95.5803 | 168.9947 | 273.689 | 641.9664 | C4 | 0 | 0 | 0 | 0 | 0 | 0 |  | 5392.4255 | 1146.9639 | 675.9787 | 0 | 0 | 7215.3681 |  | 5264.0344 | 573.4819 | 2027.9362 | 0 | 0 | 7865.4525 |  | 5264.0344 | 573.4819 | 2027.9362 | 0 | 0 | 7865.4525 |  | 3980.1236 | 2389.5081 | 1520.9521 | 1094.7558 | 0 | 8985.3396 |  | 4236.9057 | 2389.5081 | 1520.9521 | 0 | 0 | 8147.3659
|  | Yes | 31544 | 31544 |  | 26433 | 2382 | 2486 | 48 | 195 |  | 0 | 0 | 0 | 0 | 0 |  | 206 | 0 | 0 | -103 | -103 |  | 24708 | 3548 | 2954 | 113 | 221 |  | 608 | 0 | 0 | -500 | -108 |  | 22224 | 5010 | 1437 | 2579 | 294 | [22 empty] | 0 | 0 | 0 | 0 | 0 | 0 |  | 678279.8171 | 95500.0351 | 234645.7338 | 5550.412 | 52820.992 | 1066796.9901 |  | 632192.5542 | 141328.8882 | 268633.9439 | 12863.3809 | 59625.8355 | 1114644.6025 |  | 637936.7712 | 141328.8882 | 268633.9439 | 766.3291 | 30557.5987 | 1079223.531 |  | 563891.0662 | 202293.8411 | 102167.424 | 390981.0925 | 78628.0397 | 1337961.4634 |  | 581164.8024 | 202293.8411 | 102167.424 | 330112.6691 | 48661.05 | 1264399.7866
| LV UGB |  | 0 | 0 | C1 | 0 | 0 | 0 | 0 | 0 | 0 | 0 | 0 | 0 | 0 | 0 | 0 | 0 | 0 | 0 | 0 | 0 | 0 | 0 | 0 | 0 | 0 | 0 | 0 | 0 | 0 | 0 | 0 | 0 | 0 | 0 | 0 | 0 | 0 | 0 | 0 |  |  | C1 | 0 | 0 | 0 | 0 | 0 | C1 | 0 | 0 | 0 | 0 | 0 | C1 | [5 empty] | C1 | [5 empty] | 0 | [6 empty] | 0 | [6 empty] | 0 | [6 empty] | 0 | [6 empty] | 0 | [6 empty] | 0
|  |  | 0 | 0 | C2 | 0 | 0 | 0 | 0 | 0 | 0 | 0 | 0 | 0 | 0 | 0 | 0 | 0 | 0 | 0 | 0 | 0 | 0 | 0 | 0 | 0 | 0 | 0 | 0 | 0 | 0 | 0 | 0 | 0 | 0 | 0 | 0 | 0 | 0 | 0 | 0 |  |  | C2 | 0 | 0 | 0 | 0 | 0 | C2 | 0 | 0 | 0 | 0 | 0 | C2 | [5 empty] | C2 | [5 empty] | 0 | [6 empty] | 0 | [6 empty] | 0 | [6 empty] | 0 | [6 empty] | 0 | [6 empty] | 0
|  |  | 0 | 0 | C3 | 0 | 0 | 0 | 0 | 0 | 0 | 0 | 0 | 0 | 0 | 0 | 0 | 0 | 0 | 0 | 0 | 0 | 0 | 0 | 0 | 0 | 0 | 0 | 0 | 0 | 0 | 0 | 0 | 0 | 0 | 0 | 0 | 0 | 0 | 0 | 0 |  |  | C3 | 0 | 0 | 0 | 0 | 0 | C3 | 0 | 0 | 0 | 0 | 0 | C3 | [5 empty] | C3 | [5 empty] | 0 | [6 empty] | 0 | [6 empty] | 0 | [6 empty] | 0 | [6 empty] | 0 | [6 empty] | 0
|  |  | 0 | 0 | C4 | 0 | 0 | 0 | 0 | 0 | 0 | 0 | 0 | 0 | 0 | 0 | 0 | 0 | 0 | 0 | 0 | 0 | 0 | 0 | 0 | 0 | 0 | 0 | 0 | 0 | 0 | 0 | 0 | 0 | 0 | 0 | 0 | 0 | 0 | 0 | 0 |  |  | C4 | 0 | 0 | 0 | 0 | 0 | C4 | 0 | 0 | 0 | 0 | 0 | C4 | [5 empty] | C4 | [5 empty] | 0 | [6 empty] | 0 | [6 empty] | 0 | [6 empty] | 0 | [6 empty] | 0 | [6 empty] | 0
|  |  | 0 | 0 |  | 0 | 0 | 0 | 0 | 0 |  | 0 | 0 | 0 | 0 | 0 |  | 0 | 0 | 0 | 0 | 0 |  | 0 | 0 | 0 | 0 | 0 |  | 0 | 0 | 0 | 0 | 0 |  | 0 | 0 | 0 | 0 | 0 | [22 empty] | 0 | 0 | 0 | 0 | 0 | 0 |  | 0 | 0 | 0 | 0 | 0 | 0 |  | 0 | 0 | 0 | 0 | 0 | 0 |  | 0 | 0 | 0 | 0 | 0 | 0 |  | 0 | 0 | 0 | 0 | 0 | 0 |  | 0 | 0 | 0 | 0 | 0 | 0
| LV OHL Support |  | 0 | 0 | C1 | 0 | 0 | 0 | 0 | 0 | 0 | 0 | 0 | 0 | 0 | 0 | 0 | 0 | 0 | 0 | 0 | 0 | 0 | 0 | 0 | 0 | 0 | 0 | 0 | 0 | 0 | 0 | 0 | 0 | 0 | 0 | 0 | 0 | 0 | 0 | 0 |  |  | C1 | 0.0081226 | 0.012094 | 0.021383 | 0.03463 | 0.081228 | C1 | 2047.003 | 2047.003 | 2047.003 | 2047.003 | 2047.003 | C1 | 16.627 | 24.7559 | 43.7707 | 70.8871 | 166.2733 | C1 | 0 | 0 | 0 | 0 | 0 | 0 |  | 0 | 0 | 0 | 0 | 0 | 0 |  | 0 | 0 | 0 | 0 | 0 | 0 |  | 0 | 0 | 0 | 0 | 0 | 0 |  | 0 | 0 | 0 | 0 | 0 | 0 |  | 0 | 0 | 0 | 0 | 0 | 0
|  |  | 261456 | 261456 | C2 | 147695 | 23520 | 56706 | 15766 | 17769 | 261456 | 0 | 0 | 0 | 0 | 0 | 0 | 15592 | 0 | 0 | -1066 | -14526 | 0 | 140598 | 22218 | 51543 | 18226 | 28871 | 261456 | 31184 | 0 | 0 | -7000 | -24184 | 0 | 131604 | 18209 | 16779 | 50949 | 43915 | 261456 |  |  | C2 | 0.0081226 | 0.012094 | 0.021383 | 0.03463 | 0.081228 | C2 | 2924.29 | 2924.29 | 2924.29 | 2924.29 | 2924.29 | C2 | 23.7529 | 35.3656 | 62.5295 | 101.2673 | 237.5333 | C2 | 0 | 0 | 0 | 0 | 0 | 0 |  | 3508187.6889 | 831798.1913 | 3545799.7902 | 1596580.9933 | 4220728.5335 | 13703095.1972 |  | 3339613.2075 | 785752.22 | 3222959.803 | 1845698.667 | 6857822.8089 | 16051846.7063 |  | 3709968.754 | 785752.22 | 3222959.803 | 1737747.675 | 3407414.6442 | 12863843.0962 |  | 3125979.4347 | 643971.6524 | 1049183.0614 | 5159470.0638 | 10431273.2033 | 20409877.4157 |  | 3866690.5278 | 643971.6524 | 1049183.0614 | 4450598.6346 | 4686768.7937 | 14697212.6699
|  |  | 0 | 0 | C3 | 0 | 0 | 0 | 0 | 0 | 0 | 0 | 0 | 0 | 0 | 0 | 0 | 0 | 0 | 0 | 0 | 0 | 0 | 0 | 0 | 0 | 0 | 0 | 0 | 0 | 0 | 0 | 0 | 0 | 0 | 0 | 0 | 0 | 0 | 0 | 0 |  |  | C3 | 0.0081226 | 0.012094 | 0.021383 | 0.03463 | 0.081228 | C3 | 4386.435 | 4386.435 | 4386.435 | 4386.435 | 4386.435 | C3 | 35.6294 | 53.0484 | 93.7943 | 151.901 | 356.2999 | C3 | 0 | 0 | 0 | 0 | 0 | 0 |  | 0 | 0 | 0 | 0 | 0 | 0 |  | 0 | 0 | 0 | 0 | 0 | 0 |  | 0 | 0 | 0 | 0 | 0 | 0 |  | 0 | 0 | 0 | 0 | 0 | 0 |  | 0 | 0 | 0 | 0 | 0 | 0
|  |  | 0 | 0 | C4 | 0 | 0 | 0 | 0 | 0 | 0 | 0 | 0 | 0 | 0 | 0 | 0 | 0 | 0 | 0 | 0 | 0 | 0 | 0 | 0 | 0 | 0 | 0 | 0 | 0 | 0 | 0 | 0 | 0 | 0 | 0 | 0 | 0 | 0 | 0 | 0 |  |  | C4 | 0.0081226 | 0.012094 | 0.021383 | 0.03463 | 0.081228 | C4 | 7310.725 | 7310.725 | 7310.725 | 7310.725 | 7310.725 | C4 | 59.3823 | 88.4139 | 156.3238 | 253.1684 | 593.8332 | C4 | 0 | 0 | 0 | 0 | 0 | 0 |  | 0 | 0 | 0 | 0 | 0 | 0 |  | 0 | 0 | 0 | 0 | 0 | 0 |  | 0 | 0 | 0 | 0 | 0 | 0 |  | 0 | 0 | 0 | 0 | 0 | 0 |  | 0 | 0 | 0 | 0 | 0 | 0
|  | Yes | 261456 | 261456 |  | 147695 | 23520 | 56706 | 15766 | 17769 |  | 0 | 0 | 0 | 0 | 0 |  | 15592 | 0 | 0 | -1066 | -14526 |  | 140598 | 22218 | 51543 | 18226 | 28871 |  | 31184 | 0 | 0 | -7000 | -24184 |  | 131604 | 18209 | 16779 | 50949 | 43915 | [22 empty] | 0 | 0 | 0 | 0 | 0 | 0 |  | 3508187.6889 | 831798.1913 | 3545799.7902 | 1596580.9933 | 4220728.5335 | 13703095.1972 |  | 3339613.2075 | 785752.22 | 3222959.803 | 1845698.667 | 6857822.8089 | 16051846.7063 |  | 3709968.754 | 785752.22 | 3222959.803 | 1737747.675 | 3407414.6442 | 12863843.0962 |  | 3125979.4347 | 643971.6524 | 1049183.0614 | 5159470.0638 | 10431273.2033 | 20409877.4157 |  | 3866690.5278 | 643971.6524 | 1049183.0614 | 4450598.6346 | 4686768.7937 | 14697212.6699
| [Please insert new asset category as required] |  | 0 | 0 | C1 | 0 | 0 | 0 | 0 | 0 | 0 | 0 | 0 | 0 | 0 | 0 | 0 | 0 | 0 | 0 | 0 | 0 | 0 | 0 | 0 | 0 | 0 | 0 | 0 | 0 | 0 | 0 | 0 | 0 | 0 | 0 | 0 | 0 | 0 | 0 | 0 |  |  | C1 | 0 | 0 | 0 | 0 | 0 | C1 | 0 | 0 | 0 | 0 | 0 | C1 | [5 empty] | C1 | [5 empty] | 0 | [6 empty] | 0 | [6 empty] | 0 | [6 empty] | 0 | [6 empty] | 0 | [6 empty] | 0
|  |  | 0 | 0 | C2 | 0 | 0 | 0 | 0 | 0 | 0 | 0 | 0 | 0 | 0 | 0 | 0 | 0 | 0 | 0 | 0 | 0 | 0 | 0 | 0 | 0 | 0 | 0 | 0 | 0 | 0 | 0 | 0 | 0 | 0 | 0 | 0 | 0 | 0 | 0 | 0 |  |  | C2 | 0 | 0 | 0 | 0 | 0 | C2 | 0 | 0 | 0 | 0 | 0 | C2 | [5 empty] | C2 | [5 empty] | 0 | [6 empty] | 0 | [6 empty] | 0 | [6 empty] | 0 | [6 empty] | 0 | [6 empty] | 0
|  |  | 0 | 0 | C3 | 0 | 0 | 0 | 0 | 0 | 0 | 0 | 0 | 0 | 0 | 0 | 0 | 0 | 0 | 0 | 0 | 0 | 0 | 0 | 0 | 0 | 0 | 0 | 0 | 0 | 0 | 0 | 0 | 0 | 0 | 0 | 0 | 0 | 0 | 0 | 0 |  |  | C3 | 0 | 0 | 0 | 0 | 0 | C3 | 0 | 0 | 0 | 0 | 0 | C3 | [5 empty] | C3 | [5 empty] | 0 | [6 empty] | 0 | [6 empty] | 0 | [6 empty] | 0 | [6 empty] | 0 | [6 empty] | 0
|  |  | 0 | 0 | C4 | 0 | 0 | 0 | 0 | 0 | 0 | 0 | 0 | 0 | 0 | 0 | 0 | 0 | 0 | 0 | 0 | 0 | 0 | 0 | 0 | 0 | 0 | 0 | 0 | 0 | 0 | 0 | 0 | 0 | 0 | 0 | 0 | 0 | 0 | 0 | 0 |  |  | C4 | 0 | 0 | 0 | 0 | 0 | C4 | 0 | 0 | 0 | 0 | 0 | C4 | [5 empty] | C4 | [5 empty] | 0 | [6 empty] | 0 | [6 empty] | 0 | [6 empty] | 0 | [6 empty] | 0 | [6 empty] | 0
|  |  | 0 | 0 |  | 0 | 0 | 0 | 0 | 0 |  | 0 | 0 | 0 | 0 | 0 |  | 0 | 0 | 0 | 0 | 0 |  | 0 | 0 | 0 | 0 | 0 |  | 0 | 0 | 0 | 0 | 0 |  | 0 | 0 | 0 | 0 | 0 | [22 empty] | 0 | 0 | 0 | 0 | 0 | 0 |  | 0 | 0 | 0 | 0 | 0 | 0 |  | 0 | 0 | 0 | 0 | 0 | 0 |  | 0 | 0 | 0 | 0 | 0 | 0 |  | 0 | 0 | 0 | 0 | 0 | 0 |  | 0 | 0 | 0 | 0 | 0 | 0
| [Please insert new asset category as required] |  | 0 | 0 | C1 | 0 | 0 | 0 | 0 | 0 | 0 | 0 | 0 | 0 | 0 | 0 | 0 | 0 | 0 | 0 | 0 | 0 | 0 | 0 | 0 | 0 | 0 | 0 | 0 | 0 | 0 | 0 | 0 | 0 | 0 | 0 | 0 | 0 | 0 | 0 | 0 |  |  | C1 | 0 | 0 | 0 | 0 | 0 | C1 | 0 | 0 | 0 | 0 | 0 | C1 | [5 empty] | C1 | [5 empty] | 0 | [6 empty] | 0 | [6 empty] | 0 | [6 empty] | 0 | [6 empty] | 0 | [6 empty] | 0
|  |  | 0 | 0 | C2 | 0 | 0 | 0 | 0 | 0 | 0 | 0 | 0 | 0 | 0 | 0 | 0 | 0 | 0 | 0 | 0 | 0 | 0 | 0 | 0 | 0 | 0 | 0 | 0 | 0 | 0 | 0 | 0 | 0 | 0 | 0 | 0 | 0 | 0 | 0 | 0 |  |  | C2 | 0 | 0 | 0 | 0 | 0 | C2 | 0 | 0 | 0 | 0 | 0 | C2 | [5 empty] | C2 | [5 empty] | 0 | [6 empty] | 0 | [6 empty] | 0 | [6 empty] | 0 | [6 empty] | 0 | [6 empty] | 0
|  |  | 0 | 0 | C3 | 0 | 0 | 0 | 0 | 0 | 0 | 0 | 0 | 0 | 0 | 0 | 0 | 0 | 0 | 0 | 0 | 0 | 0 | 0 | 0 | 0 | 0 | 0 | 0 | 0 | 0 | 0 | 0 | 0 | 0 | 0 | 0 | 0 | 0 | 0 | 0 |  |  | C3 | 0 | 0 | 0 | 0 | 0 | C3 | 0 | 0 | 0 | 0 | 0 | C3 | [5 empty] | C3 | [5 empty] | 0 | [6 empty] | 0 | [6 empty] | 0 | [6 empty] | 0 | [6 empty] | 0 | [6 empty] | 0
|  |  | 0 | 0 | C4 | 0 | 0 | 0 | 0 | 0 | 0 | 0 | 0 | 0 | 0 | 0 | 0 | 0 | 0 | 0 | 0 | 0 | 0 | 0 | 0 | 0 | 0 | 0 | 0 | 0 | 0 | 0 | 0 | 0 | 0 | 0 | 0 | 0 | 0 | 0 | 0 |  |  | C4 | 0 | 0 | 0 | 0 | 0 | C4 | 0 | 0 | 0 | 0 | 0 | C4 | [5 empty] | C4 | [5 empty] | 0 | [6 empty] | 0 | [6 empty] | 0 | [6 empty] | 0 | [6 empty] | 0 | [6 empty] | 0
|  |  | 0 | 0 |  | 0 | 0 | 0 | 0 | 0 |  | 0 | 0 | 0 | 0 | 0 |  | 0 | 0 | 0 | 0 | 0 |  | 0 | 0 | 0 | 0 | 0 |  | 0 | 0 | 0 | 0 | 0 |  | 0 | 0 | 0 | 0 | 0 | [22 empty] | 0 | 0 | 0 | 0 | 0 | 0 |  | 0 | 0 | 0 | 0 | 0 | 0 |  | 0 | 0 | 0 | 0 | 0 | 0 |  | 0 | 0 | 0 | 0 | 0 | 0 |  | 0 | 0 | 0 | 0 | 0 | 0 |  | 0 | 0 | 0 | 0 | 0 | 0
| [Please insert new asset category as required] |  | 0 | 0 | C1 | 0 | 0 | 0 | 0 | 0 | 0 | 0 | 0 | 0 | 0 | 0 | 0 | 0 | 0 | 0 | 0 | 0 | 0 | 0 | 0 | 0 | 0 | 0 | 0 | 0 | 0 | 0 | 0 | 0 | 0 | 0 | 0 | 0 | 0 | 0 | 0 |  |  | C1 | 0 | 0 | 0 | 0 | 0 | C1 | 0 | 0 | 0 | 0 | 0 | C1 | [5 empty] | C1 | [5 empty] | 0 | [6 empty] | 0 | [6 empty] | 0 | [6 empty] | 0 | [6 empty] | 0 | [6 empty] | 0
|  |  | 0 | 0 | C2 | 0 | 0 | 0 | 0 | 0 | 0 | 0 | 0 | 0 | 0 | 0 | 0 | 0 | 0 | 0 | 0 | 0 | 0 | 0 | 0 | 0 | 0 | 0 | 0 | 0 | 0 | 0 | 0 | 0 | 0 | 0 | 0 | 0 | 0 | 0 | 0 |  |  | C2 | 0 | 0 | 0 | 0 | 0 | C2 | 0 | 0 | 0 | 0 | 0 | C2 | [5 empty] | C2 | [5 empty] | 0 | [6 empty] | 0 | [6 empty] | 0 | [6 empty] | 0 | [6 empty] | 0 | [6 empty] | 0
|  |  | 0 | 0 | C3 | 0 | 0 | 0 | 0 | 0 | 0 | 0 | 0 | 0 | 0 | 0 | 0 | 0 | 0 | 0 | 0 | 0 | 0 | 0 | 0 | 0 | 0 | 0 | 0 | 0 | 0 | 0 | 0 | 0 | 0 | 0 | 0 | 0 | 0 | 0 | 0 |  |  | C3 | 0 | 0 | 0 | 0 | 0 | C3 | 0 | 0 | 0 | 0 | 0 | C3 | [5 empty] | C3 | [5 empty] | 0 | [6 empty] | 0 | [6 empty] | 0 | [6 empty] | 0 | [6 empty] | 0 | [6 empty] | 0
|  |  | 0 | 0 | C4 | 0 | 0 | 0 | 0 | 0 | 0 | 0 | 0 | 0 | 0 | 0 | 0 | 0 | 0 | 0 | 0 | 0 | 0 | 0 | 0 | 0 | 0 | 0 | 0 | 0 | 0 | 0 | 0 | 0 | 0 | 0 | 0 | 0 | 0 | 0 | 0 |  |  | C4 | 0 | 0 | 0 | 0 | 0 | C4 | 0 | 0 | 0 | 0 | 0 | C4 | [5 empty] | C4 | [5 empty] | 0 | [6 empty] | 0 | [6 empty] | 0 | [6 empty] | 0 | [6 empty] | 0 | [6 empty] | 0
|  |  | 0 | 0 |  | 0 | 0 | 0 | 0 | 0 |  | 0 | 0 | 0 | 0 | 0 |  | 0 | 0 | 0 | 0 | 0 |  | 0 | 0 | 0 | 0 | 0 |  | 0 | 0 | 0 | 0 | 0 |  | 0 | 0 | 0 | 0 | 0 | [22 empty] | 0 | 0 | 0 | 0 | 0 | 0 |  | 0 | 0 | 0 | 0 | 0 | 0 |  | 0 | 0 | 0 | 0 | 0 | 0 |  | 0 | 0 | 0 | 0 | 0 | 0 |  | 0 | 0 | 0 | 0 | 0 | 0 |  | 0 | 0 | 0 | 0 | 0 | 0
| [Please insert new asset category as required] |  | 0 | 0 | C1 | 0 | 0 | 0 | 0 | 0 | 0 | 0 | 0 | 0 | 0 | 0 | 0 | 0 | 0 | 0 | 0 | 0 | 0 | 0 | 0 | 0 | 0 | 0 | 0 | 0 | 0 | 0 | 0 | 0 | 0 | 0 | 0 | 0 | 0 | 0 | 0 |  |  | C1 | 0 | 0 | 0 | 0 | 0 | C1 | 0 | 0 | 0 | 0 | 0 | C1 | [5 empty] | C1 | [5 empty] | 0 | [6 empty] | 0 | [6 empty] | 0 | [6 empty] | 0 | [6 empty] | 0 | [6 empty] | 0
|  |  | 0 | 0 | C2 | 0 | 0 | 0 | 0 | 0 | 0 | 0 | 0 | 0 | 0 | 0 | 0 | 0 | 0 | 0 | 0 | 0 | 0 | 0 | 0 | 0 | 0 | 0 | 0 | 0 | 0 | 0 | 0 | 0 | 0 | 0 | 0 | 0 | 0 | 0 | 0 |  |  | C2 | 0 | 0 | 0 | 0 | 0 | C2 | 0 | 0 | 0 | 0 | 0 | C2 | [5 empty] | C2 | [5 empty] | 0 | [6 empty] | 0 | [6 empty] | 0 | [6 empty] | 0 | [6 empty] | 0 | [6 empty] | 0
|  |  | 0 | 0 | C3 | 0 | 0 | 0 | 0 | 0 | 0 | 0 | 0 | 0 | 0 | 0 | 0 | 0 | 0 | 0 | 0 | 0 | 0 | 0 | 0 | 0 | 0 | 0 | 0 | 0 | 0 | 0 | 0 | 0 | 0 | 0 | 0 | 0 | 0 | 0 | 0 |  |  | C3 | 0 | 0 | 0 | 0 | 0 | C3 | 0 | 0 | 0 | 0 | 0 | C3 | [5 empty] | C3 | [5 empty] | 0 | [6 empty] | 0 | [6 empty] | 0 | [6 empty] | 0 | [6 empty] | 0 | [6 empty] | 0
|  |  | 0 | 0 | C4 | 0 | 0 | 0 | 0 | 0 | 0 | 0 | 0 | 0 | 0 | 0 | 0 | 0 | 0 | 0 | 0 | 0 | 0 | 0 | 0 | 0 | 0 | 0 | 0 | 0 | 0 | 0 | 0 | 0 | 0 | 0 | 0 | 0 | 0 | 0 | 0 |  |  | C4 | 0 | 0 | 0 | 0 | 0 | C4 | 0 | 0 | 0 | 0 | 0 | C4 | [5 empty] | C4 | [5 empty] | 0 | [6 empty] | 0 | [6 empty] | 0 | [6 empty] | 0 | [6 empty] | 0 | [6 empty] | 0
|  |  | 0 | 0 |  | 0 | 0 | 0 | 0 | 0 |  | 0 | 0 | 0 | 0 | 0 |  | 0 | 0 | 0 | 0 | 0 |  | 0 | 0 | 0 | 0 | 0 |  | 0 | 0 | 0 | 0 | 0 |  | 0 | 0 | 0 | 0 | 0 | [22 empty] | 0 | 0 | 0 | 0 | 0 | 0 |  | 0 | 0 | 0 | 0 | 0 | 0 |  | 0 | 0 | 0 | 0 | 0 | 0 |  | 0 | 0 | 0 | 0 | 0 | 0 |  | 0 | 0 | 0 | 0 | 0 | 0 |  | 0 | 0 | 0 | 0 | 0 | 0
| [Please insert new asset category as required] |  | 0 | 0 | C1 | 0 | 0 | 0 | 0 | 0 | 0 | 0 | 0 | 0 | 0 | 0 | 0 | 0 | 0 | 0 | 0 | 0 | 0 | 0 | 0 | 0 | 0 | 0 | 0 | 0 | 0 | 0 | 0 | 0 | 0 | 0 | 0 | 0 | 0 | 0 | 0 |  |  | C1 | 0 | 0 | 0 | 0 | 0 | C1 | 0 | 0 | 0 | 0 | 0 | C1 | [5 empty] | C1 | [5 empty] | 0 | [6 empty] | 0 | [6 empty] | 0 | [6 empty] | 0 | [6 empty] | 0 | [6 empty] | 0
|  |  | 0 | 0 | C2 | 0 | 0 | 0 | 0 | 0 | 0 | 0 | 0 | 0 | 0 | 0 | 0 | 0 | 0 | 0 | 0 | 0 | 0 | 0 | 0 | 0 | 0 | 0 | 0 | 0 | 0 | 0 | 0 | 0 | 0 | 0 | 0 | 0 | 0 | 0 | 0 |  |  | C2 | 0 | 0 | 0 | 0 | 0 | C2 | 0 | 0 | 0 | 0 | 0 | C2 | [5 empty] | C2 | [5 empty] | 0 | [6 empty] | 0 | [6 empty] | 0 | [6 empty] | 0 | [6 empty] | 0 | [6 empty] | 0
|  |  | 0 | 0 | C3 | 0 | 0 | 0 | 0 | 0 | 0 | 0 | 0 | 0 | 0 | 0 | 0 | 0 | 0 | 0 | 0 | 0 | 0 | 0 | 0 | 0 | 0 | 0 | 0 | 0 | 0 | 0 | 0 | 0 | 0 | 0 | 0 | 0 | 0 | 0 | 0 |  |  | C3 | 0 | 0 | 0 | 0 | 0 | C3 | 0 | 0 | 0 | 0 | 0 | C3 | [5 empty] | C3 | [5 empty] | 0 | [6 empty] | 0 | [6 empty] | 0 | [6 empty] | 0 | [6 empty] | 0 | [6 empty] | 0
|  |  | 0 | 0 | C4 | 0 | 0 | 0 | 0 | 0 | 0 | 0 | 0 | 0 | 0 | 0 | 0 | 0 | 0 | 0 | 0 | 0 | 0 | 0 | 0 | 0 | 0 | 0 | 0 | 0 | 0 | 0 | 0 | 0 | 0 | 0 | 0 | 0 | 0 | 0 | 0 |  |  | C4 | 0 | 0 | 0 | 0 | 0 | C4 | 0 | 0 | 0 | 0 | 0 | C4 | [5 empty] | C4 | [5 empty] | 0 | [6 empty] | 0 | [6 empty] | 0 | [6 empty] | 0 | [6 empty] | 0 | [6 empty] | 0
|  |  | 0 | 0 |  | 0 | 0 | 0 | 0 | 0 |  | 0 | 0 | 0 | 0 | 0 |  | 0 | 0 | 0 | 0 | 0 |  | 0 | 0 | 0 | 0 | 0 |  | 0 | 0 | 0 | 0 | 0 |  | 0 | 0 | 0 | 0 | 0 | [22 empty] | 0 | 0 | 0 | 0 | 0 | 0 |  | 0 | 0 | 0 | 0 | 0 | 0 |  | 0 | 0 | 0 | 0 | 0 | 0 |  | 0 | 0 | 0 | 0 | 0 | 0 |  | 0 | 0 | 0 | 0 | 0 | 0 |  | 0 | 0 | 0 | 0 | 0 | 0
[63 empty] | 0 | 0 | 0 | 0 | 0 | 0 |  | 4186467.506 | 927298.2264 | 3780445.524 | 1602131.4053 | 4273549.5256 | 14769892.1872 |  | 3971805.7617 | 927081.1081 | 3491593.7468 | 1858562.0478 | 6917448.6444 | 17166491.3088 |  | 4347905.5253 | 927081.1081 | 3491593.7468 | 1738514.0041 | 3437972.2429 | 13943066.6273 |  | 3689870.5009 | 846265.4935 | 1151350.4854 | 5550451.1563 | 10509901.243 | 21747838.8791 |  | 4447855.3302 | 846265.4935 | 1151350.4854 | 4780711.3037 | 4735429.8437 | 15961612.4565
| HV Network | [73 empty] | 0 | [6 empty] | 0 | [6 empty] | 0 | [6 empty] | 0 | [6 empty] | 0
| HV Switchgear (GM) - Primary |  | 1992 | 1992 | C1 | 1578 | 50 | 2 | 2 | 360 | 1992 | 0 | 0 | 0 | 0 | 0 | 0 | 0 | 0 | 0 | 109 | -109 | 0 | 1529 | 84 | 16 | 3 | 360 | 1992 | 46 | 0 | 0 | 124 | -170 | 0 | 1404 | 185 | 34 | 7 | 362 | 1992 |  |  | C1 | 0.001482 | 0.0022066 | 0.0039014 | 0.0063184 | 0.01482 | C1 | 78407.994 | 78407.994 | 78407.994 | 78407.994 | 78407.994 | C1 | 116.2025 | 173.0131 | 305.9029 | 495.4135 | 1162.0447 | C1 | 0 | 0 | 0 | 0 | 0 | 0 |  | 183367.5209 | 8650.6561 | 611.8058 | 990.827 | 418336.0787 | 611956.8884 |  | 177673.5991 | 14533.1022 | 4894.4463 | 1486.2404 | 418336.0787 | 616923.4667 |  | 177673.5991 | 14533.1022 | 4894.4463 | 55486.3098 | 291673.2104 | 544260.6679 |  | 163148.2885 | 32007.4275 | 10400.6984 | 3467.8944 | 420660.168 | 629684.4767 |  | 168493.6028 | 32007.4275 | 10400.6984 | 64899.166 | 223112.5753 | 498913.4699
|  |  | 1847 | 1847 | C2 | 1443 | 62 | 20 | 0 | 322 | 1847 | 0 | 0 | 0 | 0 | 0 | 0 | 29 | 0 | 0 | 0 | -29 | 0 | 1363 | 119 | 33 | 10 | 322 | 1847 | 351 | 0 | 0 | -29 | -322 | 0 | 1206 | 252 | 38 | 29 | 322 | 1847 |  |  | C2 | 0.001482 | 0.0022066 | 0.0039014 | 0.0063184 | 0.01482 | C2 | 112011.42 | 112011.42 | 112011.42 | 112011.42 | 112011.42 | C2 | 166.0035 | 247.1616 | 437.0041 | 707.7335 | 1660.0638 | C2 | 0 | 0 | 0 | 0 | 0 | 0 |  | 239543.122 | 15324.0193 | 8740.0827 | 0 | 534540.545 | 798147.769 |  | 226262.8381 | 29412.2307 | 14421.1364 | 7077.3354 | 534540.545 | 811714.0855 |  | 231076.941 | 29412.2307 | 14421.1364 | 7077.3354 | 486398.6947 | 768386.3381 |  | 200200.2808 | 62284.7237 | 16606.157 | 20524.2728 | 534540.545 | 834155.9793 |  | 258467.5267 | 62284.7237 | 16606.157 | 0 | 0 | 337358.4075
|  |  | 1312 | 1312 | C3 | 998 | 30 | 0 | 0 | 284 | 1312 | 0 | 0 | 0 | 0 | 0 | 0 | 284 | 0 | 0 | 0 | -284 | 0 | 954 | 74 | 0 | 0 | 284 | 1312 | 284 | 10 | -10 | 0 | -284 | 0 | 888 | 110 | 30 | 0 | 284 | 1312 |  |  | C3 | 0.001482 | 0.0022066 | 0.0039014 | 0.0063184 | 0.01482 | C3 | 168017.13 | 168017.13 | 168017.13 | 168017.13 | 168017.13 | C3 | 249.0053 | 370.7424 | 655.5062 | 1061.6003 | 2490.0957 | C3 | 0 | 0 | 0 | 0 | 0 | 0 |  | 248507.3137 | 11122.2721 | 0 | 0 | 707187.1806 | 966816.7665 |  | 237551.0794 | 27434.9378 | 0 | 0 | 707187.1806 | 972173.1979 |  | 308268.5916 | 27434.9378 | 0 | 0 | 0 | 335703.5294 |  | 221116.728 | 40781.6644 | 19665.186 | 0 | 707187.1806 | 988750.759 |  | 291834.2402 | 44489.0884 | 13110.124 | 0 | 0 | 349433.4525
|  |  | 221 | 221 | C4 | 178 | 8 | 0 | 0 | 35 | 221 | 0 | 0 | 0 | 0 | 0 | 0 | 0 | 0 | 0 | 0 | 0 | 0 | 178 | 8 | 0 | 0 | 35 | 221 | 0 | 0 | 0 | 0 | 0 | 0 | 176 | 10 | 0 | 0 | 35 | 221 |  |  | C4 | 0.001482 | 0.0022066 | 0.0039014 | 0.0063184 | 0.01482 | C4 | 280028.55 | 280028.55 | 280028.55 | 280028.55 | 280028.55 | C4 | 415.0089 | 617.904 | 1092.5103 | 1769.3339 | 4150.1595 | C4 | 0 | 0 | 0 | 0 | 0 | 0 |  | 73871.5796 | 4943.232 | 0 | 0 | 145255.5829 | 224070.3945 |  | 73871.5796 | 4943.232 | 0 | 0 | 145255.5829 | 224070.3945 |  | 73871.5796 | 4943.232 | 0 | 0 | 145255.5829 | 224070.3945 |  | 73041.5618 | 6179.0401 | 0 | 0 | 145255.5829 | 224476.1847 |  | 73041.5618 | 6179.0401 | 0 | 0 | 145255.5829 | 224476.1847
|  | Yes | 5372 | 5372 |  | 4197 | 150 | 22 | 2 | 1001 |  | 0 | 0 | 0 | 0 | 0 |  | 313 | 0 | 0 | 109 | -422 |  | 4024 | 285 | 49 | 13 | 1001 |  | 681 | 10 | -10 | 95 | -776 |  | 3674 | 557 | 102 | 36 | 1003 | [22 empty] | 0 | 0 | 0 | 0 | 0 | 0 |  | 745289.5362 | 40040.1795 | 9351.8884 | 990.827 | 1805319.3872 | 2600991.8183 |  | 715359.0962 | 76323.5027 | 19315.5827 | 8563.5759 | 1805319.3872 | 2624881.1447 |  | 790890.7112 | 76323.5027 | 19315.5827 | 62563.6453 | 923327.488 | 1872420.9299 |  | 657506.8592 | 141252.8556 | 46672.0414 | 23992.1671 | 1807643.4765 | 2677067.3998 |  | 791836.9315 | 144960.2797 | 40116.9794 | 64899.166 | 368368.1582 | 1410181.5147
| HV Switchgear (GM) - Distribution |  | 2759 | 2759 | C1 | 2427 | 233 | 84 | 1 | 14 | 2759 | 0 | 0 | 0 | 0 | 0 | 0 | 11 | 0 | 0 | -1 | -10 | 0 | 2204 | 408 | 131 | 2 | 14 | 2759 | 60 | 0 | 0 | -50 | -10 | 0 | 1833 | 689 | 110 | 112 | 15 | 2759 |  |  | C1 | 0.0019095 | 0.0028431 | 0.0050268 | 0.008141 | 0.019096 | C1 | 8799.056 | 8799.056 | 8799.056 | 8799.056 | 8799.056 | C1 | 16.8021 | 25.0165 | 44.2314 | 71.6333 | 168.0235 | C1 | 0 | 0 | 0 | 0 | 0 | 0 |  | 40778.6072 | 5828.8404 | 3715.4384 | 71.6333 | 2352.329 | 52746.8483 |  | 37031.7472 | 10206.7247 | 5794.3147 | 143.2666 | 2352.329 | 55528.3821 |  | 37216.5698 | 10206.7247 | 5794.3147 | 71.6333 | 672.094 | 53961.3366 |  | 30798.1817 | 17236.3562 | 4865.4551 | 8022.9307 | 2520.3524 | 63443.2762 |  | 31806.3055 | 17236.3562 | 4865.4551 | 4441.2652 | 840.1175 | 59189.4995
|  |  | 37274 | 37274 | C2 | 31739 | 4088 | 932 | 38 | 477 | 37274 | 0 | 0 | 0 | 0 | 0 | 0 | 235 | 0 | 0 | -35 | -200 | 0 | 27448 | 7694 | 1590 | 65 | 477 | 37274 | 800 | 0 | 0 | -500 | -300 | 0 | 22262 | 11605 | 1543 | 1337 | 527 | 37274 |  |  | C2 | 0.0019095 | 0.0028431 | 0.0050268 | 0.008141 | 0.019096 | C2 | 12570.08 | 12570.08 | 12570.08 | 12570.08 | 12570.08 | C2 | 24.0029 | 35.7378 | 63.1877 | 102.3333 | 240.0336 | C2 | 0 | 0 | 0 | 0 | 0 | 0 |  | 761829.5455 | 146096.2561 | 58890.9627 | 3888.6654 | 114496.0113 | 1085201.4409 |  | 658832.8985 | 274966.8772 | 100468.4879 | 6651.6645 | 114496.0113 | 1155415.9394 |  | 664473.5911 | 274966.8772 | 100468.4879 | 3069.999 | 66489.2979 | 1109468.2532 |  | 534353.6136 | 414737.5371 | 97498.6647 | 136819.6216 | 126497.6896 | 1309907.1266 |  | 553555.9715 | 414737.5371 | 97498.6647 | 85652.9718 | 54487.6196 | 1205932.7647
|  |  | 6444 | 6444 | C3 | 3617 | 224 | 72 | 1 | 2530 | 6444 | 0 | 0 | 0 | 0 | 0 | 0 | 927 | 0 | 0 | -1 | -926 | 0 | 3412 | 348 | 152 | 2 | 2530 | 6444 | 1477 | 0 | 0 | -20 | -1457 | 0 | 3202 | 482 | 85 | 144 | 2531 | 6444 |  |  | C3 | 0.0019095 | 0.0028431 | 0.0050268 | 0.008141 | 0.019096 | C3 | 18855.12 | 18855.12 | 18855.12 | 18855.12 | 18855.12 | C3 | 36.0044 | 53.6067 | 94.7816 | 153.4999 | 360.0503 | C3 | 0 | 0 | 0 | 0 | 0 | 0 |  | 130227.9908 | 12007.9115 | 6824.2747 | 153.4999 | 910927.3852 | 1060141.062 |  | 122847.0845 | 18655.1482 | 14406.802 | 306.9999 | 910927.3852 | 1067143.4198 |  | 156223.1827 | 18655.1482 | 14406.802 | 153.4999 | 577520.7612 | 766959.3941 |  | 115286.1561 | 25838.4523 | 8056.4354 | 22103.9927 | 911287.4355 | 1082572.472 |  | 168464.6859 | 25838.4523 | 8056.4354 | 19033.9937 | 386694.0758 | 608087.6431
|  |  | 16 | 16 | C4 | 16 | 0 | 0 | 0 | 0 | 16 | 0 | 0 | 0 | 0 | 0 | 0 | 0 | 0 | 0 | 0 | 0 | 0 | 16 | 0 | 0 | 0 | 0 | 16 | 0 | 0 | 0 | 0 | 0 | 0 | 16 | 0 | 0 | 0 | 0 | 16 |  |  | C4 | 0.0019095 | 0.0028431 | 0.0050268 | 0.008141 | 0.019096 | C4 | 31425.2 | 31425.2 | 31425.2 | 31425.2 | 31425.2 | C4 | 60.0074 | 89.3446 | 157.9693 | 255.8332 | 600.0839 | C4 | 0 | 0 | 0 | 0 | 0 | 0 |  | 960.1179 | 0 | 0 | 0 | 0 | 960.1179 |  | 960.1179 | 0 | 0 | 0 | 0 | 960.1179 |  | 960.1179 | 0 | 0 | 0 | 0 | 960.1179 |  | 960.1179 | 0 | 0 | 0 | 0 | 960.1179 |  | 960.1179 | 0 | 0 | 0 | 0 | 960.1179
|  | Yes | 46493 | 46493 |  | 37799 | 4545 | 1088 | 40 | 3021 |  | 0 | 0 | 0 | 0 | 0 |  | 1173 | 0 | 0 | -37 | -1136 |  | 33080 | 8450 | 1873 | 69 | 3021 |  | 2337 | 0 | 0 | -570 | -1767 |  | 27313 | 12776 | 1738 | 1593 | 3073 | [22 empty] | 0 | 0 | 0 | 0 | 0 | 0 |  | 933796.2614 | 163933.0079 | 69430.6758 | 4113.7986 | 1027775.7254 | 2199049.4691 |  | 819671.848 | 303828.7501 | 120669.6046 | 7101.931 | 1027775.7254 | 2279047.8592 |  | 858873.4616 | 303828.7501 | 120669.6046 | 3295.1322 | 644682.1531 | 1931349.1017 |  | 681398.0693 | 457812.3457 | 110420.5551 | 166946.5451 | 1040305.4776 | 2456882.9927 |  | 754787.0808 | 457812.3457 | 110420.5551 | 109128.2308 | 442021.8129 | 1874170.0252
| HV Transformer (GM) |  | 2642 | 2642 | C1 | 2378 | 183 | 76 | 1 | 4 | 2642 | 0 | 0 | 0 | 0 | 0 | 0 | 30 | 0 | -21 | -6 | -3 | 0 | 2248 | 279 | 105 | 6 | 4 | 2642 | 60 | 0 | -25 | -30 | -5 | 0 | 2085 | 376 | 111 | 65 | 5 | 2642 |  |  | C1 | 0.002223 | 0.0033099 | 0.0058521 | 0.0094776 | 0.022231 | C1 | 12043.528 | 12043.528 | 12043.528 | 12043.528 | 12043.528 | C1 | 26.7732 | 39.8624 | 70.4804 | 114.1438 | 267.7364 | C1 | 0 | 0 | 0 | 0 | 0 | 0 |  | 63666.6366 | 7294.8233 | 5356.5088 | 114.1438 | 1070.9457 | 77503.0582 |  | 60186.1224 | 11121.6158 | 7400.4397 | 684.863 | 1070.9457 | 80463.9867 |  | 60989.318 | 11121.6158 | 5920.3518 | 0 | 267.7364 | 78299.022 |  | 55822.0931 | 14988.2707 | 7823.322 | 7419.3493 | 1338.6821 | 87391.7173 |  | 57428.4842 | 14988.2707 | 6061.3125 | 3995.0343 | 0 | 82473.1018
|  |  | 24690 | 24690 | C2 | 23558 | 753 | 209 | 6 | 164 | 24690 | 0 | 0 | 0 | 0 | 0 | 0 | 171 | 0 | -16 | -23 | -132 | 0 | 22732 | 1432 | 339 | 23 | 164 | 24690 | 350 | 0 | -25 | -175 | -150 | 0 | 21386 | 2508 | 407 | 219 | 170 | 24690 |  |  | C2 | 0.002223 | 0.0033099 | 0.0058521 | 0.0094776 | 0.022231 | C2 | 17205.04 | 17205.04 | 17205.04 | 17205.04 | 17205.04 | C2 | 38.2474 | 56.9463 | 100.6863 | 163.0626 | 382.4806 | C2 | 0 | 0 | 0 | 0 | 0 | 0 |  | 901032.4554 | 42880.577 | 21043.4272 | 978.3757 | 62726.82 | 1028661.6554 |  | 869440.0958 | 81547.1265 | 34132.6404 | 3750.4403 | 62726.82 | 1051597.123 |  | 875980.4027 | 81547.1265 | 32521.6603 | 0 | 12239.3795 | 1002288.569 |  | 817959.0836 | 142821.3641 | 40979.3057 | 35710.7143 | 65021.7037 | 1102492.1714 |  | 831345.6767 | 142821.3641 | 38462.1493 | 7174.7554 | 7649.6122 | 1027453.5577
|  |  | 4290 | 4290 | C3 | 2578 | 135 | 11 | 0 | 1566 | 4290 | 0 | 0 | 0 | 0 | 0 | 0 | 207 | 0 | -13 | -2 | -192 | 0 | 2507 | 193 | 22 | 2 | 1566 | 4290 | 413 | 0 | -25 | -10 | -378 | 0 | 2420 | 188 | 98 | 18 | 1566 | 4290 |  |  | C3 | 0.002223 | 0.0033099 | 0.0058521 | 0.0094776 | 0.022231 | C3 | 25807.56 | 25807.56 | 25807.56 | 25807.56 | 25807.56 | C3 | 57.3711 | 85.4195 | 151.0294 | 244.5939 | 573.7209 | C3 | 0 | 0 | 0 | 0 | 0 | 0 |  | 147902.7297 | 11531.6293 | 1661.3232 | 0 | 898446.9526 | 1059542.6347 |  | 143829.3806 | 16485.9589 | 3322.6464 | 489.1879 | 898446.9526 | 1062574.1264 |  | 155705.201 | 16485.9589 | 1359.2644 | 0 | 788292.5369 | 961842.9613 |  | 138838.0938 | 16058.8615 | 14800.8794 | 4402.6908 | 898446.9526 | 1072547.4781 |  | 162532.3635 | 16058.8615 | 11025.1449 | 1956.7515 | 681580.4468 | 873153.5682
|  |  | 48 | 48 | C4 | 48 | 0 | 0 | 0 | 0 | 48 | 0 | 0 | 0 | 0 | 0 | 0 | 0 | 0 | 0 | 0 | 0 | 0 | 48 | 0 | 0 | 0 | 0 | 48 | 0 | 0 | 0 | 0 | 0 | 0 | 46 | 2 | 0 | 0 | 0 | 48 |  |  | C4 | 0.002223 | 0.0033099 | 0.0058521 | 0.0094776 | 0.022231 | C4 | 43012.6 | 43012.6 | 43012.6 | 43012.6 | 43012.6 | C4 | 95.6185 | 142.3658 | 251.7156 | 407.6566 | 956.2015 | C4 | 0 | 0 | 0 | 0 | 0 | 0 |  | 4589.6891 | 0 | 0 | 0 | 0 | 4589.6891 |  | 4589.6891 | 0 | 0 | 0 | 0 | 4589.6891 |  | 4589.6891 | 0 | 0 | 0 | 0 | 4589.6891 |  | 4398.452 | 284.7316 | 0 | 0 | 0 | 4683.1836 |  | 4398.452 | 284.7316 | 0 | 0 | 0 | 4683.1836
|  | Yes | 31670 | 31670 |  | 28562 | 1071 | 296 | 7 | 1734 |  | 0 | 0 | 0 | 0 | 0 |  | 408 | 0 | -50 | -31 | -327 |  | 27535 | 1904 | 466 | 31 | 1734 |  | 823 | 0 | -75 | -215 | -533 |  | 25937 | 3074 | 616 | 302 | 1741 | [22 empty] | 0 | 0 | 0 | 0 | 0 | 0 |  | 1117191.5108 | 61707.0295 | 28061.2592 | 1092.5196 | 962244.7183 | 2170297.0374 |  | 1078045.2879 | 109154.7012 | 44855.7265 | 4924.4912 | 962244.7183 | 2199224.9251 |  | 1097264.6108 | 109154.7012 | 39801.2765 | 0 | 800799.6529 | 2047020.2414 |  | 1017017.7225 | 174153.2279 | 63603.5071 | 47532.7545 | 964807.3384 | 2267114.5504 |  | 1055704.9764 | 174153.2279 | 55548.6067 | 13126.5411 | 689230.059 | 1987763.4112
| HV UG Cable |  | 0 | 0 | C1 | 0 | 0 | 0 | 0 | 0 | 0 | 0 | 0 | 0 | 0 | 0 | 0 | 0 | 0 | 0 | 0 | 0 | 0 | 0 | 0 | 0 | 0 | 0 | 0 | 0 | 0 | 0 | 0 | 0 | 0 | 0 | 0 | 0 | 0 | 0 | 0 |  |  | C1 | 0 | 0 | 0 | 0 | 0 | C1 | 0 | 0 | 0 | 0 | 0 | C1 | [5 empty] | C1 | [5 empty] | 0 | [6 empty] | 0 | [6 empty] | 0 | [6 empty] | 0 | [6 empty] | 0 | [6 empty] | 0
|  |  | 0 | 0 | C2 | 0 | 0 | 0 | 0 | 0 | 0 | 0 | 0 | 0 | 0 | 0 | 0 | 0 | 0 | 0 | 0 | 0 | 0 | 0 | 0 | 0 | 0 | 0 | 0 | 0 | 0 | 0 | 0 | 0 | 0 | 0 | 0 | 0 | 0 | 0 | 0 |  |  | C2 | 0 | 0 | 0 | 0 | 0 | C2 | 0 | 0 | 0 | 0 | 0 | C2 | [5 empty] | C2 | [5 empty] | 0 | [6 empty] | 0 | [6 empty] | 0 | [6 empty] | 0 | [6 empty] | 0 | [6 empty] | 0
|  |  | 0 | 0 | C3 | 0 | 0 | 0 | 0 | 0 | 0 | 0 | 0 | 0 | 0 | 0 | 0 | 0 | 0 | 0 | 0 | 0 | 0 | 0 | 0 | 0 | 0 | 0 | 0 | 0 | 0 | 0 | 0 | 0 | 0 | 0 | 0 | 0 | 0 | 0 | 0 |  |  | C3 | 0 | 0 | 0 | 0 | 0 | C3 | 0 | 0 | 0 | 0 | 0 | C3 | [5 empty] | C3 | [5 empty] | 0 | [6 empty] | 0 | [6 empty] | 0 | [6 empty] | 0 | [6 empty] | 0 | [6 empty] | 0
|  |  | 0 | 0 | C4 | 0 | 0 | 0 | 0 | 0 | 0 | 0 | 0 | 0 | 0 | 0 | 0 | 0 | 0 | 0 | 0 | 0 | 0 | 0 | 0 | 0 | 0 | 0 | 0 | 0 | 0 | 0 | 0 | 0 | 0 | 0 | 0 | 0 | 0 | 0 | 0 |  |  | C4 | 0 | 0 | 0 | 0 | 0 | C4 | 0 | 0 | 0 | 0 | 0 | C4 | [5 empty] | C4 | [5 empty] | 0 | [6 empty] | 0 | [6 empty] | 0 | [6 empty] | 0 | [6 empty] | 0 | [6 empty] | 0
|  |  | 0 | 0 |  | 0 | 0 | 0 | 0 | 0 |  | 0 | 0 | 0 | 0 | 0 |  | 0 | 0 | 0 | 0 | 0 |  | 0 | 0 | 0 | 0 | 0 |  | 0 | 0 | 0 | 0 | 0 |  | 0 | 0 | 0 | 0 | 0 | [22 empty] | 0 | 0 | 0 | 0 | 0 | 0 |  | 0 | 0 | 0 | 0 | 0 | 0 |  | 0 | 0 | 0 | 0 | 0 | 0 |  | 0 | 0 | 0 | 0 | 0 | 0 |  | 0 | 0 | 0 | 0 | 0 | 0 |  | 0 | 0 | 0 | 0 | 0 | 0
| HV OHL Support - Poles |  | 74247 | 74247 | C1 | 37230 | 9164 | 13683 | 7389 | 6781 | 74247 | 0 | 0 | 0 | 0 | 0 | 0 | 0 | 0 | 0 | 0 | 0 | 0 | 34545 | 8629 | 13901 | 5253 | 11920 | 74248 | 0 | 0 | 0 | 0 | 0 | 0 | 31746 | 6209 | 6589 | 13762 | 15942 | 74248 |  |  | C1 | 0.0081226 | 0.012094 | 0.021383 | 0.03463 | 0.081228 | C1 | 2960.006 | 2960.006 | 2960.006 | 2960.006 | 2960.006 | C1 | 24.043 | 35.7975 | 63.2932 | 102.5042 | 240.4344 | C1 | 0 | 0 | 0 | 0 | 0 | 0 |  | 895121.9676 | 328048.3722 | 866041.4444 | 757403.4019 | 1630385.5953 | 4477000.7813 |  | 830566.4349 | 308896.7049 | 879839.3713 | 538454.4688 | 2865977.9229 | 5423734.9029 |  | 830566.4349 | 308896.7049 | 879839.3713 | 538454.4688 | 2865977.9229 | 5423734.9029 |  | 763269.9969 | 222266.7332 | 417039.1783 | 1410662.5547 | 3833005.0375 | 6646243.5006 |  | 763269.9969 | 222266.7332 | 417039.1783 | 1410662.5547 | 3833005.0375 | 6646243.5006
|  |  | 42322 | 42322 | C2 | 22094 | 4910 | 7647 | 4189 | 3482 | 42322 | 0 | 0 | 0 | 0 | 0 | 0 | 561 | 0 | 0 | 0 | -561 | 0 | 20701 | 4566 | 7752 | 2839 | 6464 | 42322 | 1105 | 0 | 0 | 0 | -1105 | 0 | 19085 | 3393 | 3447 | 7777 | 8620 | 42322 |  |  | C2 | 0.0081226 | 0.012094 | 0.021383 | 0.03463 | 0.081228 | C2 | 4228.58 | 4228.58 | 4228.58 | 4228.58 | 4228.58 | C2 | 34.3472 | 51.1393 | 90.4189 | 146.4345 | 343.4777 | C2 | 0 | 0 | 0 | 0 | 0 | 0 |  | 758866.6879 | 251093.9557 | 691433.4706 | 613414.3129 | 1195989.349 | 3510797.7761 |  | 711021.0603 | 233502.037 | 700927.4571 | 415727.6759 | 2220239.8483 | 4281418.0785 |  | 730289.8306 | 233502.037 | 700927.4571 | 415727.6759 | 2027548.8589 | 4107995.8596 |  | 655516.0106 | 173515.6399 | 311674.0125 | 1138821.4637 | 2960777.7679 | 5240304.8945 |  | 693469.6491 | 173515.6399 | 311674.0125 | 1138821.4637 | 2581234.9102 | 4898715.6754
|  |  | 42495 | 42495 | C3 | 21949 | 5781 | 7436 | 3917 | 3412 | 42495 | 0 | 0 | 0 | 0 | 0 | 0 | 3375 | 0 | 0 | 0 | -3375 | 0 | 20262 | 5580 | 7657 | 2833 | 6162 | 42494 | 6500 | 0 | 0 | 0 | -6500 | 0 | 18488 | 3912 | 4236 | 7544 | 8314 | 42494 |  |  | C3 | 0.0081226 | 0.012094 | 0.021383 | 0.03463 | 0.081228 | C3 | 6342.87 | 6342.87 | 6342.87 | 6342.87 | 6342.87 | C3 | 51.5208 | 76.7089 | 135.6284 | 219.6518 | 515.2165 | C3 | 0 | 0 | 0 | 0 | 0 | 0 |  | 1130829.5193 | 443454.4271 | 1008532.6182 | 860376.1746 | 1757918.865 | 5201111.6042 |  | 1043913.9696 | 428035.9286 | 1038506.4897 | 622273.6029 | 3174764.3746 | 6307494.3655 |  | 1217796.5897 | 428035.9286 | 1038506.4897 | 622273.6029 | 1435908.5219 | 4742521.1328 |  | 952516.1124 | 300085.4037 | 574521.8089 | 1657053.3217 | 4283510.3879 | 7767687.0346 |  | 1287401.1585 | 300085.4037 | 574521.8089 | 1657053.3217 | 934602.8198 | 4753664.5125
|  |  | 2019 | 2019 | C4 | 1050 | 287 | 366 | 165 | 151 | 2019 | 0 | 0 | 0 | 0 | 0 | 0 | 100 | 0 | 0 | -100 | 0 | 0 | 951 | 298 | 386 | 124 | 260 | 2019 | 348 | 0 | 0 | -348 | 0 | 0 | 871 | 204 | 205 | 391 | 348 | 2019 |  |  | C4 | 0.0081226 | 0.012094 | 0.021383 | 0.03463 | 0.081228 | C4 | 10571.45 | 10571.45 | 10571.45 | 10571.45 | 10571.45 | C4 | 85.868 | 127.8482 | 226.0473 | 366.0864 | 858.6942 | C4 | 0 | 0 | 0 | 0 | 0 | 0 |  | 90161.3585 | 36692.4467 | 82733.3105 | 60404.2502 | 129662.8315 | 399654.1974 |  | 81660.4305 | 38098.7774 | 87254.2565 | 45394.7092 | 223260.5045 | 475668.6781 |  | 90247.2265 | 38098.7774 | 87254.2565 | 8786.0728 | 223260.5045 | 447646.8377 |  | 74790.9936 | 26081.0422 | 46339.6958 | 143139.7686 | 298825.5984 | 589177.0987 |  | 104673.0439 | 26081.0422 | 46339.6958 | 15741.7137 | 298825.5984 | 491661.094
|  | Yes | 161083 | 161083 |  | 82323 | 20142 | 29132 | 15660 | 13826 |  | 0 | 0 | 0 | 0 | 0 |  | 4036 | 0 | 0 | -100 | -3936 |  | 76459 | 19073 | 29696 | 11049 | 24806 |  | 7953 | 0 | 0 | -348 | -7605 |  | 70190 | 13718 | 14477 | 29474 | 33224 | [22 empty] | 0 | 0 | 0 | 0 | 0 | 0 |  | 2874979.5333 | 1059289.2017 | 2648740.8437 | 2291598.1396 | 4713956.6407 | 13588564.359 |  | 2667161.8953 | 1008533.4479 | 2706527.5746 | 1621850.4569 | 8484242.6503 | 16488316.0249 |  | 2868900.0817 | 1008533.4479 | 2706527.5746 | 1585241.8204 | 6552695.8083 | 14721898.7329 |  | 2446093.1135 | 721948.819 | 1349574.6954 | 4349677.1087 | 11376118.7918 | 20243412.5285 |  | 2848813.8484 | 721948.819 | 1349574.6954 | 4222279.0538 | 7647668.3659 | 16790284.7825
| [Please insert new asset category as required] |  | 0 | 0 | C1 | 0 | 0 | 0 | 0 | 0 | 0 | 0 | 0 | 0 | 0 | 0 | 0 | 0 | 0 | 0 | 0 | 0 | 0 | 0 | 0 | 0 | 0 | 0 | 0 | 0 | 0 | 0 | 0 | 0 | 0 | 0 | 0 | 0 | 0 | 0 | 0 |  |  | C1 | 0 | 0 | 0 | 0 | 0 | C1 | 0 | 0 | 0 | 0 | 0 | C1 | [5 empty] | C1 | [5 empty] | 0 | [6 empty] | 0 | [6 empty] | 0 | [6 empty] | 0 | [6 empty] | 0 | [6 empty] | 0
|  |  | 0 | 0 | C2 | 0 | 0 | 0 | 0 | 0 | 0 | 0 | 0 | 0 | 0 | 0 | 0 | 0 | 0 | 0 | 0 | 0 | 0 | 0 | 0 | 0 | 0 | 0 | 0 | 0 | 0 | 0 | 0 | 0 | 0 | 0 | 0 | 0 | 0 | 0 | 0 |  |  | C2 | 0 | 0 | 0 | 0 | 0 | C2 | 0 | 0 | 0 | 0 | 0 | C2 | [5 empty] | C2 | [5 empty] | 0 | [6 empty] | 0 | [6 empty] | 0 | [6 empty] | 0 | [6 empty] | 0 | [6 empty] | 0
|  |  | 0 | 0 | C3 | 0 | 0 | 0 | 0 | 0 | 0 | 0 | 0 | 0 | 0 | 0 | 0 | 0 | 0 | 0 | 0 | 0 | 0 | 0 | 0 | 0 | 0 | 0 | 0 | 0 | 0 | 0 | 0 | 0 | 0 | 0 | 0 | 0 | 0 | 0 | 0 |  |  | C3 | 0 | 0 | 0 | 0 | 0 | C3 | 0 | 0 | 0 | 0 | 0 | C3 | [5 empty] | C3 | [5 empty] | 0 | [6 empty] | 0 | [6 empty] | 0 | [6 empty] | 0 | [6 empty] | 0 | [6 empty] | 0
|  |  | 0 | 0 | C4 | 0 | 0 | 0 | 0 | 0 | 0 | 0 | 0 | 0 | 0 | 0 | 0 | 0 | 0 | 0 | 0 | 0 | 0 | 0 | 0 | 0 | 0 | 0 | 0 | 0 | 0 | 0 | 0 | 0 | 0 | 0 | 0 | 0 | 0 | 0 | 0 |  |  | C4 | 0 | 0 | 0 | 0 | 0 | C4 | 0 | 0 | 0 | 0 | 0 | C4 | [5 empty] | C4 | [5 empty] | 0 | [6 empty] | 0 | [6 empty] | 0 | [6 empty] | 0 | [6 empty] | 0 | [6 empty] | 0
|  |  | 0 | 0 |  | 0 | 0 | 0 | 0 | 0 |  | 0 | 0 | 0 | 0 | 0 |  | 0 | 0 | 0 | 0 | 0 |  | 0 | 0 | 0 | 0 | 0 |  | 0 | 0 | 0 | 0 | 0 |  | 0 | 0 | 0 | 0 | 0 | [22 empty] | 0 | 0 | 0 | 0 | 0 | 0 |  | 0 | 0 | 0 | 0 | 0 | 0 |  | 0 | 0 | 0 | 0 | 0 | 0 |  | 0 | 0 | 0 | 0 | 0 | 0 |  | 0 | 0 | 0 | 0 | 0 | 0 |  | 0 | 0 | 0 | 0 | 0 | 0
| [Please insert new asset category as required] |  | 0 | 0 | C1 | 0 | 0 | 0 | 0 | 0 | 0 | 0 | 0 | 0 | 0 | 0 | 0 | 0 | 0 | 0 | 0 | 0 | 0 | 0 | 0 | 0 | 0 | 0 | 0 | 0 | 0 | 0 | 0 | 0 | 0 | 0 | 0 | 0 | 0 | 0 | 0 |  |  | C1 | 0 | 0 | 0 | 0 | 0 | C1 | 0 | 0 | 0 | 0 | 0 | C1 | [5 empty] | C1 | [5 empty] | 0 | [6 empty] | 0 | [6 empty] | 0 | [6 empty] | 0 | [6 empty] | 0 | [6 empty] | 0
|  |  | 0 | 0 | C2 | 0 | 0 | 0 | 0 | 0 | 0 | 0 | 0 | 0 | 0 | 0 | 0 | 0 | 0 | 0 | 0 | 0 | 0 | 0 | 0 | 0 | 0 | 0 | 0 | 0 | 0 | 0 | 0 | 0 | 0 | 0 | 0 | 0 | 0 | 0 | 0 |  |  | C2 | 0 | 0 | 0 | 0 | 0 | C2 | 0 | 0 | 0 | 0 | 0 | C2 | [5 empty] | C2 | [5 empty] | 0 | [6 empty] | 0 | [6 empty] | 0 | [6 empty] | 0 | [6 empty] | 0 | [6 empty] | 0
|  |  | 0 | 0 | C3 | 0 | 0 | 0 | 0 | 0 | 0 | 0 | 0 | 0 | 0 | 0 | 0 | 0 | 0 | 0 | 0 | 0 | 0 | 0 | 0 | 0 | 0 | 0 | 0 | 0 | 0 | 0 | 0 | 0 | 0 | 0 | 0 | 0 | 0 | 0 | 0 |  |  | C3 | 0 | 0 | 0 | 0 | 0 | C3 | 0 | 0 | 0 | 0 | 0 | C3 | [5 empty] | C3 | [5 empty] | 0 | [6 empty] | 0 | [6 empty] | 0 | [6 empty] | 0 | [6 empty] | 0 | [6 empty] | 0
|  |  | 0 | 0 | C4 | 0 | 0 | 0 | 0 | 0 | 0 | 0 | 0 | 0 | 0 | 0 | 0 | 0 | 0 | 0 | 0 | 0 | 0 | 0 | 0 | 0 | 0 | 0 | 0 | 0 | 0 | 0 | 0 | 0 | 0 | 0 | 0 | 0 | 0 | 0 | 0 |  |  | C4 | 0 | 0 | 0 | 0 | 0 | C4 | 0 | 0 | 0 | 0 | 0 | C4 | [5 empty] | C4 | [5 empty] | 0 | [6 empty] | 0 | [6 empty] | 0 | [6 empty] | 0 | [6 empty] | 0 | [6 empty] | 0
|  |  | 0 | 0 |  | 0 | 0 | 0 | 0 | 0 |  | 0 | 0 | 0 | 0 | 0 |  | 0 | 0 | 0 | 0 | 0 |  | 0 | 0 | 0 | 0 | 0 |  | 0 | 0 | 0 | 0 | 0 |  | 0 | 0 | 0 | 0 | 0 | [22 empty] | 0 | 0 | 0 | 0 | 0 | 0 |  | 0 | 0 | 0 | 0 | 0 | 0 |  | 0 | 0 | 0 | 0 | 0 | 0 |  | 0 | 0 | 0 | 0 | 0 | 0 |  | 0 | 0 | 0 | 0 | 0 | 0 |  | 0 | 0 | 0 | 0 | 0 | 0
| [Please insert new asset category as required] |  | 0 | 0 | C1 | 0 | 0 | 0 | 0 | 0 | 0 | 0 | 0 | 0 | 0 | 0 | 0 | 0 | 0 | 0 | 0 | 0 | 0 | 0 | 0 | 0 | 0 | 0 | 0 | 0 | 0 | 0 | 0 | 0 | 0 | 0 | 0 | 0 | 0 | 0 | 0 |  |  | C1 | 0 | 0 | 0 | 0 | 0 | C1 | 0 | 0 | 0 | 0 | 0 | C1 | [5 empty] | C1 | [5 empty] | 0 | [6 empty] | 0 | [6 empty] | 0 | [6 empty] | 0 | [6 empty] | 0 | [6 empty] | 0
|  |  | 0 | 0 | C2 | 0 | 0 | 0 | 0 | 0 | 0 | 0 | 0 | 0 | 0 | 0 | 0 | 0 | 0 | 0 | 0 | 0 | 0 | 0 | 0 | 0 | 0 | 0 | 0 | 0 | 0 | 0 | 0 | 0 | 0 | 0 | 0 | 0 | 0 | 0 | 0 |  |  | C2 | 0 | 0 | 0 | 0 | 0 | C2 | 0 | 0 | 0 | 0 | 0 | C2 | [5 empty] | C2 | [5 empty] | 0 | [6 empty] | 0 | [6 empty] | 0 | [6 empty] | 0 | [6 empty] | 0 | [6 empty] | 0
|  |  | 0 | 0 | C3 | 0 | 0 | 0 | 0 | 0 | 0 | 0 | 0 | 0 | 0 | 0 | 0 | 0 | 0 | 0 | 0 | 0 | 0 | 0 | 0 | 0 | 0 | 0 | 0 | 0 | 0 | 0 | 0 | 0 | 0 | 0 | 0 | 0 | 0 | 0 | 0 |  |  | C3 | 0 | 0 | 0 | 0 | 0 | C3 | 0 | 0 | 0 | 0 | 0 | C3 | [5 empty] | C3 | [5 empty] | 0 | [6 empty] | 0 | [6 empty] | 0 | [6 empty] | 0 | [6 empty] | 0 | [6 empty] | 0
|  |  | 0 | 0 | C4 | 0 | 0 | 0 | 0 | 0 | 0 | 0 | 0 | 0 | 0 | 0 | 0 | 0 | 0 | 0 | 0 | 0 | 0 | 0 | 0 | 0 | 0 | 0 | 0 | 0 | 0 | 0 | 0 | 0 | 0 | 0 | 0 | 0 | 0 | 0 | 0 |  |  | C4 | 0 | 0 | 0 | 0 | 0 | C4 | 0 | 0 | 0 | 0 | 0 | C4 | [5 empty] | C4 | [5 empty] | 0 | [6 empty] | 0 | [6 empty] | 0 | [6 empty] | 0 | [6 empty] | 0 | [6 empty] | 0
|  |  | 0 | 0 |  | 0 | 0 | 0 | 0 | 0 |  | 0 | 0 | 0 | 0 | 0 |  | 0 | 0 | 0 | 0 | 0 |  | 0 | 0 | 0 | 0 | 0 |  | 0 | 0 | 0 | 0 | 0 |  | 0 | 0 | 0 | 0 | 0 | [22 empty] | 0 | 0 | 0 | 0 | 0 | 0 |  | 0 | 0 | 0 | 0 | 0 | 0 |  | 0 | 0 | 0 | 0 | 0 | 0 |  | 0 | 0 | 0 | 0 | 0 | 0 |  | 0 | 0 | 0 | 0 | 0 | 0 |  | 0 | 0 | 0 | 0 | 0 | 0
| [Please insert new asset category as required] |  | 0 | 0 | C1 | 0 | 0 | 0 | 0 | 0 | 0 | 0 | 0 | 0 | 0 | 0 | 0 | 0 | 0 | 0 | 0 | 0 | 0 | 0 | 0 | 0 | 0 | 0 | 0 | 0 | 0 | 0 | 0 | 0 | 0 | 0 | 0 | 0 | 0 | 0 | 0 |  |  | C1 | 0 | 0 | 0 | 0 | 0 | C1 | 0 | 0 | 0 | 0 | 0 | C1 | [5 empty] | C1 | [5 empty] | 0 | [6 empty] | 0 | [6 empty] | 0 | [6 empty] | 0 | [6 empty] | 0 | [6 empty] | 0
|  |  | 0 | 0 | C2 | 0 | 0 | 0 | 0 | 0 | 0 | 0 | 0 | 0 | 0 | 0 | 0 | 0 | 0 | 0 | 0 | 0 | 0 | 0 | 0 | 0 | 0 | 0 | 0 | 0 | 0 | 0 | 0 | 0 | 0 | 0 | 0 | 0 | 0 | 0 | 0 |  |  | C2 | 0 | 0 | 0 | 0 | 0 | C2 | 0 | 0 | 0 | 0 | 0 | C2 | [5 empty] | C2 | [5 empty] | 0 | [6 empty] | 0 | [6 empty] | 0 | [6 empty] | 0 | [6 empty] | 0 | [6 empty] | 0
|  |  | 0 | 0 | C3 | 0 | 0 | 0 | 0 | 0 | 0 | 0 | 0 | 0 | 0 | 0 | 0 | 0 | 0 | 0 | 0 | 0 | 0 | 0 | 0 | 0 | 0 | 0 | 0 | 0 | 0 | 0 | 0 | 0 | 0 | 0 | 0 | 0 | 0 | 0 | 0 |  |  | C3 | 0 | 0 | 0 | 0 | 0 | C3 | 0 | 0 | 0 | 0 | 0 | C3 | [5 empty] | C3 | [5 empty] | 0 | [6 empty] | 0 | [6 empty] | 0 | [6 empty] | 0 | [6 empty] | 0 | [6 empty] | 0
|  |  | 0 | 0 | C4 | 0 | 0 | 0 | 0 | 0 | 0 | 0 | 0 | 0 | 0 | 0 | 0 | 0 | 0 | 0 | 0 | 0 | 0 | 0 | 0 | 0 | 0 | 0 | 0 | 0 | 0 | 0 | 0 | 0 | 0 | 0 | 0 | 0 | 0 | 0 | 0 |  |  | C4 | 0 | 0 | 0 | 0 | 0 | C4 | 0 | 0 | 0 | 0 | 0 | C4 | [5 empty] | C4 | [5 empty] | 0 | [6 empty] | 0 | [6 empty] | 0 | [6 empty] | 0 | [6 empty] | 0 | [6 empty] | 0
|  |  | 0 | 0 |  | 0 | 0 | 0 | 0 | 0 |  | 0 | 0 | 0 | 0 | 0 |  | 0 | 0 | 0 | 0 | 0 |  | 0 | 0 | 0 | 0 | 0 |  | 0 | 0 | 0 | 0 | 0 |  | 0 | 0 | 0 | 0 | 0 | [22 empty] | 0 | 0 | 0 | 0 | 0 | 0 |  | 0 | 0 | 0 | 0 | 0 | 0 |  | 0 | 0 | 0 | 0 | 0 | 0 |  | 0 | 0 | 0 | 0 | 0 | 0 |  | 0 | 0 | 0 | 0 | 0 | 0 |  | 0 | 0 | 0 | 0 | 0 | 0
| [Please insert new asset category as required] |  | 0 | 0 | C1 | 0 | 0 | 0 | 0 | 0 | 0 | 0 | 0 | 0 | 0 | 0 | 0 | 0 | 0 | 0 | 0 | 0 | 0 | 0 | 0 | 0 | 0 | 0 | 0 | 0 | 0 | 0 | 0 | 0 | 0 | 0 | 0 | 0 | 0 | 0 | 0 |  |  | C1 | 0 | 0 | 0 | 0 | 0 | C1 | 0 | 0 | 0 | 0 | 0 | C1 | [5 empty] | C1 | [5 empty] | 0 | [6 empty] | 0 | [6 empty] | 0 | [6 empty] | 0 | [6 empty] | 0 | [6 empty] | 0
|  |  | 0 | 0 | C2 | 0 | 0 | 0 | 0 | 0 | 0 | 0 | 0 | 0 | 0 | 0 | 0 | 0 | 0 | 0 | 0 | 0 | 0 | 0 | 0 | 0 | 0 | 0 | 0 | 0 | 0 | 0 | 0 | 0 | 0 | 0 | 0 | 0 | 0 | 0 | 0 |  |  | C2 | 0 | 0 | 0 | 0 | 0 | C2 | 0 | 0 | 0 | 0 | 0 | C2 | [5 empty] | C2 | [5 empty] | 0 | [6 empty] | 0 | [6 empty] | 0 | [6 empty] | 0 | [6 empty] | 0 | [6 empty] | 0
|  |  | 0 | 0 | C3 | 0 | 0 | 0 | 0 | 0 | 0 | 0 | 0 | 0 | 0 | 0 | 0 | 0 | 0 | 0 | 0 | 0 | 0 | 0 | 0 | 0 | 0 | 0 | 0 | 0 | 0 | 0 | 0 | 0 | 0 | 0 | 0 | 0 | 0 | 0 | 0 |  |  | C3 | 0 | 0 | 0 | 0 | 0 | C3 | 0 | 0 | 0 | 0 | 0 | C3 | [5 empty] | C3 | [5 empty] | 0 | [6 empty] | 0 | [6 empty] | 0 | [6 empty] | 0 | [6 empty] | 0 | [6 empty] | 0
|  |  | 0 | 0 | C4 | 0 | 0 | 0 | 0 | 0 | 0 | 0 | 0 | 0 | 0 | 0 | 0 | 0 | 0 | 0 | 0 | 0 | 0 | 0 | 0 | 0 | 0 | 0 | 0 | 0 | 0 | 0 | 0 | 0 | 0 | 0 | 0 | 0 | 0 | 0 | 0 |  |  | C4 | 0 | 0 | 0 | 0 | 0 | C4 | 0 | 0 | 0 | 0 | 0 | C4 | [5 empty] | C4 | [5 empty] | 0 | [6 empty] | 0 | [6 empty] | 0 | [6 empty] | 0 | [6 empty] | 0 | [6 empty] | 0
|  |  | 0 | 0 |  | 0 | 0 | 0 | 0 | 0 |  | 0 | 0 | 0 | 0 | 0 |  | 0 | 0 | 0 | 0 | 0 |  | 0 | 0 | 0 | 0 | 0 |  | 0 | 0 | 0 | 0 | 0 |  | 0 | 0 | 0 | 0 | 0 | [22 empty] | 0 | 0 | 0 | 0 | 0 | 0 |  | 0 | 0 | 0 | 0 | 0 | 0 |  | 0 | 0 | 0 | 0 | 0 | 0 |  | 0 | 0 | 0 | 0 | 0 | 0 |  | 0 | 0 | 0 | 0 | 0 | 0 |  | 0 | 0 | 0 | 0 | 0 | 0
[63 empty] | 0 | 0 | 0 | 0 | 0 | 0 |  | 5671256.8416 | 1324969.4187 | 2755584.6671 | 2297795.2847 | 8509296.4716 | 20558902.6838 |  | 5280238.1273 | 1497840.402 | 2891368.4884 | 1642440.4549 | 12279582.4813 | 23591469.9539 |  | 5615928.8653 | 1497840.402 | 2886314.0384 | 1651100.5979 | 8921505.1023 | 20572689.006 |  | 4802015.7645 | 1495167.2482 | 1570270.799 | 4588148.5754 | 15188875.0843 | 27644477.4714 |  | 5451142.8371 | 1498874.6722 | 1555660.8366 | 4409432.9916 | 9147288.396 | 22062399.7335
| EHV Network | [66 empty] | 0 | [6 empty] | 0 | [6 empty] | 0 | [6 empty] | 0 | [6 empty] | 0 | [6 empty] | 0
| EHV Switchgear (GM) |  | 243 | 243 | C1 | 192 | 12 | 1 | 0 | 38 | 243 | 0 | 0 | 0 | 0 | 0 | 0 | 0 | 0 | 0 | 0 | 0 | 0 | 192 | 12 | 1 | 0 | 38 | 243 | 27 | 0 | 0 | -1 | -26 | 0 | 190 | 14 | 0 | 1 | 38 | 243 |  |  | C1 | 0.0065432 | 0.0097422 | 0.017225 | 0.027896 | 0.065433 | C1 | 35717.241 | 35717.241 | 35717.241 | 35717.241 | 35717.241 | C1 | 233.7062 | 347.9636 | 615.2312 | 996.3745 | 2337.1017 | C1 | 0 | 0 | 0 | 0 | 0 | 0 |  | 44871.5878 | 4175.5634 | 615.2312 | 0 | 88809.8654 | 138472.2478 |  | 44871.5878 | 4175.5634 | 615.2312 | 0 | 88809.8654 | 138472.2478 |  | 44871.5878 | 4175.5634 | 615.2312 | 0 | 88809.8654 | 138472.2478 |  | 44404.1755 | 4871.4906 | 0 | 996.3745 | 88809.8654 | 139081.906 |  | 50714.2425 | 4871.4906 | 0 | 0 | 28045.2206 | 83630.9538
|  |  | 1645 | 1645 | C2 | 1078 | 122 | 8 | 0 | 437 | 1645 | 0 | 0 | 0 | 0 | 0 | 0 | 101 | 0 | 0 | 0 | -101 | 0 | 989 | 178 | 41 | 0 | 437 | 1645 | 186 | 0 | 0 | -6 | -180 | 0 | 973 | 143 | 81 | 11 | 437 | 1645 |  |  | C2 | 0.0065432 | 0.0097422 | 0.017225 | 0.027896 | 0.065433 | C2 | 51024.63 | 51024.63 | 51024.63 | 51024.63 | 51024.63 | C2 | 333.866 | 497.0909 | 878.9018 | 1423.3922 | 3338.7167 | C2 | 0 | 0 | 0 | 0 | 0 | 0 |  | 359907.5274 | 60645.0875 | 7031.2141 | 0 | 1459019.2165 | 1886603.0455 |  | 330193.4551 | 88482.1768 | 36034.9725 | 0 | 1459019.2165 | 1913729.821 |  | 363913.9191 | 88482.1768 | 36034.9725 | 0 | 1121808.8255 | 1610239.894 |  | 324851.5994 | 71083.996 | 71191.0433 | 15657.3139 | 1459019.2165 | 1941803.1691 |  | 386950.6718 | 71083.996 | 71191.0433 | 7116.9609 | 858050.2029 | 1394392.8748
|  |  | 263 | 263 | C3 | 204 | 14 | 11 | 0 | 34 | 263 | 0 | 0 | 0 | 0 | 0 | 0 | 15 | 0 | 0 | 0 | -15 | 0 | 204 | 1 | 24 | 0 | 34 | 263 | 21 | 0 | 0 | -6 | -15 | 0 | 204 | 0 | 13 | 12 | 34 | 263 |  |  | C3 | 0.0065432 | 0.0097422 | 0.017225 | 0.027896 | 0.065433 | C3 | 76536.945 | 76536.945 | 76536.945 | 76536.945 | 76536.945 | C3 | 500.799 | 745.6363 | 1318.3527 | 2135.0883 | 5008.0751 | C3 | 0 | 0 | 0 | 0 | 0 | 0 |  | 102162.9901 | 10438.9085 | 14501.8792 | 0 | 170274.5539 | 297378.3317 |  | 102162.9901 | 745.6363 | 31640.4637 | 0 | 170274.5539 | 304823.644 |  | 109674.9747 | 745.6363 | 31640.4637 | 0 | 95153.4272 | 237214.5019 |  | 102162.9901 | 0 | 17138.5845 | 25621.0592 | 170274.5539 | 315197.1877 |  | 112679.7685 | 0 | 17138.5845 | 12810.5296 | 95153.4272 | 237782.3098
|  |  | 0 | 0 | C4 | 0 | 0 | 0 | 0 | 0 | 0 | 0 | 0 | 0 | 0 | 0 | 0 | 0 | 0 | 0 | 0 | 0 | 0 | 0 | 0 | 0 | 0 | 0 | 0 | 0 | 0 | 0 | 0 | 0 | 0 | 0 | 0 | 0 | 0 | 0 | 0 |  |  | C4 | 0.0065432 | 0.0097422 | 0.017225 | 0.027896 | 0.065433 | C4 | 127561.575 | 127561.575 | 127561.575 | 127561.575 | 127561.575 | C4 | 834.665 | 1242.7272 | 2197.2544 | 3558.4804 | 8346.7919 | C4 | 0 | 0 | 0 | 0 | 0 | 0 |  | 0 | 0 | 0 | 0 | 0 | 0 |  | 0 | 0 | 0 | 0 | 0 | 0 |  | 0 | 0 | 0 | 0 | 0 | 0 |  | 0 | 0 | 0 | 0 | 0 | 0 |  | 0 | 0 | 0 | 0 | 0 | 0
|  | Yes | 2151 | 2151 |  | 1474 | 148 | 20 | 0 | 509 |  | 0 | 0 | 0 | 0 | 0 |  | 116 | 0 | 0 | 0 | -116 |  | 1385 | 191 | 66 | 0 | 509 |  | 234 | 0 | 0 | -13 | -221 |  | 1367 | 157 | 94 | 24 | 509 | [22 empty] | 0 | 0 | 0 | 0 | 0 | 0 |  | 506942.1053 | 75259.5594 | 22148.3246 | 0 | 1718103.6358 | 2322453.6251 |  | 477228.033 | 93403.3766 | 68290.6674 | 0 | 1718103.6358 | 2357025.7128 |  | 518460.4817 | 93403.3766 | 68290.6674 | 0 | 1305772.1181 | 1985926.6437 |  | 471418.765 | 75955.4866 | 88329.6278 | 42274.7477 | 1718103.6358 | 2396082.2628 |  | 550344.6828 | 75955.4866 | 88329.6278 | 19927.4905 | 981248.8507 | 1715806.1384
| EHV Transformer |  | 83 | 83 | C1 | 33 | 14 | 15 | 8 | 13 | 83 | 0 | 0 | 0 | 0 | 0 | 0 | 2 | 0 | 8 | -5 | -5 | 0 | 30 | 10 | 17 | 9 | 17 | 83 | 4 | 0 | 15 | -10 | -9 | 0 | 25 | 10 | 9 | 15 | 24 | 83 |  |  | C1 | 0.012939 | 0.019265 | 0.034062 | 0.055165 | 0.12939 | C1 | 104500.809 | 104500.809 | 104500.809 | 104500.809 | 104500.809 | C1 | 1352.1574 | 2013.2183 | 3559.5525 | 5764.7389 | 13521.8041 | C1 | 0 | 0 | 0 | 0 | 0 | 0 |  | 44621.1926 | 28185.0556 | 53393.2875 | 46117.9109 | 175783.4531 | 348100.8997 |  | 40564.7205 | 20132.1826 | 60512.3925 | 51882.6498 | 229870.6695 | 402962.6148 |  | 43269.0352 | 20132.1826 | 88988.8125 | 23058.9554 | 162261.649 | 337710.6348 |  | 33803.9338 | 20132.1826 | 32035.9725 | 86471.0829 | 324523.2981 | 496966.4699 |  | 39212.5632 | 20132.1826 | 85429.26 | 28823.6943 | 202827.0613 | 376424.7614
|  |  | 772 | 772 | C2 | 450 | 101 | 120 | 40 | 61 | 772 | 0 | 0 | 0 | 0 | 0 | 0 | 29 | 32 | -32 | 4 | -33 | 0 | 419 | 90 | 131 | 45 | 87 | 772 | 60 | 65 | -65 | 6 | -66 | 0 | 357 | 95 | 84 | 127 | 109 | 772 |  |  | C2 | 0.012939 | 0.019265 | 0.034062 | 0.055165 | 0.12939 | C2 | 149286.87 | 149286.87 | 149286.87 | 149286.87 | 149286.87 | C2 | 1931.6534 | 2876.0261 | 5085.075 | 8235.3412 | 19316.863 | C2 | 0 | 0 | 0 | 0 | 0 | 0 |  | 869244.0109 | 290478.6345 | 610209 | 329413.6493 | 1178328.6418 | 3277673.9365 |  | 809362.7568 | 258842.3476 | 666144.825 | 370590.3554 | 1680567.0793 | 3785507.3641 |  | 865380.7042 | 350875.1823 | 503422.425 | 403531.7204 | 1043110.601 | 3166320.6327 |  | 689600.2487 | 273222.478 | 427146.3 | 1045888.3365 | 2105538.0649 | 4541395.428 |  | 805499.4501 | 460164.1734 | 96616.425 | 1095300.3838 | 830625.1082 | 3288205.5406
|  |  | 99 | 99 | C3 | 53 | 9 | 23 | 6 | 8 | 99 | 0 | 0 | 0 | 0 | 0 | 0 | 6 | 8 | -8 | 2 | -8 | 0 | 45 | 10 | 26 | 5 | 13 | 99 | 21 | 18 | -17 | -6 | -16 | 0 | 41 | 11 | 18 | 13 | 16 | 99 |  |  | C3 | 0.012939 | 0.019265 | 0.034062 | 0.055165 | 0.12939 | C3 | 223930.305 | 223930.305 | 223930.305 | 223930.305 | 223930.305 | C3 | 2897.48 | 4314.0391 | 7627.6125 | 12353.0118 | 28975.2945 | C3 | 0 | 0 | 0 | 0 | 0 | 0 |  | 153566.4419 | 38826.3521 | 175435.0875 | 74118.0711 | 231802.3558 | 673748.3084 |  | 130386.6016 | 43140.3913 | 198317.925 | 61765.0592 | 376678.8281 | 810288.8053 |  | 147771.4819 | 77652.7043 | 137297.025 | 86471.0829 | 144876.4724 | 594068.7664 |  | 118796.6815 | 47454.4304 | 137297.025 | 160589.154 | 463604.7115 | 927742.0024 |  | 179643.7623 | 125107.1347 | 7627.6125 | 86471.0829 | 0 | 398849.5923
|  |  | 3 | 3 | C4 | 0 | 3 | 0 | 0 | 0 | 3 | 0 | 0 | 0 | 0 | 0 | 0 | 0 | 0 | 0 | 0 | 0 | 0 | 0 | 2 | 1 | 0 | 0 | 3 | 2 | 1 | -1 | -2 | 0 | 0 | 0 | 0 | 1 | 2 | 0 | 3 |  |  | C4 | 0.012939 | 0.019265 | 0.034062 | 0.055165 | 0.12939 | C4 | 373217.175 | 373217.175 | 373217.175 | 373217.175 | 373217.175 | C4 | 4829.1334 | 7190.0652 | 12712.6875 | 20588.3531 | 48292.1575 | C4 | 0 | 0 | 0 | 0 | 0 | 0 |  | 0 | 21570.1956 | 0 | 0 | 0 | 21570.1956 |  | 0 | 14380.1304 | 12712.6875 | 0 | 0 | 27092.8179 |  | 0 | 14380.1304 | 12712.6875 | 0 | 0 | 27092.8179 |  | 0 | 0 | 12712.6875 | 41176.7062 | 0 | 53889.3937 |  | 9658.2668 | 7190.0652 | 0 | 0 | 0 | 16848.332
|  | Yes | 957 | 957 |  | 536 | 127 | 158 | 54 | 82 |  | 0 | 0 | 0 | 0 | 0 |  | 37 | 40 | -32 | 1 | -46 |  | 494 | 112 | 175 | 59 | 117 |  | 87 | 84 | -68 | -12 | -91 |  | 423 | 116 | 112 | 157 | 149 | [22 empty] | 0 | 0 | 0 | 0 | 0 | 0 |  | 1067431.6454 | 379060.2379 | 839037.375 | 449649.6313 | 1585914.4507 | 4321093.3402 |  | 980314.079 | 336495.0518 | 937687.83 | 484238.0644 | 2287116.5769 | 5025851.6021 |  | 1056421.2213 | 463040.1995 | 742420.95 | 513061.7588 | 1350248.7223 | 4125192.8519 |  | 842200.8639 | 340809.091 | 609191.985 | 1334125.2796 | 2893666.0745 | 6019993.2939 |  | 1034014.0423 | 612593.5559 | 189673.2975 | 1210595.1611 | 1033452.1695 | 4080328.2263
| EHV UG Cable (Gas) |  | 0 | 0 | C1 | 0 | 0 | 0 | 0 | 0 | 0 | 0 | 0 | 0 | 0 | 0 | 0 | 0 | 0 | 0 | 0 | 0 | 0 | 0 | 0 | 0 | 0 | 0 | 0 | 0 | 0 | 0 | 0 | 0 | 0 | 0 | 0 | 0 | 0 | 0 | 0 |  |  | C1 | 0 | 0 | 0 | 0 | 0 | C1 | 0 | 0 | 0 | 0 | 0 | C1 | [5 empty] | C1 | [5 empty] | 0 | [6 empty] | 0 | [6 empty] | 0 | [6 empty] | 0 | [6 empty] | 0 | [6 empty] | 0
|  |  | 0 | 0 | C2 | 0 | 0 | 0 | 0 | 0 | 0 | 0 | 0 | 0 | 0 | 0 | 0 | 0 | 0 | 0 | 0 | 0 | 0 | 0 | 0 | 0 | 0 | 0 | 0 | 0 | 0 | 0 | 0 | 0 | 0 | 0 | 0 | 0 | 0 | 0 | 0 |  |  | C2 | 0 | 0 | 0 | 0 | 0 | C2 | 0 | 0 | 0 | 0 | 0 | C2 | [5 empty] | C2 | [5 empty] | 0 | [6 empty] | 0 | [6 empty] | 0 | [6 empty] | 0 | [6 empty] | 0 | [6 empty] | 0
|  |  | 0 | 0 | C3 | 0 | 0 | 0 | 0 | 0 | 0 | 0 | 0 | 0 | 0 | 0 | 0 | 0 | 0 | 0 | 0 | 0 | 0 | 0 | 0 | 0 | 0 | 0 | 0 | 0 | 0 | 0 | 0 | 0 | 0 | 0 | 0 | 0 | 0 | 0 | 0 |  |  | C3 | 0 | 0 | 0 | 0 | 0 | C3 | 0 | 0 | 0 | 0 | 0 | C3 | [5 empty] | C3 | [5 empty] | 0 | [6 empty] | 0 | [6 empty] | 0 | [6 empty] | 0 | [6 empty] | 0 | [6 empty] | 0
|  |  | 0 | 0 | C4 | 0 | 0 | 0 | 0 | 0 | 0 | 0 | 0 | 0 | 0 | 0 | 0 | 0 | 0 | 0 | 0 | 0 | 0 | 0 | 0 | 0 | 0 | 0 | 0 | 0 | 0 | 0 | 0 | 0 | 0 | 0 | 0 | 0 | 0 | 0 | 0 |  |  | C4 | 0 | 0 | 0 | 0 | 0 | C4 | 0 | 0 | 0 | 0 | 0 | C4 | [5 empty] | C4 | [5 empty] | 0 | [6 empty] | 0 | [6 empty] | 0 | [6 empty] | 0 | [6 empty] | 0 | [6 empty] | 0
|  |  | 0 | 0 |  | 0 | 0 | 0 | 0 | 0 |  | 0 | 0 | 0 | 0 | 0 |  | 0 | 0 | 0 | 0 | 0 |  | 0 | 0 | 0 | 0 | 0 |  | 0 | 0 | 0 | 0 | 0 |  | 0 | 0 | 0 | 0 | 0 | [22 empty] | 0 | 0 | 0 | 0 | 0 | 0 |  | 0 | 0 | 0 | 0 | 0 | 0 |  | 0 | 0 | 0 | 0 | 0 | 0 |  | 0 | 0 | 0 | 0 | 0 | 0 |  | 0 | 0 | 0 | 0 | 0 | 0 |  | 0 | 0 | 0 | 0 | 0 | 0
| EHV UG Cable (Oil) |  | 0 | 0 | C1 | 0 | 0 | 0 | 0 | 0 | 0 | 0 | 0 | 0 | 0 | 0 | 0 | 0 | 0 | 0 | 0 | 0 | 0 | 0 | 0 | 0 | 0 | 0 | 0 | 0 | 0 | 0 | 0 | 0 | 0 | 0 | 0 | 0 | 0 | 0 | 0 |  |  | C1 | 0 | 0 | 0 | 0 | 0 | C1 | 0 | 0 | 0 | 0 | 0 | C1 | [5 empty] | C1 | [5 empty] | 0 | [6 empty] | 0 | [6 empty] | 0 | [6 empty] | 0 | [6 empty] | 0 | [6 empty] | 0
|  |  | 0 | 0 | C2 | 0 | 0 | 0 | 0 | 0 | 0 | 0 | 0 | 0 | 0 | 0 | 0 | 0 | 0 | 0 | 0 | 0 | 0 | 0 | 0 | 0 | 0 | 0 | 0 | 0 | 0 | 0 | 0 | 0 | 0 | 0 | 0 | 0 | 0 | 0 | 0 |  |  | C2 | 0 | 0 | 0 | 0 | 0 | C2 | 0 | 0 | 0 | 0 | 0 | C2 | [5 empty] | C2 | [5 empty] | 0 | [6 empty] | 0 | [6 empty] | 0 | [6 empty] | 0 | [6 empty] | 0 | [6 empty] | 0
|  |  | 0 | 0 | C3 | 0 | 0 | 0 | 0 | 0 | 0 | 0 | 0 | 0 | 0 | 0 | 0 | 0 | 0 | 0 | 0 | 0 | 0 | 0 | 0 | 0 | 0 | 0 | 0 | 0 | 0 | 0 | 0 | 0 | 0 | 0 | 0 | 0 | 0 | 0 | 0 |  |  | C3 | 0 | 0 | 0 | 0 | 0 | C3 | 0 | 0 | 0 | 0 | 0 | C3 | [5 empty] | C3 | [5 empty] | 0 | [6 empty] | 0 | [6 empty] | 0 | [6 empty] | 0 | [6 empty] | 0 | [6 empty] | 0
|  |  | 0 | 0 | C4 | 0 | 0 | 0 | 0 | 0 | 0 | 0 | 0 | 0 | 0 | 0 | 0 | 0 | 0 | 0 | 0 | 0 | 0 | 0 | 0 | 0 | 0 | 0 | 0 | 0 | 0 | 0 | 0 | 0 | 0 | 0 | 0 | 0 | 0 | 0 | 0 |  |  | C4 | 0 | 0 | 0 | 0 | 0 | C4 | 0 | 0 | 0 | 0 | 0 | C4 | [5 empty] | C4 | [5 empty] | 0 | [6 empty] | 0 | [6 empty] | 0 | [6 empty] | 0 | [6 empty] | 0 | [6 empty] | 0
|  |  | 0 | 0 |  | 0 | 0 | 0 | 0 | 0 |  | 0 | 0 | 0 | 0 | 0 |  | 0 | 0 | 0 | 0 | 0 |  | 0 | 0 | 0 | 0 | 0 |  | 0 | 0 | 0 | 0 | 0 |  | 0 | 0 | 0 | 0 | 0 | [22 empty] | 0 | 0 | 0 | 0 | 0 | 0 |  | 0 | 0 | 0 | 0 | 0 | 0 |  | 0 | 0 | 0 | 0 | 0 | 0 |  | 0 | 0 | 0 | 0 | 0 | 0 |  | 0 | 0 | 0 | 0 | 0 | 0 |  | 0 | 0 | 0 | 0 | 0 | 0
| EHV UG Cable (Non Pressurised) |  | 0 | 0 | C1 | 0 | 0 | 0 | 0 | 0 | 0 | 0 | 0 | 0 | 0 | 0 | 0 | 0 | 0 | 0 | 0 | 0 | 0 | 0 | 0 | 0 | 0 | 0 | 0 | 0 | 0 | 0 | 0 | 0 | 0 | 0 | 0 | 0 | 0 | 0 | 0 |  |  | C1 | 0 | 0 | 0 | 0 | 0 | C1 | 0 | 0 | 0 | 0 | 0 | C1 | [5 empty] | C1 | [5 empty] | 0 | [6 empty] | 0 | [6 empty] | 0 | [6 empty] | 0 | [6 empty] | 0 | [6 empty] | 0
|  |  | 0 | 0 | C2 | 0 | 0 | 0 | 0 | 0 | 0 | 0 | 0 | 0 | 0 | 0 | 0 | 0 | 0 | 0 | 0 | 0 | 0 | 0 | 0 | 0 | 0 | 0 | 0 | 0 | 0 | 0 | 0 | 0 | 0 | 0 | 0 | 0 | 0 | 0 | 0 |  |  | C2 | 0 | 0 | 0 | 0 | 0 | C2 | 0 | 0 | 0 | 0 | 0 | C2 | [5 empty] | C2 | [5 empty] | 0 | [6 empty] | 0 | [6 empty] | 0 | [6 empty] | 0 | [6 empty] | 0 | [6 empty] | 0
|  |  | 0 | 0 | C3 | 0 | 0 | 0 | 0 | 0 | 0 | 0 | 0 | 0 | 0 | 0 | 0 | 0 | 0 | 0 | 0 | 0 | 0 | 0 | 0 | 0 | 0 | 0 | 0 | 0 | 0 | 0 | 0 | 0 | 0 | 0 | 0 | 0 | 0 | 0 | 0 |  |  | C3 | 0 | 0 | 0 | 0 | 0 | C3 | 0 | 0 | 0 | 0 | 0 | C3 | [5 empty] | C3 | [5 empty] | 0 | [6 empty] | 0 | [6 empty] | 0 | [6 empty] | 0 | [6 empty] | 0 | [6 empty] | 0
|  |  | 0 | 0 | C4 | 0 | 0 | 0 | 0 | 0 | 0 | 0 | 0 | 0 | 0 | 0 | 0 | 0 | 0 | 0 | 0 | 0 | 0 | 0 | 0 | 0 | 0 | 0 | 0 | 0 | 0 | 0 | 0 | 0 | 0 | 0 | 0 | 0 | 0 | 0 | 0 |  |  | C4 | 0 | 0 | 0 | 0 | 0 | C4 | 0 | 0 | 0 | 0 | 0 | C4 | [5 empty] | C4 | [5 empty] | 0 | [6 empty] | 0 | [6 empty] | 0 | [6 empty] | 0 | [6 empty] | 0 | [6 empty] | 0
|  |  | 0 | 0 |  | 0 | 0 | 0 | 0 | 0 |  | 0 | 0 | 0 | 0 | 0 |  | 0 | 0 | 0 | 0 | 0 |  | 0 | 0 | 0 | 0 | 0 |  | 0 | 0 | 0 | 0 | 0 |  | 0 | 0 | 0 | 0 | 0 | [22 empty] | 0 | 0 | 0 | 0 | 0 | 0 |  | 0 | 0 | 0 | 0 | 0 | 0 |  | 0 | 0 | 0 | 0 | 0 | 0 |  | 0 | 0 | 0 | 0 | 0 | 0 |  | 0 | 0 | 0 | 0 | 0 | 0 |  | 0 | 0 | 0 | 0 | 0 | 0
| EHV OHL Support - Towers |  | 0 | 0 | C1 | 0 | 0 | 0 | 0 | 0 | 0 | 0 | 0 | 0 | 0 | 0 | 0 | 0 | 0 | 0 | 0 | 0 | 0 | 0 | 0 | 0 | 0 | 0 | 0 | 0 | 0 | 0 | 0 | 0 | 0 | 0 | 0 | 0 | 0 | 0 | 0 |  |  | C1 | 0 | 0 | 0 | 0 | 0 | C1 | 0 | 0 | 0 | 0 | 0 | C1 | [5 empty] | C1 | [5 empty] | 0 | [6 empty] | 0 | [6 empty] | 0 | [6 empty] | 0 | [6 empty] | 0 | [6 empty] | 0
|  |  | 0 | 0 | C2 | 0 | 0 | 0 | 0 | 0 | 0 | 0 | 0 | 0 | 0 | 0 | 0 | 0 | 0 | 0 | 0 | 0 | 0 | 0 | 0 | 0 | 0 | 0 | 0 | 0 | 0 | 0 | 0 | 0 | 0 | 0 | 0 | 0 | 0 | 0 | 0 |  |  | C2 | 0 | 0 | 0 | 0 | 0 | C2 | 0 | 0 | 0 | 0 | 0 | C2 | [5 empty] | C2 | [5 empty] | 0 | [6 empty] | 0 | [6 empty] | 0 | [6 empty] | 0 | [6 empty] | 0 | [6 empty] | 0
|  |  | 0 | 0 | C3 | 0 | 0 | 0 | 0 | 0 | 0 | 0 | 0 | 0 | 0 | 0 | 0 | 0 | 0 | 0 | 0 | 0 | 0 | 0 | 0 | 0 | 0 | 0 | 0 | 0 | 0 | 0 | 0 | 0 | 0 | 0 | 0 | 0 | 0 | 0 | 0 |  |  | C3 | 0 | 0 | 0 | 0 | 0 | C3 | 0 | 0 | 0 | 0 | 0 | C3 | [5 empty] | C3 | [5 empty] | 0 | [6 empty] | 0 | [6 empty] | 0 | [6 empty] | 0 | [6 empty] | 0 | [6 empty] | 0
|  |  | 0 | 0 | C4 | 0 | 0 | 0 | 0 | 0 | 0 | 0 | 0 | 0 | 0 | 0 | 0 | 0 | 0 | 0 | 0 | 0 | 0 | 0 | 0 | 0 | 0 | 0 | 0 | 0 | 0 | 0 | 0 | 0 | 0 | 0 | 0 | 0 | 0 | 0 | 0 |  |  | C4 | 0 | 0 | 0 | 0 | 0 | C4 | 0 | 0 | 0 | 0 | 0 | C4 | [5 empty] | C4 | [5 empty] | 0 | [6 empty] | 0 | [6 empty] | 0 | [6 empty] | 0 | [6 empty] | 0 | [6 empty] | 0
|  |  | 0 | 0 |  | 0 | 0 | 0 | 0 | 0 |  | 0 | 0 | 0 | 0 | 0 |  | 0 | 0 | 0 | 0 | 0 |  | 0 | 0 | 0 | 0 | 0 |  | 0 | 0 | 0 | 0 | 0 |  | 0 | 0 | 0 | 0 | 0 | [22 empty] | 0 | 0 | 0 | 0 | 0 | 0 |  | 0 | 0 | 0 | 0 | 0 | 0 |  | 0 | 0 | 0 | 0 | 0 | 0 |  | 0 | 0 | 0 | 0 | 0 | 0 |  | 0 | 0 | 0 | 0 | 0 | 0 |  | 0 | 0 | 0 | 0 | 0 | 0
| EHV OHL Support - Poles |  | 20973 | 20973 | C1 | 9102 | 4861 | 3984 | 1721 | 1305 | 20973 | 0 | 0 | 0 | 0 | 0 | 0 | 190 | 0 | 0 | 0 | -190 | 0 | 7989 | 4640 | 4327 | 1490 | 2556 | 21002 | 380 | 0 | 0 | 0 | -380 | 0 | 7112 | 2701 | 3142 | 4449 | 3598 | 21002 |  |  | C1 | 0.0081226 | 0.012094 | 0.021383 | 0.03463 | 0.081228 | C1 | 2705.101 | 2705.101 | 2705.101 | 2705.101 | 2705.101 | C1 | 21.9725 | 32.7148 | 57.8427 | 93.6769 | 219.7291 | C1 | 0 | 0 | 0 | 0 | 0 | 0 |  | 199993.9712 | 159026.4343 | 230445.1498 | 161217.933 | 286746.4107 | 1037429.899 |  | 175538.5449 | 151796.4729 | 250285.1816 | 139578.5707 | 561627.4528 | 1278826.2229 |  | 179713.3257 | 151796.4729 | 250285.1816 | 139578.5707 | 519878.9332 | 1241252.4841 |  | 156268.6358 | 88362.5589 | 181741.6317 | 416768.4974 | 790585.1233 | 1633726.4471 |  | 164618.1973 | 88362.5589 | 181741.6317 | 416768.4974 | 707088.0841 | 1558578.9695
|  |  | 4 | 4 | C2 | 4 | 0 | 0 | 0 | 0 | 4 | 0 | 0 | 0 | 0 | 0 | 0 | 0 | 0 | 0 | 0 | 0 | 0 | 4 | 0 | 0 | 0 | 0 | 4 | 0 | 0 | 0 | 0 | 0 | 0 | 2 | 2 | 0 | 0 | 0 | 4 |  |  | C2 | 0.0081226 | 0.012094 | 0.021383 | 0.03463 | 0.081228 | C2 | 3864.43 | 3864.43 | 3864.43 | 3864.43 | 3864.43 | C2 | 31.3893 | 46.7354 | 82.6324 | 133.8241 | 313.8986 | C2 | 0 | 0 | 0 | 0 | 0 | 0 |  | 125.5573 | 0 | 0 | 0 | 0 | 125.5573 |  | 125.5573 | 0 | 0 | 0 | 0 | 125.5573 |  | 125.5573 | 0 | 0 | 0 | 0 | 125.5573 |  | 62.7787 | 93.4707 | 0 | 0 | 0 | 156.2494 |  | 62.7787 | 93.4707 | 0 | 0 | 0 | 156.2494
|  |  | 13434 | 13434 | C3 | 5451 | 3468 | 2726 | 1034 | 755 | 13434 | 0 | 0 | 0 | 0 | 0 | 0 | 1380 | 0 | 0 | -482 | -898 | 0 | 4667 | 3242 | 3025 | 983 | 1488 | 13405 | 2778 | 0 | 0 | -983 | -1795 | 0 | 4094 | 1700 | 2301 | 3135 | 2175 | 13405 |  |  | C3 | 0.0081226 | 0.012094 | 0.021383 | 0.03463 | 0.081228 | C3 | 5796.645 | 5796.645 | 5796.645 | 5796.645 | 5796.645 | C3 | 47.084 | 70.1031 | 123.9486 | 200.7362 | 470.848 | C3 | 0 | 0 | 0 | 0 | 0 | 0 |  | 256654.849 | 243117.3806 | 337883.7556 | 207561.2303 | 355490.2136 | 1400707.4292 |  | 219740.9981 | 227274.0911 | 374944.373 | 197323.6841 | 700621.7721 | 1719904.9183 |  | 284716.9092 | 227274.0911 | 374944.373 | 100568.8359 | 277800.2994 | 1265304.5087 |  | 192761.8697 | 119175.1866 | 285205.6206 | 629307.9854 | 1024094.3241 | 2250544.9864 |  | 323561.2039 | 119175.1866 | 285205.6206 | 431984.3013 | 178922.2267 | 1338848.5391
|  |  | 0 | 0 | C4 | 0 | 0 | 0 | 0 | 0 | 0 | 0 | 0 | 0 | 0 | 0 | 0 | 0 | 0 | 0 | 0 | 0 | 0 | 0 | 0 | 0 | 0 | 0 | 0 | 0 | 0 | 0 | 0 | 0 | 0 | 0 | 0 | 0 | 0 | 0 | 0 |  |  | C4 | 0.0081226 | 0.012094 | 0.021383 | 0.03463 | 0.081228 | C4 | 9661.075 | 9661.075 | 9661.075 | 9661.075 | 9661.075 | C4 | 78.4733 | 116.8384 | 206.5809 | 334.5603 | 784.7466 | C4 | 0 | 0 | 0 | 0 | 0 | 0 |  | 0 | 0 | 0 | 0 | 0 | 0 |  | 0 | 0 | 0 | 0 | 0 | 0 |  | 0 | 0 | 0 | 0 | 0 | 0 |  | 0 | 0 | 0 | 0 | 0 | 0 |  | 0 | 0 | 0 | 0 | 0 | 0
|  | Yes | 34411 | 34411 |  | 14557 | 8329 | 6710 | 2755 | 2060 |  | 0 | 0 | 0 | 0 | 0 |  | 1570 | 0 | 0 | -482 | -1088 |  | 12660 | 7882 | 7352 | 2473 | 4044 |  | 3158 | 0 | 0 | -983 | -2175 |  | 11208 | 4403 | 5443 | 7584 | 5773 | [22 empty] | 0 | 0 | 0 | 0 | 0 | 0 |  | 456774.3775 | 402143.8149 | 568328.9055 | 368779.1633 | 642236.6244 | 2438262.8855 |  | 395405.1003 | 379070.564 | 625229.5546 | 336902.2548 | 1262249.2248 | 2998856.6985 |  | 464555.7922 | 379070.564 | 625229.5546 | 240147.4067 | 797679.2326 | 2506682.55 |  | 349093.2842 | 207631.2162 | 466947.2523 | 1046076.4828 | 1814679.4473 | 3884427.6829 |  | 488242.1799 | 207631.2162 | 466947.2523 | 848752.7987 | 886010.3109 | 2897583.758
| EHV OHL (Tower Line) Conductor |  | 0 | 0 | C1 | 0 | 0 | 0 | 0 | 0 | 0 | 0 | 0 | 0 | 0 | 0 | 0 | 0 | 0 | 0 | 0 | 0 | 0 | 0 | 0 | 0 | 0 | 0 | 0 | 0 | 0 | 0 | 0 | 0 | 0 | 0 | 0 | 0 | 0 | 0 | 0 |  |  | C1 | 0.00228 | 0.0033947 | 0.0060022 | 0.0097206 | 0.022801 | C1 | 12111.673 | 12111.673 | 12111.673 | 12111.673 | 12111.673 | C1 | 27.6151 | 41.1159 | 72.6966 | 117.733 | 276.1552 | C1 | 0 | 0 | 0 | 0 | 0 | 0 |  | 0 | 0 | 0 | 0 | 0 | 0 |  | 0 | 0 | 0 | 0 | 0 | 0 |  | 0 | 0 | 0 | 0 | 0 | 0 |  | 0 | 0 | 0 | 0 | 0 | 0 |  | 0 | 0 | 0 | 0 | 0 | 0
|  |  | 232.9 | 232.9 | C2 | 123.0461 | 0 | 87.6236 | 22.2303 | 0 | 232.9 | 0 | 0 | 0 | 0 | 0 | 0 | 27 | 0 | -24 | -3 | 0 | 0 | 123.0461 | 0 | 87.6236 | 22.2303 | 0 | 232.9 | 54 | 0 | -48 | -6 | 0 | 0 | 123.0461 | 0 | 87.6236 | 22.2303 | 0 | 232.9 |  |  | C2 | 0.00228 | 0.0033947 | 0.0060022 | 0.0097206 | 0.022801 | C2 | 17302.39 | 17302.39 | 17302.39 | 17302.39 | 17302.39 | C2 | 39.4501 | 58.737 | 103.8523 | 168.19 | 394.5075 | C2 | 0 | 0 | 0 | 0 | 0 | 0 |  | 4854.1791 | 0 | 9099.9109 | 3738.9092 | 0 | 17692.9991 |  | 4854.1791 | 0 | 9099.9109 | 3738.9092 | 0 | 17692.9991 |  | 5919.3311 | 0 | 6607.4564 | 3234.3391 | 0 | 15761.1266 |  | 4854.1791 | 0 | 9099.9109 | 3738.9092 | 0 | 17692.9991 |  | 6984.483 | 0 | 4115.002 | 2729.7691 | 0 | 13829.2541
|  |  | 7.8958 | 7.8958 | C3 | 7.5707 | 0 | 0.32513 | 0 | 0 | 7.8958 | 0 | 0 | 0 | 0 | 0 | 0 | 0 | 0 | 0 | 0 | 0 | 0 | 7.5707 | 0 | 0.32513 | 0 | 0 | 7.8958 | 0 | 0 | 0 | 0 | 0 | 0 | 7.5707 | 0 | 0.32513 | 0 | 0 | 7.8958 |  |  | C3 | 0.00228 | 0.0033947 | 0.0060022 | 0.0097206 | 0.022801 | C3 | 25953.585 | 25953.585 | 25953.585 | 25953.585 | 25953.585 | C3 | 59.1751 | 88.1054 | 155.7784 | 252.285 | 591.7612 | C3 | 0 | 0 | 0 | 0 | 0 | 0 |  | 447.9955 | 0 | 50.6489 | 0 | 0 | 498.6443 |  | 447.9955 | 0 | 50.6489 | 0 | 0 | 498.6443 |  | 447.9955 | 0 | 50.6489 | 0 | 0 | 498.6443 |  | 447.9955 | 0 | 50.6489 | 0 | 0 | 498.6443 |  | 447.9955 | 0 | 50.6489 | 0 | 0 | 498.6443
|  |  | 0 | 0 | C4 | 0 | 0 | 0 | 0 | 0 | 0 | 0 | 0 | 0 | 0 | 0 | 0 | 0 | 0 | 0 | 0 | 0 | 0 | 0 | 0 | 0 | 0 | 0 | 0 | 0 | 0 | 0 | 0 | 0 | 0 | 0 | 0 | 0 | 0 | 0 | 0 |  |  | C4 | 0.00228 | 0.0033947 | 0.0060022 | 0.0097206 | 0.022801 | C4 | 43255.975 | 43255.975 | 43255.975 | 43255.975 | 43255.975 | C4 | 98.6252 | 146.8424 | 259.6307 | 420.475 | 986.2686 | C4 | 0 | 0 | 0 | 0 | 0 | 0 |  | 0 | 0 | 0 | 0 | 0 | 0 |  | 0 | 0 | 0 | 0 | 0 | 0 |  | 0 | 0 | 0 | 0 | 0 | 0 |  | 0 | 0 | 0 | 0 | 0 | 0 |  | 0 | 0 | 0 | 0 | 0 | 0
|  | Yes | 240.7958 | 240.7958 |  | 130.6168 | 0 | 87.9487 | 22.2303 | 0 |  | 0 | 0 | 0 | 0 | 0 |  | 27 | 0 | -24 | -3 | 0 |  | 130.6168 | 0 | 87.9487 | 22.2303 | 0 |  | 54 | 0 | -48 | -6 | 0 |  | 130.6168 | 0 | 87.9487 | 22.2303 | 0 | [22 empty] | 0 | 0 | 0 | 0 | 0 | 0 |  | 5302.1746 | 0 | 9150.5597 | 3738.9092 | 0 | 18191.6434 |  | 5302.1746 | 0 | 9150.5597 | 3738.9092 | 0 | 18191.6434 |  | 6367.3265 | 0 | 6658.1053 | 3234.3391 | 0 | 16259.771 |  | 5302.1746 | 0 | 9150.5597 | 3738.9092 | 0 | 18191.6434 |  | 7432.4785 | 0 | 4165.6509 | 2729.7691 | 0 | 14327.8985
| EHV OHL Fittings |  | 0 | 0 | C1 | 0 | 0 | 0 | 0 | 0 | 0 | 0 | 0 | 0 | 0 | 0 | 0 | 0 | 0 | 0 | 0 | 0 | 0 | 0 | 0 | 0 | 0 | 0 | 0 | 0 | 0 | 0 | 0 | 0 | 0 | 0 | 0 | 0 | 0 | 0 | 0 |  |  | C1 | 0.002736 | 0.0040737 | 0.0072026 | 0.011665 | 0.027361 | C1 | 1275.981 | 1275.981 | 1275.981 | 1275.981 | 1275.981 | C1 | 3.4911 | 5.1979 | 9.1904 | 14.884 | 34.912 | C1 | 0 | 0 | 0 | 0 | 0 | 0 |  | 0 | 0 | 0 | 0 | 0 | 0 |  | 0 | 0 | 0 | 0 | 0 | 0 |  | 0 | 0 | 0 | 0 | 0 | 0 |  | 0 | 0 | 0 | 0 | 0 | 0 |  | 0 | 0 | 0 | 0 | 0 | 0
|  |  | 1248 | 1248 | C2 | 287 | 302 | 495 | 50 | 114 | 1248 | 0 | 0 | 0 | 0 | 0 | 0 | 186 | -29 | -57 | -32 | -68 | 0 | 278 | 311 | 360 | 158 | 141 | 1248 | 373 | -58 | -114 | -64 | -137 | 0 | 238 | 346 | 363 | 147 | 154 | 1248 |  |  | C2 | 0.002736 | 0.0040737 | 0.0072026 | 0.011665 | 0.027361 | C2 | 1822.83 | 1822.83 | 1822.83 | 1822.83 | 1822.83 | C2 | 4.9873 | 7.4256 | 13.1292 | 21.2629 | 49.8743 | C2 | 0 | 0 | 0 | 0 | 0 | 0 |  | 1431.3671 | 2242.5374 | 6498.9395 | 1063.1426 | 5685.6665 | 16921.6532 |  | 1386.481 | 2309.368 | 4726.5015 | 3359.5308 | 7032.2718 | 18814.153 |  | 2314.1266 | 2094.025 | 3978.1387 | 2679.1195 | 3640.8216 | 14706.2314 |  | 1186.9873 | 2569.2647 | 4765.889 | 3125.6394 | 7680.6373 | 19328.4177 |  | 3047.2658 | 2138.5787 | 3269.1635 | 1764.8168 | 847.8626 | 11067.6874
|  |  | 6 | 6 | C3 | 3 | 2 | 1 | 0 | 0 | 6 | 0 | 0 | 0 | 0 | 0 | 0 | 0 | 0 | 0 | 0 | 0 | 0 | 3 | 2 | 1 | 0 | 0 | 6 | 0 | 0 | 0 | 0 | 0 | 0 | 3 | 2 | 1 | 0 | 0 | 6 |  |  | C3 | 0.002736 | 0.0040737 | 0.0072026 | 0.011665 | 0.027361 | C3 | 2734.245 | 2734.245 | 2734.245 | 2734.245 | 2734.245 | C3 | 7.481 | 11.1384 | 19.6938 | 31.8943 | 74.8114 | C3 | 0 | 0 | 0 | 0 | 0 | 0 |  | 22.443 | 22.2769 | 19.6938 | 0 | 0 | 64.4137 |  | 22.443 | 22.2769 | 19.6938 | 0 | 0 | 64.4137 |  | 22.443 | 22.2769 | 19.6938 | 0 | 0 | 64.4137 |  | 22.443 | 22.2769 | 19.6938 | 0 | 0 | 64.4137 |  | 22.443 | 22.2769 | 19.6938 | 0 | 0 | 64.4137
|  |  | 0 | 0 | C4 | 0 | 0 | 0 | 0 | 0 | 0 | 0 | 0 | 0 | 0 | 0 | 0 | 0 | 0 | 0 | 0 | 0 | 0 | 0 | 0 | 0 | 0 | 0 | 0 | 0 | 0 | 0 | 0 | 0 | 0 | 0 | 0 | 0 | 0 | 0 | 0 |  |  | C4 | 0.002736 | 0.0040737 | 0.0072026 | 0.011665 | 0.027361 | C4 | 4557.075 | 4557.075 | 4557.075 | 4557.075 | 4557.075 | C4 | 12.4684 | 18.5641 | 32.8229 | 53.1571 | 124.6857 | C4 | 0 | 0 | 0 | 0 | 0 | 0 |  | 0 | 0 | 0 | 0 | 0 | 0 |  | 0 | 0 | 0 | 0 | 0 | 0 |  | 0 | 0 | 0 | 0 | 0 | 0 |  | 0 | 0 | 0 | 0 | 0 | 0 |  | 0 | 0 | 0 | 0 | 0 | 0
|  |  | 1254 | 1254 |  | 290 | 304 | 496 | 50 | 114 |  | 0 | 0 | 0 | 0 | 0 |  | 186 | -29 | -57 | -32 | -68 |  | 281 | 313 | 361 | 158 | 141 |  | 373 | -58 | -114 | -64 | -137 |  | 241 | 348 | 364 | 147 | 154 | [22 empty] | 0 | 0 | 0 | 0 | 0 | 0 |  | 1453.8101 | 2264.8143 | 6518.6333 | 1063.1426 | 5685.6665 | 16986.0669 |  | 1408.924 | 2331.6449 | 4746.1952 | 3359.5308 | 7032.2718 | 18878.5667 |  | 2336.5696 | 2116.3019 | 3997.8325 | 2679.1195 | 3640.8216 | 14770.645 |  | 1209.4304 | 2591.5416 | 4785.5828 | 3125.6394 | 7680.6373 | 19392.8314 |  | 3069.7088 | 2160.8556 | 3288.8573 | 1764.8168 | 847.8626 | 11132.1011
| [Please insert new asset category as required] |  | 0 | 0 | C1 | 0 | 0 | 0 | 0 | 0 | 0 | 0 | 0 | 0 | 0 | 0 | 0 | 0 | 0 | 0 | 0 | 0 | 0 | 0 | 0 | 0 | 0 | 0 | 0 | 0 | 0 | 0 | 0 | 0 | 0 | 0 | 0 | 0 | 0 | 0 | 0 |  |  | C1 | 0 | 0 | 0 | 0 | 0 | C1 | 0 | 0 | 0 | 0 | 0 | C1 | [5 empty] | C1 | [5 empty] | 0 | [6 empty] | 0 | [6 empty] | 0 | [6 empty] | 0 | [6 empty] | 0 | [6 empty] | 0
|  |  | 0 | 0 | C2 | 0 | 0 | 0 | 0 | 0 | 0 | 0 | 0 | 0 | 0 | 0 | 0 | 0 | 0 | 0 | 0 | 0 | 0 | 0 | 0 | 0 | 0 | 0 | 0 | 0 | 0 | 0 | 0 | 0 | 0 | 0 | 0 | 0 | 0 | 0 | 0 |  |  | C2 | 0 | 0 | 0 | 0 | 0 | C2 | 0 | 0 | 0 | 0 | 0 | C2 | [5 empty] | C2 | [5 empty] | 0 | [6 empty] | 0 | [6 empty] | 0 | [6 empty] | 0 | [6 empty] | 0 | [6 empty] | 0
|  |  | 0 | 0 | C3 | 0 | 0 | 0 | 0 | 0 | 0 | 0 | 0 | 0 | 0 | 0 | 0 | 0 | 0 | 0 | 0 | 0 | 0 | 0 | 0 | 0 | 0 | 0 | 0 | 0 | 0 | 0 | 0 | 0 | 0 | 0 | 0 | 0 | 0 | 0 | 0 |  |  | C3 | 0 | 0 | 0 | 0 | 0 | C3 | 0 | 0 | 0 | 0 | 0 | C3 | [5 empty] | C3 | [5 empty] | 0 | [6 empty] | 0 | [6 empty] | 0 | [6 empty] | 0 | [6 empty] | 0 | [6 empty] | 0
|  |  | 0 | 0 | C4 | 0 | 0 | 0 | 0 | 0 | 0 | 0 | 0 | 0 | 0 | 0 | 0 | 0 | 0 | 0 | 0 | 0 | 0 | 0 | 0 | 0 | 0 | 0 | 0 | 0 | 0 | 0 | 0 | 0 | 0 | 0 | 0 | 0 | 0 | 0 | 0 |  |  | C4 | 0 | 0 | 0 | 0 | 0 | C4 | 0 | 0 | 0 | 0 | 0 | C4 | [5 empty] | C4 | [5 empty] | 0 | [6 empty] | 0 | [6 empty] | 0 | [6 empty] | 0 | [6 empty] | 0 | [6 empty] | 0
|  |  | 0 | 0 |  | 0 | 0 | 0 | 0 | 0 |  | 0 | 0 | 0 | 0 | 0 |  | 0 | 0 | 0 | 0 | 0 |  | 0 | 0 | 0 | 0 | 0 |  | 0 | 0 | 0 | 0 | 0 |  | 0 | 0 | 0 | 0 | 0 | [22 empty] | 0 | 0 | 0 | 0 | 0 | 0 |  | 0 | 0 | 0 | 0 | 0 | 0 |  | 0 | 0 | 0 | 0 | 0 | 0 |  | 0 | 0 | 0 | 0 | 0 | 0 |  | 0 | 0 | 0 | 0 | 0 | 0 |  | 0 | 0 | 0 | 0 | 0 | 0
| [Please insert new asset category as required] |  | 0 | 0 | C1 | 0 | 0 | 0 | 0 | 0 | 0 | 0 | 0 | 0 | 0 | 0 | 0 | 0 | 0 | 0 | 0 | 0 | 0 | 0 | 0 | 0 | 0 | 0 | 0 | 0 | 0 | 0 | 0 | 0 | 0 | 0 | 0 | 0 | 0 | 0 | 0 |  |  | C1 | 0 | 0 | 0 | 0 | 0 | C1 | 0 | 0 | 0 | 0 | 0 | C1 | [5 empty] | C1 | [5 empty] | 0 | [6 empty] | 0 | [6 empty] | 0 | [6 empty] | 0 | [6 empty] | 0 | [6 empty] | 0
|  |  | 0 | 0 | C2 | 0 | 0 | 0 | 0 | 0 | 0 | 0 | 0 | 0 | 0 | 0 | 0 | 0 | 0 | 0 | 0 | 0 | 0 | 0 | 0 | 0 | 0 | 0 | 0 | 0 | 0 | 0 | 0 | 0 | 0 | 0 | 0 | 0 | 0 | 0 | 0 |  |  | C2 | 0 | 0 | 0 | 0 | 0 | C2 | 0 | 0 | 0 | 0 | 0 | C2 | [5 empty] | C2 | [5 empty] | 0 | [6 empty] | 0 | [6 empty] | 0 | [6 empty] | 0 | [6 empty] | 0 | [6 empty] | 0
|  |  | 0 | 0 | C3 | 0 | 0 | 0 | 0 | 0 | 0 | 0 | 0 | 0 | 0 | 0 | 0 | 0 | 0 | 0 | 0 | 0 | 0 | 0 | 0 | 0 | 0 | 0 | 0 | 0 | 0 | 0 | 0 | 0 | 0 | 0 | 0 | 0 | 0 | 0 | 0 |  |  | C3 | 0 | 0 | 0 | 0 | 0 | C3 | 0 | 0 | 0 | 0 | 0 | C3 | [5 empty] | C3 | [5 empty] | 0 | [6 empty] | 0 | [6 empty] | 0 | [6 empty] | 0 | [6 empty] | 0 | [6 empty] | 0
|  |  | 0 | 0 | C4 | 0 | 0 | 0 | 0 | 0 | 0 | 0 | 0 | 0 | 0 | 0 | 0 | 0 | 0 | 0 | 0 | 0 | 0 | 0 | 0 | 0 | 0 | 0 | 0 | 0 | 0 | 0 | 0 | 0 | 0 | 0 | 0 | 0 | 0 | 0 | 0 |  |  | C4 | 0 | 0 | 0 | 0 | 0 | C4 | 0 | 0 | 0 | 0 | 0 | C4 | [5 empty] | C4 | [5 empty] | 0 | [6 empty] | 0 | [6 empty] | 0 | [6 empty] | 0 | [6 empty] | 0 | [6 empty] | 0
|  |  | 0 | 0 |  | 0 | 0 | 0 | 0 | 0 |  | 0 | 0 | 0 | 0 | 0 |  | 0 | 0 | 0 | 0 | 0 |  | 0 | 0 | 0 | 0 | 0 |  | 0 | 0 | 0 | 0 | 0 |  | 0 | 0 | 0 | 0 | 0 | [22 empty] | 0 | 0 | 0 | 0 | 0 | 0 |  | 0 | 0 | 0 | 0 | 0 | 0 |  | 0 | 0 | 0 | 0 | 0 | 0 |  | 0 | 0 | 0 | 0 | 0 | 0 |  | 0 | 0 | 0 | 0 | 0 | 0 |  | 0 | 0 | 0 | 0 | 0 | 0
| [Please insert new asset category as required] |  | 0 | 0 | C1 | 0 | 0 | 0 | 0 | 0 | 0 | 0 | 0 | 0 | 0 | 0 | 0 | 0 | 0 | 0 | 0 | 0 | 0 | 0 | 0 | 0 | 0 | 0 | 0 | 0 | 0 | 0 | 0 | 0 | 0 | 0 | 0 | 0 | 0 | 0 | 0 |  |  | C1 | 0 | 0 | 0 | 0 | 0 | C1 | 0 | 0 | 0 | 0 | 0 | C1 | [5 empty] | C1 | [5 empty] | 0 | [6 empty] | 0 | [6 empty] | 0 | [6 empty] | 0 | [6 empty] | 0 | [6 empty] | 0
|  |  | 0 | 0 | C2 | 0 | 0 | 0 | 0 | 0 | 0 | 0 | 0 | 0 | 0 | 0 | 0 | 0 | 0 | 0 | 0 | 0 | 0 | 0 | 0 | 0 | 0 | 0 | 0 | 0 | 0 | 0 | 0 | 0 | 0 | 0 | 0 | 0 | 0 | 0 | 0 |  |  | C2 | 0 | 0 | 0 | 0 | 0 | C2 | 0 | 0 | 0 | 0 | 0 | C2 | [5 empty] | C2 | [5 empty] | 0 | [6 empty] | 0 | [6 empty] | 0 | [6 empty] | 0 | [6 empty] | 0 | [6 empty] | 0
|  |  | 0 | 0 | C3 | 0 | 0 | 0 | 0 | 0 | 0 | 0 | 0 | 0 | 0 | 0 | 0 | 0 | 0 | 0 | 0 | 0 | 0 | 0 | 0 | 0 | 0 | 0 | 0 | 0 | 0 | 0 | 0 | 0 | 0 | 0 | 0 | 0 | 0 | 0 | 0 |  |  | C3 | 0 | 0 | 0 | 0 | 0 | C3 | 0 | 0 | 0 | 0 | 0 | C3 | [5 empty] | C3 | [5 empty] | 0 | [6 empty] | 0 | [6 empty] | 0 | [6 empty] | 0 | [6 empty] | 0 | [6 empty] | 0
|  |  | 0 | 0 | C4 | 0 | 0 | 0 | 0 | 0 | 0 | 0 | 0 | 0 | 0 | 0 | 0 | 0 | 0 | 0 | 0 | 0 | 0 | 0 | 0 | 0 | 0 | 0 | 0 | 0 | 0 | 0 | 0 | 0 | 0 | 0 | 0 | 0 | 0 | 0 | 0 |  |  | C4 | 0 | 0 | 0 | 0 | 0 | C4 | 0 | 0 | 0 | 0 | 0 | C4 | [5 empty] | C4 | [5 empty] | 0 | [6 empty] | 0 | [6 empty] | 0 | [6 empty] | 0 | [6 empty] | 0 | [6 empty] | 0
|  |  | 0 | 0 |  | 0 | 0 | 0 | 0 | 0 |  | 0 | 0 | 0 | 0 | 0 |  | 0 | 0 | 0 | 0 | 0 |  | 0 | 0 | 0 | 0 | 0 |  | 0 | 0 | 0 | 0 | 0 |  | 0 | 0 | 0 | 0 | 0 | [22 empty] | 0 | 0 | 0 | 0 | 0 | 0 |  | 0 | 0 | 0 | 0 | 0 | 0 |  | 0 | 0 | 0 | 0 | 0 | 0 |  | 0 | 0 | 0 | 0 | 0 | 0 |  | 0 | 0 | 0 | 0 | 0 | 0 |  | 0 | 0 | 0 | 0 | 0 | 0
| [Please insert new asset category as required] |  | 0 | 0 | C1 | 0 | 0 | 0 | 0 | 0 | 0 | 0 | 0 | 0 | 0 | 0 | 0 | 0 | 0 | 0 | 0 | 0 | 0 | 0 | 0 | 0 | 0 | 0 | 0 | 0 | 0 | 0 | 0 | 0 | 0 | 0 | 0 | 0 | 0 | 0 | 0 |  |  | C1 | 0 | 0 | 0 | 0 | 0 | C1 | 0 | 0 | 0 | 0 | 0 | C1 | [5 empty] | C1 | [5 empty] | 0 | [6 empty] | 0 | [6 empty] | 0 | [6 empty] | 0 | [6 empty] | 0 | [6 empty] | 0
|  |  | 0 | 0 | C2 | 0 | 0 | 0 | 0 | 0 | 0 | 0 | 0 | 0 | 0 | 0 | 0 | 0 | 0 | 0 | 0 | 0 | 0 | 0 | 0 | 0 | 0 | 0 | 0 | 0 | 0 | 0 | 0 | 0 | 0 | 0 | 0 | 0 | 0 | 0 | 0 |  |  | C2 | 0 | 0 | 0 | 0 | 0 | C2 | 0 | 0 | 0 | 0 | 0 | C2 | [5 empty] | C2 | [5 empty] | 0 | [6 empty] | 0 | [6 empty] | 0 | [6 empty] | 0 | [6 empty] | 0 | [6 empty] | 0
|  |  | 0 | 0 | C3 | 0 | 0 | 0 | 0 | 0 | 0 | 0 | 0 | 0 | 0 | 0 | 0 | 0 | 0 | 0 | 0 | 0 | 0 | 0 | 0 | 0 | 0 | 0 | 0 | 0 | 0 | 0 | 0 | 0 | 0 | 0 | 0 | 0 | 0 | 0 | 0 |  |  | C3 | 0 | 0 | 0 | 0 | 0 | C3 | 0 | 0 | 0 | 0 | 0 | C3 | [5 empty] | C3 | [5 empty] | 0 | [6 empty] | 0 | [6 empty] | 0 | [6 empty] | 0 | [6 empty] | 0 | [6 empty] | 0
|  |  | 0 | 0 | C4 | 0 | 0 | 0 | 0 | 0 | 0 | 0 | 0 | 0 | 0 | 0 | 0 | 0 | 0 | 0 | 0 | 0 | 0 | 0 | 0 | 0 | 0 | 0 | 0 | 0 | 0 | 0 | 0 | 0 | 0 | 0 | 0 | 0 | 0 | 0 | 0 |  |  | C4 | 0 | 0 | 0 | 0 | 0 | C4 | 0 | 0 | 0 | 0 | 0 | C4 | [5 empty] | C4 | [5 empty] | 0 | [6 empty] | 0 | [6 empty] | 0 | [6 empty] | 0 | [6 empty] | 0 | [6 empty] | 0
|  |  | 0 | 0 |  | 0 | 0 | 0 | 0 | 0 |  | 0 | 0 | 0 | 0 | 0 |  | 0 | 0 | 0 | 0 | 0 |  | 0 | 0 | 0 | 0 | 0 |  | 0 | 0 | 0 | 0 | 0 |  | 0 | 0 | 0 | 0 | 0 | [22 empty] | 0 | 0 | 0 | 0 | 0 | 0 |  | 0 | 0 | 0 | 0 | 0 | 0 |  | 0 | 0 | 0 | 0 | 0 | 0 |  | 0 | 0 | 0 | 0 | 0 | 0 |  | 0 | 0 | 0 | 0 | 0 | 0 |  | 0 | 0 | 0 | 0 | 0 | 0
[63 empty] | 0 | 0 | 0 | 0 | 0 | 0 |  | 2037904.1129 | 858728.4264 | 1445183.798 | 823230.8464 | 3951940.3774 | 9116987.5612 |  | 1859658.3109 | 811300.6373 | 1645104.8069 | 828238.7592 | 5274501.7093 | 10418804.2235 |  | 2048141.3913 | 937630.442 | 1446597.1098 | 759122.624 | 3457340.8946 | 8648832.4616 |  | 1669224.518 | 626987.3354 | 1178405.0075 | 2429341.0586 | 6434129.7949 | 12338087.7144 |  | 2083103.0924 | 898341.1144 | 752404.6857 | 2083770.0361 | 2901559.1935 | 8719178.1222
| 132kV Network | [66 empty] | 0 | [6 empty] | 0 | [6 empty] | 0 | [6 empty] | 0 | [6 empty] | 0 | [6 empty] | 0
| 132kV CBs |  | 48 | 48 | C1 | 47 | 0 | 0 | 0 | 1 | 48 | 0 | 0 | 0 | 0 | 0 | 0 | 0 | 0 | 0 | 0 | 0 | 0 | 47 | 0 | 0 | 0 | 1 | 48 | 1 | 0 | 0 | 0 | -1 | 0 | 47 | 0 | 0 | 0 | 1 | 48 |  |  | C1 | 0.012284 | 0.018289 | 0.032337 | 0.05237 | 0.12284 | C1 | 74937.009 | 74937.009 | 74937.009 | 74937.009 | 74937.009 | C1 | 920.5033 | 1370.5314 | 2423.2238 | 3924.4406 | 9205.19 | C1 | 0 | 0 | 0 | 0 | 0 | 0 |  | 43263.6554 | 0 | 0 | 0 | 9205.19 | 52468.8455 |  | 43263.6554 | 0 | 0 | 0 | 9205.19 | 52468.8455 |  | 43263.6554 | 0 | 0 | 0 | 9205.19 | 52468.8455 |  | 43263.6554 | 0 | 0 | 0 | 9205.19 | 52468.8455 |  | 44184.1587 | 0 | 0 | 0 | 0 | 44184.1587
|  |  | 204 | 204 | C2 | 193 | 0 | 0 | 0 | 11 | 204 | 0 | 0 | 0 | 0 | 0 | 0 | 4 | 0 | 0 | 0 | -4 | 0 | 193 | 0 | 0 | 0 | 11 | 204 | 11 | 0 | 0 | 0 | -11 | 0 | 193 | 0 | 0 | 0 | 11 | 204 |  |  | C2 | 0.012284 | 0.018289 | 0.032337 | 0.05237 | 0.12284 | C2 | 107052.87 | 107052.87 | 107052.87 | 107052.87 | 107052.87 | C2 | 1315.0047 | 1957.902 | 3461.7483 | 5606.3437 | 13150.2715 | C2 | 0 | 0 | 0 | 0 | 0 | 0 |  | 253795.9117 | 0 | 0 | 0 | 144652.9863 | 398448.898 |  | 253795.9117 | 0 | 0 | 0 | 144652.9863 | 398448.898 |  | 259055.9306 | 0 | 0 | 0 | 92051.9004 | 351107.831 |  | 253795.9117 | 0 | 0 | 0 | 144652.9863 | 398448.898 |  | 268260.9637 | 0 | 0 | 0 | 0 | 268260.9637
|  |  | 10 | 10 | C3 | 10 | 0 | 0 | 0 | 0 | 10 | 0 | 0 | 0 | 0 | 0 | 0 | 0 | 0 | 0 | 0 | 0 | 0 | 10 | 0 | 0 | 0 | 0 | 10 | 0 | 0 | 0 | 0 | 0 | 0 | 10 | 0 | 0 | 0 | 0 | 10 |  |  | C3 | 0.012284 | 0.018289 | 0.032337 | 0.05237 | 0.12284 | C3 | 160579.305 | 160579.305 | 160579.305 | 160579.305 | 160579.305 | C3 | 1972.5071 | 2936.8529 | 5192.6224 | 8409.5155 | 19725.4072 | C3 | 0 | 0 | 0 | 0 | 0 | 0 |  | 19725.0709 | 0 | 0 | 0 | 0 | 19725.0709 |  | 19725.0709 | 0 | 0 | 0 | 0 | 19725.0709 |  | 19725.0709 | 0 | 0 | 0 | 0 | 19725.0709 |  | 19725.0709 | 0 | 0 | 0 | 0 | 19725.0709 |  | 19725.0709 | 0 | 0 | 0 | 0 | 19725.0709
|  |  | 23 | 23 | C4 | 23 | 0 | 0 | 0 | 0 | 23 | 0 | 0 | 0 | 0 | 0 | 0 | 0 | 0 | 0 | 0 | 0 | 0 | 23 | 0 | 0 | 0 | 0 | 23 | 0 | 0 | 0 | 0 | 0 | 0 | 23 | 0 | 0 | 0 | 0 | 23 |  |  | C4 | 0.012284 | 0.018289 | 0.032337 | 0.05237 | 0.12284 | C4 | 267632.175 | 267632.175 | 267632.175 | 267632.175 | 267632.175 | C4 | 3287.5118 | 4894.7549 | 8654.3706 | 14015.8592 | 32875.6787 | C4 | 0 | 0 | 0 | 0 | 0 | 0 |  | 75612.7716 | 0 | 0 | 0 | 0 | 75612.7716 |  | 75612.7716 | 0 | 0 | 0 | 0 | 75612.7716 |  | 75612.7716 | 0 | 0 | 0 | 0 | 75612.7716 |  | 75612.7716 | 0 | 0 | 0 | 0 | 75612.7716 |  | 75612.7716 | 0 | 0 | 0 | 0 | 75612.7716
|  | Yes | 285 | 285 |  | 273 | 0 | 0 | 0 | 12 |  | 0 | 0 | 0 | 0 | 0 |  | 4 | 0 | 0 | 0 | -4 |  | 273 | 0 | 0 | 0 | 12 |  | 12 | 0 | 0 | 0 | -12 |  | 273 | 0 | 0 | 0 | 12 | [22 empty] | 0 | 0 | 0 | 0 | 0 | 0 |  | 392397.4096 | 0 | 0 | 0 | 153858.1764 | 546255.586 |  | 392397.4096 | 0 | 0 | 0 | 153858.1764 | 546255.586 |  | 397657.4285 | 0 | 0 | 0 | 101257.0904 | 498914.5189 |  | 392397.4096 | 0 | 0 | 0 | 153858.1764 | 546255.586 |  | 407782.9648 | 0 | 0 | 0 | 0 | 407782.9648
| 132kV Transformer |  | 45 | 45 | C1 | 35 | 3 | 0 | 0 | 7 | 45 | 0 | 0 | 0 | 0 | 0 | 0 | 2 | 0 | 0 | 2 | -4 | 0 | 31 | 7 | 0 | 0 | 7 | 45 | 3 | 0 | 0 | 4 | -7 | 0 | 24 | 12 | 2 | 0 | 7 | 45 |  |  | C1 | 0.012939 | 0.019265 | 0.034062 | 0.055165 | 0.12939 | C1 | 300093.129 | 300093.129 | 300093.129 | 300093.129 | 300093.129 | C1 | 3882.9664 | 5781.3233 | 10221.9041 | 16554.4989 | 38830.3262 | C1 | 0 | 0 | 0 | 0 | 0 | 0 |  | 135903.824 | 17343.97 | 0 | 0 | 271812.2832 | 425060.0772 |  | 120371.9584 | 40469.2634 | 0 | 0 | 271812.2832 | 432653.505 |  | 128137.8912 | 40469.2634 | 0 | 33108.9977 | 116490.9785 | 318207.1308 |  | 93191.1936 | 69375.8801 | 20443.8082 | 0 | 271812.2832 | 454823.1651 |  | 104840.0928 | 69375.8801 | 20443.8082 | 66217.9954 | 0 | 260877.7766
|  |  | 132 | 132 | C2 | 87 | 22 | 13 | 5 | 5 | 132 | 0 | 0 | 0 | 0 | 0 | 0 | 6 | 0 | 4 | -2 | -8 | 0 | 80 | 21 | 17 | 5 | 9 | 132 | 9 | 0 | 9 | -6 | -12 | 0 | 66 | 21 | 20 | 13 | 12 | 132 |  |  | C2 | 0.012939 | 0.019265 | 0.034062 | 0.055165 | 0.12939 | C2 | 428704.47 | 428704.47 | 428704.47 | 428704.47 | 428704.47 | C2 | 5547.0949 | 8259.0334 | 14602.7201 | 23649.2841 | 55471.8945 | C2 | 0 | 0 | 0 | 0 | 0 | 0 |  | 482597.2526 | 181698.7337 | 189835.3618 | 118246.4204 | 277359.4726 | 1249737.2411 |  | 443767.5886 | 173439.7004 | 248246.2423 | 118246.4204 | 499247.0507 | 1482947.0024 |  | 477050.1578 | 173439.7004 | 306657.1229 | 70947.8522 | 55471.8945 | 1083566.7277 |  | 366108.2606 | 173439.7004 | 292054.4027 | 307440.693 | 665662.7343 | 1804705.791 |  | 416032.1143 | 173439.7004 | 423478.884 | 165544.9886 | 0 | 1178495.6872
|  |  | 28 | 28 | C3 | 14 | 8 | 5 | 0 | 1 | 28 | 0 | 0 | 0 | 0 | 0 | 0 | 2 | 0 | 0 | -1 | -1 | 0 | 12 | 2 | 10 | 3 | 1 | 28 | 8 | 0 | 0 | -7 | -1 | 0 | 11 | 3 | 6 | 7 | 1 | 28 |  |  | C3 | 0.012939 | 0.019265 | 0.034062 | 0.055165 | 0.12939 | C3 | 643056.705 | 643056.705 | 643056.705 | 643056.705 | 643056.705 | C3 | 8320.6423 | 12388.55 | 21904.0802 | 35473.9261 | 83207.8418 | C3 | 0 | 0 | 0 | 0 | 0 | 0 |  | 116488.992 | 99108.4002 | 109520.401 | 0 | 83207.8418 | 408325.635 |  | 99847.7074 | 24777.1001 | 219040.802 | 106421.7784 | 83207.8418 | 533295.2297 |  | 116488.992 | 24777.1001 | 219040.802 | 70947.8522 | 0 | 431254.7464 |  | 91527.0652 | 37165.6501 | 131424.4812 | 248317.4828 | 83207.8418 | 591642.5211 |  | 158092.2034 | 37165.6501 | 131424.4812 | 0 | 0 | 326682.3347
|  |  | 0 | 0 | C4 | 0 | 0 | 0 | 0 | 0 | 0 | 0 | 0 | 0 | 0 | 0 | 0 | 0 | 0 | 0 | 0 | 0 | 0 | 0 | 0 | 0 | 0 | 0 | 0 | 0 | 0 | 0 | 0 | 0 | 0 | 0 | 0 | 0 | 0 | 0 | 0 |  |  | C4 | 0.012939 | 0.019265 | 0.034062 | 0.055165 | 0.12939 | C4 | 1071761.175 | 1071761.175 | 1071761.175 | 1071761.175 | 1071761.175 | C4 | 13867.7371 | 20647.5834 | 36506.8003 | 59123.2102 | 138679.7363 | C4 | 0 | 0 | 0 | 0 | 0 | 0 |  | 0 | 0 | 0 | 0 | 0 | 0 |  | 0 | 0 | 0 | 0 | 0 | 0 |  | 0 | 0 | 0 | 0 | 0 | 0 |  | 0 | 0 | 0 | 0 | 0 | 0 |  | 0 | 0 | 0 | 0 | 0 | 0
|  | Yes | 205 | 205 |  | 136 | 33 | 18 | 5 | 13 |  | 0 | 0 | 0 | 0 | 0 |  | 10 | 0 | 4 | -1 | -13 |  | 123 | 30 | 27 | 8 | 17 |  | 20 | 0 | 9 | -9 | -20 |  | 101 | 36 | 28 | 20 | 20 | [22 empty] | 0 | 0 | 0 | 0 | 0 | 0 |  | 734990.0686 | 298151.1039 | 299355.7628 | 118246.4204 | 632379.5976 | 2083122.9533 |  | 663987.2545 | 238686.0638 | 467287.0444 | 224668.1988 | 854267.1756 | 2448895.7371 |  | 721677.041 | 238686.0638 | 525697.9249 | 175004.7022 | 171962.873 | 1833028.6049 |  | 550826.5194 | 279981.2306 | 443922.6922 | 555758.1759 | 1020682.8592 | 2851171.4772 |  | 678964.4106 | 279981.2306 | 575347.1734 | 231762.984 | 0 | 1766055.7985
| 132kV UG Cable (Gas) |  | 0 | 0 | C1 | 0 | 0 | 0 | 0 | 0 | 0 | 0 | 0 | 0 | 0 | 0 | 0 | 0 | 0 | 0 | 0 | 0 | 0 | 0 | 0 | 0 | 0 | 0 | 0 | 0 | 0 | 0 | 0 | 0 | 0 | 0 | 0 | 0 | 0 | 0 | 0 |  |  | C1 | 0 | 0 | 0 | 0 | 0 | C1 | 0 | 0 | 0 | 0 | 0 | C1 | [5 empty] | C1 | [5 empty] | 0 | [6 empty] | 0 | [6 empty] | 0 | [6 empty] | 0 | [6 empty] | 0 | [6 empty] | 0
|  |  | 0 | 0 | C2 | 0 | 0 | 0 | 0 | 0 | 0 | 0 | 0 | 0 | 0 | 0 | 0 | 0 | 0 | 0 | 0 | 0 | 0 | 0 | 0 | 0 | 0 | 0 | 0 | 0 | 0 | 0 | 0 | 0 | 0 | 0 | 0 | 0 | 0 | 0 | 0 |  |  | C2 | 0 | 0 | 0 | 0 | 0 | C2 | 0 | 0 | 0 | 0 | 0 | C2 | [5 empty] | C2 | [5 empty] | 0 | [6 empty] | 0 | [6 empty] | 0 | [6 empty] | 0 | [6 empty] | 0 | [6 empty] | 0
|  |  | 0 | 0 | C3 | 0 | 0 | 0 | 0 | 0 | 0 | 0 | 0 | 0 | 0 | 0 | 0 | 0 | 0 | 0 | 0 | 0 | 0 | 0 | 0 | 0 | 0 | 0 | 0 | 0 | 0 | 0 | 0 | 0 | 0 | 0 | 0 | 0 | 0 | 0 | 0 |  |  | C3 | 0 | 0 | 0 | 0 | 0 | C3 | 0 | 0 | 0 | 0 | 0 | C3 | [5 empty] | C3 | [5 empty] | 0 | [6 empty] | 0 | [6 empty] | 0 | [6 empty] | 0 | [6 empty] | 0 | [6 empty] | 0
|  |  | 0 | 0 | C4 | 0 | 0 | 0 | 0 | 0 | 0 | 0 | 0 | 0 | 0 | 0 | 0 | 0 | 0 | 0 | 0 | 0 | 0 | 0 | 0 | 0 | 0 | 0 | 0 | 0 | 0 | 0 | 0 | 0 | 0 | 0 | 0 | 0 | 0 | 0 | 0 |  |  | C4 | 0 | 0 | 0 | 0 | 0 | C4 | 0 | 0 | 0 | 0 | 0 | C4 | [5 empty] | C4 | [5 empty] | 0 | [6 empty] | 0 | [6 empty] | 0 | [6 empty] | 0 | [6 empty] | 0 | [6 empty] | 0
|  |  | 0 | 0 |  | 0 | 0 | 0 | 0 | 0 |  | 0 | 0 | 0 | 0 | 0 |  | 0 | 0 | 0 | 0 | 0 |  | 0 | 0 | 0 | 0 | 0 |  | 0 | 0 | 0 | 0 | 0 |  | 0 | 0 | 0 | 0 | 0 | [22 empty] | 0 | 0 | 0 | 0 | 0 | 0 |  | 0 | 0 | 0 | 0 | 0 | 0 |  | 0 | 0 | 0 | 0 | 0 | 0 |  | 0 | 0 | 0 | 0 | 0 | 0 |  | 0 | 0 | 0 | 0 | 0 | 0 |  | 0 | 0 | 0 | 0 | 0 | 0
| 132kV UG Cable (Oil) |  | 0 | 0 | C1 | 0 | 0 | 0 | 0 | 0 | 0 | 0 | 0 | 0 | 0 | 0 | 0 | 0 | 0 | 0 | 0 | 0 | 0 | 0 | 0 | 0 | 0 | 0 | 0 | 0 | 0 | 0 | 0 | 0 | 0 | 0 | 0 | 0 | 0 | 0 | 0 |  |  | C1 | 0 | 0 | 0 | 0 | 0 | C1 | 0 | 0 | 0 | 0 | 0 | C1 | [5 empty] | C1 | [5 empty] | 0 | [6 empty] | 0 | [6 empty] | 0 | [6 empty] | 0 | [6 empty] | 0 | [6 empty] | 0
|  |  | 0 | 0 | C2 | 0 | 0 | 0 | 0 | 0 | 0 | 0 | 0 | 0 | 0 | 0 | 0 | 0 | 0 | 0 | 0 | 0 | 0 | 0 | 0 | 0 | 0 | 0 | 0 | 0 | 0 | 0 | 0 | 0 | 0 | 0 | 0 | 0 | 0 | 0 | 0 |  |  | C2 | 0 | 0 | 0 | 0 | 0 | C2 | 0 | 0 | 0 | 0 | 0 | C2 | [5 empty] | C2 | [5 empty] | 0 | [6 empty] | 0 | [6 empty] | 0 | [6 empty] | 0 | [6 empty] | 0 | [6 empty] | 0
|  |  | 0 | 0 | C3 | 0 | 0 | 0 | 0 | 0 | 0 | 0 | 0 | 0 | 0 | 0 | 0 | 0 | 0 | 0 | 0 | 0 | 0 | 0 | 0 | 0 | 0 | 0 | 0 | 0 | 0 | 0 | 0 | 0 | 0 | 0 | 0 | 0 | 0 | 0 | 0 |  |  | C3 | 0 | 0 | 0 | 0 | 0 | C3 | 0 | 0 | 0 | 0 | 0 | C3 | [5 empty] | C3 | [5 empty] | 0 | [6 empty] | 0 | [6 empty] | 0 | [6 empty] | 0 | [6 empty] | 0 | [6 empty] | 0
|  |  | 0 | 0 | C4 | 0 | 0 | 0 | 0 | 0 | 0 | 0 | 0 | 0 | 0 | 0 | 0 | 0 | 0 | 0 | 0 | 0 | 0 | 0 | 0 | 0 | 0 | 0 | 0 | 0 | 0 | 0 | 0 | 0 | 0 | 0 | 0 | 0 | 0 | 0 | 0 |  |  | C4 | 0 | 0 | 0 | 0 | 0 | C4 | 0 | 0 | 0 | 0 | 0 | C4 | [5 empty] | C4 | [5 empty] | 0 | [6 empty] | 0 | [6 empty] | 0 | [6 empty] | 0 | [6 empty] | 0 | [6 empty] | 0
|  |  | 0 | 0 |  | 0 | 0 | 0 | 0 | 0 |  | 0 | 0 | 0 | 0 | 0 |  | 0 | 0 | 0 | 0 | 0 |  | 0 | 0 | 0 | 0 | 0 |  | 0 | 0 | 0 | 0 | 0 |  | 0 | 0 | 0 | 0 | 0 | [22 empty] | 0 | 0 | 0 | 0 | 0 | 0 |  | 0 | 0 | 0 | 0 | 0 | 0 |  | 0 | 0 | 0 | 0 | 0 | 0 |  | 0 | 0 | 0 | 0 | 0 | 0 |  | 0 | 0 | 0 | 0 | 0 | 0 |  | 0 | 0 | 0 | 0 | 0 | 0
| 132kV UG Cable (Non Pressurised) |  | 0 | 0 | C1 | 0 | 0 | 0 | 0 | 0 | 0 | 0 | 0 | 0 | 0 | 0 | 0 | 0 | 0 | 0 | 0 | 0 | 0 | 0 | 0 | 0 | 0 | 0 | 0 | 0 | 0 | 0 | 0 | 0 | 0 | 0 | 0 | 0 | 0 | 0 | 0 |  |  | C1 | 0 | 0 | 0 | 0 | 0 | C1 | 0 | 0 | 0 | 0 | 0 | C1 | [5 empty] | C1 | [5 empty] | 0 | [6 empty] | 0 | [6 empty] | 0 | [6 empty] | 0 | [6 empty] | 0 | [6 empty] | 0
|  |  | 0 | 0 | C2 | 0 | 0 | 0 | 0 | 0 | 0 | 0 | 0 | 0 | 0 | 0 | 0 | 0 | 0 | 0 | 0 | 0 | 0 | 0 | 0 | 0 | 0 | 0 | 0 | 0 | 0 | 0 | 0 | 0 | 0 | 0 | 0 | 0 | 0 | 0 | 0 |  |  | C2 | 0 | 0 | 0 | 0 | 0 | C2 | 0 | 0 | 0 | 0 | 0 | C2 | [5 empty] | C2 | [5 empty] | 0 | [6 empty] | 0 | [6 empty] | 0 | [6 empty] | 0 | [6 empty] | 0 | [6 empty] | 0
|  |  | 0 | 0 | C3 | 0 | 0 | 0 | 0 | 0 | 0 | 0 | 0 | 0 | 0 | 0 | 0 | 0 | 0 | 0 | 0 | 0 | 0 | 0 | 0 | 0 | 0 | 0 | 0 | 0 | 0 | 0 | 0 | 0 | 0 | 0 | 0 | 0 | 0 | 0 | 0 |  |  | C3 | 0 | 0 | 0 | 0 | 0 | C3 | 0 | 0 | 0 | 0 | 0 | C3 | [5 empty] | C3 | [5 empty] | 0 | [6 empty] | 0 | [6 empty] | 0 | [6 empty] | 0 | [6 empty] | 0 | [6 empty] | 0
|  |  | 0 | 0 | C4 | 0 | 0 | 0 | 0 | 0 | 0 | 0 | 0 | 0 | 0 | 0 | 0 | 0 | 0 | 0 | 0 | 0 | 0 | 0 | 0 | 0 | 0 | 0 | 0 | 0 | 0 | 0 | 0 | 0 | 0 | 0 | 0 | 0 | 0 | 0 | 0 |  |  | C4 | 0 | 0 | 0 | 0 | 0 | C4 | 0 | 0 | 0 | 0 | 0 | C4 | [5 empty] | C4 | [5 empty] | 0 | [6 empty] | 0 | [6 empty] | 0 | [6 empty] | 0 | [6 empty] | 0 | [6 empty] | 0
|  |  | 0 | 0 |  | 0 | 0 | 0 | 0 | 0 |  | 0 | 0 | 0 | 0 | 0 |  | 0 | 0 | 0 | 0 | 0 |  | 0 | 0 | 0 | 0 | 0 |  | 0 | 0 | 0 | 0 | 0 |  | 0 | 0 | 0 | 0 | 0 | [22 empty] | 0 | 0 | 0 | 0 | 0 | 0 |  | 0 | 0 | 0 | 0 | 0 | 0 |  | 0 | 0 | 0 | 0 | 0 | 0 |  | 0 | 0 | 0 | 0 | 0 | 0 |  | 0 | 0 | 0 | 0 | 0 | 0 |  | 0 | 0 | 0 | 0 | 0 | 0
| 132kV OHL Support - Tower |  | 0 | 0 | C1 | 0 | 0 | 0 | 0 | 0 | 0 | 0 | 0 | 0 | 0 | 0 | 0 | 0 | 0 | 0 | 0 | 0 | 0 | 0 | 0 | 0 | 0 | 0 | 0 | 0 | 0 | 0 | 0 | 0 | 0 | 0 | 0 | 0 | 0 | 0 | 0 |  |  | C1 | 0 | 0 | 0 | 0 | 0 | C1 | 0 | 0 | 0 | 0 | 0 | C1 | [5 empty] | C1 | [5 empty] | 0 | [6 empty] | 0 | [6 empty] | 0 | [6 empty] | 0 | [6 empty] | 0 | [6 empty] | 0
|  |  | 0 | 0 | C2 | 0 | 0 | 0 | 0 | 0 | 0 | 0 | 0 | 0 | 0 | 0 | 0 | 0 | 0 | 0 | 0 | 0 | 0 | 0 | 0 | 0 | 0 | 0 | 0 | 0 | 0 | 0 | 0 | 0 | 0 | 0 | 0 | 0 | 0 | 0 | 0 |  |  | C2 | 0 | 0 | 0 | 0 | 0 | C2 | 0 | 0 | 0 | 0 | 0 | C2 | [5 empty] | C2 | [5 empty] | 0 | [6 empty] | 0 | [6 empty] | 0 | [6 empty] | 0 | [6 empty] | 0 | [6 empty] | 0
|  |  | 0 | 0 | C3 | 0 | 0 | 0 | 0 | 0 | 0 | 0 | 0 | 0 | 0 | 0 | 0 | 0 | 0 | 0 | 0 | 0 | 0 | 0 | 0 | 0 | 0 | 0 | 0 | 0 | 0 | 0 | 0 | 0 | 0 | 0 | 0 | 0 | 0 | 0 | 0 |  |  | C3 | 0 | 0 | 0 | 0 | 0 | C3 | 0 | 0 | 0 | 0 | 0 | C3 | [5 empty] | C3 | [5 empty] | 0 | [6 empty] | 0 | [6 empty] | 0 | [6 empty] | 0 | [6 empty] | 0 | [6 empty] | 0
|  |  | 0 | 0 | C4 | 0 | 0 | 0 | 0 | 0 | 0 | 0 | 0 | 0 | 0 | 0 | 0 | 0 | 0 | 0 | 0 | 0 | 0 | 0 | 0 | 0 | 0 | 0 | 0 | 0 | 0 | 0 | 0 | 0 | 0 | 0 | 0 | 0 | 0 | 0 | 0 |  |  | C4 | 0 | 0 | 0 | 0 | 0 | C4 | 0 | 0 | 0 | 0 | 0 | C4 | [5 empty] | C4 | [5 empty] | 0 | [6 empty] | 0 | [6 empty] | 0 | [6 empty] | 0 | [6 empty] | 0 | [6 empty] | 0
|  |  | 0 | 0 |  | 0 | 0 | 0 | 0 | 0 |  | 0 | 0 | 0 | 0 | 0 |  | 0 | 0 | 0 | 0 | 0 |  | 0 | 0 | 0 | 0 | 0 |  | 0 | 0 | 0 | 0 | 0 |  | 0 | 0 | 0 | 0 | 0 | [22 empty] | 0 | 0 | 0 | 0 | 0 | 0 |  | 0 | 0 | 0 | 0 | 0 | 0 |  | 0 | 0 | 0 | 0 | 0 | 0 |  | 0 | 0 | 0 | 0 | 0 | 0 |  | 0 | 0 | 0 | 0 | 0 | 0 |  | 0 | 0 | 0 | 0 | 0 | 0
| 132kV OHL (Tower Line) Conductor |  | 0 | 0 | C1 | 0 | 0 | 0 | 0 | 0 | 0 | 0 | 0 | 0 | 0 | 0 | 0 | 0 | 0 | 0 | 0 | 0 | 0 | 0 | 0 | 0 | 0 | 0 | 0 | 0 | 0 | 0 | 0 | 0 | 0 | 0 | 0 | 0 | 0 | 0 | 0 |  | 0 | C1 | 0.00228 | 0.0033947 | 0.0060022 | 0.0097206 | 0.022801 | C1 | 15922.053 | 15922.053 | 15922.053 | 15922.053 | 15922.053 | C1 | 36.3029 | 54.0511 | 95.5672 | 154.7723 | 363.0347 | C1 | 0 | 0 | 0 | 0 | 0 | 0 |  | 0 | 0 | 0 | 0 | 0 | 0 |  | 0 | 0 | 0 | 0 | 0 | 0 |  | 0 | 0 | 0 | 0 | 0 | 0 |  | 0 | 0 | 0 | 0 | 0 | 0 |  | 0 | 0 | 0 | 0 | 0 | 0
|  |  | 1749.299 | 1749.299 | C2 | 990.257 | 245.559 | 513.483 | 0 | 0 | 1749.299 | 0 | 0 | 0 | 0 | 0 | 0 | 180 | 0 | -180 | 0 | 0 | 0 | 922.362 | 126.328 | 700.609 | 0 | 0 | 1749.299 | 350.1031 | 0 | -196.48 | -153.6231 | 0 | 0 | 789.883 | 201.793 | 196.48 | 561.142 | 0 | 1749.298 |  |  | C2 | 0.00228 | 0.0033947 | 0.0060022 | 0.0097206 | 0.022801 | C2 | 22745.79 | 22745.79 | 22745.79 | 22745.79 | 22745.79 | C2 | 51.8612 | 77.2158 | 136.5246 | 221.1033 | 518.6211 | C2 | 0 | 0 | 0 | 0 | 0 | 0 |  | 51355.9374 | 18961.043 | 70103.0607 | 0 | 0 | 140420.0411 |  | 47834.8198 | 9754.5219 | 95650.3628 | 0 | 0 | 153239.7045 |  | 57169.8397 | 9754.5219 | 71075.9349 | 0 | 0 | 138000.2965 |  | 40964.2971 | 15581.6148 | 26824.3532 | 124070.3254 | 0 | 207440.5905 |  | 59121.0714 | 15581.6148 | 0 | 90103.7575 | 0 | 164806.4437
|  |  | 109.295 | 109.295 | C3 | 60.089 | 25.549 | 23.657 | 0 | 0 | 109.295 | 0 | 0 | 0 | 0 | 0 | 0 | 12 | 0 | -12 | 0 | 0 | 0 | 54.411 | 13.248 | 41.636 | 0 | 0 | 109.295 | 32.301 | 0 | -12.301 | -20 | 0 | 0 | 44.948 | 15.14 | 12.302 | 36.905 | 0 | 109.295 |  |  | C3 | 0.00228 | 0.0033947 | 0.0060022 | 0.0097206 | 0.022801 | C3 | 34118.685 | 34118.685 | 34118.685 | 34118.685 | 34118.685 | C3 | 77.7918 | 115.8238 | 204.7869 | 331.6549 | 777.9316 | C3 | 0 | 0 | 0 | 0 | 0 | 0 |  | 4674.4334 | 2959.181 | 4844.6437 | 0 | 0 | 12478.2581 |  | 4232.7314 | 1534.4331 | 8526.5073 | 0 | 0 | 14293.6717 |  | 5166.2334 | 1534.4331 | 6069.0645 | 0 | 0 | 12769.7309 |  | 3496.5873 | 1753.5716 | 2519.2884 | 12239.7237 | 0 | 20009.171 |  | 6009.3412 | 1753.5716 | 0.20479 | 5606.6259 | 0 | 13369.7435
|  |  | 0 | 0 | C4 | 0 | 0 | 0 | 0 | 0 | 0 | 0 | 0 | 0 | 0 | 0 | 0 | 0 | 0 | 0 | 0 | 0 | 0 | 0 | 0 | 0 | 0 | 0 | 0 | 0 | 0 | 0 | 0 | 0 | 0 | 0 | 0 | 0 | 0 | 0 | 0 |  |  | C4 | 0.00228 | 0.0033947 | 0.0060022 | 0.0097206 | 0.022801 | C4 | 56864.475 | 56864.475 | 56864.475 | 56864.475 | 56864.475 | C4 | 129.6531 | 193.0396 | 341.3115 | 552.7581 | 1296.5526 | C4 | 0 | 0 | 0 | 0 | 0 | 0 |  | 0 | 0 | 0 | 0 | 0 | 0 |  | 0 | 0 | 0 | 0 | 0 | 0 |  | 0 | 0 | 0 | 0 | 0 | 0 |  | 0 | 0 | 0 | 0 | 0 | 0 |  | 0 | 0 | 0 | 0 | 0 | 0
|  | Yes | 1858.594 | 1858.594 |  | 1050.346 | 271.108 | 537.14 | 0 | 0 |  | 0 | 0 | 0 | 0 | 0 |  | 192 | 0 | -192 | 0 | 0 |  | 976.773 | 139.576 | 742.245 | 0 | 0 |  | 382.4041 | 0 | -208.781 | -173.6231 | 0 |  | 834.831 | 216.933 | 208.782 | 598.047 | 0 | [22 empty] | 0 | 0 | 0 | 0 | 0 | 0 |  | 56030.3708 | 21920.224 | 74947.7043 | 0 | 0 | 152898.2992 |  | 52067.5512 | 11288.955 | 104176.8701 | 0 | 0 | 167533.3762 |  | 62336.073 | 11288.955 | 77144.9995 | 0 | 0 | 150770.0274 |  | 44460.8843 | 17335.1864 | 29343.6416 | 136310.0491 | 0 | 227449.7615 |  | 65130.4126 | 17335.1864 | 0.20479 | 95710.3834 | 0 | 178176.1872
| 132kV OHL Fittings |  | 0 | 0 | C1 | 0 | 0 | 0 | 0 | 0 | 0 | 0 | 0 | 0 | 0 | 0 | 0 | 0 | 0 | 0 | 0 | 0 | 0 | 0 | 0 | 0 | 0 | 0 | 0 | 0 | 0 | 0 | 0 | 0 | 0 | 0 | 0 | 0 | 0 | 0 | 0 |  |  | C1 | 0.002736 | 0.0040737 | 0.0072026 | 0.011665 | 0.027361 | C1 | 1861.398 | 1861.398 | 1861.398 | 1861.398 | 1861.398 | C1 | 5.0929 | 7.5827 | 13.407 | 21.7127 | 50.9295 | C1 | 0 | 0 | 0 | 0 | 0 | 0 |  | 0 | 0 | 0 | 0 | 0 | 0 |  | 0 | 0 | 0 | 0 | 0 | 0 |  | 0 | 0 | 0 | 0 | 0 | 0 |  | 0 | 0 | 0 | 0 | 0 | 0 |  | 0 | 0 | 0 | 0 | 0 | 0
|  |  | 7212 | 7212 | C2 | 1028 | 642 | 4338 | 585 | 619 | 7212 | 0 | 0 | 0 | 0 | 0 | 0 | 994 | -4 | -578 | -290 | -122 | 0 | 968 | 635 | 3364 | 1226 | 1019 | 7212 | 1990 | -8 | -1157 | -581 | -244 | 0 | 884 | 390 | 2903 | 1742 | 1293 | 7212 |  |  | C2 | 0.002736 | 0.0040737 | 0.0072026 | 0.011665 | 0.027361 | C2 | 2659.14 | 2659.14 | 2659.14 | 2659.14 | 2659.14 | C2 | 7.2755 | 10.8325 | 19.1528 | 31.0182 | 72.7565 | C2 | 0 | 0 | 0 | 0 | 0 | 0 |  | 7479.2367 | 6954.4505 | 83084.8578 | 18145.6461 | 45036.2497 | 160700.4408 |  | 7042.7054 | 6878.6231 | 64430.028 | 38028.3112 | 74138.8344 | 190518.5022 |  | 14274.5743 | 6835.2932 | 53359.7081 | 29033.0337 | 65262.5461 | 168765.1555 |  | 6431.5615 | 4224.6662 | 55600.586 | 54033.7016 | 94074.1049 | 214364.6202 |  | 20909.8505 | 4138.0064 | 33440.7934 | 36012.1283 | 76321.5282 | 170822.3068
|  |  | 190 | 190 | C3 | 35 | 19 | 104 | 14 | 18 | 190 | 0 | 0 | 0 | 0 | 0 | 0 | 0 | 0 | 0 | 0 | 0 | 0 | 32 | 17 | 89 | 23 | 29 | 190 | 0 | 0 | 0 | 0 | 0 | 0 | 25 | 21 | 64 | 44 | 36 | 190 |  |  | C3 | 0.002736 | 0.0040737 | 0.0072026 | 0.011665 | 0.027361 | C3 | 3988.71 | 3988.71 | 3988.71 | 3988.71 | 3988.71 | C3 | 10.9133 | 16.2487 | 28.7292 | 46.5273 | 109.1347 | C3 | 0 | 0 | 0 | 0 | 0 | 0 |  | 381.9649 | 308.7256 | 2987.8372 | 651.3822 | 1964.4245 | 6294.3344 |  | 349.2251 | 276.2282 | 2556.8992 | 1070.1278 | 3164.9061 | 7417.3863 |  | 349.2251 | 276.2282 | 2556.8992 | 1070.1278 | 3164.9061 | 7417.3863 |  | 272.8321 | 341.223 | 1838.6691 | 2047.2011 | 3928.8489 | 8428.7742 |  | 272.8321 | 341.223 | 1838.6691 | 2047.2011 | 3928.8489 | 8428.7742
|  |  | 0 | 0 | C4 | 0 | 0 | 0 | 0 | 0 | 0 | 0 | 0 | 0 | 0 | 0 | 0 | 0 | 0 | 0 | 0 | 0 | 0 | 0 | 0 | 0 | 0 | 0 | 0 | 0 | 0 | 0 | 0 | 0 | 0 | 0 | 0 | 0 | 0 | 0 | 0 |  |  | C4 | 0.002736 | 0.0040737 | 0.0072026 | 0.011665 | 0.027361 | C4 | 6647.85 | 6647.85 | 6647.85 | 6647.85 | 6647.85 | C4 | 18.1888 | 27.0812 | 47.882 | 77.5455 | 181.8912 | C4 | 0 | 0 | 0 | 0 | 0 | 0 |  | 0 | 0 | 0 | 0 | 0 | 0 |  | 0 | 0 | 0 | 0 | 0 | 0 |  | 0 | 0 | 0 | 0 | 0 | 0 |  | 0 | 0 | 0 | 0 | 0 | 0 |  | 0 | 0 | 0 | 0 | 0 | 0
|  | Yes | 7402 | 7402 |  | 1063 | 661 | 4442 | 599 | 637 |  | 0 | 0 | 0 | 0 | 0 |  | 994 | -4 | -578 | -290 | -122 |  | 1000 | 652 | 3453 | 1249 | 1048 |  | 1990 | -8 | -1157 | -581 | -244 |  | 909 | 411 | 2967 | 1786 | 1329 | [22 empty] | 0 | 0 | 0 | 0 | 0 | 0 |  | 7861.2016 | 7263.1761 | 86072.695 | 18797.0282 | 47000.6742 | 166994.7752 |  | 7391.9304 | 7154.8513 | 66986.9272 | 39098.4391 | 77303.7405 | 197935.8885 |  | 14623.7994 | 7111.5214 | 55916.6073 | 30103.1615 | 68427.4522 | 176182.5418 |  | 6704.3936 | 4565.8892 | 57439.2551 | 56080.9027 | 98002.9538 | 222793.3944 |  | 21182.6826 | 4479.2294 | 35279.4624 | 38059.3294 | 80250.3772 | 179251.081
| [Please insert new asset category as required] |  | 0 | 0 | C1 | 0 | 0 | 0 | 0 | 0 | 0 | 0 | 0 | 0 | 0 | 0 | 0 | 0 | 0 | 0 | 0 | 0 | 0 | 0 | 0 | 0 | 0 | 0 | 0 | 0 | 0 | 0 | 0 | 0 | 0 | 0 | 0 | 0 | 0 | 0 | 0 |  |  | C1 | 0 | 0 | 0 | 0 | 0 | C1 | 0 | 0 | 0 | 0 | 0 | C1 | [5 empty] | C1 | [5 empty] | 0 | [6 empty] | 0 | [6 empty] | 0 | [6 empty] | 0 | [6 empty] | 0 | [6 empty] | 0
|  |  | 0 | 0 | C2 | 0 | 0 | 0 | 0 | 0 | 0 | 0 | 0 | 0 | 0 | 0 | 0 | 0 | 0 | 0 | 0 | 0 | 0 | 0 | 0 | 0 | 0 | 0 | 0 | 0 | 0 | 0 | 0 | 0 | 0 | 0 | 0 | 0 | 0 | 0 | 0 |  |  | C2 | 0 | 0 | 0 | 0 | 0 | C2 | 0 | 0 | 0 | 0 | 0 | C2 | [5 empty] | C2 | [5 empty] | 0 | [6 empty] | 0 | [6 empty] | 0 | [6 empty] | 0 | [6 empty] | 0 | [6 empty] | 0
|  |  | 0 | 0 | C3 | 0 | 0 | 0 | 0 | 0 | 0 | 0 | 0 | 0 | 0 | 0 | 0 | 0 | 0 | 0 | 0 | 0 | 0 | 0 | 0 | 0 | 0 | 0 | 0 | 0 | 0 | 0 | 0 | 0 | 0 | 0 | 0 | 0 | 0 | 0 | 0 |  |  | C3 | 0 | 0 | 0 | 0 | 0 | C3 | 0 | 0 | 0 | 0 | 0 | C3 | [5 empty] | C3 | [5 empty] | 0 | [6 empty] | 0 | [6 empty] | 0 | [6 empty] | 0 | [6 empty] | 0 | [6 empty] | 0
|  |  | 0 | 0 | C4 | 0 | 0 | 0 | 0 | 0 | 0 | 0 | 0 | 0 | 0 | 0 | 0 | 0 | 0 | 0 | 0 | 0 | 0 | 0 | 0 | 0 | 0 | 0 | 0 | 0 | 0 | 0 | 0 | 0 | 0 | 0 | 0 | 0 | 0 | 0 | 0 |  |  | C4 | 0 | 0 | 0 | 0 | 0 | C4 | 0 | 0 | 0 | 0 | 0 | C4 | [5 empty] | C4 | [5 empty] | 0 | [6 empty] | 0 | [6 empty] | 0 | [6 empty] | 0 | [6 empty] | 0 | [6 empty] | 0
|  |  | 0 | 0 |  | 0 | 0 | 0 | 0 | 0 |  | 0 | 0 | 0 | 0 | 0 |  | 0 | 0 | 0 | 0 | 0 |  | 0 | 0 | 0 | 0 | 0 |  | 0 | 0 | 0 | 0 | 0 |  | 0 | 0 | 0 | 0 | 0 | [22 empty] | 0 | 0 | 0 | 0 | 0 | 0 |  | 0 | 0 | 0 | 0 | 0 | 0 |  | 0 | 0 | 0 | 0 | 0 | 0 |  | 0 | 0 | 0 | 0 | 0 | 0 |  | 0 | 0 | 0 | 0 | 0 | 0 |  | 0 | 0 | 0 | 0 | 0 | 0
| [Please insert new asset category as required] |  | 0 | 0 | C1 | 0 | 0 | 0 | 0 | 0 | 0 | 0 | 0 | 0 | 0 | 0 | 0 | 0 | 0 | 0 | 0 | 0 | 0 | 0 | 0 | 0 | 0 | 0 | 0 | 0 | 0 | 0 | 0 | 0 | 0 | 0 | 0 | 0 | 0 | 0 | 0 |  |  | C1 | 0 | 0 | 0 | 0 | 0 | C1 | 0 | 0 | 0 | 0 | 0 | C1 | [5 empty] | C1 | [5 empty] | 0 | [6 empty] | 0 | [6 empty] | 0 | [6 empty] | 0 | [6 empty] | 0 | [6 empty] | 0
|  |  | 0 | 0 | C2 | 0 | 0 | 0 | 0 | 0 | 0 | 0 | 0 | 0 | 0 | 0 | 0 | 0 | 0 | 0 | 0 | 0 | 0 | 0 | 0 | 0 | 0 | 0 | 0 | 0 | 0 | 0 | 0 | 0 | 0 | 0 | 0 | 0 | 0 | 0 | 0 |  |  | C2 | 0 | 0 | 0 | 0 | 0 | C2 | 0 | 0 | 0 | 0 | 0 | C2 | [5 empty] | C2 | [5 empty] | 0 | [6 empty] | 0 | [6 empty] | 0 | [6 empty] | 0 | [6 empty] | 0 | [6 empty] | 0
|  |  | 0 | 0 | C3 | 0 | 0 | 0 | 0 | 0 | 0 | 0 | 0 | 0 | 0 | 0 | 0 | 0 | 0 | 0 | 0 | 0 | 0 | 0 | 0 | 0 | 0 | 0 | 0 | 0 | 0 | 0 | 0 | 0 | 0 | 0 | 0 | 0 | 0 | 0 | 0 |  |  | C3 | 0 | 0 | 0 | 0 | 0 | C3 | 0 | 0 | 0 | 0 | 0 | C3 | [5 empty] | C3 | [5 empty] | 0 | [6 empty] | 0 | [6 empty] | 0 | [6 empty] | 0 | [6 empty] | 0 | [6 empty] | 0
|  |  | 0 | 0 | C4 | 0 | 0 | 0 | 0 | 0 | 0 | 0 | 0 | 0 | 0 | 0 | 0 | 0 | 0 | 0 | 0 | 0 | 0 | 0 | 0 | 0 | 0 | 0 | 0 | 0 | 0 | 0 | 0 | 0 | 0 | 0 | 0 | 0 | 0 | 0 | 0 |  |  | C4 | 0 | 0 | 0 | 0 | 0 | C4 | 0 | 0 | 0 | 0 | 0 | C4 | [5 empty] | C4 | [5 empty] | 0 | [6 empty] | 0 | [6 empty] | 0 | [6 empty] | 0 | [6 empty] | 0 | [6 empty] | 0
|  |  | 0 | 0 |  | 0 | 0 | 0 | 0 | 0 |  | 0 | 0 | 0 | 0 | 0 |  | 0 | 0 | 0 | 0 | 0 |  | 0 | 0 | 0 | 0 | 0 |  | 0 | 0 | 0 | 0 | 0 |  | 0 | 0 | 0 | 0 | 0 | [22 empty] | 0 | 0 | 0 | 0 | 0 | 0 |  | 0 | 0 | 0 | 0 | 0 | 0 |  | 0 | 0 | 0 | 0 | 0 | 0 |  | 0 | 0 | 0 | 0 | 0 | 0 |  | 0 | 0 | 0 | 0 | 0 | 0 |  | 0 | 0 | 0 | 0 | 0 | 0
| [Please insert new asset category as required] |  | 0 | 0 | C1 | 0 | 0 | 0 | 0 | 0 | 0 | 0 | 0 | 0 | 0 | 0 | 0 | 0 | 0 | 0 | 0 | 0 | 0 | 0 | 0 | 0 | 0 | 0 | 0 | 0 | 0 | 0 | 0 | 0 | 0 | 0 | 0 | 0 | 0 | 0 | 0 |  |  | C1 | 0 | 0 | 0 | 0 | 0 | C1 | 0 | 0 | 0 | 0 | 0 | C1 | [5 empty] | C1 | [5 empty] | 0 | [6 empty] | 0 | [6 empty] | 0 | [6 empty] | 0 | [6 empty] | 0 | [6 empty] | 0
|  |  | 0 | 0 | C2 | 0 | 0 | 0 | 0 | 0 | 0 | 0 | 0 | 0 | 0 | 0 | 0 | 0 | 0 | 0 | 0 | 0 | 0 | 0 | 0 | 0 | 0 | 0 | 0 | 0 | 0 | 0 | 0 | 0 | 0 | 0 | 0 | 0 | 0 | 0 | 0 |  |  | C2 | 0 | 0 | 0 | 0 | 0 | C2 | 0 | 0 | 0 | 0 | 0 | C2 | [5 empty] | C2 | [5 empty] | 0 | [6 empty] | 0 | [6 empty] | 0 | [6 empty] | 0 | [6 empty] | 0 | [6 empty] | 0
|  |  | 0 | 0 | C3 | 0 | 0 | 0 | 0 | 0 | 0 | 0 | 0 | 0 | 0 | 0 | 0 | 0 | 0 | 0 | 0 | 0 | 0 | 0 | 0 | 0 | 0 | 0 | 0 | 0 | 0 | 0 | 0 | 0 | 0 | 0 | 0 | 0 | 0 | 0 | 0 |  |  | C3 | 0 | 0 | 0 | 0 | 0 | C3 | 0 | 0 | 0 | 0 | 0 | C3 | [5 empty] | C3 | [5 empty] | 0 | [6 empty] | 0 | [6 empty] | 0 | [6 empty] | 0 | [6 empty] | 0 | [6 empty] | 0
|  |  | 0 | 0 | C4 | 0 | 0 | 0 | 0 | 0 | 0 | 0 | 0 | 0 | 0 | 0 | 0 | 0 | 0 | 0 | 0 | 0 | 0 | 0 | 0 | 0 | 0 | 0 | 0 | 0 | 0 | 0 | 0 | 0 | 0 | 0 | 0 | 0 | 0 | 0 | 0 |  |  | C4 | 0 | 0 | 0 | 0 | 0 | C4 | 0 | 0 | 0 | 0 | 0 | C4 | [5 empty] | C4 | [5 empty] | 0 | [6 empty] | 0 | [6 empty] | 0 | [6 empty] | 0 | [6 empty] | 0 | [6 empty] | 0
|  |  | 0 | 0 |  | 0 | 0 | 0 | 0 | 0 |  | 0 | 0 | 0 | 0 | 0 |  | 0 | 0 | 0 | 0 | 0 |  | 0 | 0 | 0 | 0 | 0 |  | 0 | 0 | 0 | 0 | 0 |  | 0 | 0 | 0 | 0 | 0 | [22 empty] | 0 | 0 | 0 | 0 | 0 | 0 |  | 0 | 0 | 0 | 0 | 0 | 0 |  | 0 | 0 | 0 | 0 | 0 | 0 |  | 0 | 0 | 0 | 0 | 0 | 0 |  | 0 | 0 | 0 | 0 | 0 | 0 |  | 0 | 0 | 0 | 0 | 0 | 0
| [Please insert new asset category as required] |  | 0 | 0 | C1 | 0 | 0 | 0 | 0 | 0 | 0 | 0 | 0 | 0 | 0 | 0 | 0 | 0 | 0 | 0 | 0 | 0 | 0 | 0 | 0 | 0 | 0 | 0 | 0 | 0 | 0 | 0 | 0 | 0 | 0 | 0 | 0 | 0 | 0 | 0 | 0 |  |  | C1 | 0 | 0 | 0 | 0 | 0 | C1 | 0 | 0 | 0 | 0 | 0 | C1 | [5 empty] | C1 | [5 empty] | 0 | [6 empty] | 0 | [6 empty] | 0 | [6 empty] | 0 | [6 empty] | 0 | [6 empty] | 0
|  |  | 0 | 0 | C2 | 0 | 0 | 0 | 0 | 0 | 0 | 0 | 0 | 0 | 0 | 0 | 0 | 0 | 0 | 0 | 0 | 0 | 0 | 0 | 0 | 0 | 0 | 0 | 0 | 0 | 0 | 0 | 0 | 0 | 0 | 0 | 0 | 0 | 0 | 0 | 0 |  |  | C2 | 0 | 0 | 0 | 0 | 0 | C2 | 0 | 0 | 0 | 0 | 0 | C2 | [5 empty] | C2 | [5 empty] | 0 | [6 empty] | 0 | [6 empty] | 0 | [6 empty] | 0 | [6 empty] | 0 | [6 empty] | 0
|  |  | 0 | 0 | C3 | 0 | 0 | 0 | 0 | 0 | 0 | 0 | 0 | 0 | 0 | 0 | 0 | 0 | 0 | 0 | 0 | 0 | 0 | 0 | 0 | 0 | 0 | 0 | 0 | 0 | 0 | 0 | 0 | 0 | 0 | 0 | 0 | 0 | 0 | 0 | 0 |  |  | C3 | 0 | 0 | 0 | 0 | 0 | C3 | 0 | 0 | 0 | 0 | 0 | C3 | [5 empty] | C3 | [5 empty] | 0 | [6 empty] | 0 | [6 empty] | 0 | [6 empty] | 0 | [6 empty] | 0 | [6 empty] | 0
|  |  | 0 | 0 | C4 | 0 | 0 | 0 | 0 | 0 | 0 | 0 | 0 | 0 | 0 | 0 | 0 | 0 | 0 | 0 | 0 | 0 | 0 | 0 | 0 | 0 | 0 | 0 | 0 | 0 | 0 | 0 | 0 | 0 | 0 | 0 | 0 | 0 | 0 | 0 | 0 |  |  | C4 | 0 | 0 | 0 | 0 | 0 | C4 | 0 | 0 | 0 | 0 | 0 | C4 | [5 empty] | C4 | [5 empty] | 0 | [6 empty] | 0 | [6 empty] | 0 | [6 empty] | 0 | [6 empty] | 0 | [6 empty] | 0
|  |  | 0 | 0 |  | 0 | 0 | 0 | 0 | 0 |  | 0 | 0 | 0 | 0 | 0 |  | 0 | 0 | 0 | 0 | 0 |  | 0 | 0 | 0 | 0 | 0 |  | 0 | 0 | 0 | 0 | 0 |  | 0 | 0 | 0 | 0 | 0 | [22 empty] | 0 | 0 | 0 | 0 | 0 | 0 |  | 0 | 0 | 0 | 0 | 0 | 0 |  | 0 | 0 | 0 | 0 | 0 | 0 |  | 0 | 0 | 0 | 0 | 0 | 0 |  | 0 | 0 | 0 | 0 | 0 | 0 |  | 0 | 0 | 0 | 0 | 0 | 0
[63 empty] | 0 | 0 | 0 | 0 | 0 | 0 |  | 1191279.0507 | 327334.5041 | 460376.1621 | 137043.4486 | 833238.4481 | 2949271.6136 |  | 1115844.1457 | 257129.8701 | 638450.8416 | 263766.6378 | 1085429.0925 | 3360620.5877 |  | 1196294.3419 | 257086.5402 | 658759.5317 | 205107.8637 | 341647.4156 | 2658895.6931 |  | 994389.2069 | 301882.3062 | 530705.5889 | 748149.1277 | 1272543.9894 | 3847670.2191 |  | 1173060.4706 | 301795.6464 | 610626.8406 | 365532.6968 | 80250.3772 | 2531266.0316
| Other | [66 empty] | 0 | [6 empty] | 0 | [6 empty] | 0 | [6 empty] | 0 | [6 empty] | 0 | [6 empty] | 0
| Submarine Cables |  | 2.036 | 2.036 | C1 | 0 | 0 | 2.036 | 0 | 0 | 2.036 | 0 | 0 | 0 | 0 | 0 | 0 | 0 | 0 | 0 | 0 | 0 | 0 | 0 | 0 | 2.036 | 0 | 0 | 2.036 | 0 | 0 | 0 | 0 | 0 | 0 | 0 | 0 | 0 | 2.036 | 0 | 2.036 |  |  | C1 | 0.0057571 | 0.0085717 | 0.015156 | 0.024545 | 0.057572 | C1 | 227449.544 | 227449.544 | 227449.544 | 227449.544 | 227449.544 | C1 | 1309.4477 | 1949.6282 | 3447.1195 | 5582.6522 | 13094.7006 | C1 | 0 | 0 | 0 | 0 | 0 | 0 |  | 0 | 0 | 7018.3353 | 0 | 0 | 7018.3353 |  | 0 | 0 | 7018.3353 | 0 | 0 | 7018.3353 |  | 0 | 0 | 7018.3353 | 0 | 0 | 7018.3353 |  | 0 | 0 | 0 | 11366.2799 | 0 | 11366.2799 |  | 0 | 0 | 0 | 11366.2799 | 0 | 11366.2799
|  |  | 2.665 | 2.665 | C2 | 0.768 | 0 | 1.897 | 0 | 0 | 2.665 | 0 | 0 | 0 | 0 | 0 | 0 | 0 | 0 | 0 | 0 | 0 | 0 | 0.768 | 0 | 1.897 | 0 | 0 | 2.665 | 0 | 0 | 0 | 0 | 0 | 0 | 0.768 | 0 | 0 | 1.897 | 0 | 2.665 |  |  | C2 | 0.0057571 | 0.0085717 | 0.015156 | 0.024545 | 0.057572 | C2 | 324927.92 | 324927.92 | 324927.92 | 324927.92 | 324927.92 | C2 | 1870.6396 | 2785.1831 | 4924.4564 | 7975.2175 | 18706.7152 | C2 | 0 | 0 | 0 | 0 | 0 | 0 |  | 1436.6512 | 0 | 9341.6938 | 0 | 0 | 10778.345 |  | 1436.6512 | 0 | 9341.6938 | 0 | 0 | 10778.345 |  | 1436.6512 | 0 | 9341.6938 | 0 | 0 | 10778.345 |  | 1436.6512 | 0 | 0 | 15128.9875 | 0 | 16565.6387 |  | 1436.6512 | 0 | 0 | 15128.9875 | 0 | 16565.6387
|  |  | 14.539 | 14.539 | C3 | 14.539 | 0 | 0 | 0 | 0 | 14.539 | 0 | 0 | 0 | 0 | 0 | 0 | 0 | 0 | 0 | 0 | 0 | 0 | 14.539 | 0 | 0 | 0 | 0 | 14.539 | 0 | 0 | 0 | 0 | 0 | 0 | 14.041 | 0.498 | 0 | 0 | 0 | 14.539 |  |  | C3 | 0.0057571 | 0.0085717 | 0.015156 | 0.024545 | 0.057572 | C3 | 487391.88 | 487391.88 | 487391.88 | 487391.88 | 487391.88 | C3 | 2805.9594 | 4177.7747 | 7386.6846 | 11962.8262 | 28060.0728 | C3 | 0 | 0 | 0 | 0 | 0 | 0 |  | 40795.8441 | 0 | 0 | 0 | 0 | 40795.8441 |  | 40795.8441 | 0 | 0 | 0 | 0 | 40795.8441 |  | 40795.8441 | 0 | 0 | 0 | 0 | 40795.8441 |  | 39398.4763 | 2080.5318 | 0 | 0 | 0 | 41479.0081 |  | 39398.4763 | 2080.5318 | 0 | 0 | 0 | 41479.0081
|  |  | 0 | 0 | C4 | 0 | 0 | 0 | 0 | 0 | 0 | 0 | 0 | 0 | 0 | 0 | 0 | 0 | 0 | 0 | 0 | 0 | 0 | 0 | 0 | 0 | 0 | 0 | 0 | 0 | 0 | 0 | 0 | 0 | 0 | 0 | 0 | 0 | 0 | 0 | 0 |  |  | C4 | 0.0057571 | 0.0085717 | 0.015156 | 0.024545 | 0.057572 | C4 | 812319.8 | 812319.8 | 812319.8 | 812319.8 | 812319.8 | C4 | 4676.599 | 6962.9578 | 12311.141 | 19938.0436 | 46766.7879 | C4 | 0 | 0 | 0 | 0 | 0 | 0 |  | 0 | 0 | 0 | 0 | 0 | 0 |  | 0 | 0 | 0 | 0 | 0 | 0 |  | 0 | 0 | 0 | 0 | 0 | 0 |  | 0 | 0 | 0 | 0 | 0 | 0 |  | 0 | 0 | 0 | 0 | 0 | 0
|  | Yes | 19.24 | 19.24 |  | 15.307 | 0 | 3.933 | 0 | 0 |  | 0 | 0 | 0 | 0 | 0 |  | 0 | 0 | 0 | 0 | 0 |  | 15.307 | 0 | 3.933 | 0 | 0 |  | 0 | 0 | 0 | 0 | 0 |  | 14.809 | 0.498 | 0 | 3.933 | 0 | [22 empty] | 0 | 0 | 0 | 0 | 0 | 0 |  | 42232.4953 | 0 | 16360.0291 | 0 | 0 | 58592.5244 |  | 42232.4953 | 0 | 16360.0291 | 0 | 0 | 58592.5244 |  | 42232.4953 | 0 | 16360.0291 | 0 | 0 | 58592.5244 |  | 40835.1275 | 2080.5318 | 0 | 26495.2674 | 0 | 69410.9267 |  | 40835.1275 | 2080.5318 | 0 | 26495.2674 | 0 | 69410.9267
| [Please insert new asset category as required] |  | 0 | 0 | C1 | 0 | 0 | 0 | 0 | 0 | 0 | 0 | 0 | 0 | 0 | 0 | 0 | 0 | 0 | 0 | 0 | 0 | 0 | 0 | 0 | 0 | 0 | 0 | 0 | 0 | 0 | 0 | 0 | 0 | 0 | 0 | 0 | 0 | 0 | 0 | 0 |  |  | C1 | 0 | 0 | 0 | 0 | 0 | C1 | 0 | 0 | 0 | 0 | 0 | C1 | [5 empty] | C1 | [5 empty] | 0 | [6 empty] | 0 | [6 empty] | 0 | [6 empty] | 0 | [6 empty] | 0 | [6 empty] | 0
|  |  | 0 | 0 | C2 | 0 | 0 | 0 | 0 | 0 | 0 | 0 | 0 | 0 | 0 | 0 | 0 | 0 | 0 | 0 | 0 | 0 | 0 | 0 | 0 | 0 | 0 | 0 | 0 | 0 | 0 | 0 | 0 | 0 | 0 | 0 | 0 | 0 | 0 | 0 | 0 |  |  | C2 | 0 | 0 | 0 | 0 | 0 | C2 | 0 | 0 | 0 | 0 | 0 | C2 | [5 empty] | C2 | [5 empty] | 0 | [6 empty] | 0 | [6 empty] | 0 | [6 empty] | 0 | [6 empty] | 0 | [6 empty] | 0
|  |  | 0 | 0 | C3 | 0 | 0 | 0 | 0 | 0 | 0 | 0 | 0 | 0 | 0 | 0 | 0 | 0 | 0 | 0 | 0 | 0 | 0 | 0 | 0 | 0 | 0 | 0 | 0 | 0 | 0 | 0 | 0 | 0 | 0 | 0 | 0 | 0 | 0 | 0 | 0 |  |  | C3 | 0 | 0 | 0 | 0 | 0 | C3 | 0 | 0 | 0 | 0 | 0 | C3 | [5 empty] | C3 | [5 empty] | 0 | [6 empty] | 0 | [6 empty] | 0 | [6 empty] | 0 | [6 empty] | 0 | [6 empty] | 0
|  |  | 0 | 0 | C4 | 0 | 0 | 0 | 0 | 0 | 0 | 0 | 0 | 0 | 0 | 0 | 0 | 0 | 0 | 0 | 0 | 0 | 0 | 0 | 0 | 0 | 0 | 0 | 0 | 0 | 0 | 0 | 0 | 0 | 0 | 0 | 0 | 0 | 0 | 0 | 0 |  |  | C4 | 0 | 0 | 0 | 0 | 0 | C4 | 0 | 0 | 0 | 0 | 0 | C4 | [5 empty] | C4 | [5 empty] | 0 | [6 empty] | 0 | [6 empty] | 0 | [6 empty] | 0 | [6 empty] | 0 | [6 empty] | 0
|  |  | 0 | 0 |  | 0 | 0 | 0 | 0 | 0 |  | 0 | 0 | 0 | 0 | 0 |  | 0 | 0 | 0 | 0 | 0 |  | 0 | 0 | 0 | 0 | 0 |  | 0 | 0 | 0 | 0 | 0 |  | 0 | 0 | 0 | 0 | 0 | [22 empty] | 0 | 0 | 0 | 0 | 0 | 0 |  | 0 | 0 | 0 | 0 | 0 | 0 |  | 0 | 0 | 0 | 0 | 0 | 0 |  | 0 | 0 | 0 | 0 | 0 | 0 |  | 0 | 0 | 0 | 0 | 0 | 0 |  | 0 | 0 | 0 | 0 | 0 | 0
| [Please insert new asset category as required] |  | 0 | 0 | C1 | 0 | 0 | 0 | 0 | 0 | 0 | 0 | 0 | 0 | 0 | 0 | 0 | 0 | 0 | 0 | 0 | 0 | 0 | 0 | 0 | 0 | 0 | 0 | 0 | 0 | 0 | 0 | 0 | 0 | 0 | 0 | 0 | 0 | 0 | 0 | 0 |  |  | C1 | 0 | 0 | 0 | 0 | 0 | C1 | 0 | 0 | 0 | 0 | 0 | C1 | [5 empty] | C1 | [5 empty] | 0 | [6 empty] | 0 | [6 empty] | 0 | [6 empty] | 0 | [6 empty] | 0 | [6 empty] | 0
|  |  | 0 | 0 | C2 | 0 | 0 | 0 | 0 | 0 | 0 | 0 | 0 | 0 | 0 | 0 | 0 | 0 | 0 | 0 | 0 | 0 | 0 | 0 | 0 | 0 | 0 | 0 | 0 | 0 | 0 | 0 | 0 | 0 | 0 | 0 | 0 | 0 | 0 | 0 | 0 |  |  | C2 | 0 | 0 | 0 | 0 | 0 | C2 | 0 | 0 | 0 | 0 | 0 | C2 | [5 empty] | C2 | [5 empty] | 0 | [6 empty] | 0 | [6 empty] | 0 | [6 empty] | 0 | [6 empty] | 0 | [6 empty] | 0
|  |  | 0 | 0 | C3 | 0 | 0 | 0 | 0 | 0 | 0 | 0 | 0 | 0 | 0 | 0 | 0 | 0 | 0 | 0 | 0 | 0 | 0 | 0 | 0 | 0 | 0 | 0 | 0 | 0 | 0 | 0 | 0 | 0 | 0 | 0 | 0 | 0 | 0 | 0 | 0 |  |  | C3 | 0 | 0 | 0 | 0 | 0 | C3 | 0 | 0 | 0 | 0 | 0 | C3 | [5 empty] | C3 | [5 empty] | 0 | [6 empty] | 0 | [6 empty] | 0 | [6 empty] | 0 | [6 empty] | 0 | [6 empty] | 0
|  |  | 0 | 0 | C4 | 0 | 0 | 0 | 0 | 0 | 0 | 0 | 0 | 0 | 0 | 0 | 0 | 0 | 0 | 0 | 0 | 0 | 0 | 0 | 0 | 0 | 0 | 0 | 0 | 0 | 0 | 0 | 0 | 0 | 0 | 0 | 0 | 0 | 0 | 0 | 0 |  |  | C4 | 0 | 0 | 0 | 0 | 0 | C4 | 0 | 0 | 0 | 0 | 0 | C4 | [5 empty] | C4 | [5 empty] | 0 | [6 empty] | 0 | [6 empty] | 0 | [6 empty] | 0 | [6 empty] | 0 | [6 empty] | 0
|  |  | 0 | 0 |  | 0 | 0 | 0 | 0 | 0 |  | 0 | 0 | 0 | 0 | 0 |  | 0 | 0 | 0 | 0 | 0 |  | 0 | 0 | 0 | 0 | 0 |  | 0 | 0 | 0 | 0 | 0 |  | 0 | 0 | 0 | 0 | 0 | [22 empty] | 0 | 0 | 0 | 0 | 0 | 0 |  | 0 | 0 | 0 | 0 | 0 | 0 |  | 0 | 0 | 0 | 0 | 0 | 0 |  | 0 | 0 | 0 | 0 | 0 | 0 |  | 0 | 0 | 0 | 0 | 0 | 0 |  | 0 | 0 | 0 | 0 | 0 | 0
| [Please insert new asset category as required] |  | 0 | 0 | C1 | 0 | 0 | 0 | 0 | 0 | 0 | 0 | 0 | 0 | 0 | 0 | 0 | 0 | 0 | 0 | 0 | 0 | 0 | 0 | 0 | 0 | 0 | 0 | 0 | 0 | 0 | 0 | 0 | 0 | 0 | 0 | 0 | 0 | 0 | 0 | 0 |  |  | C1 | 0 | 0 | 0 | 0 | 0 | C1 | 0 | 0 | 0 | 0 | 0 | C1 | [5 empty] | C1 | [5 empty] | 0 | [6 empty] | 0 | [6 empty] | 0 | [6 empty] | 0 | [6 empty] | 0 | [6 empty] | 0
|  |  | 0 | 0 | C2 | 0 | 0 | 0 | 0 | 0 | 0 | 0 | 0 | 0 | 0 | 0 | 0 | 0 | 0 | 0 | 0 | 0 | 0 | 0 | 0 | 0 | 0 | 0 | 0 | 0 | 0 | 0 | 0 | 0 | 0 | 0 | 0 | 0 | 0 | 0 | 0 |  |  | C2 | 0 | 0 | 0 | 0 | 0 | C2 | 0 | 0 | 0 | 0 | 0 | C2 | [5 empty] | C2 | [5 empty] | 0 | [6 empty] | 0 | [6 empty] | 0 | [6 empty] | 0 | [6 empty] | 0 | [6 empty] | 0
|  |  | 0 | 0 | C3 | 0 | 0 | 0 | 0 | 0 | 0 | 0 | 0 | 0 | 0 | 0 | 0 | 0 | 0 | 0 | 0 | 0 | 0 | 0 | 0 | 0 | 0 | 0 | 0 | 0 | 0 | 0 | 0 | 0 | 0 | 0 | 0 | 0 | 0 | 0 | 0 |  |  | C3 | 0 | 0 | 0 | 0 | 0 | C3 | 0 | 0 | 0 | 0 | 0 | C3 | [5 empty] | C3 | [5 empty] | 0 | [6 empty] | 0 | [6 empty] | 0 | [6 empty] | 0 | [6 empty] | 0 | [6 empty] | 0
|  |  | 0 | 0 | C4 | 0 | 0 | 0 | 0 | 0 | 0 | 0 | 0 | 0 | 0 | 0 | 0 | 0 | 0 | 0 | 0 | 0 | 0 | 0 | 0 | 0 | 0 | 0 | 0 | 0 | 0 | 0 | 0 | 0 | 0 | 0 | 0 | 0 | 0 | 0 | 0 |  |  | C4 | 0 | 0 | 0 | 0 | 0 | C4 | 0 | 0 | 0 | 0 | 0 | C4 | [5 empty] | C4 | [5 empty] | 0 | [6 empty] | 0 | [6 empty] | 0 | [6 empty] | 0 | [6 empty] | 0 | [6 empty] | 0
|  |  | 0 | 0 |  | 0 | 0 | 0 | 0 | 0 |  | 0 | 0 | 0 | 0 | 0 |  | 0 | 0 | 0 | 0 | 0 |  | 0 | 0 | 0 | 0 | 0 |  | 0 | 0 | 0 | 0 | 0 |  | 0 | 0 | 0 | 0 | 0 | [22 empty] | 0 | 0 | 0 | 0 | 0 | 0 |  | 0 | 0 | 0 | 0 | 0 | 0 |  | 0 | 0 | 0 | 0 | 0 | 0 |  | 0 | 0 | 0 | 0 | 0 | 0 |  | 0 | 0 | 0 | 0 | 0 | 0 |  | 0 | 0 | 0 | 0 | 0 | 0
| [Please insert new asset category as required] |  | 0 | 0 | C1 | 0 | 0 | 0 | 0 | 0 | 0 | 0 | 0 | 0 | 0 | 0 | 0 | 0 | 0 | 0 | 0 | 0 | 0 | 0 | 0 | 0 | 0 | 0 | 0 | 0 | 0 | 0 | 0 | 0 | 0 | 0 | 0 | 0 | 0 | 0 | 0 |  |  | C1 | 0 | 0 | 0 | 0 | 0 | C1 | 0 | 0 | 0 | 0 | 0 | C1 | [5 empty] | C1 | [5 empty] | 0 | [6 empty] | 0 | [6 empty] | 0 | [6 empty] | 0 | [6 empty] | 0 | [6 empty] | 0
|  |  | 0 | 0 | C2 | 0 | 0 | 0 | 0 | 0 | 0 | 0 | 0 | 0 | 0 | 0 | 0 | 0 | 0 | 0 | 0 | 0 | 0 | 0 | 0 | 0 | 0 | 0 | 0 | 0 | 0 | 0 | 0 | 0 | 0 | 0 | 0 | 0 | 0 | 0 | 0 |  |  | C2 | 0 | 0 | 0 | 0 | 0 | C2 | 0 | 0 | 0 | 0 | 0 | C2 | [5 empty] | C2 | [5 empty] | 0 | [6 empty] | 0 | [6 empty] | 0 | [6 empty] | 0 | [6 empty] | 0 | [6 empty] | 0
|  |  | 0 | 0 | C3 | 0 | 0 | 0 | 0 | 0 | 0 | 0 | 0 | 0 | 0 | 0 | 0 | 0 | 0 | 0 | 0 | 0 | 0 | 0 | 0 | 0 | 0 | 0 | 0 | 0 | 0 | 0 | 0 | 0 | 0 | 0 | 0 | 0 | 0 | 0 | 0 |  |  | C3 | 0 | 0 | 0 | 0 | 0 | C3 | 0 | 0 | 0 | 0 | 0 | C3 | [5 empty] | C3 | [5 empty] | 0 | [6 empty] | 0 | [6 empty] | 0 | [6 empty] | 0 | [6 empty] | 0 | [6 empty] | 0
|  |  | 0 | 0 | C4 | 0 | 0 | 0 | 0 | 0 | 0 | 0 | 0 | 0 | 0 | 0 | 0 | 0 | 0 | 0 | 0 | 0 | 0 | 0 | 0 | 0 | 0 | 0 | 0 | 0 | 0 | 0 | 0 | 0 | 0 | 0 | 0 | 0 | 0 | 0 | 0 |  |  | C4 | 0 | 0 | 0 | 0 | 0 | C4 | 0 | 0 | 0 | 0 | 0 | C4 | [5 empty] | C4 | [5 empty] | 0 | [6 empty] | 0 | [6 empty] | 0 | [6 empty] | 0 | [6 empty] | 0 | [6 empty] | 0
|  |  | 0 | 0 |  | 0 | 0 | 0 | 0 | 0 |  | 0 | 0 | 0 | 0 | 0 |  | 0 | 0 | 0 | 0 | 0 |  | 0 | 0 | 0 | 0 | 0 |  | 0 | 0 | 0 | 0 | 0 |  | 0 | 0 | 0 | 0 | 0 | [22 empty] | 0 | 0 | 0 | 0 | 0 | 0 |  | 0 | 0 | 0 | 0 | 0 | 0 |  | 0 | 0 | 0 | 0 | 0 | 0 |  | 0 | 0 | 0 | 0 | 0 | 0 |  | 0 | 0 | 0 | 0 | 0 | 0 |  | 0 | 0 | 0 | 0 | 0 | 0
| [Please insert new asset category as required] |  | 0 | 0 | C1 | 0 | 0 | 0 | 0 | 0 | 0 | 0 | 0 | 0 | 0 | 0 | 0 | 0 | 0 | 0 | 0 | 0 | 0 | 0 | 0 | 0 | 0 | 0 | 0 | 0 | 0 | 0 | 0 | 0 | 0 | 0 | 0 | 0 | 0 | 0 | 0 |  |  | C1 | 0 | 0 | 0 | 0 | 0 | C1 | 0 | 0 | 0 | 0 | 0 | C1 | [5 empty] | C1 | [5 empty] | 0 | [6 empty] | 0 | [6 empty] | 0 | [6 empty] | 0 | [6 empty] | 0 | [6 empty] | 0
|  |  | 0 | 0 | C2 | 0 | 0 | 0 | 0 | 0 | 0 | 0 | 0 | 0 | 0 | 0 | 0 | 0 | 0 | 0 | 0 | 0 | 0 | 0 | 0 | 0 | 0 | 0 | 0 | 0 | 0 | 0 | 0 | 0 | 0 | 0 | 0 | 0 | 0 | 0 | 0 |  |  | C2 | 0 | 0 | 0 | 0 | 0 | C2 | 0 | 0 | 0 | 0 | 0 | C2 | [5 empty] | C2 | [5 empty] | 0 | [6 empty] | 0 | [6 empty] | 0 | [6 empty] | 0 | [6 empty] | 0 | [6 empty] | 0
|  |  | 0 | 0 | C3 | 0 | 0 | 0 | 0 | 0 | 0 | 0 | 0 | 0 | 0 | 0 | 0 | 0 | 0 | 0 | 0 | 0 | 0 | 0 | 0 | 0 | 0 | 0 | 0 | 0 | 0 | 0 | 0 | 0 | 0 | 0 | 0 | 0 | 0 | 0 | 0 |  |  | C3 | 0 | 0 | 0 | 0 | 0 | C3 | 0 | 0 | 0 | 0 | 0 | C3 | [5 empty] | C3 | [5 empty] | 0 | [6 empty] | 0 | [6 empty] | 0 | [6 empty] | 0 | [6 empty] | 0 | [6 empty] | 0
|  |  | 0 | 0 | C4 | 0 | 0 | 0 | 0 | 0 | 0 | 0 | 0 | 0 | 0 | 0 | 0 | 0 | 0 | 0 | 0 | 0 | 0 | 0 | 0 | 0 | 0 | 0 | 0 | 0 | 0 | 0 | 0 | 0 | 0 | 0 | 0 | 0 | 0 | 0 | 0 |  |  | C4 | 0 | 0 | 0 | 0 | 0 | C4 | 0 | 0 | 0 | 0 | 0 | C4 | [5 empty] | C4 | [5 empty] | 0 | [6 empty] | 0 | [6 empty] | 0 | [6 empty] | 0 | [6 empty] | 0 | [6 empty] | 0
|  |  | 0 | 0 |  | 0 | 0 | 0 | 0 | 0 |  | 0 | 0 | 0 | 0 | 0 |  | 0 | 0 | 0 | 0 | 0 |  | 0 | 0 | 0 | 0 | 0 |  | 0 | 0 | 0 | 0 | 0 |  | 0 | 0 | 0 | 0 | 0 | [22 empty] | 0 | 0 | 0 | 0 | 0 | 0 |  | 0 | 0 | 0 | 0 | 0 | 0 |  | 0 | 0 | 0 | 0 | 0 | 0 |  | 0 | 0 | 0 | 0 | 0 | 0 |  | 0 | 0 | 0 | 0 | 0 | 0 |  | 0 | 0 | 0 | 0 | 0 | 0
[63 empty] | 0 | 0 | 0 | 0 | 0 | 0 |  | 42232.4953 | 0 | 16360.0291 | 0 | 0 | 58592.5244 |  | 42232.4953 | 0 | 16360.0291 | 0 | 0 | 58592.5244 |  | 42232.4953 | 0 | 16360.0291 | 0 | 0 | 58592.5244 |  | 40835.1275 | 2080.5318 | 0 | 26495.2674 | 0 | 69410.9267 |  | 40835.1275 | 2080.5318 | 0 | 26495.2674 | 0 | 69410.9267
| TOTAL |  | 586401.6298 | 586401.6298 |  | 346534.2698 | 61683.108 | 102203.0217 | 35008.2303 | 40973 |  | 0 | 0 | 0 | 0 | 0 |  | 24864 | 7 | -929 | -2035 | -21907 |  | 323742.6968 | 64797.576 | 98849.1267 | 33470.2303 | 65542 |  | 49896.4041 | 28 | -1671.781 | -10379.6231 | -37873 |  | 296444.2568 | 59032.431 | 44453.7307 | 95275.2103 | 91196 |  |  |  |  | 0 | 0 | 0 | 0 | 0 |  | 0 | 0 | 0 | 0 | 0 | [7 empty] | 0 | 0 | 0 | 0 | 0 | 0 |  | 13129140.0066 | 3438330.5755 | 8457950.1803 | 4860200.985 | 17568024.8228 | 47453646.5702 |  | 12269778.8409 | 3493352.0175 | 8682877.9128 | 4593007.8998 | 25556961.9274 | 54595978.5984 |  | 13250502.619 | 3619638.4923 | 8499624.4557 | 4353845.0898 | 16158465.6555 | 45882076.3122 |  | 11196335.1177 | 3272382.9151 | 4430731.8807 | 13342585.1855 | 33405450.1116 | 65647485.2107 |  | 13195996.8577 | 3547357.4583 | 4070042.8483 | 11665942.2957 | 16864527.8104 | 49343867.2705
Health Index Definitions
|  |  | HI1 | New or as new | [57 empty] | LV Network | 0 | 0 | 0 | 0 | 0 | 0 | LV Network | 4186467.506 | 927298.2264 | 3780445.524 | 1602131.4053 | 4273549.5256 | 14769892.1872 | LV Network | 3971805.7617 | 927081.1081 | 3491593.7468 | 1858562.0478 | 6917448.6444 | 17166491.3088 | LV Network | 4347905.5253 | 927081.1081 | 3491593.7468 | 1738514.0041 | 3437972.2429 | 13943066.6273 | LV Network | 3689870.5009 | 846265.4935 | 1151350.4854 | 5550451.1563 | 10509901.243 | 21747838.8791 | LV Network | 4447855.3302 | 846265.4935 | 1151350.4854 | 4780711.3037 | 4735429.8437 | 15961612.4565
|  |  | HI2 | Good or seviceable condition | [57 empty] | HV Network | 0 | 0 | 0 | 0 | 0 | 0 | HV Network | 5671256.8416 | 1324969.4187 | 2755584.6671 | 2297795.2847 | 8509296.4716 | 20558902.6838 | HV Network | 5280238.1273 | 1497840.402 | 2891368.4884 | 1642440.4549 | 12279582.4813 | 23591469.9539 | HV Network | 5615928.8653 | 1497840.402 | 2886314.0384 | 1651100.5979 | 8921505.1023 | 20572689.006 | HV Network | 4802015.7645 | 1495167.2482 | 1570270.799 | 4588148.5754 | 15188875.0843 | 27644477.4714 | HV Network | 5451142.8371 | 1498874.6722 | 1555660.8366 | 4409432.9916 | 9147288.396 | 22062399.7335
|  |  | HI3 | Deterioration requires assessment and monitoring | [57 empty] | EHV Network | 0 | 0 | 0 | 0 | 0 | 0 | EHV Network | 2037904.1129 | 858728.4264 | 1445183.798 | 823230.8464 | 3951940.3774 | 9116987.5612 | EHV Network | 1859658.3109 | 811300.6373 | 1645104.8069 | 828238.7592 | 5274501.7093 | 10418804.2235 | EHV Network | 2048141.3913 | 937630.442 | 1446597.1098 | 759122.624 | 3457340.8946 | 8648832.4616 | EHV Network | 1669224.518 | 626987.3354 | 1178405.0075 | 2429341.0586 | 6434129.7949 | 12338087.7144 | EHV Network | 2083103.0924 | 898341.1144 | 752404.6857 | 2083770.0361 | 2901559.1935 | 8719178.1222
|  |  | HI4 | Material deterioration, intervention requires consideration | [57 empty] | 132kV Network | 0 | 0 | 0 | 0 | 0 | 0 | 132kV Network | 1191279.0507 | 327334.5041 | 460376.1621 | 137043.4486 | 833238.4481 | 2949271.6136 | 132kV Network | 1115844.1457 | 257129.8701 | 638450.8416 | 263766.6378 | 1085429.0925 | 3360620.5877 | 132kV Network | 1196294.3419 | 257086.5402 | 658759.5317 | 205107.8637 | 341647.4156 | 2658895.6931 | 132kV Network | 994389.2069 | 301882.3062 | 530705.5889 | 748149.1277 | 1272543.9894 | 3847670.2191 | 132kV Network | 1173060.4706 | 301795.6464 | 610626.8406 | 365532.6968 | 80250.3772 | 2531266.0316
|  |  | HI5 | End of serviceable life, intervention required | [57 empty] | Other | 0 | 0 | 0 | 0 | 0 | 0 | Other | 42232.4953 | 0 | 16360.0291 | 0 | 0 | 58592.5244 | Other | 42232.4953 | 0 | 16360.0291 | 0 | 0 | 58592.5244 | Other | 42232.4953 | 0 | 16360.0291 | 0 | 0 | 58592.5244 | Other | 40835.1275 | 2080.5318 | 0 | 26495.2674 | 0 | 69410.9267 | Other | 40835.1275 | 2080.5318 | 0 | 26495.2674 | 0 | 69410.9267
[62 empty] | Total | 0 | 0 | 0 | 0 | 0 | 0 | Total | 13129140.0066 | 3438330.5755 | 8457950.1803 | 4860200.985 | 17568024.8228 | 47453646.5702 | Total | 12269778.8409 | 3493352.0175 | 8682877.9128 | 4593007.8998 | 25556961.9274 | 54595978.5984 | Total | 13250502.619 | 3619638.4923 | 8499624.4557 | 4353845.0898 | 16158465.6555 | 45882076.3122 | Total | 11196335.1177 | 3272382.9151 | 4430731.8807 | 13342585.1855 | 33405450.1116 | 65647485.2107 | Total | 13195996.8577 | 3547357.4583 | 4070042.8483 | 11665942.2957 | 16864527.8104 | 49343867.2705
Criticality Index Definitions
|  |  | C1 | Low criticality
|  |  | C2 | Average criticality
|  |  | C3 | High criticality
|  |  | C4 | Very high criticality

## SSES - Asset Rep
Secondary deliverables RIIO-ED1 - Asset Replacement | [50 empty] | Criticality weightings C1 to C4 | Criticality Rating Boundaries
SSES | [49 empty] | C1 | 0.7 | Below 75% of average
[50 empty] | C2 | 1 | 75%-125%
[50 empty] | C3 | 1.5 | 125%-200%
[50 empty] | C4 | 2.5 | Over 200% of average
Price base (2012/13)
| ASSET CATEGORIES |  | ASSET REGISTER |  |  | End of DPCR5 (31 March 2015) with investment | [5 empty] | End of DPCR5 (31 March 2015) without investment | [5 empty] | Mid-Period Review (31 March 2019) planned investment | [5 empty] | Mid-Period Review (31 March 2019) without investment | [5 empty] | End of RIIO-ED1 (31 March 2023) planned investment | [5 empty] | End of RIIO-ED1 (31 March 2023) without investment | [8 empty] | Probability of Asset Failure | [5 empty] | Consequence of Asset Failure | [5 empty] | Probability of Asset Failure x Consequence of Asset Failure
Is it your current intention to have a health index for this asset category in the RIIO-ED1 control period.
|  |  | as at 31st March 2015 | as at 31st March 2023 |  | HI 1 | HI 2 | HI 3 | HI 4 | HI 5 |  | HI 1 | HI 2 | HI 3 | HI 4 | HI 5 |  | HI 1 | HI 2 | HI 3 | HI 4 | HI 5 |  | HI 1 | HI 2 | HI 3 | HI 4 | HI 5 |  | HI 1 | HI 2 | HI 3 | HI 4 | HI 5 |  | HI 1 | HI 2 | HI 3 | HI 4 | HI 5 |  |  |  |  | HI 1 | HI 2 | HI 3 | HI 4 | HI 5 |  | HI 1 | HI 2 | HI 3 | HI 4 | HI 5 |  | HI 1 | HI 2 | HI 3 | HI 4 | HI 5 |  | End of DPCR5 (without investment) | [6 empty] | Position at Beginning of RIIO-ED1 | [6 empty] | Mid Period (Without Investment) | [6 empty] | Mid Period (With Investment) | [6 empty] | End of RIIO-ED1 (Without Investment) | [6 empty] | End of RIIO-ED1 (With Investment)
| LV Network | [61 empty] | 1 | 2 | 3 | 4 | 5 | Total |  | 1 | 2 | 3 | 4 | 5 | Total |  | 1 | 2 | 3 | 4 | 5 | Total |  | 1 | 2 | 3 | 4 | 5 | Total |  | 1 | 2 | 3 | 4 | 5 | Total |  | 1 | 2 | 3 | 4 | 5 | Total
| LV Switchgear and Other |  | 5208 | 5208 | C1 | 4888 | 247 | 51 | 6 | 16 | 5208 | 0 | 0 | 0 | 0 | 0 | 0 | 21 | 0 | 0 | 0 | -21 | 0 | 4729 | 348 | 100 | 10 | 21 | 5208 | 26 | 0 | 0 | 0 | -26 | 0 | 4527 | 451 | 152 | 52 | 26 | 5208 | Yes |  | C1 | 0.0013421 | 0.0019982 | 0.003533 | 0.0057217 | 0.013421 | C1 | 13393.268 | 13393.268 | 13393.268 | 13393.268 | 13393.268 | C1 | 17.9748 | 26.7625 | 47.3185 | 76.6329 | 179.7506 | C1 | 0 | 0 | 0 | 0 | 0 | 0 |  | 87860.5855 | 6610.3351 | 2413.244 | 459.7974 | 2876.0093 | 100219.9714 |  | 85002.6 | 9313.3466 | 4731.851 | 766.3291 | 3774.7622 | 103588.889 |  | 85380.0698 | 9313.3466 | 4731.851 | 766.3291 | 0 | 100191.5966 |  | 81371.7002 | 12069.8831 | 7192.4136 | 3984.9112 | 4673.5151 | 109292.4232 |  | 81839.0438 | 12069.8831 | 7192.4136 | 3984.9112 | 0 | 105086.2517
|  |  | 21219 | 21219 | C2 | 18817 | 1779 | 442 | 33 | 148 | 21219 | 0 | 0 | 0 | 0 | 0 | 0 | 137 | 0 | 0 | -88 | -49 | 0 | 17482 | 2706 | 778 | 88 | 165 | 21219 | 445 | 0 | 0 | -396 | -49 | 0 | 15633 | 3776 | 1063 | 519 | 228 | 21219 | No |  | C2 | 0.0013421 | 0.0019982 | 0.003533 | 0.0057217 | 0.013421 | C2 | 19133.24 | 19133.24 | 19133.24 | 19133.24 | 19133.24 | C2 | 25.6782 | 38.2321 | 67.5979 | 109.4756 | 256.7865 | C2 | 0 | 0 | 0 | 0 | 0 | 0 |  | 483186.9996 | 68014.9575 | 29878.2595 | 3612.6942 | 38004.4085 | 622697.3193 |  | 448906.5806 | 103456.1411 | 52591.1445 | 9633.8512 | 42369.7797 | 656957.4972 |  | 452424.4962 | 103456.1411 | 52591.1445 | 0 | 29787.2391 | 638259.021 |  | 401427.5583 | 144364.5192 | 71856.5381 | 56817.8269 | 58547.332 | 733013.7745 |  | 412854.3646 | 144364.5192 | 71856.5381 | 13465.4965 | 45964.7913 | 688505.7098
|  |  | 5017 | 5017 | C3 | 2644 | 344 | 1989 | 9 | 31 | 5017 | 0 | 0 | 0 | 0 | 0 | 0 | 48 | 0 | 0 | -15 | -33 | 0 | 2415 | 488 | 2064 | 15 | 35 | 5017 | 133 | 0 | 0 | -100 | -33 | 0 | 2002 | 758 | 213 | 2004 | 40 | 5017 |  |  | C3 | 0.0013421 | 0.0019982 | 0.003533 | 0.0057217 | 0.013421 | C3 | 28699.86 | 28699.86 | 28699.86 | 28699.86 | 28699.86 | C3 | 38.5173 | 57.3482 | 101.3968 | 164.2134 | 385.1798 | C3 | 0 | 0 | 0 | 0 | 0 | 0 |  | 101839.8066 | 19727.7786 | 201678.2515 | 1477.9204 | 11940.5743 | 336664.3313 |  | 93019.3392 | 27985.9184 | 209283.0121 | 2463.2006 | 13481.2935 | 346232.7639 |  | 94868.1708 | 27985.9184 | 209283.0121 | 0 | 770.3596 | 332907.461 |  | 77111.6841 | 43469.9307 | 21597.5201 | 329083.5986 | 15407.1926 | 486669.9262 |  | 82234.4883 | 43469.9307 | 21597.5201 | 312662.2614 | 2696.2587 | 462660.4592
|  |  | 100 | 100 | C4 | 84 | 12 | 4 | 0 | 0 | 100 | 0 | 0 | 0 | 0 | 0 | 0 | 0 | 0 | 0 | 0 | 0 | 0 | 82 | 6 | 12 | 0 | 0 | 100 | 4 | 0 | 0 | -4 | 0 | 0 | 62 | 25 | 9 | 4 | 0 | 100 |  |  | C4 | 0.0013421 | 0.0019982 | 0.003533 | 0.0057217 | 0.013421 | C4 | 47833.1 | 47833.1 | 47833.1 | 47833.1 | 47833.1 | C4 | 64.1955 | 95.5803 | 168.9947 | 273.689 | 641.9664 | C4 | 0 | 0 | 0 | 0 | 0 | 0 |  | 5392.4255 | 1146.9639 | 675.9787 | 0 | 0 | 7215.3681 |  | 5264.0344 | 573.4819 | 2027.9362 | 0 | 0 | 7865.4525 |  | 5264.0344 | 573.4819 | 2027.9362 | 0 | 0 | 7865.4525 |  | 3980.1236 | 2389.5081 | 1520.9521 | 1094.7558 | 0 | 8985.3396 |  | 4236.9057 | 2389.5081 | 1520.9521 | 0 | 0 | 8147.3659
|  | Yes | 31544 | 31544 |  | 26433 | 2382 | 2486 | 48 | 195 |  | 0 | 0 | 0 | 0 | 0 |  | 206 | 0 | 0 | -103 | -103 |  | 24708 | 3548 | 2954 | 113 | 221 |  | 608 | 0 | 0 | -500 | -108 |  | 22224 | 5010 | 1437 | 2579 | 294 | [22 empty] | 0 | 0 | 0 | 0 | 0 | 0 |  | 678279.8171 | 95500.0351 | 234645.7338 | 5550.412 | 52820.992 | 1066796.9901 |  | 632192.5542 | 141328.8882 | 268633.9439 | 12863.3809 | 59625.8355 | 1114644.6025 |  | 637936.7712 | 141328.8882 | 268633.9439 | 766.3291 | 30557.5987 | 1079223.531 |  | 563891.0662 | 202293.8411 | 102167.424 | 390981.0925 | 78628.0397 | 1337961.4634 |  | 581164.8024 | 202293.8411 | 102167.424 | 330112.6691 | 48661.05 | 1264399.7866
| LV UGB |  | 0 | 0 | C1 | 0 | 0 | 0 | 0 | 0 | 0 | 0 | 0 | 0 | 0 | 0 | 0 | 0 | 0 | 0 | 0 | 0 | 0 | 0 | 0 | 0 | 0 | 0 | 0 | 0 | 0 | 0 | 0 | 0 | 0 | 0 | 0 | 0 | 0 | 0 | 0 |  |  | C1 | 0 | 0 | 0 | 0 | 0 | C1 | 0 | 0 | 0 | 0 | 0 | C1 | [5 empty] | C1 | [5 empty] | 0 | [6 empty] | 0 | [6 empty] | 0 | [6 empty] | 0 | [6 empty] | 0 | [6 empty] | 0
|  |  | 0 | 0 | C2 | 0 | 0 | 0 | 0 | 0 | 0 | 0 | 0 | 0 | 0 | 0 | 0 | 0 | 0 | 0 | 0 | 0 | 0 | 0 | 0 | 0 | 0 | 0 | 0 | 0 | 0 | 0 | 0 | 0 | 0 | 0 | 0 | 0 | 0 | 0 | 0 |  |  | C2 | 0 | 0 | 0 | 0 | 0 | C2 | 0 | 0 | 0 | 0 | 0 | C2 | [5 empty] | C2 | [5 empty] | 0 | [6 empty] | 0 | [6 empty] | 0 | [6 empty] | 0 | [6 empty] | 0 | [6 empty] | 0
|  |  | 0 | 0 | C3 | 0 | 0 | 0 | 0 | 0 | 0 | 0 | 0 | 0 | 0 | 0 | 0 | 0 | 0 | 0 | 0 | 0 | 0 | 0 | 0 | 0 | 0 | 0 | 0 | 0 | 0 | 0 | 0 | 0 | 0 | 0 | 0 | 0 | 0 | 0 | 0 |  |  | C3 | 0 | 0 | 0 | 0 | 0 | C3 | 0 | 0 | 0 | 0 | 0 | C3 | [5 empty] | C3 | [5 empty] | 0 | [6 empty] | 0 | [6 empty] | 0 | [6 empty] | 0 | [6 empty] | 0 | [6 empty] | 0
|  |  | 0 | 0 | C4 | 0 | 0 | 0 | 0 | 0 | 0 | 0 | 0 | 0 | 0 | 0 | 0 | 0 | 0 | 0 | 0 | 0 | 0 | 0 | 0 | 0 | 0 | 0 | 0 | 0 | 0 | 0 | 0 | 0 | 0 | 0 | 0 | 0 | 0 | 0 | 0 |  |  | C4 | 0 | 0 | 0 | 0 | 0 | C4 | 0 | 0 | 0 | 0 | 0 | C4 | [5 empty] | C4 | [5 empty] | 0 | [6 empty] | 0 | [6 empty] | 0 | [6 empty] | 0 | [6 empty] | 0 | [6 empty] | 0
|  |  | 0 | 0 |  | 0 | 0 | 0 | 0 | 0 |  | 0 | 0 | 0 | 0 | 0 |  | 0 | 0 | 0 | 0 | 0 |  | 0 | 0 | 0 | 0 | 0 |  | 0 | 0 | 0 | 0 | 0 |  | 0 | 0 | 0 | 0 | 0 | [22 empty] | 0 | 0 | 0 | 0 | 0 | 0 |  | 0 | 0 | 0 | 0 | 0 | 0 |  | 0 | 0 | 0 | 0 | 0 | 0 |  | 0 | 0 | 0 | 0 | 0 | 0 |  | 0 | 0 | 0 | 0 | 0 | 0 |  | 0 | 0 | 0 | 0 | 0 | 0
| LV OHL Support |  | 0 | 0 | C1 | 0 | 0 | 0 | 0 | 0 | 0 | 0 | 0 | 0 | 0 | 0 | 0 | 0 | 0 | 0 | 0 | 0 | 0 | 0 | 0 | 0 | 0 | 0 | 0 | 0 | 0 | 0 | 0 | 0 | 0 | 0 | 0 | 0 | 0 | 0 | 0 |  |  | C1 | 0.0081226 | 0.012094 | 0.021383 | 0.03463 | 0.081228 | C1 | 2047.003 | 2047.003 | 2047.003 | 2047.003 | 2047.003 | C1 | 16.627 | 24.7559 | 43.7707 | 70.8871 | 166.2733 | C1 | 0 | 0 | 0 | 0 | 0 | 0 |  | 0 | 0 | 0 | 0 | 0 | 0 |  | 0 | 0 | 0 | 0 | 0 | 0 |  | 0 | 0 | 0 | 0 | 0 | 0 |  | 0 | 0 | 0 | 0 | 0 | 0 |  | 0 | 0 | 0 | 0 | 0 | 0
|  |  | 261456 | 261456 | C2 | 147695 | 23520 | 56706 | 15766 | 17769 | 261456 | 0 | 0 | 0 | 0 | 0 | 0 | 15592 | 0 | 0 | -1066 | -14526 | 0 | 140598 | 22218 | 51543 | 18226 | 28871 | 261456 | 31184 | 0 | 0 | -7000 | -24184 | 0 | 131604 | 18209 | 16779 | 50949 | 43915 | 261456 |  |  | C2 | 0.0081226 | 0.012094 | 0.021383 | 0.03463 | 0.081228 | C2 | 2924.29 | 2924.29 | 2924.29 | 2924.29 | 2924.29 | C2 | 23.7529 | 35.3656 | 62.5295 | 101.2673 | 237.5333 | C2 | 0 | 0 | 0 | 0 | 0 | 0 |  | 3508187.6889 | 831798.1913 | 3545799.7902 | 1596580.9933 | 4220728.5335 | 13703095.1972 |  | 3339613.2075 | 785752.22 | 3222959.803 | 1845698.667 | 6857822.8089 | 16051846.7063 |  | 3709968.754 | 785752.22 | 3222959.803 | 1737747.675 | 3407414.6442 | 12863843.0962 |  | 3125979.4347 | 643971.6524 | 1049183.0614 | 5159470.0638 | 10431273.2033 | 20409877.4157 |  | 3866690.5278 | 643971.6524 | 1049183.0614 | 4450598.6346 | 4686768.7937 | 14697212.6699
|  |  | 0 | 0 | C3 | 0 | 0 | 0 | 0 | 0 | 0 | 0 | 0 | 0 | 0 | 0 | 0 | 0 | 0 | 0 | 0 | 0 | 0 | 0 | 0 | 0 | 0 | 0 | 0 | 0 | 0 | 0 | 0 | 0 | 0 | 0 | 0 | 0 | 0 | 0 | 0 |  |  | C3 | 0.0081226 | 0.012094 | 0.021383 | 0.03463 | 0.081228 | C3 | 4386.435 | 4386.435 | 4386.435 | 4386.435 | 4386.435 | C3 | 35.6294 | 53.0484 | 93.7943 | 151.901 | 356.2999 | C3 | 0 | 0 | 0 | 0 | 0 | 0 |  | 0 | 0 | 0 | 0 | 0 | 0 |  | 0 | 0 | 0 | 0 | 0 | 0 |  | 0 | 0 | 0 | 0 | 0 | 0 |  | 0 | 0 | 0 | 0 | 0 | 0 |  | 0 | 0 | 0 | 0 | 0 | 0
|  |  | 0 | 0 | C4 | 0 | 0 | 0 | 0 | 0 | 0 | 0 | 0 | 0 | 0 | 0 | 0 | 0 | 0 | 0 | 0 | 0 | 0 | 0 | 0 | 0 | 0 | 0 | 0 | 0 | 0 | 0 | 0 | 0 | 0 | 0 | 0 | 0 | 0 | 0 | 0 |  |  | C4 | 0.0081226 | 0.012094 | 0.021383 | 0.03463 | 0.081228 | C4 | 7310.725 | 7310.725 | 7310.725 | 7310.725 | 7310.725 | C4 | 59.3823 | 88.4139 | 156.3238 | 253.1684 | 593.8332 | C4 | 0 | 0 | 0 | 0 | 0 | 0 |  | 0 | 0 | 0 | 0 | 0 | 0 |  | 0 | 0 | 0 | 0 | 0 | 0 |  | 0 | 0 | 0 | 0 | 0 | 0 |  | 0 | 0 | 0 | 0 | 0 | 0 |  | 0 | 0 | 0 | 0 | 0 | 0
|  | Yes | 261456 | 261456 |  | 147695 | 23520 | 56706 | 15766 | 17769 |  | 0 | 0 | 0 | 0 | 0 |  | 15592 | 0 | 0 | -1066 | -14526 |  | 140598 | 22218 | 51543 | 18226 | 28871 |  | 31184 | 0 | 0 | -7000 | -24184 |  | 131604 | 18209 | 16779 | 50949 | 43915 | [22 empty] | 0 | 0 | 0 | 0 | 0 | 0 |  | 3508187.6889 | 831798.1913 | 3545799.7902 | 1596580.9933 | 4220728.5335 | 13703095.1972 |  | 3339613.2075 | 785752.22 | 3222959.803 | 1845698.667 | 6857822.8089 | 16051846.7063 |  | 3709968.754 | 785752.22 | 3222959.803 | 1737747.675 | 3407414.6442 | 12863843.0962 |  | 3125979.4347 | 643971.6524 | 1049183.0614 | 5159470.0638 | 10431273.2033 | 20409877.4157 |  | 3866690.5278 | 643971.6524 | 1049183.0614 | 4450598.6346 | 4686768.7937 | 14697212.6699
| [Please insert new asset category as required] |  | 0 | 0 | C1 | 0 | 0 | 0 | 0 | 0 | 0 | 0 | 0 | 0 | 0 | 0 | 0 | 0 | 0 | 0 | 0 | 0 | 0 | 0 | 0 | 0 | 0 | 0 | 0 | 0 | 0 | 0 | 0 | 0 | 0 | 0 | 0 | 0 | 0 | 0 | 0 |  |  | C1 | 0 | 0 | 0 | 0 | 0 | C1 | 0 | 0 | 0 | 0 | 0 | C1 | [5 empty] | C1 | [5 empty] | 0 | [6 empty] | 0 | [6 empty] | 0 | [6 empty] | 0 | [6 empty] | 0 | [6 empty] | 0
|  |  | 0 | 0 | C2 | 0 | 0 | 0 | 0 | 0 | 0 | 0 | 0 | 0 | 0 | 0 | 0 | 0 | 0 | 0 | 0 | 0 | 0 | 0 | 0 | 0 | 0 | 0 | 0 | 0 | 0 | 0 | 0 | 0 | 0 | 0 | 0 | 0 | 0 | 0 | 0 |  |  | C2 | 0 | 0 | 0 | 0 | 0 | C2 | 0 | 0 | 0 | 0 | 0 | C2 | [5 empty] | C2 | [5 empty] | 0 | [6 empty] | 0 | [6 empty] | 0 | [6 empty] | 0 | [6 empty] | 0 | [6 empty] | 0
|  |  | 0 | 0 | C3 | 0 | 0 | 0 | 0 | 0 | 0 | 0 | 0 | 0 | 0 | 0 | 0 | 0 | 0 | 0 | 0 | 0 | 0 | 0 | 0 | 0 | 0 | 0 | 0 | 0 | 0 | 0 | 0 | 0 | 0 | 0 | 0 | 0 | 0 | 0 | 0 |  |  | C3 | 0 | 0 | 0 | 0 | 0 | C3 | 0 | 0 | 0 | 0 | 0 | C3 | [5 empty] | C3 | [5 empty] | 0 | [6 empty] | 0 | [6 empty] | 0 | [6 empty] | 0 | [6 empty] | 0 | [6 empty] | 0
|  |  | 0 | 0 | C4 | 0 | 0 | 0 | 0 | 0 | 0 | 0 | 0 | 0 | 0 | 0 | 0 | 0 | 0 | 0 | 0 | 0 | 0 | 0 | 0 | 0 | 0 | 0 | 0 | 0 | 0 | 0 | 0 | 0 | 0 | 0 | 0 | 0 | 0 | 0 | 0 |  |  | C4 | 0 | 0 | 0 | 0 | 0 | C4 | 0 | 0 | 0 | 0 | 0 | C4 | [5 empty] | C4 | [5 empty] | 0 | [6 empty] | 0 | [6 empty] | 0 | [6 empty] | 0 | [6 empty] | 0 | [6 empty] | 0
|  |  | 0 | 0 |  | 0 | 0 | 0 | 0 | 0 |  | 0 | 0 | 0 | 0 | 0 |  | 0 | 0 | 0 | 0 | 0 |  | 0 | 0 | 0 | 0 | 0 |  | 0 | 0 | 0 | 0 | 0 |  | 0 | 0 | 0 | 0 | 0 | [22 empty] | 0 | 0 | 0 | 0 | 0 | 0 |  | 0 | 0 | 0 | 0 | 0 | 0 |  | 0 | 0 | 0 | 0 | 0 | 0 |  | 0 | 0 | 0 | 0 | 0 | 0 |  | 0 | 0 | 0 | 0 | 0 | 0 |  | 0 | 0 | 0 | 0 | 0 | 0
| [Please insert new asset category as required] |  | 0 | 0 | C1 | 0 | 0 | 0 | 0 | 0 | 0 | 0 | 0 | 0 | 0 | 0 | 0 | 0 | 0 | 0 | 0 | 0 | 0 | 0 | 0 | 0 | 0 | 0 | 0 | 0 | 0 | 0 | 0 | 0 | 0 | 0 | 0 | 0 | 0 | 0 | 0 |  |  | C1 | 0 | 0 | 0 | 0 | 0 | C1 | 0 | 0 | 0 | 0 | 0 | C1 | [5 empty] | C1 | [5 empty] | 0 | [6 empty] | 0 | [6 empty] | 0 | [6 empty] | 0 | [6 empty] | 0 | [6 empty] | 0
|  |  | 0 | 0 | C2 | 0 | 0 | 0 | 0 | 0 | 0 | 0 | 0 | 0 | 0 | 0 | 0 | 0 | 0 | 0 | 0 | 0 | 0 | 0 | 0 | 0 | 0 | 0 | 0 | 0 | 0 | 0 | 0 | 0 | 0 | 0 | 0 | 0 | 0 | 0 | 0 |  |  | C2 | 0 | 0 | 0 | 0 | 0 | C2 | 0 | 0 | 0 | 0 | 0 | C2 | [5 empty] | C2 | [5 empty] | 0 | [6 empty] | 0 | [6 empty] | 0 | [6 empty] | 0 | [6 empty] | 0 | [6 empty] | 0
|  |  | 0 | 0 | C3 | 0 | 0 | 0 | 0 | 0 | 0 | 0 | 0 | 0 | 0 | 0 | 0 | 0 | 0 | 0 | 0 | 0 | 0 | 0 | 0 | 0 | 0 | 0 | 0 | 0 | 0 | 0 | 0 | 0 | 0 | 0 | 0 | 0 | 0 | 0 | 0 |  |  | C3 | 0 | 0 | 0 | 0 | 0 | C3 | 0 | 0 | 0 | 0 | 0 | C3 | [5 empty] | C3 | [5 empty] | 0 | [6 empty] | 0 | [6 empty] | 0 | [6 empty] | 0 | [6 empty] | 0 | [6 empty] | 0
|  |  | 0 | 0 | C4 | 0 | 0 | 0 | 0 | 0 | 0 | 0 | 0 | 0 | 0 | 0 | 0 | 0 | 0 | 0 | 0 | 0 | 0 | 0 | 0 | 0 | 0 | 0 | 0 | 0 | 0 | 0 | 0 | 0 | 0 | 0 | 0 | 0 | 0 | 0 | 0 |  |  | C4 | 0 | 0 | 0 | 0 | 0 | C4 | 0 | 0 | 0 | 0 | 0 | C4 | [5 empty] | C4 | [5 empty] | 0 | [6 empty] | 0 | [6 empty] | 0 | [6 empty] | 0 | [6 empty] | 0 | [6 empty] | 0
|  |  | 0 | 0 |  | 0 | 0 | 0 | 0 | 0 |  | 0 | 0 | 0 | 0 | 0 |  | 0 | 0 | 0 | 0 | 0 |  | 0 | 0 | 0 | 0 | 0 |  | 0 | 0 | 0 | 0 | 0 |  | 0 | 0 | 0 | 0 | 0 | [22 empty] | 0 | 0 | 0 | 0 | 0 | 0 |  | 0 | 0 | 0 | 0 | 0 | 0 |  | 0 | 0 | 0 | 0 | 0 | 0 |  | 0 | 0 | 0 | 0 | 0 | 0 |  | 0 | 0 | 0 | 0 | 0 | 0 |  | 0 | 0 | 0 | 0 | 0 | 0
| [Please insert new asset category as required] |  | 0 | 0 | C1 | 0 | 0 | 0 | 0 | 0 | 0 | 0 | 0 | 0 | 0 | 0 | 0 | 0 | 0 | 0 | 0 | 0 | 0 | 0 | 0 | 0 | 0 | 0 | 0 | 0 | 0 | 0 | 0 | 0 | 0 | 0 | 0 | 0 | 0 | 0 | 0 |  |  | C1 | 0 | 0 | 0 | 0 | 0 | C1 | 0 | 0 | 0 | 0 | 0 | C1 | [5 empty] | C1 | [5 empty] | 0 | [6 empty] | 0 | [6 empty] | 0 | [6 empty] | 0 | [6 empty] | 0 | [6 empty] | 0
|  |  | 0 | 0 | C2 | 0 | 0 | 0 | 0 | 0 | 0 | 0 | 0 | 0 | 0 | 0 | 0 | 0 | 0 | 0 | 0 | 0 | 0 | 0 | 0 | 0 | 0 | 0 | 0 | 0 | 0 | 0 | 0 | 0 | 0 | 0 | 0 | 0 | 0 | 0 | 0 |  |  | C2 | 0 | 0 | 0 | 0 | 0 | C2 | 0 | 0 | 0 | 0 | 0 | C2 | [5 empty] | C2 | [5 empty] | 0 | [6 empty] | 0 | [6 empty] | 0 | [6 empty] | 0 | [6 empty] | 0 | [6 empty] | 0
|  |  | 0 | 0 | C3 | 0 | 0 | 0 | 0 | 0 | 0 | 0 | 0 | 0 | 0 | 0 | 0 | 0 | 0 | 0 | 0 | 0 | 0 | 0 | 0 | 0 | 0 | 0 | 0 | 0 | 0 | 0 | 0 | 0 | 0 | 0 | 0 | 0 | 0 | 0 | 0 |  |  | C3 | 0 | 0 | 0 | 0 | 0 | C3 | 0 | 0 | 0 | 0 | 0 | C3 | [5 empty] | C3 | [5 empty] | 0 | [6 empty] | 0 | [6 empty] | 0 | [6 empty] | 0 | [6 empty] | 0 | [6 empty] | 0
|  |  | 0 | 0 | C4 | 0 | 0 | 0 | 0 | 0 | 0 | 0 | 0 | 0 | 0 | 0 | 0 | 0 | 0 | 0 | 0 | 0 | 0 | 0 | 0 | 0 | 0 | 0 | 0 | 0 | 0 | 0 | 0 | 0 | 0 | 0 | 0 | 0 | 0 | 0 | 0 |  |  | C4 | 0 | 0 | 0 | 0 | 0 | C4 | 0 | 0 | 0 | 0 | 0 | C4 | [5 empty] | C4 | [5 empty] | 0 | [6 empty] | 0 | [6 empty] | 0 | [6 empty] | 0 | [6 empty] | 0 | [6 empty] | 0
|  |  | 0 | 0 |  | 0 | 0 | 0 | 0 | 0 |  | 0 | 0 | 0 | 0 | 0 |  | 0 | 0 | 0 | 0 | 0 |  | 0 | 0 | 0 | 0 | 0 |  | 0 | 0 | 0 | 0 | 0 |  | 0 | 0 | 0 | 0 | 0 | [22 empty] | 0 | 0 | 0 | 0 | 0 | 0 |  | 0 | 0 | 0 | 0 | 0 | 0 |  | 0 | 0 | 0 | 0 | 0 | 0 |  | 0 | 0 | 0 | 0 | 0 | 0 |  | 0 | 0 | 0 | 0 | 0 | 0 |  | 0 | 0 | 0 | 0 | 0 | 0
| [Please insert new asset category as required] |  | 0 | 0 | C1 | 0 | 0 | 0 | 0 | 0 | 0 | 0 | 0 | 0 | 0 | 0 | 0 | 0 | 0 | 0 | 0 | 0 | 0 | 0 | 0 | 0 | 0 | 0 | 0 | 0 | 0 | 0 | 0 | 0 | 0 | 0 | 0 | 0 | 0 | 0 | 0 |  |  | C1 | 0 | 0 | 0 | 0 | 0 | C1 | 0 | 0 | 0 | 0 | 0 | C1 | [5 empty] | C1 | [5 empty] | 0 | [6 empty] | 0 | [6 empty] | 0 | [6 empty] | 0 | [6 empty] | 0 | [6 empty] | 0
|  |  | 0 | 0 | C2 | 0 | 0 | 0 | 0 | 0 | 0 | 0 | 0 | 0 | 0 | 0 | 0 | 0 | 0 | 0 | 0 | 0 | 0 | 0 | 0 | 0 | 0 | 0 | 0 | 0 | 0 | 0 | 0 | 0 | 0 | 0 | 0 | 0 | 0 | 0 | 0 |  |  | C2 | 0 | 0 | 0 | 0 | 0 | C2 | 0 | 0 | 0 | 0 | 0 | C2 | [5 empty] | C2 | [5 empty] | 0 | [6 empty] | 0 | [6 empty] | 0 | [6 empty] | 0 | [6 empty] | 0 | [6 empty] | 0
|  |  | 0 | 0 | C3 | 0 | 0 | 0 | 0 | 0 | 0 | 0 | 0 | 0 | 0 | 0 | 0 | 0 | 0 | 0 | 0 | 0 | 0 | 0 | 0 | 0 | 0 | 0 | 0 | 0 | 0 | 0 | 0 | 0 | 0 | 0 | 0 | 0 | 0 | 0 | 0 |  |  | C3 | 0 | 0 | 0 | 0 | 0 | C3 | 0 | 0 | 0 | 0 | 0 | C3 | [5 empty] | C3 | [5 empty] | 0 | [6 empty] | 0 | [6 empty] | 0 | [6 empty] | 0 | [6 empty] | 0 | [6 empty] | 0
|  |  | 0 | 0 | C4 | 0 | 0 | 0 | 0 | 0 | 0 | 0 | 0 | 0 | 0 | 0 | 0 | 0 | 0 | 0 | 0 | 0 | 0 | 0 | 0 | 0 | 0 | 0 | 0 | 0 | 0 | 0 | 0 | 0 | 0 | 0 | 0 | 0 | 0 | 0 | 0 |  |  | C4 | 0 | 0 | 0 | 0 | 0 | C4 | 0 | 0 | 0 | 0 | 0 | C4 | [5 empty] | C4 | [5 empty] | 0 | [6 empty] | 0 | [6 empty] | 0 | [6 empty] | 0 | [6 empty] | 0 | [6 empty] | 0
|  |  | 0 | 0 |  | 0 | 0 | 0 | 0 | 0 |  | 0 | 0 | 0 | 0 | 0 |  | 0 | 0 | 0 | 0 | 0 |  | 0 | 0 | 0 | 0 | 0 |  | 0 | 0 | 0 | 0 | 0 |  | 0 | 0 | 0 | 0 | 0 | [22 empty] | 0 | 0 | 0 | 0 | 0 | 0 |  | 0 | 0 | 0 | 0 | 0 | 0 |  | 0 | 0 | 0 | 0 | 0 | 0 |  | 0 | 0 | 0 | 0 | 0 | 0 |  | 0 | 0 | 0 | 0 | 0 | 0 |  | 0 | 0 | 0 | 0 | 0 | 0
| [Please insert new asset category as required] |  | 0 | 0 | C1 | 0 | 0 | 0 | 0 | 0 | 0 | 0 | 0 | 0 | 0 | 0 | 0 | 0 | 0 | 0 | 0 | 0 | 0 | 0 | 0 | 0 | 0 | 0 | 0 | 0 | 0 | 0 | 0 | 0 | 0 | 0 | 0 | 0 | 0 | 0 | 0 |  |  | C1 | 0 | 0 | 0 | 0 | 0 | C1 | 0 | 0 | 0 | 0 | 0 | C1 | [5 empty] | C1 | [5 empty] | 0 | [6 empty] | 0 | [6 empty] | 0 | [6 empty] | 0 | [6 empty] | 0 | [6 empty] | 0
|  |  | 0 | 0 | C2 | 0 | 0 | 0 | 0 | 0 | 0 | 0 | 0 | 0 | 0 | 0 | 0 | 0 | 0 | 0 | 0 | 0 | 0 | 0 | 0 | 0 | 0 | 0 | 0 | 0 | 0 | 0 | 0 | 0 | 0 | 0 | 0 | 0 | 0 | 0 | 0 |  |  | C2 | 0 | 0 | 0 | 0 | 0 | C2 | 0 | 0 | 0 | 0 | 0 | C2 | [5 empty] | C2 | [5 empty] | 0 | [6 empty] | 0 | [6 empty] | 0 | [6 empty] | 0 | [6 empty] | 0 | [6 empty] | 0
|  |  | 0 | 0 | C3 | 0 | 0 | 0 | 0 | 0 | 0 | 0 | 0 | 0 | 0 | 0 | 0 | 0 | 0 | 0 | 0 | 0 | 0 | 0 | 0 | 0 | 0 | 0 | 0 | 0 | 0 | 0 | 0 | 0 | 0 | 0 | 0 | 0 | 0 | 0 | 0 |  |  | C3 | 0 | 0 | 0 | 0 | 0 | C3 | 0 | 0 | 0 | 0 | 0 | C3 | [5 empty] | C3 | [5 empty] | 0 | [6 empty] | 0 | [6 empty] | 0 | [6 empty] | 0 | [6 empty] | 0 | [6 empty] | 0
|  |  | 0 | 0 | C4 | 0 | 0 | 0 | 0 | 0 | 0 | 0 | 0 | 0 | 0 | 0 | 0 | 0 | 0 | 0 | 0 | 0 | 0 | 0 | 0 | 0 | 0 | 0 | 0 | 0 | 0 | 0 | 0 | 0 | 0 | 0 | 0 | 0 | 0 | 0 | 0 |  |  | C4 | 0 | 0 | 0 | 0 | 0 | C4 | 0 | 0 | 0 | 0 | 0 | C4 | [5 empty] | C4 | [5 empty] | 0 | [6 empty] | 0 | [6 empty] | 0 | [6 empty] | 0 | [6 empty] | 0 | [6 empty] | 0
|  |  | 0 | 0 |  | 0 | 0 | 0 | 0 | 0 |  | 0 | 0 | 0 | 0 | 0 |  | 0 | 0 | 0 | 0 | 0 |  | 0 | 0 | 0 | 0 | 0 |  | 0 | 0 | 0 | 0 | 0 |  | 0 | 0 | 0 | 0 | 0 | [22 empty] | 0 | 0 | 0 | 0 | 0 | 0 |  | 0 | 0 | 0 | 0 | 0 | 0 |  | 0 | 0 | 0 | 0 | 0 | 0 |  | 0 | 0 | 0 | 0 | 0 | 0 |  | 0 | 0 | 0 | 0 | 0 | 0 |  | 0 | 0 | 0 | 0 | 0 | 0
[63 empty] | 0 | 0 | 0 | 0 | 0 | 0 |  | 4186467.506 | 927298.2264 | 3780445.524 | 1602131.4053 | 4273549.5256 | 14769892.1872 |  | 3971805.7617 | 927081.1081 | 3491593.7468 | 1858562.0478 | 6917448.6444 | 17166491.3088 |  | 4347905.5253 | 927081.1081 | 3491593.7468 | 1738514.0041 | 3437972.2429 | 13943066.6273 |  | 3689870.5009 | 846265.4935 | 1151350.4854 | 5550451.1563 | 10509901.243 | 21747838.8791 |  | 4447855.3302 | 846265.4935 | 1151350.4854 | 4780711.3037 | 4735429.8437 | 15961612.4565
| HV Network | [73 empty] | 0 | [6 empty] | 0 | [6 empty] | 0 | [6 empty] | 0 | [6 empty] | 0
| HV Switchgear (GM) - Primary |  | 1992 | 1992 | C1 | 1578 | 50 | 2 | 2 | 360 | 1992 | 0 | 0 | 0 | 0 | 0 | 0 | 0 | 0 | 0 | 0 | 0 | 0 | 1529 | 84 | 16 | 3 | 360 | 1992 | 46 | 0 | 0 | -6 | -40 | 0 | 1404 | 185 | 34 | 7 | 362 | 1992 |  |  | C1 | 0.001482 | 0.0022066 | 0.0039014 | 0.0063184 | 0.01482 | C1 | 78407.994 | 78407.994 | 78407.994 | 78407.994 | 78407.994 | C1 | 116.2025 | 173.0131 | 305.9029 | 495.4135 | 1162.0447 | C1 | 0 | 0 | 0 | 0 | 0 | 0 |  | 183367.5209 | 8650.6561 | 611.8058 | 990.827 | 418336.0787 | 611956.8884 |  | 177673.5991 | 14533.1022 | 4894.4463 | 1486.2404 | 418336.0787 | 616923.4667 |  | 177673.5991 | 14533.1022 | 4894.4463 | 1486.2404 | 418336.0787 | 616923.4667 |  | 163148.2885 | 32007.4275 | 10400.6984 | 3467.8944 | 420660.168 | 629684.4767 |  | 168493.6028 | 32007.4275 | 10400.6984 | 495.4135 | 374178.3815 | 585575.5236
|  |  | 1847 | 1847 | C2 | 1443 | 62 | 20 | 0 | 322 | 1847 | 0 | 0 | 0 | 0 | 0 | 0 | 29 | 0 | 0 | 0 | -29 | 0 | 1363 | 119 | 33 | 10 | 322 | 1847 | 351 | 0 | 0 | -29 | -322 | 0 | 1206 | 252 | 38 | 29 | 322 | 1847 |  |  | C2 | 0.001482 | 0.0022066 | 0.0039014 | 0.0063184 | 0.01482 | C2 | 112011.42 | 112011.42 | 112011.42 | 112011.42 | 112011.42 | C2 | 166.0035 | 247.1616 | 437.0041 | 707.7335 | 1660.0638 | C2 | 0 | 0 | 0 | 0 | 0 | 0 |  | 239543.122 | 15324.0193 | 8740.0827 | 0 | 534540.545 | 798147.769 |  | 226262.8381 | 29412.2307 | 14421.1364 | 7077.3354 | 534540.545 | 811714.0855 |  | 231076.941 | 29412.2307 | 14421.1364 | 7077.3354 | 486398.6947 | 768386.3381 |  | 200200.2808 | 62284.7237 | 16606.157 | 20524.2728 | 534540.545 | 834155.9793 |  | 258467.5267 | 62284.7237 | 16606.157 | 0 | 0 | 337358.4075
|  |  | 1312 | 1312 | C3 | 998 | 30 | 0 | 0 | 284 | 1312 | 0 | 0 | 0 | 0 | 0 | 0 | 284 | 0 | 0 | 0 | -284 | 0 | 954 | 74 | 0 | 0 | 284 | 1312 | 284 | 0 | 0 | 0 | -284 | 0 | 888 | 110 | 30 | 0 | 284 | 1312 |  |  | C3 | 0.001482 | 0.0022066 | 0.0039014 | 0.0063184 | 0.01482 | C3 | 168017.13 | 168017.13 | 168017.13 | 168017.13 | 168017.13 | C3 | 249.0053 | 370.7424 | 655.5062 | 1061.6003 | 2490.0957 | C3 | 0 | 0 | 0 | 0 | 0 | 0 |  | 248507.3137 | 11122.2721 | 0 | 0 | 707187.1806 | 966816.7665 |  | 237551.0794 | 27434.9378 | 0 | 0 | 707187.1806 | 972173.1979 |  | 308268.5916 | 27434.9378 | 0 | 0 | 0 | 335703.5294 |  | 221116.728 | 40781.6644 | 19665.186 | 0 | 707187.1806 | 988750.759 |  | 291834.2402 | 40781.6644 | 19665.186 | 0 | 0 | 352281.0905
|  |  | 221 | 221 | C4 | 178 | 8 | 0 | 0 | 35 | 221 | 0 | 0 | 0 | 0 | 0 | 0 | 0 | 0 | 0 | 0 | 0 | 0 | 178 | 8 | 0 | 0 | 35 | 221 | 0 | 0 | 0 | 0 | 0 | 0 | 176 | 10 | 0 | 0 | 35 | 221 |  |  | C4 | 0.001482 | 0.0022066 | 0.0039014 | 0.0063184 | 0.01482 | C4 | 280028.55 | 280028.55 | 280028.55 | 280028.55 | 280028.55 | C4 | 415.0089 | 617.904 | 1092.5103 | 1769.3339 | 4150.1595 | C4 | 0 | 0 | 0 | 0 | 0 | 0 |  | 73871.5796 | 4943.232 | 0 | 0 | 145255.5829 | 224070.3945 |  | 73871.5796 | 4943.232 | 0 | 0 | 145255.5829 | 224070.3945 |  | 73871.5796 | 4943.232 | 0 | 0 | 145255.5829 | 224070.3945 |  | 73041.5618 | 6179.0401 | 0 | 0 | 145255.5829 | 224476.1847 |  | 73041.5618 | 6179.0401 | 0 | 0 | 145255.5829 | 224476.1847
|  | Yes | 5372 | 5372 |  | 4197 | 150 | 22 | 2 | 1001 |  | 0 | 0 | 0 | 0 | 0 |  | 313 | 0 | 0 | 0 | -313 |  | 4024 | 285 | 49 | 13 | 1001 |  | 681 | 0 | 0 | -35 | -646 |  | 3674 | 557 | 102 | 36 | 1003 | [22 empty] | 0 | 0 | 0 | 0 | 0 | 0 |  | 745289.5362 | 40040.1795 | 9351.8884 | 990.827 | 1805319.3872 | 2600991.8183 |  | 715359.0962 | 76323.5027 | 19315.5827 | 8563.5759 | 1805319.3872 | 2624881.1447 |  | 790890.7112 | 76323.5027 | 19315.5827 | 8563.5759 | 1049990.3562 | 1945083.7288 |  | 657506.8592 | 141252.8556 | 46672.0414 | 23992.1671 | 1807643.4765 | 2677067.3998 |  | 791836.9315 | 141252.8556 | 46672.0414 | 495.4135 | 519433.9644 | 1499691.2063
| HV Switchgear (GM) - Distribution |  | 2759 | 2759 | C1 | 2427 | 233 | 84 | 1 | 14 | 2759 | 0 | 0 | 0 | 0 | 0 | 0 | 11 | 0 | 0 | -1 | -10 | 0 | 2204 | 408 | 131 | 2 | 14 | 2759 | 60 | 0 | 0 | -50 | -10 | 0 | 1833 | 689 | 110 | 112 | 15 | 2759 |  |  | C1 | 0.0019095 | 0.0028431 | 0.0050268 | 0.008141 | 0.019096 | C1 | 8799.056 | 8799.056 | 8799.056 | 8799.056 | 8799.056 | C1 | 16.8021 | 25.0165 | 44.2314 | 71.6333 | 168.0235 | C1 | 0 | 0 | 0 | 0 | 0 | 0 |  | 40778.6072 | 5828.8404 | 3715.4384 | 71.6333 | 2352.329 | 52746.8483 |  | 37031.7472 | 10206.7247 | 5794.3147 | 143.2666 | 2352.329 | 55528.3821 |  | 37216.5698 | 10206.7247 | 5794.3147 | 71.6333 | 672.094 | 53961.3366 |  | 30798.1817 | 17236.3562 | 4865.4551 | 8022.9307 | 2520.3524 | 63443.2762 |  | 31806.3055 | 17236.3562 | 4865.4551 | 4441.2652 | 840.1175 | 59189.4995
|  |  | 37274 | 37274 | C2 | 31739 | 4088 | 932 | 38 | 477 | 37274 | 0 | 0 | 0 | 0 | 0 | 0 | 235 | 0 | 0 | -35 | -200 | 0 | 27448 | 7694 | 1590 | 65 | 477 | 37274 | 800 | 0 | 0 | -500 | -300 | 0 | 22262 | 11605 | 1543 | 1337 | 527 | 37274 |  |  | C2 | 0.0019095 | 0.0028431 | 0.0050268 | 0.008141 | 0.019096 | C2 | 12570.08 | 12570.08 | 12570.08 | 12570.08 | 12570.08 | C2 | 24.0029 | 35.7378 | 63.1877 | 102.3333 | 240.0336 | C2 | 0 | 0 | 0 | 0 | 0 | 0 |  | 761829.5455 | 146096.2561 | 58890.9627 | 3888.6654 | 114496.0113 | 1085201.4409 |  | 658832.8985 | 274966.8772 | 100468.4879 | 6651.6645 | 114496.0113 | 1155415.9394 |  | 664473.5911 | 274966.8772 | 100468.4879 | 3069.999 | 66489.2979 | 1109468.2532 |  | 534353.6136 | 414737.5371 | 97498.6647 | 136819.6216 | 126497.6896 | 1309907.1266 |  | 553555.9715 | 414737.5371 | 97498.6647 | 85652.9718 | 54487.6196 | 1205932.7647
|  |  | 6444 | 6444 | C3 | 3617 | 224 | 72 | 1 | 2530 | 6444 | 0 | 0 | 0 | 0 | 0 | 0 | 927 | 0 | 0 | -1 | -926 | 0 | 3412 | 348 | 152 | 2 | 2530 | 6444 | 1477 | 0 | 0 | -20 | -1457 | 0 | 3202 | 482 | 85 | 144 | 2531 | 6444 |  |  | C3 | 0.0019095 | 0.0028431 | 0.0050268 | 0.008141 | 0.019096 | C3 | 18855.12 | 18855.12 | 18855.12 | 18855.12 | 18855.12 | C3 | 36.0044 | 53.6067 | 94.7816 | 153.4999 | 360.0503 | C3 | 0 | 0 | 0 | 0 | 0 | 0 |  | 130227.9908 | 12007.9115 | 6824.2747 | 153.4999 | 910927.3852 | 1060141.062 |  | 122847.0845 | 18655.1482 | 14406.802 | 306.9999 | 910927.3852 | 1067143.4198 |  | 156223.1827 | 18655.1482 | 14406.802 | 153.4999 | 577520.7612 | 766959.3941 |  | 115286.1561 | 25838.4523 | 8056.4354 | 22103.9927 | 911287.4355 | 1082572.472 |  | 168464.6859 | 25838.4523 | 8056.4354 | 19033.9937 | 386694.0758 | 608087.6431
|  |  | 16 | 16 | C4 | 16 | 0 | 0 | 0 | 0 | 16 | 0 | 0 | 0 | 0 | 0 | 0 | 0 | 0 | 0 | 0 | 0 | 0 | 16 | 0 | 0 | 0 | 0 | 16 | 0 | 0 | 0 | 0 | 0 | 0 | 16 | 0 | 0 | 0 | 0 | 16 |  |  | C4 | 0.0019095 | 0.0028431 | 0.0050268 | 0.008141 | 0.019096 | C4 | 31425.2 | 31425.2 | 31425.2 | 31425.2 | 31425.2 | C4 | 60.0074 | 89.3446 | 157.9693 | 255.8332 | 600.0839 | C4 | 0 | 0 | 0 | 0 | 0 | 0 |  | 960.1179 | 0 | 0 | 0 | 0 | 960.1179 |  | 960.1179 | 0 | 0 | 0 | 0 | 960.1179 |  | 960.1179 | 0 | 0 | 0 | 0 | 960.1179 |  | 960.1179 | 0 | 0 | 0 | 0 | 960.1179 |  | 960.1179 | 0 | 0 | 0 | 0 | 960.1179
|  | Yes | 46493 | 46493 |  | 37799 | 4545 | 1088 | 40 | 3021 |  | 0 | 0 | 0 | 0 | 0 |  | 1173 | 0 | 0 | -37 | -1136 |  | 33080 | 8450 | 1873 | 69 | 3021 |  | 2337 | 0 | 0 | -570 | -1767 |  | 27313 | 12776 | 1738 | 1593 | 3073 | [22 empty] | 0 | 0 | 0 | 0 | 0 | 0 |  | 933796.2614 | 163933.0079 | 69430.6758 | 4113.7986 | 1027775.7254 | 2199049.4691 |  | 819671.848 | 303828.7501 | 120669.6046 | 7101.931 | 1027775.7254 | 2279047.8592 |  | 858873.4616 | 303828.7501 | 120669.6046 | 3295.1322 | 644682.1531 | 1931349.1017 |  | 681398.0693 | 457812.3457 | 110420.5551 | 166946.5451 | 1040305.4776 | 2456882.9927 |  | 754787.0808 | 457812.3457 | 110420.5551 | 109128.2308 | 442021.8129 | 1874170.0252
| HV Transformer (GM) |  | 2642 | 2642 | C1 | 2378 | 183 | 76 | 1 | 4 | 2642 | 0 | 0 | 0 | 0 | 0 | 0 | 30 | 0 | -21 | -6 | -3 | 0 | 2248 | 279 | 105 | 6 | 4 | 2642 | 60 | 0 | -25 | -30 | -5 | 0 | 2085 | 376 | 111 | 65 | 5 | 2642 |  |  | C1 | 0.002223 | 0.0033099 | 0.0058521 | 0.0094776 | 0.022231 | C1 | 12043.528 | 12043.528 | 12043.528 | 12043.528 | 12043.528 | C1 | 26.7732 | 39.8624 | 70.4804 | 114.1438 | 267.7364 | C1 | 0 | 0 | 0 | 0 | 0 | 0 |  | 63666.6366 | 7294.8233 | 5356.5088 | 114.1438 | 1070.9457 | 77503.0582 |  | 60186.1224 | 11121.6158 | 7400.4397 | 684.863 | 1070.9457 | 80463.9867 |  | 60989.318 | 11121.6158 | 5920.3518 | 0 | 267.7364 | 78299.022 |  | 55822.0931 | 14988.2707 | 7823.322 | 7419.3493 | 1338.6821 | 87391.7173 |  | 57428.4842 | 14988.2707 | 6061.3125 | 3995.0343 | 0 | 82473.1018
|  |  | 24690 | 24690 | C2 | 23558 | 753 | 209 | 6 | 164 | 24690 | 0 | 0 | 0 | 0 | 0 | 0 | 171 | 0 | -16 | -23 | -132 | 0 | 22732 | 1432 | 339 | 23 | 164 | 24690 | 350 | 0 | -25 | -175 | -150 | 0 | 21386 | 2508 | 407 | 219 | 170 | 24690 |  |  | C2 | 0.002223 | 0.0033099 | 0.0058521 | 0.0094776 | 0.022231 | C2 | 17205.04 | 17205.04 | 17205.04 | 17205.04 | 17205.04 | C2 | 38.2474 | 56.9463 | 100.6863 | 163.0626 | 382.4806 | C2 | 0 | 0 | 0 | 0 | 0 | 0 |  | 901032.4554 | 42880.577 | 21043.4272 | 978.3757 | 62726.82 | 1028661.6554 |  | 869440.0958 | 81547.1265 | 34132.6404 | 3750.4403 | 62726.82 | 1051597.123 |  | 875980.4027 | 81547.1265 | 32521.6603 | 0 | 12239.3795 | 1002288.569 |  | 817959.0836 | 142821.3641 | 40979.3057 | 35710.7143 | 65021.7037 | 1102492.1714 |  | 831345.6767 | 142821.3641 | 38462.1493 | 7174.7554 | 7649.6122 | 1027453.5577
|  |  | 4290 | 4290 | C3 | 2578 | 135 | 11 | 0 | 1566 | 4290 | 0 | 0 | 0 | 0 | 0 | 0 | 207 | 0 | -13 | -2 | -192 | 0 | 2507 | 193 | 22 | 2 | 1566 | 4290 | 413 | 0 | -25 | -10 | -378 | 0 | 2420 | 188 | 98 | 18 | 1566 | 4290 |  |  | C3 | 0.002223 | 0.0033099 | 0.0058521 | 0.0094776 | 0.022231 | C3 | 25807.56 | 25807.56 | 25807.56 | 25807.56 | 25807.56 | C3 | 57.3711 | 85.4195 | 151.0294 | 244.5939 | 573.7209 | C3 | 0 | 0 | 0 | 0 | 0 | 0 |  | 147902.7297 | 11531.6293 | 1661.3232 | 0 | 898446.9526 | 1059542.6347 |  | 143829.3806 | 16485.9589 | 3322.6464 | 489.1879 | 898446.9526 | 1062574.1264 |  | 155705.201 | 16485.9589 | 1359.2644 | 0 | 788292.5369 | 961842.9613 |  | 138838.0938 | 16058.8615 | 14800.8794 | 4402.6908 | 898446.9526 | 1072547.4781 |  | 162532.3635 | 16058.8615 | 11025.1449 | 1956.7515 | 681580.4468 | 873153.5682
|  |  | 48 | 48 | C4 | 48 | 0 | 0 | 0 | 0 | 48 | 0 | 0 | 0 | 0 | 0 | 0 | 0 | 0 | 0 | 0 | 0 | 0 | 48 | 0 | 0 | 0 | 0 | 48 | 0 | 0 | 0 | 0 | 0 | 0 | 46 | 2 | 0 | 0 | 0 | 48 |  |  | C4 | 0.002223 | 0.0033099 | 0.0058521 | 0.0094776 | 0.022231 | C4 | 43012.6 | 43012.6 | 43012.6 | 43012.6 | 43012.6 | C4 | 95.6185 | 142.3658 | 251.7156 | 407.6566 | 956.2015 | C4 | 0 | 0 | 0 | 0 | 0 | 0 |  | 4589.6891 | 0 | 0 | 0 | 0 | 4589.6891 |  | 4589.6891 | 0 | 0 | 0 | 0 | 4589.6891 |  | 4589.6891 | 0 | 0 | 0 | 0 | 4589.6891 |  | 4398.452 | 284.7316 | 0 | 0 | 0 | 4683.1836 |  | 4398.452 | 284.7316 | 0 | 0 | 0 | 4683.1836
|  | Yes | 31670 | 31670 |  | 28562 | 1071 | 296 | 7 | 1734 |  | 0 | 0 | 0 | 0 | 0 |  | 408 | 0 | -50 | -31 | -327 |  | 27535 | 1904 | 466 | 31 | 1734 |  | 823 | 0 | -75 | -215 | -533 |  | 25937 | 3074 | 616 | 302 | 1741 | [22 empty] | 0 | 0 | 0 | 0 | 0 | 0 |  | 1117191.5108 | 61707.0295 | 28061.2592 | 1092.5196 | 962244.7183 | 2170297.0374 |  | 1078045.2879 | 109154.7012 | 44855.7265 | 4924.4912 | 962244.7183 | 2199224.9251 |  | 1097264.6108 | 109154.7012 | 39801.2765 | 0 | 800799.6529 | 2047020.2414 |  | 1017017.7225 | 174153.2279 | 63603.5071 | 47532.7545 | 964807.3384 | 2267114.5504 |  | 1055704.9764 | 174153.2279 | 55548.6067 | 13126.5411 | 689230.059 | 1987763.4112
| HV UG Cable |  | 0 | 0 | C1 | 0 | 0 | 0 | 0 | 0 | 0 | 0 | 0 | 0 | 0 | 0 | 0 | 0 | 0 | 0 | 0 | 0 | 0 | 0 | 0 | 0 | 0 | 0 | 0 | 0 | 0 | 0 | 0 | 0 | 0 | 0 | 0 | 0 | 0 | 0 | 0 |  |  | C1 | 0 | 0 | 0 | 0 | 0 | C1 | 0 | 0 | 0 | 0 | 0 | C1 | [5 empty] | C1 | [5 empty] | 0 | [6 empty] | 0 | [6 empty] | 0 | [6 empty] | 0 | [6 empty] | 0 | [6 empty] | 0
|  |  | 0 | 0 | C2 | 0 | 0 | 0 | 0 | 0 | 0 | 0 | 0 | 0 | 0 | 0 | 0 | 0 | 0 | 0 | 0 | 0 | 0 | 0 | 0 | 0 | 0 | 0 | 0 | 0 | 0 | 0 | 0 | 0 | 0 | 0 | 0 | 0 | 0 | 0 | 0 |  |  | C2 | 0 | 0 | 0 | 0 | 0 | C2 | 0 | 0 | 0 | 0 | 0 | C2 | [5 empty] | C2 | [5 empty] | 0 | [6 empty] | 0 | [6 empty] | 0 | [6 empty] | 0 | [6 empty] | 0 | [6 empty] | 0
|  |  | 0 | 0 | C3 | 0 | 0 | 0 | 0 | 0 | 0 | 0 | 0 | 0 | 0 | 0 | 0 | 0 | 0 | 0 | 0 | 0 | 0 | 0 | 0 | 0 | 0 | 0 | 0 | 0 | 0 | 0 | 0 | 0 | 0 | 0 | 0 | 0 | 0 | 0 | 0 |  |  | C3 | 0 | 0 | 0 | 0 | 0 | C3 | 0 | 0 | 0 | 0 | 0 | C3 | [5 empty] | C3 | [5 empty] | 0 | [6 empty] | 0 | [6 empty] | 0 | [6 empty] | 0 | [6 empty] | 0 | [6 empty] | 0
|  |  | 0 | 0 | C4 | 0 | 0 | 0 | 0 | 0 | 0 | 0 | 0 | 0 | 0 | 0 | 0 | 0 | 0 | 0 | 0 | 0 | 0 | 0 | 0 | 0 | 0 | 0 | 0 | 0 | 0 | 0 | 0 | 0 | 0 | 0 | 0 | 0 | 0 | 0 | 0 |  |  | C4 | 0 | 0 | 0 | 0 | 0 | C4 | 0 | 0 | 0 | 0 | 0 | C4 | [5 empty] | C4 | [5 empty] | 0 | [6 empty] | 0 | [6 empty] | 0 | [6 empty] | 0 | [6 empty] | 0 | [6 empty] | 0
|  |  | 0 | 0 |  | 0 | 0 | 0 | 0 | 0 |  | 0 | 0 | 0 | 0 | 0 |  | 0 | 0 | 0 | 0 | 0 |  | 0 | 0 | 0 | 0 | 0 |  | 0 | 0 | 0 | 0 | 0 |  | 0 | 0 | 0 | 0 | 0 | [22 empty] | 0 | 0 | 0 | 0 | 0 | 0 |  | 0 | 0 | 0 | 0 | 0 | 0 |  | 0 | 0 | 0 | 0 | 0 | 0 |  | 0 | 0 | 0 | 0 | 0 | 0 |  | 0 | 0 | 0 | 0 | 0 | 0 |  | 0 | 0 | 0 | 0 | 0 | 0
| HV OHL Support - Poles |  | 74247 | 74247 | C1 | 37230 | 9164 | 13683 | 7389 | 6781 | 74247 | 0 | 0 | 0 | 0 | 0 | 0 | 0 | 0 | 0 | 0 | 0 | 0 | 34545 | 8629 | 13901 | 5253 | 11920 | 74248 | 0 | 0 | 0 | 0 | 0 | 0 | 31746 | 6209 | 6589 | 13762 | 15942 | 74248 |  |  | C1 | 0.0081226 | 0.012094 | 0.021383 | 0.03463 | 0.081228 | C1 | 2960.006 | 2960.006 | 2960.006 | 2960.006 | 2960.006 | C1 | 24.043 | 35.7975 | 63.2932 | 102.5042 | 240.4344 | C1 | 0 | 0 | 0 | 0 | 0 | 0 |  | 895121.9676 | 328048.3722 | 866041.4444 | 757403.4019 | 1630385.5953 | 4477000.7813 |  | 830566.4349 | 308896.7049 | 879839.3713 | 538454.4688 | 2865977.9229 | 5423734.9029 |  | 830566.4349 | 308896.7049 | 879839.3713 | 538454.4688 | 2865977.9229 | 5423734.9029 |  | 763269.9969 | 222266.7332 | 417039.1783 | 1410662.5547 | 3833005.0375 | 6646243.5006 |  | 763269.9969 | 222266.7332 | 417039.1783 | 1410662.5547 | 3833005.0375 | 6646243.5006
|  |  | 42322 | 42322 | C2 | 22094 | 4910 | 7647 | 4189 | 3482 | 42322 | 0 | 0 | 0 | 0 | 0 | 0 | 561 | 0 | 0 | 0 | -561 | 0 | 20701 | 4566 | 7752 | 2839 | 6464 | 42322 | 1105 | 0 | 0 | 0 | -1105 | 0 | 19085 | 3393 | 3447 | 7777 | 8620 | 42322 |  |  | C2 | 0.0081226 | 0.012094 | 0.021383 | 0.03463 | 0.081228 | C2 | 4228.58 | 4228.58 | 4228.58 | 4228.58 | 4228.58 | C2 | 34.3472 | 51.1393 | 90.4189 | 146.4345 | 343.4777 | C2 | 0 | 0 | 0 | 0 | 0 | 0 |  | 758866.6879 | 251093.9557 | 691433.4706 | 613414.3129 | 1195989.349 | 3510797.7761 |  | 711021.0603 | 233502.037 | 700927.4571 | 415727.6759 | 2220239.8483 | 4281418.0785 |  | 730289.8306 | 233502.037 | 700927.4571 | 415727.6759 | 2027548.8589 | 4107995.8596 |  | 655516.0106 | 173515.6399 | 311674.0125 | 1138821.4637 | 2960777.7679 | 5240304.8945 |  | 693469.6491 | 173515.6399 | 311674.0125 | 1138821.4637 | 2581234.9102 | 4898715.6754
|  |  | 42495 | 42495 | C3 | 21949 | 5781 | 7436 | 3917 | 3412 | 42495 | 0 | 0 | 0 | 0 | 0 | 0 | 3375 | 0 | 0 | 0 | -3375 | 0 | 20262 | 5580 | 7657 | 2833 | 6162 | 42494 | 6500 | 0 | 0 | 0 | -6500 | 0 | 18488 | 3912 | 4236 | 7544 | 8314 | 42494 |  |  | C3 | 0.0081226 | 0.012094 | 0.021383 | 0.03463 | 0.081228 | C3 | 6342.87 | 6342.87 | 6342.87 | 6342.87 | 6342.87 | C3 | 51.5208 | 76.7089 | 135.6284 | 219.6518 | 515.2165 | C3 | 0 | 0 | 0 | 0 | 0 | 0 |  | 1130829.5193 | 443454.4271 | 1008532.6182 | 860376.1746 | 1757918.865 | 5201111.6042 |  | 1043913.9696 | 428035.9286 | 1038506.4897 | 622273.6029 | 3174764.3746 | 6307494.3655 |  | 1217796.5897 | 428035.9286 | 1038506.4897 | 622273.6029 | 1435908.5219 | 4742521.1328 |  | 952516.1124 | 300085.4037 | 574521.8089 | 1657053.3217 | 4283510.3879 | 7767687.0346 |  | 1287401.1585 | 300085.4037 | 574521.8089 | 1657053.3217 | 934602.8198 | 4753664.5125
|  |  | 2019 | 2019 | C4 | 1050 | 287 | 366 | 165 | 151 | 2019 | 0 | 0 | 0 | 0 | 0 | 0 | 100 | 0 | 0 | -100 | 0 | 0 | 951 | 298 | 386 | 124 | 260 | 2019 | 348 | 0 | 0 | -348 | 0 | 0 | 871 | 204 | 205 | 391 | 348 | 2019 |  |  | C4 | 0.0081226 | 0.012094 | 0.021383 | 0.03463 | 0.081228 | C4 | 10571.45 | 10571.45 | 10571.45 | 10571.45 | 10571.45 | C4 | 85.868 | 127.8482 | 226.0473 | 366.0864 | 858.6942 | C4 | 0 | 0 | 0 | 0 | 0 | 0 |  | 90161.3585 | 36692.4467 | 82733.3105 | 60404.2502 | 129662.8315 | 399654.1974 |  | 81660.4305 | 38098.7774 | 87254.2565 | 45394.7092 | 223260.5045 | 475668.6781 |  | 90247.2265 | 38098.7774 | 87254.2565 | 8786.0728 | 223260.5045 | 447646.8377 |  | 74790.9936 | 26081.0422 | 46339.6958 | 143139.7686 | 298825.5984 | 589177.0987 |  | 104673.0439 | 26081.0422 | 46339.6958 | 15741.7137 | 298825.5984 | 491661.094
|  | Yes | 161083 | 161083 |  | 82323 | 20142 | 29132 | 15660 | 13826 |  | 0 | 0 | 0 | 0 | 0 |  | 4036 | 0 | 0 | -100 | -3936 |  | 76459 | 19073 | 29696 | 11049 | 24806 |  | 7953 | 0 | 0 | -348 | -7605 |  | 70190 | 13718 | 14477 | 29474 | 33224 | [22 empty] | 0 | 0 | 0 | 0 | 0 | 0 |  | 2874979.5333 | 1059289.2017 | 2648740.8437 | 2291598.1396 | 4713956.6407 | 13588564.359 |  | 2667161.8953 | 1008533.4479 | 2706527.5746 | 1621850.4569 | 8484242.6503 | 16488316.0249 |  | 2868900.0817 | 1008533.4479 | 2706527.5746 | 1585241.8204 | 6552695.8083 | 14721898.7329 |  | 2446093.1135 | 721948.819 | 1349574.6954 | 4349677.1087 | 11376118.7918 | 20243412.5285 |  | 2848813.8484 | 721948.819 | 1349574.6954 | 4222279.0538 | 7647668.3659 | 16790284.7825
| [Please insert new asset category as required] |  | 0 | 0 | C1 | 0 | 0 | 0 | 0 | 0 | 0 | 0 | 0 | 0 | 0 | 0 | 0 | 0 | 0 | 0 | 0 | 0 | 0 | 0 | 0 | 0 | 0 | 0 | 0 | 0 | 0 | 0 | 0 | 0 | 0 | 0 | 0 | 0 | 0 | 0 | 0 |  |  | C1 | 0 | 0 | 0 | 0 | 0 | C1 | 0 | 0 | 0 | 0 | 0 | C1 | [5 empty] | C1 | [5 empty] | 0 | [6 empty] | 0 | [6 empty] | 0 | [6 empty] | 0 | [6 empty] | 0 | [6 empty] | 0
|  |  | 0 | 0 | C2 | 0 | 0 | 0 | 0 | 0 | 0 | 0 | 0 | 0 | 0 | 0 | 0 | 0 | 0 | 0 | 0 | 0 | 0 | 0 | 0 | 0 | 0 | 0 | 0 | 0 | 0 | 0 | 0 | 0 | 0 | 0 | 0 | 0 | 0 | 0 | 0 |  |  | C2 | 0 | 0 | 0 | 0 | 0 | C2 | 0 | 0 | 0 | 0 | 0 | C2 | [5 empty] | C2 | [5 empty] | 0 | [6 empty] | 0 | [6 empty] | 0 | [6 empty] | 0 | [6 empty] | 0 | [6 empty] | 0
|  |  | 0 | 0 | C3 | 0 | 0 | 0 | 0 | 0 | 0 | 0 | 0 | 0 | 0 | 0 | 0 | 0 | 0 | 0 | 0 | 0 | 0 | 0 | 0 | 0 | 0 | 0 | 0 | 0 | 0 | 0 | 0 | 0 | 0 | 0 | 0 | 0 | 0 | 0 | 0 |  |  | C3 | 0 | 0 | 0 | 0 | 0 | C3 | 0 | 0 | 0 | 0 | 0 | C3 | [5 empty] | C3 | [5 empty] | 0 | [6 empty] | 0 | [6 empty] | 0 | [6 empty] | 0 | [6 empty] | 0 | [6 empty] | 0
|  |  | 0 | 0 | C4 | 0 | 0 | 0 | 0 | 0 | 0 | 0 | 0 | 0 | 0 | 0 | 0 | 0 | 0 | 0 | 0 | 0 | 0 | 0 | 0 | 0 | 0 | 0 | 0 | 0 | 0 | 0 | 0 | 0 | 0 | 0 | 0 | 0 | 0 | 0 | 0 |  |  | C4 | 0 | 0 | 0 | 0 | 0 | C4 | 0 | 0 | 0 | 0 | 0 | C4 | [5 empty] | C4 | [5 empty] | 0 | [6 empty] | 0 | [6 empty] | 0 | [6 empty] | 0 | [6 empty] | 0 | [6 empty] | 0
|  |  | 0 | 0 |  | 0 | 0 | 0 | 0 | 0 |  | 0 | 0 | 0 | 0 | 0 |  | 0 | 0 | 0 | 0 | 0 |  | 0 | 0 | 0 | 0 | 0 |  | 0 | 0 | 0 | 0 | 0 |  | 0 | 0 | 0 | 0 | 0 | [22 empty] | 0 | 0 | 0 | 0 | 0 | 0 |  | 0 | 0 | 0 | 0 | 0 | 0 |  | 0 | 0 | 0 | 0 | 0 | 0 |  | 0 | 0 | 0 | 0 | 0 | 0 |  | 0 | 0 | 0 | 0 | 0 | 0 |  | 0 | 0 | 0 | 0 | 0 | 0
| [Please insert new asset category as required] |  | 0 | 0 | C1 | 0 | 0 | 0 | 0 | 0 | 0 | 0 | 0 | 0 | 0 | 0 | 0 | 0 | 0 | 0 | 0 | 0 | 0 | 0 | 0 | 0 | 0 | 0 | 0 | 0 | 0 | 0 | 0 | 0 | 0 | 0 | 0 | 0 | 0 | 0 | 0 |  |  | C1 | 0 | 0 | 0 | 0 | 0 | C1 | 0 | 0 | 0 | 0 | 0 | C1 | [5 empty] | C1 | [5 empty] | 0 | [6 empty] | 0 | [6 empty] | 0 | [6 empty] | 0 | [6 empty] | 0 | [6 empty] | 0
|  |  | 0 | 0 | C2 | 0 | 0 | 0 | 0 | 0 | 0 | 0 | 0 | 0 | 0 | 0 | 0 | 0 | 0 | 0 | 0 | 0 | 0 | 0 | 0 | 0 | 0 | 0 | 0 | 0 | 0 | 0 | 0 | 0 | 0 | 0 | 0 | 0 | 0 | 0 | 0 |  |  | C2 | 0 | 0 | 0 | 0 | 0 | C2 | 0 | 0 | 0 | 0 | 0 | C2 | [5 empty] | C2 | [5 empty] | 0 | [6 empty] | 0 | [6 empty] | 0 | [6 empty] | 0 | [6 empty] | 0 | [6 empty] | 0
|  |  | 0 | 0 | C3 | 0 | 0 | 0 | 0 | 0 | 0 | 0 | 0 | 0 | 0 | 0 | 0 | 0 | 0 | 0 | 0 | 0 | 0 | 0 | 0 | 0 | 0 | 0 | 0 | 0 | 0 | 0 | 0 | 0 | 0 | 0 | 0 | 0 | 0 | 0 | 0 |  |  | C3 | 0 | 0 | 0 | 0 | 0 | C3 | 0 | 0 | 0 | 0 | 0 | C3 | [5 empty] | C3 | [5 empty] | 0 | [6 empty] | 0 | [6 empty] | 0 | [6 empty] | 0 | [6 empty] | 0 | [6 empty] | 0
|  |  | 0 | 0 | C4 | 0 | 0 | 0 | 0 | 0 | 0 | 0 | 0 | 0 | 0 | 0 | 0 | 0 | 0 | 0 | 0 | 0 | 0 | 0 | 0 | 0 | 0 | 0 | 0 | 0 | 0 | 0 | 0 | 0 | 0 | 0 | 0 | 0 | 0 | 0 | 0 |  |  | C4 | 0 | 0 | 0 | 0 | 0 | C4 | 0 | 0 | 0 | 0 | 0 | C4 | [5 empty] | C4 | [5 empty] | 0 | [6 empty] | 0 | [6 empty] | 0 | [6 empty] | 0 | [6 empty] | 0 | [6 empty] | 0
|  |  | 0 | 0 |  | 0 | 0 | 0 | 0 | 0 |  | 0 | 0 | 0 | 0 | 0 |  | 0 | 0 | 0 | 0 | 0 |  | 0 | 0 | 0 | 0 | 0 |  | 0 | 0 | 0 | 0 | 0 |  | 0 | 0 | 0 | 0 | 0 | [22 empty] | 0 | 0 | 0 | 0 | 0 | 0 |  | 0 | 0 | 0 | 0 | 0 | 0 |  | 0 | 0 | 0 | 0 | 0 | 0 |  | 0 | 0 | 0 | 0 | 0 | 0 |  | 0 | 0 | 0 | 0 | 0 | 0 |  | 0 | 0 | 0 | 0 | 0 | 0
| [Please insert new asset category as required] |  | 0 | 0 | C1 | 0 | 0 | 0 | 0 | 0 | 0 | 0 | 0 | 0 | 0 | 0 | 0 | 0 | 0 | 0 | 0 | 0 | 0 | 0 | 0 | 0 | 0 | 0 | 0 | 0 | 0 | 0 | 0 | 0 | 0 | 0 | 0 | 0 | 0 | 0 | 0 |  |  | C1 | 0 | 0 | 0 | 0 | 0 | C1 | 0 | 0 | 0 | 0 | 0 | C1 | [5 empty] | C1 | [5 empty] | 0 | [6 empty] | 0 | [6 empty] | 0 | [6 empty] | 0 | [6 empty] | 0 | [6 empty] | 0
|  |  | 0 | 0 | C2 | 0 | 0 | 0 | 0 | 0 | 0 | 0 | 0 | 0 | 0 | 0 | 0 | 0 | 0 | 0 | 0 | 0 | 0 | 0 | 0 | 0 | 0 | 0 | 0 | 0 | 0 | 0 | 0 | 0 | 0 | 0 | 0 | 0 | 0 | 0 | 0 |  |  | C2 | 0 | 0 | 0 | 0 | 0 | C2 | 0 | 0 | 0 | 0 | 0 | C2 | [5 empty] | C2 | [5 empty] | 0 | [6 empty] | 0 | [6 empty] | 0 | [6 empty] | 0 | [6 empty] | 0 | [6 empty] | 0
|  |  | 0 | 0 | C3 | 0 | 0 | 0 | 0 | 0 | 0 | 0 | 0 | 0 | 0 | 0 | 0 | 0 | 0 | 0 | 0 | 0 | 0 | 0 | 0 | 0 | 0 | 0 | 0 | 0 | 0 | 0 | 0 | 0 | 0 | 0 | 0 | 0 | 0 | 0 | 0 |  |  | C3 | 0 | 0 | 0 | 0 | 0 | C3 | 0 | 0 | 0 | 0 | 0 | C3 | [5 empty] | C3 | [5 empty] | 0 | [6 empty] | 0 | [6 empty] | 0 | [6 empty] | 0 | [6 empty] | 0 | [6 empty] | 0
|  |  | 0 | 0 | C4 | 0 | 0 | 0 | 0 | 0 | 0 | 0 | 0 | 0 | 0 | 0 | 0 | 0 | 0 | 0 | 0 | 0 | 0 | 0 | 0 | 0 | 0 | 0 | 0 | 0 | 0 | 0 | 0 | 0 | 0 | 0 | 0 | 0 | 0 | 0 | 0 |  |  | C4 | 0 | 0 | 0 | 0 | 0 | C4 | 0 | 0 | 0 | 0 | 0 | C4 | [5 empty] | C4 | [5 empty] | 0 | [6 empty] | 0 | [6 empty] | 0 | [6 empty] | 0 | [6 empty] | 0 | [6 empty] | 0
|  |  | 0 | 0 |  | 0 | 0 | 0 | 0 | 0 |  | 0 | 0 | 0 | 0 | 0 |  | 0 | 0 | 0 | 0 | 0 |  | 0 | 0 | 0 | 0 | 0 |  | 0 | 0 | 0 | 0 | 0 |  | 0 | 0 | 0 | 0 | 0 | [22 empty] | 0 | 0 | 0 | 0 | 0 | 0 |  | 0 | 0 | 0 | 0 | 0 | 0 |  | 0 | 0 | 0 | 0 | 0 | 0 |  | 0 | 0 | 0 | 0 | 0 | 0 |  | 0 | 0 | 0 | 0 | 0 | 0 |  | 0 | 0 | 0 | 0 | 0 | 0
| [Please insert new asset category as required] |  | 0 | 0 | C1 | 0 | 0 | 0 | 0 | 0 | 0 | 0 | 0 | 0 | 0 | 0 | 0 | 0 | 0 | 0 | 0 | 0 | 0 | 0 | 0 | 0 | 0 | 0 | 0 | 0 | 0 | 0 | 0 | 0 | 0 | 0 | 0 | 0 | 0 | 0 | 0 |  |  | C1 | 0 | 0 | 0 | 0 | 0 | C1 | 0 | 0 | 0 | 0 | 0 | C1 | [5 empty] | C1 | [5 empty] | 0 | [6 empty] | 0 | [6 empty] | 0 | [6 empty] | 0 | [6 empty] | 0 | [6 empty] | 0
|  |  | 0 | 0 | C2 | 0 | 0 | 0 | 0 | 0 | 0 | 0 | 0 | 0 | 0 | 0 | 0 | 0 | 0 | 0 | 0 | 0 | 0 | 0 | 0 | 0 | 0 | 0 | 0 | 0 | 0 | 0 | 0 | 0 | 0 | 0 | 0 | 0 | 0 | 0 | 0 |  |  | C2 | 0 | 0 | 0 | 0 | 0 | C2 | 0 | 0 | 0 | 0 | 0 | C2 | [5 empty] | C2 | [5 empty] | 0 | [6 empty] | 0 | [6 empty] | 0 | [6 empty] | 0 | [6 empty] | 0 | [6 empty] | 0
|  |  | 0 | 0 | C3 | 0 | 0 | 0 | 0 | 0 | 0 | 0 | 0 | 0 | 0 | 0 | 0 | 0 | 0 | 0 | 0 | 0 | 0 | 0 | 0 | 0 | 0 | 0 | 0 | 0 | 0 | 0 | 0 | 0 | 0 | 0 | 0 | 0 | 0 | 0 | 0 |  |  | C3 | 0 | 0 | 0 | 0 | 0 | C3 | 0 | 0 | 0 | 0 | 0 | C3 | [5 empty] | C3 | [5 empty] | 0 | [6 empty] | 0 | [6 empty] | 0 | [6 empty] | 0 | [6 empty] | 0 | [6 empty] | 0
|  |  | 0 | 0 | C4 | 0 | 0 | 0 | 0 | 0 | 0 | 0 | 0 | 0 | 0 | 0 | 0 | 0 | 0 | 0 | 0 | 0 | 0 | 0 | 0 | 0 | 0 | 0 | 0 | 0 | 0 | 0 | 0 | 0 | 0 | 0 | 0 | 0 | 0 | 0 | 0 |  |  | C4 | 0 | 0 | 0 | 0 | 0 | C4 | 0 | 0 | 0 | 0 | 0 | C4 | [5 empty] | C4 | [5 empty] | 0 | [6 empty] | 0 | [6 empty] | 0 | [6 empty] | 0 | [6 empty] | 0 | [6 empty] | 0
|  |  | 0 | 0 |  | 0 | 0 | 0 | 0 | 0 |  | 0 | 0 | 0 | 0 | 0 |  | 0 | 0 | 0 | 0 | 0 |  | 0 | 0 | 0 | 0 | 0 |  | 0 | 0 | 0 | 0 | 0 |  | 0 | 0 | 0 | 0 | 0 | [22 empty] | 0 | 0 | 0 | 0 | 0 | 0 |  | 0 | 0 | 0 | 0 | 0 | 0 |  | 0 | 0 | 0 | 0 | 0 | 0 |  | 0 | 0 | 0 | 0 | 0 | 0 |  | 0 | 0 | 0 | 0 | 0 | 0 |  | 0 | 0 | 0 | 0 | 0 | 0
| [Please insert new asset category as required] |  | 0 | 0 | C1 | 0 | 0 | 0 | 0 | 0 | 0 | 0 | 0 | 0 | 0 | 0 | 0 | 0 | 0 | 0 | 0 | 0 | 0 | 0 | 0 | 0 | 0 | 0 | 0 | 0 | 0 | 0 | 0 | 0 | 0 | 0 | 0 | 0 | 0 | 0 | 0 |  |  | C1 | 0 | 0 | 0 | 0 | 0 | C1 | 0 | 0 | 0 | 0 | 0 | C1 | [5 empty] | C1 | [5 empty] | 0 | [6 empty] | 0 | [6 empty] | 0 | [6 empty] | 0 | [6 empty] | 0 | [6 empty] | 0
|  |  | 0 | 0 | C2 | 0 | 0 | 0 | 0 | 0 | 0 | 0 | 0 | 0 | 0 | 0 | 0 | 0 | 0 | 0 | 0 | 0 | 0 | 0 | 0 | 0 | 0 | 0 | 0 | 0 | 0 | 0 | 0 | 0 | 0 | 0 | 0 | 0 | 0 | 0 | 0 |  |  | C2 | 0 | 0 | 0 | 0 | 0 | C2 | 0 | 0 | 0 | 0 | 0 | C2 | [5 empty] | C2 | [5 empty] | 0 | [6 empty] | 0 | [6 empty] | 0 | [6 empty] | 0 | [6 empty] | 0 | [6 empty] | 0
|  |  | 0 | 0 | C3 | 0 | 0 | 0 | 0 | 0 | 0 | 0 | 0 | 0 | 0 | 0 | 0 | 0 | 0 | 0 | 0 | 0 | 0 | 0 | 0 | 0 | 0 | 0 | 0 | 0 | 0 | 0 | 0 | 0 | 0 | 0 | 0 | 0 | 0 | 0 | 0 |  |  | C3 | 0 | 0 | 0 | 0 | 0 | C3 | 0 | 0 | 0 | 0 | 0 | C3 | [5 empty] | C3 | [5 empty] | 0 | [6 empty] | 0 | [6 empty] | 0 | [6 empty] | 0 | [6 empty] | 0 | [6 empty] | 0
|  |  | 0 | 0 | C4 | 0 | 0 | 0 | 0 | 0 | 0 | 0 | 0 | 0 | 0 | 0 | 0 | 0 | 0 | 0 | 0 | 0 | 0 | 0 | 0 | 0 | 0 | 0 | 0 | 0 | 0 | 0 | 0 | 0 | 0 | 0 | 0 | 0 | 0 | 0 | 0 |  |  | C4 | 0 | 0 | 0 | 0 | 0 | C4 | 0 | 0 | 0 | 0 | 0 | C4 | [5 empty] | C4 | [5 empty] | 0 | [6 empty] | 0 | [6 empty] | 0 | [6 empty] | 0 | [6 empty] | 0 | [6 empty] | 0
|  |  | 0 | 0 |  | 0 | 0 | 0 | 0 | 0 |  | 0 | 0 | 0 | 0 | 0 |  | 0 | 0 | 0 | 0 | 0 |  | 0 | 0 | 0 | 0 | 0 |  | 0 | 0 | 0 | 0 | 0 |  | 0 | 0 | 0 | 0 | 0 | [22 empty] | 0 | 0 | 0 | 0 | 0 | 0 |  | 0 | 0 | 0 | 0 | 0 | 0 |  | 0 | 0 | 0 | 0 | 0 | 0 |  | 0 | 0 | 0 | 0 | 0 | 0 |  | 0 | 0 | 0 | 0 | 0 | 0 |  | 0 | 0 | 0 | 0 | 0 | 0
[63 empty] | 0 | 0 | 0 | 0 | 0 | 0 |  | 5671256.8416 | 1324969.4187 | 2755584.6671 | 2297795.2847 | 8509296.4716 | 20558902.6838 |  | 5280238.1273 | 1497840.402 | 2891368.4884 | 1642440.4549 | 12279582.4813 | 23591469.9539 |  | 5615928.8653 | 1497840.402 | 2886314.0384 | 1597100.5285 | 9048167.9706 | 20645351.8048 |  | 4802015.7645 | 1495167.2482 | 1570270.799 | 4588148.5754 | 15188875.0843 | 27644477.4714 |  | 5451142.8371 | 1495167.2482 | 1562215.8986 | 4345029.2391 | 9298354.2022 | 22151909.4252
| EHV Network | [66 empty] | 0 | [6 empty] | 0 | [6 empty] | 0 | [6 empty] | 0 | [6 empty] | 0 | [6 empty] | 0
| EHV Switchgear (GM) |  | 243 | 243 | C1 | 192 | 12 | 1 | 0 | 38 | 243 | 0 | 0 | 0 | 0 | 0 | 0 | 0 | 0 | 0 | 0 | 0 | 0 | 192 | 12 | 1 | 0 | 38 | 243 | 27 | 0 | 0 | -1 | -26 | 0 | 190 | 14 | 0 | 1 | 38 | 243 |  |  | C1 | 0.0065432 | 0.0097422 | 0.017225 | 0.027896 | 0.065433 | C1 | 35717.241 | 35717.241 | 35717.241 | 35717.241 | 35717.241 | C1 | 233.7062 | 347.9636 | 615.2312 | 996.3745 | 2337.1017 | C1 | 0 | 0 | 0 | 0 | 0 | 0 |  | 44871.5878 | 4175.5634 | 615.2312 | 0 | 88809.8654 | 138472.2478 |  | 44871.5878 | 4175.5634 | 615.2312 | 0 | 88809.8654 | 138472.2478 |  | 44871.5878 | 4175.5634 | 615.2312 | 0 | 88809.8654 | 138472.2478 |  | 44404.1755 | 4871.4906 | 0 | 996.3745 | 88809.8654 | 139081.906 |  | 50714.2425 | 4871.4906 | 0 | 0 | 28045.2206 | 83630.9538
|  |  | 1645 | 1645 | C2 | 1078 | 122 | 8 | 0 | 437 | 1645 | 0 | 0 | 0 | 0 | 0 | 0 | 101 | 0 | 0 | 0 | -101 | 0 | 989 | 178 | 41 | 0 | 437 | 1645 | 186 | 0 | 0 | -6 | -180 | 0 | 973 | 143 | 81 | 11 | 437 | 1645 |  |  | C2 | 0.0065432 | 0.0097422 | 0.017225 | 0.027896 | 0.065433 | C2 | 51024.63 | 51024.63 | 51024.63 | 51024.63 | 51024.63 | C2 | 333.866 | 497.0909 | 878.9018 | 1423.3922 | 3338.7167 | C2 | 0 | 0 | 0 | 0 | 0 | 0 |  | 359907.5274 | 60645.0875 | 7031.2141 | 0 | 1459019.2165 | 1886603.0455 |  | 330193.4551 | 88482.1768 | 36034.9725 | 0 | 1459019.2165 | 1913729.821 |  | 363913.9191 | 88482.1768 | 36034.9725 | 0 | 1121808.8255 | 1610239.894 |  | 324851.5994 | 71083.996 | 71191.0433 | 15657.3139 | 1459019.2165 | 1941803.1691 |  | 386950.6718 | 71083.996 | 71191.0433 | 7116.9609 | 858050.2029 | 1394392.8748
|  |  | 263 | 263 | C3 | 204 | 14 | 11 | 0 | 34 | 263 | 0 | 0 | 0 | 0 | 0 | 0 | 15 | 0 | 0 | 0 | -15 | 0 | 204 | 1 | 24 | 0 | 34 | 263 | 21 | 0 | 0 | -6 | -15 | 0 | 204 | 0 | 13 | 12 | 34 | 263 |  |  | C3 | 0.0065432 | 0.0097422 | 0.017225 | 0.027896 | 0.065433 | C3 | 76536.945 | 76536.945 | 76536.945 | 76536.945 | 76536.945 | C3 | 500.799 | 745.6363 | 1318.3527 | 2135.0883 | 5008.0751 | C3 | 0 | 0 | 0 | 0 | 0 | 0 |  | 102162.9901 | 10438.9085 | 14501.8792 | 0 | 170274.5539 | 297378.3317 |  | 102162.9901 | 745.6363 | 31640.4637 | 0 | 170274.5539 | 304823.644 |  | 109674.9747 | 745.6363 | 31640.4637 | 0 | 95153.4272 | 237214.5019 |  | 102162.9901 | 0 | 17138.5845 | 25621.0592 | 170274.5539 | 315197.1877 |  | 112679.7685 | 0 | 17138.5845 | 12810.5296 | 95153.4272 | 237782.3098
|  |  | 0 | 0 | C4 | 0 | 0 | 0 | 0 | 0 | 0 | 0 | 0 | 0 | 0 | 0 | 0 | 0 | 0 | 0 | 0 | 0 | 0 | 0 | 0 | 0 | 0 | 0 | 0 | 0 | 0 | 0 | 0 | 0 | 0 | 0 | 0 | 0 | 0 | 0 | 0 |  |  | C4 | 0.0065432 | 0.0097422 | 0.017225 | 0.027896 | 0.065433 | C4 | 127561.575 | 127561.575 | 127561.575 | 127561.575 | 127561.575 | C4 | 834.665 | 1242.7272 | 2197.2544 | 3558.4804 | 8346.7919 | C4 | 0 | 0 | 0 | 0 | 0 | 0 |  | 0 | 0 | 0 | 0 | 0 | 0 |  | 0 | 0 | 0 | 0 | 0 | 0 |  | 0 | 0 | 0 | 0 | 0 | 0 |  | 0 | 0 | 0 | 0 | 0 | 0 |  | 0 | 0 | 0 | 0 | 0 | 0
|  | Yes | 2151 | 2151 |  | 1474 | 148 | 20 | 0 | 509 |  | 0 | 0 | 0 | 0 | 0 |  | 116 | 0 | 0 | 0 | -116 |  | 1385 | 191 | 66 | 0 | 509 |  | 234 | 0 | 0 | -13 | -221 |  | 1367 | 157 | 94 | 24 | 509 | [22 empty] | 0 | 0 | 0 | 0 | 0 | 0 |  | 506942.1053 | 75259.5594 | 22148.3246 | 0 | 1718103.6358 | 2322453.6251 |  | 477228.033 | 93403.3766 | 68290.6674 | 0 | 1718103.6358 | 2357025.7128 |  | 518460.4817 | 93403.3766 | 68290.6674 | 0 | 1305772.1181 | 1985926.6437 |  | 471418.765 | 75955.4866 | 88329.6278 | 42274.7477 | 1718103.6358 | 2396082.2628 |  | 550344.6828 | 75955.4866 | 88329.6278 | 19927.4905 | 981248.8507 | 1715806.1384
| EHV Transformer |  | 83 | 83 | C1 | 33 | 14 | 15 | 8 | 13 | 83 | 0 | 0 | 0 | 0 | 0 | 0 | 2 | 0 | 0 | 0 | -2 | 0 | 30 | 10 | 17 | 9 | 17 | 83 | 4 | 0 | 0 | 0 | -4 | 0 | 25 | 10 | 9 | 15 | 24 | 83 |  |  | C1 | 0.012939 | 0.019265 | 0.034062 | 0.055165 | 0.12939 | C1 | 104500.809 | 104500.809 | 104500.809 | 104500.809 | 104500.809 | C1 | 1352.1574 | 2013.2183 | 3559.5525 | 5764.7389 | 13521.8041 | C1 | 0 | 0 | 0 | 0 | 0 | 0 |  | 44621.1926 | 28185.0556 | 53393.2875 | 46117.9109 | 175783.4531 | 348100.8997 |  | 40564.7205 | 20132.1826 | 60512.3925 | 51882.6498 | 229870.6695 | 402962.6148 |  | 43269.0352 | 20132.1826 | 60512.3925 | 51882.6498 | 202827.0613 | 378623.3214 |  | 33803.9338 | 20132.1826 | 32035.9725 | 86471.0829 | 324523.2981 | 496966.4699 |  | 39212.5632 | 20132.1826 | 32035.9725 | 86471.0829 | 270436.0817 | 448287.8829
|  |  | 772 | 772 | C2 | 450 | 101 | 120 | 40 | 61 | 772 | 0 | 0 | 0 | 0 | 0 | 0 | 29 | 0 | 0 | -4 | -25 | 0 | 419 | 90 | 131 | 45 | 87 | 772 | 60 | 0 | 0 | -10 | -50 | 0 | 357 | 95 | 84 | 127 | 109 | 772 |  |  | C2 | 0.012939 | 0.019265 | 0.034062 | 0.055165 | 0.12939 | C2 | 149286.87 | 149286.87 | 149286.87 | 149286.87 | 149286.87 | C2 | 1931.6534 | 2876.0261 | 5085.075 | 8235.3412 | 19316.863 | C2 | 0 | 0 | 0 | 0 | 0 | 0 |  | 869244.0109 | 290478.6345 | 610209 | 329413.6493 | 1178328.6418 | 3277673.9365 |  | 809362.7568 | 258842.3476 | 666144.825 | 370590.3554 | 1680567.0793 | 3785507.3641 |  | 865380.7042 | 258842.3476 | 666144.825 | 337648.9905 | 1197645.5048 | 3325662.372 |  | 689600.2487 | 273222.478 | 427146.3 | 1045888.3365 | 2105538.0649 | 4541395.428 |  | 805499.4501 | 273222.478 | 427146.3 | 963534.9241 | 1139694.9159 | 3609098.0681
|  |  | 99 | 99 | C3 | 53 | 9 | 23 | 6 | 8 | 99 | 0 | 0 | 0 | 0 | 0 | 0 | 6 | 0 | 0 | -1 | -5 | 0 | 45 | 10 | 26 | 5 | 13 | 99 | 21 | 0 | 0 | -10 | -11 | 0 | 41 | 11 | 18 | 13 | 16 | 99 |  |  | C3 | 0.012939 | 0.019265 | 0.034062 | 0.055165 | 0.12939 | C3 | 223930.305 | 223930.305 | 223930.305 | 223930.305 | 223930.305 | C3 | 2897.48 | 4314.0391 | 7627.6125 | 12353.0118 | 28975.2945 | C3 | 0 | 0 | 0 | 0 | 0 | 0 |  | 153566.4419 | 38826.3521 | 175435.0875 | 74118.0711 | 231802.3558 | 673748.3084 |  | 130386.6016 | 43140.3913 | 198317.925 | 61765.0592 | 376678.8281 | 810288.8053 |  | 147771.4819 | 43140.3913 | 198317.925 | 49412.0474 | 231802.3558 | 670444.2013 |  | 118796.6815 | 47454.4304 | 137297.025 | 160589.154 | 463604.7115 | 927742.0024 |  | 179643.7623 | 47454.4304 | 137297.025 | 37059.0355 | 144876.4724 | 546330.7255
|  |  | 3 | 3 | C4 | 0 | 3 | 0 | 0 | 0 | 3 | 0 | 0 | 0 | 0 | 0 | 0 | 0 | 0 | 0 | 0 | 0 | 0 | 0 | 2 | 1 | 0 | 0 | 3 | 2 | 0 | 0 | -2 | 0 | 0 | 0 | 0 | 1 | 2 | 0 | 3 |  |  | C4 | 0.012939 | 0.019265 | 0.034062 | 0.055165 | 0.12939 | C4 | 373217.175 | 373217.175 | 373217.175 | 373217.175 | 373217.175 | C4 | 4829.1334 | 7190.0652 | 12712.6875 | 20588.3531 | 48292.1575 | C4 | 0 | 0 | 0 | 0 | 0 | 0 |  | 0 | 21570.1956 | 0 | 0 | 0 | 21570.1956 |  | 0 | 14380.1304 | 12712.6875 | 0 | 0 | 27092.8179 |  | 0 | 14380.1304 | 12712.6875 | 0 | 0 | 27092.8179 |  | 0 | 0 | 12712.6875 | 41176.7062 | 0 | 53889.3937 |  | 9658.2668 | 0 | 12712.6875 | 0 | 0 | 22370.9543
|  | Yes | 957 | 957 |  | 536 | 127 | 158 | 54 | 82 |  | 0 | 0 | 0 | 0 | 0 |  | 37 | 0 | 0 | -5 | -32 |  | 494 | 112 | 175 | 59 | 117 |  | 87 | 0 | 0 | -22 | -65 |  | 423 | 116 | 112 | 157 | 149 | [22 empty] | 0 | 0 | 0 | 0 | 0 | 0 |  | 1067431.6454 | 379060.2379 | 839037.375 | 449649.6313 | 1585914.4507 | 4321093.3402 |  | 980314.079 | 336495.0518 | 937687.83 | 484238.0644 | 2287116.5769 | 5025851.6021 |  | 1056421.2213 | 336495.0518 | 937687.83 | 438943.6877 | 1632274.9219 | 4401822.7126 |  | 842200.8639 | 340809.091 | 609191.985 | 1334125.2796 | 2893666.0745 | 6019993.2939 |  | 1034014.0423 | 340809.091 | 609191.985 | 1087065.0426 | 1555007.4699 | 4626087.6308
| EHV UG Cable (Gas) |  | 0 | 0 | C1 | 0 | 0 | 0 | 0 | 0 | 0 | 0 | 0 | 0 | 0 | 0 | 0 | 0 | 0 | 0 | 0 | 0 | 0 | 0 | 0 | 0 | 0 | 0 | 0 | 0 | 0 | 0 | 0 | 0 | 0 | 0 | 0 | 0 | 0 | 0 | 0 |  |  | C1 | 0 | 0 | 0 | 0 | 0 | C1 | 0 | 0 | 0 | 0 | 0 | C1 | [5 empty] | C1 | [5 empty] | 0 | [6 empty] | 0 | [6 empty] | 0 | [6 empty] | 0 | [6 empty] | 0 | [6 empty] | 0
|  |  | 0 | 0 | C2 | 0 | 0 | 0 | 0 | 0 | 0 | 0 | 0 | 0 | 0 | 0 | 0 | 0 | 0 | 0 | 0 | 0 | 0 | 0 | 0 | 0 | 0 | 0 | 0 | 0 | 0 | 0 | 0 | 0 | 0 | 0 | 0 | 0 | 0 | 0 | 0 |  |  | C2 | 0 | 0 | 0 | 0 | 0 | C2 | 0 | 0 | 0 | 0 | 0 | C2 | [5 empty] | C2 | [5 empty] | 0 | [6 empty] | 0 | [6 empty] | 0 | [6 empty] | 0 | [6 empty] | 0 | [6 empty] | 0
|  |  | 0 | 0 | C3 | 0 | 0 | 0 | 0 | 0 | 0 | 0 | 0 | 0 | 0 | 0 | 0 | 0 | 0 | 0 | 0 | 0 | 0 | 0 | 0 | 0 | 0 | 0 | 0 | 0 | 0 | 0 | 0 | 0 | 0 | 0 | 0 | 0 | 0 | 0 | 0 |  |  | C3 | 0 | 0 | 0 | 0 | 0 | C3 | 0 | 0 | 0 | 0 | 0 | C3 | [5 empty] | C3 | [5 empty] | 0 | [6 empty] | 0 | [6 empty] | 0 | [6 empty] | 0 | [6 empty] | 0 | [6 empty] | 0
|  |  | 0 | 0 | C4 | 0 | 0 | 0 | 0 | 0 | 0 | 0 | 0 | 0 | 0 | 0 | 0 | 0 | 0 | 0 | 0 | 0 | 0 | 0 | 0 | 0 | 0 | 0 | 0 | 0 | 0 | 0 | 0 | 0 | 0 | 0 | 0 | 0 | 0 | 0 | 0 |  |  | C4 | 0 | 0 | 0 | 0 | 0 | C4 | 0 | 0 | 0 | 0 | 0 | C4 | [5 empty] | C4 | [5 empty] | 0 | [6 empty] | 0 | [6 empty] | 0 | [6 empty] | 0 | [6 empty] | 0 | [6 empty] | 0
|  |  | 0 | 0 |  | 0 | 0 | 0 | 0 | 0 |  | 0 | 0 | 0 | 0 | 0 |  | 0 | 0 | 0 | 0 | 0 |  | 0 | 0 | 0 | 0 | 0 |  | 0 | 0 | 0 | 0 | 0 |  | 0 | 0 | 0 | 0 | 0 | [22 empty] | 0 | 0 | 0 | 0 | 0 | 0 |  | 0 | 0 | 0 | 0 | 0 | 0 |  | 0 | 0 | 0 | 0 | 0 | 0 |  | 0 | 0 | 0 | 0 | 0 | 0 |  | 0 | 0 | 0 | 0 | 0 | 0 |  | 0 | 0 | 0 | 0 | 0 | 0
| EHV UG Cable (Oil) |  | 0 | 0 | C1 | 0 | 0 | 0 | 0 | 0 | 0 | 0 | 0 | 0 | 0 | 0 | 0 | 0 | 0 | 0 | 0 | 0 | 0 | 0 | 0 | 0 | 0 | 0 | 0 | 0 | 0 | 0 | 0 | 0 | 0 | 0 | 0 | 0 | 0 | 0 | 0 |  |  | C1 | 0 | 0 | 0 | 0 | 0 | C1 | 0 | 0 | 0 | 0 | 0 | C1 | [5 empty] | C1 | [5 empty] | 0 | [6 empty] | 0 | [6 empty] | 0 | [6 empty] | 0 | [6 empty] | 0 | [6 empty] | 0
|  |  | 0 | 0 | C2 | 0 | 0 | 0 | 0 | 0 | 0 | 0 | 0 | 0 | 0 | 0 | 0 | 0 | 0 | 0 | 0 | 0 | 0 | 0 | 0 | 0 | 0 | 0 | 0 | 0 | 0 | 0 | 0 | 0 | 0 | 0 | 0 | 0 | 0 | 0 | 0 |  |  | C2 | 0 | 0 | 0 | 0 | 0 | C2 | 0 | 0 | 0 | 0 | 0 | C2 | [5 empty] | C2 | [5 empty] | 0 | [6 empty] | 0 | [6 empty] | 0 | [6 empty] | 0 | [6 empty] | 0 | [6 empty] | 0
|  |  | 0 | 0 | C3 | 0 | 0 | 0 | 0 | 0 | 0 | 0 | 0 | 0 | 0 | 0 | 0 | 0 | 0 | 0 | 0 | 0 | 0 | 0 | 0 | 0 | 0 | 0 | 0 | 0 | 0 | 0 | 0 | 0 | 0 | 0 | 0 | 0 | 0 | 0 | 0 |  |  | C3 | 0 | 0 | 0 | 0 | 0 | C3 | 0 | 0 | 0 | 0 | 0 | C3 | [5 empty] | C3 | [5 empty] | 0 | [6 empty] | 0 | [6 empty] | 0 | [6 empty] | 0 | [6 empty] | 0 | [6 empty] | 0
|  |  | 0 | 0 | C4 | 0 | 0 | 0 | 0 | 0 | 0 | 0 | 0 | 0 | 0 | 0 | 0 | 0 | 0 | 0 | 0 | 0 | 0 | 0 | 0 | 0 | 0 | 0 | 0 | 0 | 0 | 0 | 0 | 0 | 0 | 0 | 0 | 0 | 0 | 0 | 0 |  |  | C4 | 0 | 0 | 0 | 0 | 0 | C4 | 0 | 0 | 0 | 0 | 0 | C4 | [5 empty] | C4 | [5 empty] | 0 | [6 empty] | 0 | [6 empty] | 0 | [6 empty] | 0 | [6 empty] | 0 | [6 empty] | 0
|  |  | 0 | 0 |  | 0 | 0 | 0 | 0 | 0 |  | 0 | 0 | 0 | 0 | 0 |  | 0 | 0 | 0 | 0 | 0 |  | 0 | 0 | 0 | 0 | 0 |  | 0 | 0 | 0 | 0 | 0 |  | 0 | 0 | 0 | 0 | 0 | [22 empty] | 0 | 0 | 0 | 0 | 0 | 0 |  | 0 | 0 | 0 | 0 | 0 | 0 |  | 0 | 0 | 0 | 0 | 0 | 0 |  | 0 | 0 | 0 | 0 | 0 | 0 |  | 0 | 0 | 0 | 0 | 0 | 0 |  | 0 | 0 | 0 | 0 | 0 | 0
| EHV UG Cable (Non Pressurised) |  | 0 | 0 | C1 | 0 | 0 | 0 | 0 | 0 | 0 | 0 | 0 | 0 | 0 | 0 | 0 | 0 | 0 | 0 | 0 | 0 | 0 | 0 | 0 | 0 | 0 | 0 | 0 | 0 | 0 | 0 | 0 | 0 | 0 | 0 | 0 | 0 | 0 | 0 | 0 |  |  | C1 | 0 | 0 | 0 | 0 | 0 | C1 | 0 | 0 | 0 | 0 | 0 | C1 | [5 empty] | C1 | [5 empty] | 0 | [6 empty] | 0 | [6 empty] | 0 | [6 empty] | 0 | [6 empty] | 0 | [6 empty] | 0
|  |  | 0 | 0 | C2 | 0 | 0 | 0 | 0 | 0 | 0 | 0 | 0 | 0 | 0 | 0 | 0 | 0 | 0 | 0 | 0 | 0 | 0 | 0 | 0 | 0 | 0 | 0 | 0 | 0 | 0 | 0 | 0 | 0 | 0 | 0 | 0 | 0 | 0 | 0 | 0 |  |  | C2 | 0 | 0 | 0 | 0 | 0 | C2 | 0 | 0 | 0 | 0 | 0 | C2 | [5 empty] | C2 | [5 empty] | 0 | [6 empty] | 0 | [6 empty] | 0 | [6 empty] | 0 | [6 empty] | 0 | [6 empty] | 0
|  |  | 0 | 0 | C3 | 0 | 0 | 0 | 0 | 0 | 0 | 0 | 0 | 0 | 0 | 0 | 0 | 0 | 0 | 0 | 0 | 0 | 0 | 0 | 0 | 0 | 0 | 0 | 0 | 0 | 0 | 0 | 0 | 0 | 0 | 0 | 0 | 0 | 0 | 0 | 0 |  |  | C3 | 0 | 0 | 0 | 0 | 0 | C3 | 0 | 0 | 0 | 0 | 0 | C3 | [5 empty] | C3 | [5 empty] | 0 | [6 empty] | 0 | [6 empty] | 0 | [6 empty] | 0 | [6 empty] | 0 | [6 empty] | 0
|  |  | 0 | 0 | C4 | 0 | 0 | 0 | 0 | 0 | 0 | 0 | 0 | 0 | 0 | 0 | 0 | 0 | 0 | 0 | 0 | 0 | 0 | 0 | 0 | 0 | 0 | 0 | 0 | 0 | 0 | 0 | 0 | 0 | 0 | 0 | 0 | 0 | 0 | 0 | 0 |  |  | C4 | 0 | 0 | 0 | 0 | 0 | C4 | 0 | 0 | 0 | 0 | 0 | C4 | [5 empty] | C4 | [5 empty] | 0 | [6 empty] | 0 | [6 empty] | 0 | [6 empty] | 0 | [6 empty] | 0 | [6 empty] | 0
|  |  | 0 | 0 |  | 0 | 0 | 0 | 0 | 0 |  | 0 | 0 | 0 | 0 | 0 |  | 0 | 0 | 0 | 0 | 0 |  | 0 | 0 | 0 | 0 | 0 |  | 0 | 0 | 0 | 0 | 0 |  | 0 | 0 | 0 | 0 | 0 | [22 empty] | 0 | 0 | 0 | 0 | 0 | 0 |  | 0 | 0 | 0 | 0 | 0 | 0 |  | 0 | 0 | 0 | 0 | 0 | 0 |  | 0 | 0 | 0 | 0 | 0 | 0 |  | 0 | 0 | 0 | 0 | 0 | 0 |  | 0 | 0 | 0 | 0 | 0 | 0
| EHV OHL Support - Towers |  | 0 | 0 | C1 | 0 | 0 | 0 | 0 | 0 | 0 | 0 | 0 | 0 | 0 | 0 | 0 | 0 | 0 | 0 | 0 | 0 | 0 | 0 | 0 | 0 | 0 | 0 | 0 | 0 | 0 | 0 | 0 | 0 | 0 | 0 | 0 | 0 | 0 | 0 | 0 |  |  | C1 | 0 | 0 | 0 | 0 | 0 | C1 | 0 | 0 | 0 | 0 | 0 | C1 | [5 empty] | C1 | [5 empty] | 0 | [6 empty] | 0 | [6 empty] | 0 | [6 empty] | 0 | [6 empty] | 0 | [6 empty] | 0
|  |  | 0 | 0 | C2 | 0 | 0 | 0 | 0 | 0 | 0 | 0 | 0 | 0 | 0 | 0 | 0 | 0 | 0 | 0 | 0 | 0 | 0 | 0 | 0 | 0 | 0 | 0 | 0 | 0 | 0 | 0 | 0 | 0 | 0 | 0 | 0 | 0 | 0 | 0 | 0 |  |  | C2 | 0 | 0 | 0 | 0 | 0 | C2 | 0 | 0 | 0 | 0 | 0 | C2 | [5 empty] | C2 | [5 empty] | 0 | [6 empty] | 0 | [6 empty] | 0 | [6 empty] | 0 | [6 empty] | 0 | [6 empty] | 0
|  |  | 0 | 0 | C3 | 0 | 0 | 0 | 0 | 0 | 0 | 0 | 0 | 0 | 0 | 0 | 0 | 0 | 0 | 0 | 0 | 0 | 0 | 0 | 0 | 0 | 0 | 0 | 0 | 0 | 0 | 0 | 0 | 0 | 0 | 0 | 0 | 0 | 0 | 0 | 0 |  |  | C3 | 0 | 0 | 0 | 0 | 0 | C3 | 0 | 0 | 0 | 0 | 0 | C3 | [5 empty] | C3 | [5 empty] | 0 | [6 empty] | 0 | [6 empty] | 0 | [6 empty] | 0 | [6 empty] | 0 | [6 empty] | 0
|  |  | 0 | 0 | C4 | 0 | 0 | 0 | 0 | 0 | 0 | 0 | 0 | 0 | 0 | 0 | 0 | 0 | 0 | 0 | 0 | 0 | 0 | 0 | 0 | 0 | 0 | 0 | 0 | 0 | 0 | 0 | 0 | 0 | 0 | 0 | 0 | 0 | 0 | 0 | 0 |  |  | C4 | 0 | 0 | 0 | 0 | 0 | C4 | 0 | 0 | 0 | 0 | 0 | C4 | [5 empty] | C4 | [5 empty] | 0 | [6 empty] | 0 | [6 empty] | 0 | [6 empty] | 0 | [6 empty] | 0 | [6 empty] | 0
|  |  | 0 | 0 |  | 0 | 0 | 0 | 0 | 0 |  | 0 | 0 | 0 | 0 | 0 |  | 0 | 0 | 0 | 0 | 0 |  | 0 | 0 | 0 | 0 | 0 |  | 0 | 0 | 0 | 0 | 0 |  | 0 | 0 | 0 | 0 | 0 | [22 empty] | 0 | 0 | 0 | 0 | 0 | 0 |  | 0 | 0 | 0 | 0 | 0 | 0 |  | 0 | 0 | 0 | 0 | 0 | 0 |  | 0 | 0 | 0 | 0 | 0 | 0 |  | 0 | 0 | 0 | 0 | 0 | 0 |  | 0 | 0 | 0 | 0 | 0 | 0
| EHV OHL Support - Poles |  | 20973 | 20973 | C1 | 9102 | 4861 | 3984 | 1721 | 1305 | 20973 | 0 | 0 | 0 | 0 | 0 | 0 | 190 | 0 | 0 | 0 | -190 | 0 | 7989 | 4640 | 4327 | 1490 | 2556 | 21002 | 380 | 0 | 0 | 0 | -380 | 0 | 7112 | 2701 | 3142 | 4449 | 3598 | 21002 |  |  | C1 | 0.0081226 | 0.012094 | 0.021383 | 0.03463 | 0.081228 | C1 | 2705.101 | 2705.101 | 2705.101 | 2705.101 | 2705.101 | C1 | 21.9725 | 32.7148 | 57.8427 | 93.6769 | 219.7291 | C1 | 0 | 0 | 0 | 0 | 0 | 0 |  | 199993.9712 | 159026.4343 | 230445.1498 | 161217.933 | 286746.4107 | 1037429.899 |  | 175538.5449 | 151796.4729 | 250285.1816 | 139578.5707 | 561627.4528 | 1278826.2229 |  | 179713.3257 | 151796.4729 | 250285.1816 | 139578.5707 | 519878.9332 | 1241252.4841 |  | 156268.6358 | 88362.5589 | 181741.6317 | 416768.4974 | 790585.1233 | 1633726.4471 |  | 164618.1973 | 88362.5589 | 181741.6317 | 416768.4974 | 707088.0841 | 1558578.9695
|  |  | 4 | 4 | C2 | 4 | 0 | 0 | 0 | 0 | 4 | 0 | 0 | 0 | 0 | 0 | 0 | 0 | 0 | 0 | 0 | 0 | 0 | 4 | 0 | 0 | 0 | 0 | 4 | 0 | 0 | 0 | 0 | 0 | 0 | 2 | 2 | 0 | 0 | 0 | 4 |  |  | C2 | 0.0081226 | 0.012094 | 0.021383 | 0.03463 | 0.081228 | C2 | 3864.43 | 3864.43 | 3864.43 | 3864.43 | 3864.43 | C2 | 31.3893 | 46.7354 | 82.6324 | 133.8241 | 313.8986 | C2 | 0 | 0 | 0 | 0 | 0 | 0 |  | 125.5573 | 0 | 0 | 0 | 0 | 125.5573 |  | 125.5573 | 0 | 0 | 0 | 0 | 125.5573 |  | 125.5573 | 0 | 0 | 0 | 0 | 125.5573 |  | 62.7787 | 93.4707 | 0 | 0 | 0 | 156.2494 |  | 62.7787 | 93.4707 | 0 | 0 | 0 | 156.2494
|  |  | 13434 | 13434 | C3 | 5451 | 3468 | 2726 | 1034 | 755 | 13434 | 0 | 0 | 0 | 0 | 0 | 0 | 1380 | 0 | 0 | -482 | -898 | 0 | 4667 | 3242 | 3025 | 983 | 1488 | 13405 | 2778 | 0 | 0 | -983 | -1795 | 0 | 4094 | 1700 | 2301 | 3135 | 2175 | 13405 |  |  | C3 | 0.0081226 | 0.012094 | 0.021383 | 0.03463 | 0.081228 | C3 | 5796.645 | 5796.645 | 5796.645 | 5796.645 | 5796.645 | C3 | 47.084 | 70.1031 | 123.9486 | 200.7362 | 470.848 | C3 | 0 | 0 | 0 | 0 | 0 | 0 |  | 256654.849 | 243117.3806 | 337883.7556 | 207561.2303 | 355490.2136 | 1400707.4292 |  | 219740.9981 | 227274.0911 | 374944.373 | 197323.6841 | 700621.7721 | 1719904.9183 |  | 284716.9092 | 227274.0911 | 374944.373 | 100568.8359 | 277800.2994 | 1265304.5087 |  | 192761.8697 | 119175.1866 | 285205.6206 | 629307.9854 | 1024094.3241 | 2250544.9864 |  | 323561.2039 | 119175.1866 | 285205.6206 | 431984.3013 | 178922.2267 | 1338848.5391
|  |  | 0 | 0 | C4 | 0 | 0 | 0 | 0 | 0 | 0 | 0 | 0 | 0 | 0 | 0 | 0 | 0 | 0 | 0 | 0 | 0 | 0 | 0 | 0 | 0 | 0 | 0 | 0 | 0 | 0 | 0 | 0 | 0 | 0 | 0 | 0 | 0 | 0 | 0 | 0 |  |  | C4 | 0.0081226 | 0.012094 | 0.021383 | 0.03463 | 0.081228 | C4 | 9661.075 | 9661.075 | 9661.075 | 9661.075 | 9661.075 | C4 | 78.4733 | 116.8384 | 206.5809 | 334.5603 | 784.7466 | C4 | 0 | 0 | 0 | 0 | 0 | 0 |  | 0 | 0 | 0 | 0 | 0 | 0 |  | 0 | 0 | 0 | 0 | 0 | 0 |  | 0 | 0 | 0 | 0 | 0 | 0 |  | 0 | 0 | 0 | 0 | 0 | 0 |  | 0 | 0 | 0 | 0 | 0 | 0
|  | Yes | 34411 | 34411 |  | 14557 | 8329 | 6710 | 2755 | 2060 |  | 0 | 0 | 0 | 0 | 0 |  | 1570 | 0 | 0 | -482 | -1088 |  | 12660 | 7882 | 7352 | 2473 | 4044 |  | 3158 | 0 | 0 | -983 | -2175 |  | 11208 | 4403 | 5443 | 7584 | 5773 | [22 empty] | 0 | 0 | 0 | 0 | 0 | 0 |  | 456774.3775 | 402143.8149 | 568328.9055 | 368779.1633 | 642236.6244 | 2438262.8855 |  | 395405.1003 | 379070.564 | 625229.5546 | 336902.2548 | 1262249.2248 | 2998856.6985 |  | 464555.7922 | 379070.564 | 625229.5546 | 240147.4067 | 797679.2326 | 2506682.55 |  | 349093.2842 | 207631.2162 | 466947.2523 | 1046076.4828 | 1814679.4473 | 3884427.6829 |  | 488242.1799 | 207631.2162 | 466947.2523 | 848752.7987 | 886010.3109 | 2897583.758
| EHV OHL (Tower Line) Conductor |  | 0 | 0 | C1 | 0 | 0 | 0 | 0 | 0 | 0 | 0 | 0 | 0 | 0 | 0 | 0 | 0 | 0 | 0 | 0 | 0 | 0 | 0 | 0 | 0 | 0 | 0 | 0 | 0 | 0 | 0 | 0 | 0 | 0 | 0 | 0 | 0 | 0 | 0 | 0 |  |  | C1 | 0.00228 | 0.0033947 | 0.0060022 | 0.0097206 | 0.022801 | C1 | 12111.673 | 12111.673 | 12111.673 | 12111.673 | 12111.673 | C1 | 27.6151 | 41.1159 | 72.6966 | 117.733 | 276.1552 | C1 | 0 | 0 | 0 | 0 | 0 | 0 |  | 0 | 0 | 0 | 0 | 0 | 0 |  | 0 | 0 | 0 | 0 | 0 | 0 |  | 0 | 0 | 0 | 0 | 0 | 0 |  | 0 | 0 | 0 | 0 | 0 | 0 |  | 0 | 0 | 0 | 0 | 0 | 0
|  |  | 232.9 | 232.9 | C2 | 123.0461 | 0 | 87.6236 | 22.2303 | 0 | 232.9 | 0 | 0 | 0 | 0 | 0 | 0 | 27 | 0 | -24 | -3 | 0 | 0 | 123.0461 | 0 | 87.6236 | 22.2303 | 0 | 232.9 | 54 | 0 | -48 | -6 | 0 | 0 | 123.0461 | 0 | 87.6236 | 22.2303 | 0 | 232.9 |  |  | C2 | 0.00228 | 0.0033947 | 0.0060022 | 0.0097206 | 0.022801 | C2 | 17302.39 | 17302.39 | 17302.39 | 17302.39 | 17302.39 | C2 | 39.4501 | 58.737 | 103.8523 | 168.19 | 394.5075 | C2 | 0 | 0 | 0 | 0 | 0 | 0 |  | 4854.1791 | 0 | 9099.9109 | 3738.9092 | 0 | 17692.9991 |  | 4854.1791 | 0 | 9099.9109 | 3738.9092 | 0 | 17692.9991 |  | 5919.3311 | 0 | 6607.4564 | 3234.3391 | 0 | 15761.1266 |  | 4854.1791 | 0 | 9099.9109 | 3738.9092 | 0 | 17692.9991 |  | 6984.483 | 0 | 4115.002 | 2729.7691 | 0 | 13829.2541
|  |  | 7.8958 | 7.8958 | C3 | 7.5707 | 0 | 0.32513 | 0 | 0 | 7.8958 | 0 | 0 | 0 | 0 | 0 | 0 | 0 | 0 | 0 | 0 | 0 | 0 | 7.5707 | 0 | 0.32513 | 0 | 0 | 7.8958 | 0 | 0 | 0 | 0 | 0 | 0 | 7.5707 | 0 | 0.32513 | 0 | 0 | 7.8958 |  |  | C3 | 0.00228 | 0.0033947 | 0.0060022 | 0.0097206 | 0.022801 | C3 | 25953.585 | 25953.585 | 25953.585 | 25953.585 | 25953.585 | C3 | 59.1751 | 88.1054 | 155.7784 | 252.285 | 591.7612 | C3 | 0 | 0 | 0 | 0 | 0 | 0 |  | 447.9955 | 0 | 50.6489 | 0 | 0 | 498.6443 |  | 447.9955 | 0 | 50.6489 | 0 | 0 | 498.6443 |  | 447.9955 | 0 | 50.6489 | 0 | 0 | 498.6443 |  | 447.9955 | 0 | 50.6489 | 0 | 0 | 498.6443 |  | 447.9955 | 0 | 50.6489 | 0 | 0 | 498.6443
|  |  | 0 | 0 | C4 | 0 | 0 | 0 | 0 | 0 | 0 | 0 | 0 | 0 | 0 | 0 | 0 | 0 | 0 | 0 | 0 | 0 | 0 | 0 | 0 | 0 | 0 | 0 | 0 | 0 | 0 | 0 | 0 | 0 | 0 | 0 | 0 | 0 | 0 | 0 | 0 |  |  | C4 | 0.00228 | 0.0033947 | 0.0060022 | 0.0097206 | 0.022801 | C4 | 43255.975 | 43255.975 | 43255.975 | 43255.975 | 43255.975 | C4 | 98.6252 | 146.8424 | 259.6307 | 420.475 | 986.2686 | C4 | 0 | 0 | 0 | 0 | 0 | 0 |  | 0 | 0 | 0 | 0 | 0 | 0 |  | 0 | 0 | 0 | 0 | 0 | 0 |  | 0 | 0 | 0 | 0 | 0 | 0 |  | 0 | 0 | 0 | 0 | 0 | 0 |  | 0 | 0 | 0 | 0 | 0 | 0
|  | Yes | 240.7958 | 240.7958 |  | 130.6168 | 0 | 87.9487 | 22.2303 | 0 |  | 0 | 0 | 0 | 0 | 0 |  | 27 | 0 | -24 | -3 | 0 |  | 130.6168 | 0 | 87.9487 | 22.2303 | 0 |  | 54 | 0 | -48 | -6 | 0 |  | 130.6168 | 0 | 87.9487 | 22.2303 | 0 | [22 empty] | 0 | 0 | 0 | 0 | 0 | 0 |  | 5302.1746 | 0 | 9150.5597 | 3738.9092 | 0 | 18191.6434 |  | 5302.1746 | 0 | 9150.5597 | 3738.9092 | 0 | 18191.6434 |  | 6367.3265 | 0 | 6658.1053 | 3234.3391 | 0 | 16259.771 |  | 5302.1746 | 0 | 9150.5597 | 3738.9092 | 0 | 18191.6434 |  | 7432.4785 | 0 | 4165.6509 | 2729.7691 | 0 | 14327.8985
| EHV OHL Fittings |  | 0 | 0 | C1 | 0 | 0 | 0 | 0 | 0 | 0 | 0 | 0 | 0 | 0 | 0 | 0 | 0 | 0 | 0 | 0 | 0 | 0 | 0 | 0 | 0 | 0 | 0 | 0 | 0 | 0 | 0 | 0 | 0 | 0 | 0 | 0 | 0 | 0 | 0 | 0 |  |  | C1 | 0.002736 | 0.0040737 | 0.0072026 | 0.011665 | 0.027361 | C1 | 1275.981 | 1275.981 | 1275.981 | 1275.981 | 1275.981 | C1 | 3.4911 | 5.1979 | 9.1904 | 14.884 | 34.912 | C1 | 0 | 0 | 0 | 0 | 0 | 0 |  | 0 | 0 | 0 | 0 | 0 | 0 |  | 0 | 0 | 0 | 0 | 0 | 0 |  | 0 | 0 | 0 | 0 | 0 | 0 |  | 0 | 0 | 0 | 0 | 0 | 0 |  | 0 | 0 | 0 | 0 | 0 | 0
|  |  | 1248 | 1248 | C2 | 287 | 302 | 495 | 50 | 114 | 1248 | 0 | 0 | 0 | 0 | 0 | 0 | 186 | -29 | -57 | -32 | -68 | 0 | 278 | 311 | 360 | 158 | 141 | 1248 | 373 | -58 | -114 | -64 | -137 | 0 | 238 | 346 | 363 | 147 | 154 | 1248 |  |  | C2 | 0.002736 | 0.0040737 | 0.0072026 | 0.011665 | 0.027361 | C2 | 1822.83 | 1822.83 | 1822.83 | 1822.83 | 1822.83 | C2 | 4.9873 | 7.4256 | 13.1292 | 21.2629 | 49.8743 | C2 | 0 | 0 | 0 | 0 | 0 | 0 |  | 1431.3671 | 2242.5374 | 6498.9395 | 1063.1426 | 5685.6665 | 16921.6532 |  | 1386.481 | 2309.368 | 4726.5015 | 3359.5308 | 7032.2718 | 18814.153 |  | 2314.1266 | 2094.025 | 3978.1387 | 2679.1195 | 3640.8216 | 14706.2314 |  | 1186.9873 | 2569.2647 | 4765.889 | 3125.6394 | 7680.6373 | 19328.4177 |  | 3047.2658 | 2138.5787 | 3269.1635 | 1764.8168 | 847.8626 | 11067.6874
|  |  | 6 | 6 | C3 | 3 | 2 | 1 | 0 | 0 | 6 | 0 | 0 | 0 | 0 | 0 | 0 | 0 | 0 | 0 | 0 | 0 | 0 | 3 | 2 | 1 | 0 | 0 | 6 | 0 | 0 | 0 | 0 | 0 | 0 | 3 | 2 | 1 | 0 | 0 | 6 |  |  | C3 | 0.002736 | 0.0040737 | 0.0072026 | 0.011665 | 0.027361 | C3 | 2734.245 | 2734.245 | 2734.245 | 2734.245 | 2734.245 | C3 | 7.481 | 11.1384 | 19.6938 | 31.8943 | 74.8114 | C3 | 0 | 0 | 0 | 0 | 0 | 0 |  | 22.443 | 22.2769 | 19.6938 | 0 | 0 | 64.4137 |  | 22.443 | 22.2769 | 19.6938 | 0 | 0 | 64.4137 |  | 22.443 | 22.2769 | 19.6938 | 0 | 0 | 64.4137 |  | 22.443 | 22.2769 | 19.6938 | 0 | 0 | 64.4137 |  | 22.443 | 22.2769 | 19.6938 | 0 | 0 | 64.4137
|  |  | 0 | 0 | C4 | 0 | 0 | 0 | 0 | 0 | 0 | 0 | 0 | 0 | 0 | 0 | 0 | 0 | 0 | 0 | 0 | 0 | 0 | 0 | 0 | 0 | 0 | 0 | 0 | 0 | 0 | 0 | 0 | 0 | 0 | 0 | 0 | 0 | 0 | 0 | 0 |  |  | C4 | 0.002736 | 0.0040737 | 0.0072026 | 0.011665 | 0.027361 | C4 | 4557.075 | 4557.075 | 4557.075 | 4557.075 | 4557.075 | C4 | 12.4684 | 18.5641 | 32.8229 | 53.1571 | 124.6857 | C4 | 0 | 0 | 0 | 0 | 0 | 0 |  | 0 | 0 | 0 | 0 | 0 | 0 |  | 0 | 0 | 0 | 0 | 0 | 0 |  | 0 | 0 | 0 | 0 | 0 | 0 |  | 0 | 0 | 0 | 0 | 0 | 0 |  | 0 | 0 | 0 | 0 | 0 | 0
|  |  | 1254 | 1254 |  | 290 | 304 | 496 | 50 | 114 |  | 0 | 0 | 0 | 0 | 0 |  | 186 | -29 | -57 | -32 | -68 |  | 281 | 313 | 361 | 158 | 141 |  | 373 | -58 | -114 | -64 | -137 |  | 241 | 348 | 364 | 147 | 154 | [22 empty] | 0 | 0 | 0 | 0 | 0 | 0 |  | 1453.8101 | 2264.8143 | 6518.6333 | 1063.1426 | 5685.6665 | 16986.0669 |  | 1408.924 | 2331.6449 | 4746.1952 | 3359.5308 | 7032.2718 | 18878.5667 |  | 2336.5696 | 2116.3019 | 3997.8325 | 2679.1195 | 3640.8216 | 14770.645 |  | 1209.4304 | 2591.5416 | 4785.5828 | 3125.6394 | 7680.6373 | 19392.8314 |  | 3069.7088 | 2160.8556 | 3288.8573 | 1764.8168 | 847.8626 | 11132.1011
| [Please insert new asset category as required] |  | 0 | 0 | C1 | 0 | 0 | 0 | 0 | 0 | 0 | 0 | 0 | 0 | 0 | 0 | 0 | 0 | 0 | 0 | 0 | 0 | 0 | 0 | 0 | 0 | 0 | 0 | 0 | 0 | 0 | 0 | 0 | 0 | 0 | 0 | 0 | 0 | 0 | 0 | 0 |  |  | C1 | 0 | 0 | 0 | 0 | 0 | C1 | 0 | 0 | 0 | 0 | 0 | C1 | [5 empty] | C1 | [5 empty] | 0 | [6 empty] | 0 | [6 empty] | 0 | [6 empty] | 0 | [6 empty] | 0 | [6 empty] | 0
|  |  | 0 | 0 | C2 | 0 | 0 | 0 | 0 | 0 | 0 | 0 | 0 | 0 | 0 | 0 | 0 | 0 | 0 | 0 | 0 | 0 | 0 | 0 | 0 | 0 | 0 | 0 | 0 | 0 | 0 | 0 | 0 | 0 | 0 | 0 | 0 | 0 | 0 | 0 | 0 |  |  | C2 | 0 | 0 | 0 | 0 | 0 | C2 | 0 | 0 | 0 | 0 | 0 | C2 | [5 empty] | C2 | [5 empty] | 0 | [6 empty] | 0 | [6 empty] | 0 | [6 empty] | 0 | [6 empty] | 0 | [6 empty] | 0
|  |  | 0 | 0 | C3 | 0 | 0 | 0 | 0 | 0 | 0 | 0 | 0 | 0 | 0 | 0 | 0 | 0 | 0 | 0 | 0 | 0 | 0 | 0 | 0 | 0 | 0 | 0 | 0 | 0 | 0 | 0 | 0 | 0 | 0 | 0 | 0 | 0 | 0 | 0 | 0 |  |  | C3 | 0 | 0 | 0 | 0 | 0 | C3 | 0 | 0 | 0 | 0 | 0 | C3 | [5 empty] | C3 | [5 empty] | 0 | [6 empty] | 0 | [6 empty] | 0 | [6 empty] | 0 | [6 empty] | 0 | [6 empty] | 0
|  |  | 0 | 0 | C4 | 0 | 0 | 0 | 0 | 0 | 0 | 0 | 0 | 0 | 0 | 0 | 0 | 0 | 0 | 0 | 0 | 0 | 0 | 0 | 0 | 0 | 0 | 0 | 0 | 0 | 0 | 0 | 0 | 0 | 0 | 0 | 0 | 0 | 0 | 0 | 0 |  |  | C4 | 0 | 0 | 0 | 0 | 0 | C4 | 0 | 0 | 0 | 0 | 0 | C4 | [5 empty] | C4 | [5 empty] | 0 | [6 empty] | 0 | [6 empty] | 0 | [6 empty] | 0 | [6 empty] | 0 | [6 empty] | 0
|  |  | 0 | 0 |  | 0 | 0 | 0 | 0 | 0 |  | 0 | 0 | 0 | 0 | 0 |  | 0 | 0 | 0 | 0 | 0 |  | 0 | 0 | 0 | 0 | 0 |  | 0 | 0 | 0 | 0 | 0 |  | 0 | 0 | 0 | 0 | 0 | [22 empty] | 0 | 0 | 0 | 0 | 0 | 0 |  | 0 | 0 | 0 | 0 | 0 | 0 |  | 0 | 0 | 0 | 0 | 0 | 0 |  | 0 | 0 | 0 | 0 | 0 | 0 |  | 0 | 0 | 0 | 0 | 0 | 0 |  | 0 | 0 | 0 | 0 | 0 | 0
| [Please insert new asset category as required] |  | 0 | 0 | C1 | 0 | 0 | 0 | 0 | 0 | 0 | 0 | 0 | 0 | 0 | 0 | 0 | 0 | 0 | 0 | 0 | 0 | 0 | 0 | 0 | 0 | 0 | 0 | 0 | 0 | 0 | 0 | 0 | 0 | 0 | 0 | 0 | 0 | 0 | 0 | 0 |  |  | C1 | 0 | 0 | 0 | 0 | 0 | C1 | 0 | 0 | 0 | 0 | 0 | C1 | [5 empty] | C1 | [5 empty] | 0 | [6 empty] | 0 | [6 empty] | 0 | [6 empty] | 0 | [6 empty] | 0 | [6 empty] | 0
|  |  | 0 | 0 | C2 | 0 | 0 | 0 | 0 | 0 | 0 | 0 | 0 | 0 | 0 | 0 | 0 | 0 | 0 | 0 | 0 | 0 | 0 | 0 | 0 | 0 | 0 | 0 | 0 | 0 | 0 | 0 | 0 | 0 | 0 | 0 | 0 | 0 | 0 | 0 | 0 |  |  | C2 | 0 | 0 | 0 | 0 | 0 | C2 | 0 | 0 | 0 | 0 | 0 | C2 | [5 empty] | C2 | [5 empty] | 0 | [6 empty] | 0 | [6 empty] | 0 | [6 empty] | 0 | [6 empty] | 0 | [6 empty] | 0
|  |  | 0 | 0 | C3 | 0 | 0 | 0 | 0 | 0 | 0 | 0 | 0 | 0 | 0 | 0 | 0 | 0 | 0 | 0 | 0 | 0 | 0 | 0 | 0 | 0 | 0 | 0 | 0 | 0 | 0 | 0 | 0 | 0 | 0 | 0 | 0 | 0 | 0 | 0 | 0 |  |  | C3 | 0 | 0 | 0 | 0 | 0 | C3 | 0 | 0 | 0 | 0 | 0 | C3 | [5 empty] | C3 | [5 empty] | 0 | [6 empty] | 0 | [6 empty] | 0 | [6 empty] | 0 | [6 empty] | 0 | [6 empty] | 0
|  |  | 0 | 0 | C4 | 0 | 0 | 0 | 0 | 0 | 0 | 0 | 0 | 0 | 0 | 0 | 0 | 0 | 0 | 0 | 0 | 0 | 0 | 0 | 0 | 0 | 0 | 0 | 0 | 0 | 0 | 0 | 0 | 0 | 0 | 0 | 0 | 0 | 0 | 0 | 0 |  |  | C4 | 0 | 0 | 0 | 0 | 0 | C4 | 0 | 0 | 0 | 0 | 0 | C4 | [5 empty] | C4 | [5 empty] | 0 | [6 empty] | 0 | [6 empty] | 0 | [6 empty] | 0 | [6 empty] | 0 | [6 empty] | 0
|  |  | 0 | 0 |  | 0 | 0 | 0 | 0 | 0 |  | 0 | 0 | 0 | 0 | 0 |  | 0 | 0 | 0 | 0 | 0 |  | 0 | 0 | 0 | 0 | 0 |  | 0 | 0 | 0 | 0 | 0 |  | 0 | 0 | 0 | 0 | 0 | [22 empty] | 0 | 0 | 0 | 0 | 0 | 0 |  | 0 | 0 | 0 | 0 | 0 | 0 |  | 0 | 0 | 0 | 0 | 0 | 0 |  | 0 | 0 | 0 | 0 | 0 | 0 |  | 0 | 0 | 0 | 0 | 0 | 0 |  | 0 | 0 | 0 | 0 | 0 | 0
| [Please insert new asset category as required] |  | 0 | 0 | C1 | 0 | 0 | 0 | 0 | 0 | 0 | 0 | 0 | 0 | 0 | 0 | 0 | 0 | 0 | 0 | 0 | 0 | 0 | 0 | 0 | 0 | 0 | 0 | 0 | 0 | 0 | 0 | 0 | 0 | 0 | 0 | 0 | 0 | 0 | 0 | 0 |  |  | C1 | 0 | 0 | 0 | 0 | 0 | C1 | 0 | 0 | 0 | 0 | 0 | C1 | [5 empty] | C1 | [5 empty] | 0 | [6 empty] | 0 | [6 empty] | 0 | [6 empty] | 0 | [6 empty] | 0 | [6 empty] | 0
|  |  | 0 | 0 | C2 | 0 | 0 | 0 | 0 | 0 | 0 | 0 | 0 | 0 | 0 | 0 | 0 | 0 | 0 | 0 | 0 | 0 | 0 | 0 | 0 | 0 | 0 | 0 | 0 | 0 | 0 | 0 | 0 | 0 | 0 | 0 | 0 | 0 | 0 | 0 | 0 |  |  | C2 | 0 | 0 | 0 | 0 | 0 | C2 | 0 | 0 | 0 | 0 | 0 | C2 | [5 empty] | C2 | [5 empty] | 0 | [6 empty] | 0 | [6 empty] | 0 | [6 empty] | 0 | [6 empty] | 0 | [6 empty] | 0
|  |  | 0 | 0 | C3 | 0 | 0 | 0 | 0 | 0 | 0 | 0 | 0 | 0 | 0 | 0 | 0 | 0 | 0 | 0 | 0 | 0 | 0 | 0 | 0 | 0 | 0 | 0 | 0 | 0 | 0 | 0 | 0 | 0 | 0 | 0 | 0 | 0 | 0 | 0 | 0 |  |  | C3 | 0 | 0 | 0 | 0 | 0 | C3 | 0 | 0 | 0 | 0 | 0 | C3 | [5 empty] | C3 | [5 empty] | 0 | [6 empty] | 0 | [6 empty] | 0 | [6 empty] | 0 | [6 empty] | 0 | [6 empty] | 0
|  |  | 0 | 0 | C4 | 0 | 0 | 0 | 0 | 0 | 0 | 0 | 0 | 0 | 0 | 0 | 0 | 0 | 0 | 0 | 0 | 0 | 0 | 0 | 0 | 0 | 0 | 0 | 0 | 0 | 0 | 0 | 0 | 0 | 0 | 0 | 0 | 0 | 0 | 0 | 0 |  |  | C4 | 0 | 0 | 0 | 0 | 0 | C4 | 0 | 0 | 0 | 0 | 0 | C4 | [5 empty] | C4 | [5 empty] | 0 | [6 empty] | 0 | [6 empty] | 0 | [6 empty] | 0 | [6 empty] | 0 | [6 empty] | 0
|  |  | 0 | 0 |  | 0 | 0 | 0 | 0 | 0 |  | 0 | 0 | 0 | 0 | 0 |  | 0 | 0 | 0 | 0 | 0 |  | 0 | 0 | 0 | 0 | 0 |  | 0 | 0 | 0 | 0 | 0 |  | 0 | 0 | 0 | 0 | 0 | [22 empty] | 0 | 0 | 0 | 0 | 0 | 0 |  | 0 | 0 | 0 | 0 | 0 | 0 |  | 0 | 0 | 0 | 0 | 0 | 0 |  | 0 | 0 | 0 | 0 | 0 | 0 |  | 0 | 0 | 0 | 0 | 0 | 0 |  | 0 | 0 | 0 | 0 | 0 | 0
| [Please insert new asset category as required] |  | 0 | 0 | C1 | 0 | 0 | 0 | 0 | 0 | 0 | 0 | 0 | 0 | 0 | 0 | 0 | 0 | 0 | 0 | 0 | 0 | 0 | 0 | 0 | 0 | 0 | 0 | 0 | 0 | 0 | 0 | 0 | 0 | 0 | 0 | 0 | 0 | 0 | 0 | 0 |  |  | C1 | 0 | 0 | 0 | 0 | 0 | C1 | 0 | 0 | 0 | 0 | 0 | C1 | [5 empty] | C1 | [5 empty] | 0 | [6 empty] | 0 | [6 empty] | 0 | [6 empty] | 0 | [6 empty] | 0 | [6 empty] | 0
|  |  | 0 | 0 | C2 | 0 | 0 | 0 | 0 | 0 | 0 | 0 | 0 | 0 | 0 | 0 | 0 | 0 | 0 | 0 | 0 | 0 | 0 | 0 | 0 | 0 | 0 | 0 | 0 | 0 | 0 | 0 | 0 | 0 | 0 | 0 | 0 | 0 | 0 | 0 | 0 |  |  | C2 | 0 | 0 | 0 | 0 | 0 | C2 | 0 | 0 | 0 | 0 | 0 | C2 | [5 empty] | C2 | [5 empty] | 0 | [6 empty] | 0 | [6 empty] | 0 | [6 empty] | 0 | [6 empty] | 0 | [6 empty] | 0
|  |  | 0 | 0 | C3 | 0 | 0 | 0 | 0 | 0 | 0 | 0 | 0 | 0 | 0 | 0 | 0 | 0 | 0 | 0 | 0 | 0 | 0 | 0 | 0 | 0 | 0 | 0 | 0 | 0 | 0 | 0 | 0 | 0 | 0 | 0 | 0 | 0 | 0 | 0 | 0 |  |  | C3 | 0 | 0 | 0 | 0 | 0 | C3 | 0 | 0 | 0 | 0 | 0 | C3 | [5 empty] | C3 | [5 empty] | 0 | [6 empty] | 0 | [6 empty] | 0 | [6 empty] | 0 | [6 empty] | 0 | [6 empty] | 0
|  |  | 0 | 0 | C4 | 0 | 0 | 0 | 0 | 0 | 0 | 0 | 0 | 0 | 0 | 0 | 0 | 0 | 0 | 0 | 0 | 0 | 0 | 0 | 0 | 0 | 0 | 0 | 0 | 0 | 0 | 0 | 0 | 0 | 0 | 0 | 0 | 0 | 0 | 0 | 0 |  |  | C4 | 0 | 0 | 0 | 0 | 0 | C4 | 0 | 0 | 0 | 0 | 0 | C4 | [5 empty] | C4 | [5 empty] | 0 | [6 empty] | 0 | [6 empty] | 0 | [6 empty] | 0 | [6 empty] | 0 | [6 empty] | 0
|  |  | 0 | 0 |  | 0 | 0 | 0 | 0 | 0 |  | 0 | 0 | 0 | 0 | 0 |  | 0 | 0 | 0 | 0 | 0 |  | 0 | 0 | 0 | 0 | 0 |  | 0 | 0 | 0 | 0 | 0 |  | 0 | 0 | 0 | 0 | 0 | [22 empty] | 0 | 0 | 0 | 0 | 0 | 0 |  | 0 | 0 | 0 | 0 | 0 | 0 |  | 0 | 0 | 0 | 0 | 0 | 0 |  | 0 | 0 | 0 | 0 | 0 | 0 |  | 0 | 0 | 0 | 0 | 0 | 0 |  | 0 | 0 | 0 | 0 | 0 | 0
[63 empty] | 0 | 0 | 0 | 0 | 0 | 0 |  | 2037904.1129 | 858728.4264 | 1445183.798 | 823230.8464 | 3951940.3774 | 9116987.5612 |  | 1859658.3109 | 811300.6373 | 1645104.8069 | 828238.7592 | 5274501.7093 | 10418804.2235 |  | 2048141.3913 | 811085.2943 | 1641863.9897 | 685004.5529 | 3739367.0941 | 8925462.3223 |  | 1669224.518 | 626987.3354 | 1178405.0075 | 2429341.0586 | 6434129.7949 | 12338087.7144 |  | 2083103.0924 | 626556.6494 | 1171923.3732 | 1960239.9177 | 3423114.494 | 9264937.5267
| 132kV Network | [66 empty] | 0 | [6 empty] | 0 | [6 empty] | 0 | [6 empty] | 0 | [6 empty] | 0 | [6 empty] | 0
| 132kV CBs |  | 48 | 48 | C1 | 47 | 0 | 0 | 0 | 1 | 48 | 0 | 0 | 0 | 0 | 0 | 0 | 0 | 0 | 0 | 0 | 0 | 0 | 47 | 0 | 0 | 0 | 1 | 48 | 1 | 0 | 0 | 0 | -1 | 0 | 47 | 0 | 0 | 0 | 1 | 48 |  |  | C1 | 0.012284 | 0.018289 | 0.032337 | 0.05237 | 0.12284 | C1 | 74937.009 | 74937.009 | 74937.009 | 74937.009 | 74937.009 | C1 | 920.5033 | 1370.5314 | 2423.2238 | 3924.4406 | 9205.19 | C1 | 0 | 0 | 0 | 0 | 0 | 0 |  | 43263.6554 | 0 | 0 | 0 | 9205.19 | 52468.8455 |  | 43263.6554 | 0 | 0 | 0 | 9205.19 | 52468.8455 |  | 43263.6554 | 0 | 0 | 0 | 9205.19 | 52468.8455 |  | 43263.6554 | 0 | 0 | 0 | 9205.19 | 52468.8455 |  | 44184.1587 | 0 | 0 | 0 | 0 | 44184.1587
|  |  | 204 | 204 | C2 | 193 | 0 | 0 | 0 | 11 | 204 | 0 | 0 | 0 | 0 | 0 | 0 | 4 | 0 | 0 | 0 | -4 | 0 | 193 | 0 | 0 | 0 | 11 | 204 | 11 | 0 | 0 | 0 | -11 | 0 | 193 | 0 | 0 | 0 | 11 | 204 |  |  | C2 | 0.012284 | 0.018289 | 0.032337 | 0.05237 | 0.12284 | C2 | 107052.87 | 107052.87 | 107052.87 | 107052.87 | 107052.87 | C2 | 1315.0047 | 1957.902 | 3461.7483 | 5606.3437 | 13150.2715 | C2 | 0 | 0 | 0 | 0 | 0 | 0 |  | 253795.9117 | 0 | 0 | 0 | 144652.9863 | 398448.898 |  | 253795.9117 | 0 | 0 | 0 | 144652.9863 | 398448.898 |  | 259055.9306 | 0 | 0 | 0 | 92051.9004 | 351107.831 |  | 253795.9117 | 0 | 0 | 0 | 144652.9863 | 398448.898 |  | 268260.9637 | 0 | 0 | 0 | 0 | 268260.9637
|  |  | 10 | 10 | C3 | 10 | 0 | 0 | 0 | 0 | 10 | 0 | 0 | 0 | 0 | 0 | 0 | 0 | 0 | 0 | 0 | 0 | 0 | 10 | 0 | 0 | 0 | 0 | 10 | 0 | 0 | 0 | 0 | 0 | 0 | 10 | 0 | 0 | 0 | 0 | 10 |  |  | C3 | 0.012284 | 0.018289 | 0.032337 | 0.05237 | 0.12284 | C3 | 160579.305 | 160579.305 | 160579.305 | 160579.305 | 160579.305 | C3 | 1972.5071 | 2936.8529 | 5192.6224 | 8409.5155 | 19725.4072 | C3 | 0 | 0 | 0 | 0 | 0 | 0 |  | 19725.0709 | 0 | 0 | 0 | 0 | 19725.0709 |  | 19725.0709 | 0 | 0 | 0 | 0 | 19725.0709 |  | 19725.0709 | 0 | 0 | 0 | 0 | 19725.0709 |  | 19725.0709 | 0 | 0 | 0 | 0 | 19725.0709 |  | 19725.0709 | 0 | 0 | 0 | 0 | 19725.0709
|  |  | 23 | 23 | C4 | 23 | 0 | 0 | 0 | 0 | 23 | 0 | 0 | 0 | 0 | 0 | 0 | 0 | 0 | 0 | 0 | 0 | 0 | 23 | 0 | 0 | 0 | 0 | 23 | 0 | 0 | 0 | 0 | 0 | 0 | 23 | 0 | 0 | 0 | 0 | 23 |  |  | C4 | 0.012284 | 0.018289 | 0.032337 | 0.05237 | 0.12284 | C4 | 267632.175 | 267632.175 | 267632.175 | 267632.175 | 267632.175 | C4 | 3287.5118 | 4894.7549 | 8654.3706 | 14015.8592 | 32875.6787 | C4 | 0 | 0 | 0 | 0 | 0 | 0 |  | 75612.7716 | 0 | 0 | 0 | 0 | 75612.7716 |  | 75612.7716 | 0 | 0 | 0 | 0 | 75612.7716 |  | 75612.7716 | 0 | 0 | 0 | 0 | 75612.7716 |  | 75612.7716 | 0 | 0 | 0 | 0 | 75612.7716 |  | 75612.7716 | 0 | 0 | 0 | 0 | 75612.7716
|  | Yes | 285 | 285 |  | 273 | 0 | 0 | 0 | 12 |  | 0 | 0 | 0 | 0 | 0 |  | 4 | 0 | 0 | 0 | -4 |  | 273 | 0 | 0 | 0 | 12 |  | 12 | 0 | 0 | 0 | -12 |  | 273 | 0 | 0 | 0 | 12 | [22 empty] | 0 | 0 | 0 | 0 | 0 | 0 |  | 392397.4096 | 0 | 0 | 0 | 153858.1764 | 546255.586 |  | 392397.4096 | 0 | 0 | 0 | 153858.1764 | 546255.586 |  | 397657.4285 | 0 | 0 | 0 | 101257.0904 | 498914.5189 |  | 392397.4096 | 0 | 0 | 0 | 153858.1764 | 546255.586 |  | 407782.9648 | 0 | 0 | 0 | 0 | 407782.9648
| 132kV Transformer |  | 45 | 45 | C1 | 35 | 3 | 0 | 0 | 7 | 45 | 0 | 0 | 0 | 0 | 0 | 0 | 2 | 0 | 0 | 0 | -2 | 0 | 31 | 7 | 0 | 0 | 7 | 45 | 3 | 0 | 0 | 0 | -3 | 0 | 24 | 12 | 2 | 0 | 7 | 45 |  |  | C1 | 0.012939 | 0.019265 | 0.034062 | 0.055165 | 0.12939 | C1 | 300093.129 | 300093.129 | 300093.129 | 300093.129 | 300093.129 | C1 | 3882.9664 | 5781.3233 | 10221.9041 | 16554.4989 | 38830.3262 | C1 | 0 | 0 | 0 | 0 | 0 | 0 |  | 135903.824 | 17343.97 | 0 | 0 | 271812.2832 | 425060.0772 |  | 120371.9584 | 40469.2634 | 0 | 0 | 271812.2832 | 432653.505 |  | 128137.8912 | 40469.2634 | 0 | 0 | 194151.6308 | 362758.7855 |  | 93191.1936 | 69375.8801 | 20443.8082 | 0 | 271812.2832 | 454823.1651 |  | 104840.0928 | 69375.8801 | 20443.8082 | 0 | 155321.3047 | 349981.0858
|  |  | 132 | 132 | C2 | 87 | 22 | 13 | 5 | 5 | 132 | 0 | 0 | 0 | 0 | 0 | 0 | 6 | 0 | 0 | -2 | -4 | 0 | 80 | 21 | 17 | 5 | 9 | 132 | 9 | 0 | 0 | -4 | -5 | 0 | 66 | 21 | 20 | 13 | 12 | 132 |  |  | C2 | 0.012939 | 0.019265 | 0.034062 | 0.055165 | 0.12939 | C2 | 428704.47 | 428704.47 | 428704.47 | 428704.47 | 428704.47 | C2 | 5547.0949 | 8259.0334 | 14602.7201 | 23649.2841 | 55471.8945 | C2 | 0 | 0 | 0 | 0 | 0 | 0 |  | 482597.2526 | 181698.7337 | 189835.3618 | 118246.4204 | 277359.4726 | 1249737.2411 |  | 443767.5886 | 173439.7004 | 248246.2423 | 118246.4204 | 499247.0507 | 1482947.0024 |  | 477050.1578 | 173439.7004 | 248246.2423 | 70947.8522 | 277359.4726 | 1247043.4253 |  | 366108.2606 | 173439.7004 | 292054.4027 | 307440.693 | 665662.7343 | 1804705.791 |  | 416032.1143 | 173439.7004 | 292054.4027 | 212843.5567 | 388303.2617 | 1482673.0358
|  |  | 28 | 28 | C3 | 14 | 8 | 5 | 0 | 1 | 28 | 0 | 0 | 0 | 0 | 0 | 0 | 2 | 0 | 0 | -1 | -1 | 0 | 12 | 2 | 10 | 3 | 1 | 28 | 8 | 0 | 0 | -7 | -1 | 0 | 11 | 3 | 6 | 7 | 1 | 28 |  |  | C3 | 0.012939 | 0.019265 | 0.034062 | 0.055165 | 0.12939 | C3 | 643056.705 | 643056.705 | 643056.705 | 643056.705 | 643056.705 | C3 | 8320.6423 | 12388.55 | 21904.0802 | 35473.9261 | 83207.8418 | C3 | 0 | 0 | 0 | 0 | 0 | 0 |  | 116488.992 | 99108.4002 | 109520.401 | 0 | 83207.8418 | 408325.635 |  | 99847.7074 | 24777.1001 | 219040.802 | 106421.7784 | 83207.8418 | 533295.2297 |  | 116488.992 | 24777.1001 | 219040.802 | 70947.8522 | 0 | 431254.7464 |  | 91527.0652 | 37165.6501 | 131424.4812 | 248317.4828 | 83207.8418 | 591642.5211 |  | 158092.2034 | 37165.6501 | 131424.4812 | 0 | 0 | 326682.3347
|  |  | 0 | 0 | C4 | 0 | 0 | 0 | 0 | 0 | 0 | 0 | 0 | 0 | 0 | 0 | 0 | 0 | 0 | 0 | 0 | 0 | 0 | 0 | 0 | 0 | 0 | 0 | 0 | 0 | 0 | 0 | 0 | 0 | 0 | 0 | 0 | 0 | 0 | 0 | 0 |  |  | C4 | 0.012939 | 0.019265 | 0.034062 | 0.055165 | 0.12939 | C4 | 1071761.175 | 1071761.175 | 1071761.175 | 1071761.175 | 1071761.175 | C4 | 13867.7371 | 20647.5834 | 36506.8003 | 59123.2102 | 138679.7363 | C4 | 0 | 0 | 0 | 0 | 0 | 0 |  | 0 | 0 | 0 | 0 | 0 | 0 |  | 0 | 0 | 0 | 0 | 0 | 0 |  | 0 | 0 | 0 | 0 | 0 | 0 |  | 0 | 0 | 0 | 0 | 0 | 0 |  | 0 | 0 | 0 | 0 | 0 | 0
|  | Yes | 205 | 205 |  | 136 | 33 | 18 | 5 | 13 |  | 0 | 0 | 0 | 0 | 0 |  | 10 | 0 | 0 | -3 | -7 |  | 123 | 30 | 27 | 8 | 17 |  | 20 | 0 | 0 | -11 | -9 |  | 101 | 36 | 28 | 20 | 20 | [22 empty] | 0 | 0 | 0 | 0 | 0 | 0 |  | 734990.0686 | 298151.1039 | 299355.7628 | 118246.4204 | 632379.5976 | 2083122.9533 |  | 663987.2545 | 238686.0638 | 467287.0444 | 224668.1988 | 854267.1756 | 2448895.7371 |  | 721677.041 | 238686.0638 | 467287.0444 | 141895.7045 | 471511.1034 | 2041056.9571 |  | 550826.5194 | 279981.2306 | 443922.6922 | 555758.1759 | 1020682.8592 | 2851171.4772 |  | 678964.4106 | 279981.2306 | 443922.6922 | 212843.5567 | 543624.5663 | 2159336.4563
| 132kV UG Cable (Gas) |  | 0 | 0 | C1 | 0 | 0 | 0 | 0 | 0 | 0 | 0 | 0 | 0 | 0 | 0 | 0 | 0 | 0 | 0 | 0 | 0 | 0 | 0 | 0 | 0 | 0 | 0 | 0 | 0 | 0 | 0 | 0 | 0 | 0 | 0 | 0 | 0 | 0 | 0 | 0 |  |  | C1 | 0 | 0 | 0 | 0 | 0 | C1 | 0 | 0 | 0 | 0 | 0 | C1 | [5 empty] | C1 | [5 empty] | 0 | [6 empty] | 0 | [6 empty] | 0 | [6 empty] | 0 | [6 empty] | 0 | [6 empty] | 0
|  |  | 0 | 0 | C2 | 0 | 0 | 0 | 0 | 0 | 0 | 0 | 0 | 0 | 0 | 0 | 0 | 0 | 0 | 0 | 0 | 0 | 0 | 0 | 0 | 0 | 0 | 0 | 0 | 0 | 0 | 0 | 0 | 0 | 0 | 0 | 0 | 0 | 0 | 0 | 0 |  |  | C2 | 0 | 0 | 0 | 0 | 0 | C2 | 0 | 0 | 0 | 0 | 0 | C2 | [5 empty] | C2 | [5 empty] | 0 | [6 empty] | 0 | [6 empty] | 0 | [6 empty] | 0 | [6 empty] | 0 | [6 empty] | 0
|  |  | 0 | 0 | C3 | 0 | 0 | 0 | 0 | 0 | 0 | 0 | 0 | 0 | 0 | 0 | 0 | 0 | 0 | 0 | 0 | 0 | 0 | 0 | 0 | 0 | 0 | 0 | 0 | 0 | 0 | 0 | 0 | 0 | 0 | 0 | 0 | 0 | 0 | 0 | 0 |  |  | C3 | 0 | 0 | 0 | 0 | 0 | C3 | 0 | 0 | 0 | 0 | 0 | C3 | [5 empty] | C3 | [5 empty] | 0 | [6 empty] | 0 | [6 empty] | 0 | [6 empty] | 0 | [6 empty] | 0 | [6 empty] | 0
|  |  | 0 | 0 | C4 | 0 | 0 | 0 | 0 | 0 | 0 | 0 | 0 | 0 | 0 | 0 | 0 | 0 | 0 | 0 | 0 | 0 | 0 | 0 | 0 | 0 | 0 | 0 | 0 | 0 | 0 | 0 | 0 | 0 | 0 | 0 | 0 | 0 | 0 | 0 | 0 |  |  | C4 | 0 | 0 | 0 | 0 | 0 | C4 | 0 | 0 | 0 | 0 | 0 | C4 | [5 empty] | C4 | [5 empty] | 0 | [6 empty] | 0 | [6 empty] | 0 | [6 empty] | 0 | [6 empty] | 0 | [6 empty] | 0
|  |  | 0 | 0 |  | 0 | 0 | 0 | 0 | 0 |  | 0 | 0 | 0 | 0 | 0 |  | 0 | 0 | 0 | 0 | 0 |  | 0 | 0 | 0 | 0 | 0 |  | 0 | 0 | 0 | 0 | 0 |  | 0 | 0 | 0 | 0 | 0 | [22 empty] | 0 | 0 | 0 | 0 | 0 | 0 |  | 0 | 0 | 0 | 0 | 0 | 0 |  | 0 | 0 | 0 | 0 | 0 | 0 |  | 0 | 0 | 0 | 0 | 0 | 0 |  | 0 | 0 | 0 | 0 | 0 | 0 |  | 0 | 0 | 0 | 0 | 0 | 0
| 132kV UG Cable (Oil) |  | 0 | 0 | C1 | 0 | 0 | 0 | 0 | 0 | 0 | 0 | 0 | 0 | 0 | 0 | 0 | 0 | 0 | 0 | 0 | 0 | 0 | 0 | 0 | 0 | 0 | 0 | 0 | 0 | 0 | 0 | 0 | 0 | 0 | 0 | 0 | 0 | 0 | 0 | 0 |  |  | C1 | 0 | 0 | 0 | 0 | 0 | C1 | 0 | 0 | 0 | 0 | 0 | C1 | [5 empty] | C1 | [5 empty] | 0 | [6 empty] | 0 | [6 empty] | 0 | [6 empty] | 0 | [6 empty] | 0 | [6 empty] | 0
|  |  | 0 | 0 | C2 | 0 | 0 | 0 | 0 | 0 | 0 | 0 | 0 | 0 | 0 | 0 | 0 | 0 | 0 | 0 | 0 | 0 | 0 | 0 | 0 | 0 | 0 | 0 | 0 | 0 | 0 | 0 | 0 | 0 | 0 | 0 | 0 | 0 | 0 | 0 | 0 |  |  | C2 | 0 | 0 | 0 | 0 | 0 | C2 | 0 | 0 | 0 | 0 | 0 | C2 | [5 empty] | C2 | [5 empty] | 0 | [6 empty] | 0 | [6 empty] | 0 | [6 empty] | 0 | [6 empty] | 0 | [6 empty] | 0
|  |  | 0 | 0 | C3 | 0 | 0 | 0 | 0 | 0 | 0 | 0 | 0 | 0 | 0 | 0 | 0 | 0 | 0 | 0 | 0 | 0 | 0 | 0 | 0 | 0 | 0 | 0 | 0 | 0 | 0 | 0 | 0 | 0 | 0 | 0 | 0 | 0 | 0 | 0 | 0 |  |  | C3 | 0 | 0 | 0 | 0 | 0 | C3 | 0 | 0 | 0 | 0 | 0 | C3 | [5 empty] | C3 | [5 empty] | 0 | [6 empty] | 0 | [6 empty] | 0 | [6 empty] | 0 | [6 empty] | 0 | [6 empty] | 0
|  |  | 0 | 0 | C4 | 0 | 0 | 0 | 0 | 0 | 0 | 0 | 0 | 0 | 0 | 0 | 0 | 0 | 0 | 0 | 0 | 0 | 0 | 0 | 0 | 0 | 0 | 0 | 0 | 0 | 0 | 0 | 0 | 0 | 0 | 0 | 0 | 0 | 0 | 0 | 0 |  |  | C4 | 0 | 0 | 0 | 0 | 0 | C4 | 0 | 0 | 0 | 0 | 0 | C4 | [5 empty] | C4 | [5 empty] | 0 | [6 empty] | 0 | [6 empty] | 0 | [6 empty] | 0 | [6 empty] | 0 | [6 empty] | 0
|  |  | 0 | 0 |  | 0 | 0 | 0 | 0 | 0 |  | 0 | 0 | 0 | 0 | 0 |  | 0 | 0 | 0 | 0 | 0 |  | 0 | 0 | 0 | 0 | 0 |  | 0 | 0 | 0 | 0 | 0 |  | 0 | 0 | 0 | 0 | 0 | [22 empty] | 0 | 0 | 0 | 0 | 0 | 0 |  | 0 | 0 | 0 | 0 | 0 | 0 |  | 0 | 0 | 0 | 0 | 0 | 0 |  | 0 | 0 | 0 | 0 | 0 | 0 |  | 0 | 0 | 0 | 0 | 0 | 0 |  | 0 | 0 | 0 | 0 | 0 | 0
| 132kV UG Cable (Non Pressurised) |  | 0 | 0 | C1 | 0 | 0 | 0 | 0 | 0 | 0 | 0 | 0 | 0 | 0 | 0 | 0 | 0 | 0 | 0 | 0 | 0 | 0 | 0 | 0 | 0 | 0 | 0 | 0 | 0 | 0 | 0 | 0 | 0 | 0 | 0 | 0 | 0 | 0 | 0 | 0 |  |  | C1 | 0 | 0 | 0 | 0 | 0 | C1 | 0 | 0 | 0 | 0 | 0 | C1 | [5 empty] | C1 | [5 empty] | 0 | [6 empty] | 0 | [6 empty] | 0 | [6 empty] | 0 | [6 empty] | 0 | [6 empty] | 0
|  |  | 0 | 0 | C2 | 0 | 0 | 0 | 0 | 0 | 0 | 0 | 0 | 0 | 0 | 0 | 0 | 0 | 0 | 0 | 0 | 0 | 0 | 0 | 0 | 0 | 0 | 0 | 0 | 0 | 0 | 0 | 0 | 0 | 0 | 0 | 0 | 0 | 0 | 0 | 0 |  |  | C2 | 0 | 0 | 0 | 0 | 0 | C2 | 0 | 0 | 0 | 0 | 0 | C2 | [5 empty] | C2 | [5 empty] | 0 | [6 empty] | 0 | [6 empty] | 0 | [6 empty] | 0 | [6 empty] | 0 | [6 empty] | 0
|  |  | 0 | 0 | C3 | 0 | 0 | 0 | 0 | 0 | 0 | 0 | 0 | 0 | 0 | 0 | 0 | 0 | 0 | 0 | 0 | 0 | 0 | 0 | 0 | 0 | 0 | 0 | 0 | 0 | 0 | 0 | 0 | 0 | 0 | 0 | 0 | 0 | 0 | 0 | 0 |  |  | C3 | 0 | 0 | 0 | 0 | 0 | C3 | 0 | 0 | 0 | 0 | 0 | C3 | [5 empty] | C3 | [5 empty] | 0 | [6 empty] | 0 | [6 empty] | 0 | [6 empty] | 0 | [6 empty] | 0 | [6 empty] | 0
|  |  | 0 | 0 | C4 | 0 | 0 | 0 | 0 | 0 | 0 | 0 | 0 | 0 | 0 | 0 | 0 | 0 | 0 | 0 | 0 | 0 | 0 | 0 | 0 | 0 | 0 | 0 | 0 | 0 | 0 | 0 | 0 | 0 | 0 | 0 | 0 | 0 | 0 | 0 | 0 |  |  | C4 | 0 | 0 | 0 | 0 | 0 | C4 | 0 | 0 | 0 | 0 | 0 | C4 | [5 empty] | C4 | [5 empty] | 0 | [6 empty] | 0 | [6 empty] | 0 | [6 empty] | 0 | [6 empty] | 0 | [6 empty] | 0
|  |  | 0 | 0 |  | 0 | 0 | 0 | 0 | 0 |  | 0 | 0 | 0 | 0 | 0 |  | 0 | 0 | 0 | 0 | 0 |  | 0 | 0 | 0 | 0 | 0 |  | 0 | 0 | 0 | 0 | 0 |  | 0 | 0 | 0 | 0 | 0 | [22 empty] | 0 | 0 | 0 | 0 | 0 | 0 |  | 0 | 0 | 0 | 0 | 0 | 0 |  | 0 | 0 | 0 | 0 | 0 | 0 |  | 0 | 0 | 0 | 0 | 0 | 0 |  | 0 | 0 | 0 | 0 | 0 | 0 |  | 0 | 0 | 0 | 0 | 0 | 0
| 132kV OHL Support - Tower |  | 0 | 0 | C1 | 0 | 0 | 0 | 0 | 0 | 0 | 0 | 0 | 0 | 0 | 0 | 0 | 0 | 0 | 0 | 0 | 0 | 0 | 0 | 0 | 0 | 0 | 0 | 0 | 0 | 0 | 0 | 0 | 0 | 0 | 0 | 0 | 0 | 0 | 0 | 0 |  |  | C1 | 0 | 0 | 0 | 0 | 0 | C1 | 0 | 0 | 0 | 0 | 0 | C1 | [5 empty] | C1 | [5 empty] | 0 | [6 empty] | 0 | [6 empty] | 0 | [6 empty] | 0 | [6 empty] | 0 | [6 empty] | 0
|  |  | 0 | 0 | C2 | 0 | 0 | 0 | 0 | 0 | 0 | 0 | 0 | 0 | 0 | 0 | 0 | 0 | 0 | 0 | 0 | 0 | 0 | 0 | 0 | 0 | 0 | 0 | 0 | 0 | 0 | 0 | 0 | 0 | 0 | 0 | 0 | 0 | 0 | 0 | 0 |  |  | C2 | 0 | 0 | 0 | 0 | 0 | C2 | 0 | 0 | 0 | 0 | 0 | C2 | [5 empty] | C2 | [5 empty] | 0 | [6 empty] | 0 | [6 empty] | 0 | [6 empty] | 0 | [6 empty] | 0 | [6 empty] | 0
|  |  | 0 | 0 | C3 | 0 | 0 | 0 | 0 | 0 | 0 | 0 | 0 | 0 | 0 | 0 | 0 | 0 | 0 | 0 | 0 | 0 | 0 | 0 | 0 | 0 | 0 | 0 | 0 | 0 | 0 | 0 | 0 | 0 | 0 | 0 | 0 | 0 | 0 | 0 | 0 |  |  | C3 | 0 | 0 | 0 | 0 | 0 | C3 | 0 | 0 | 0 | 0 | 0 | C3 | [5 empty] | C3 | [5 empty] | 0 | [6 empty] | 0 | [6 empty] | 0 | [6 empty] | 0 | [6 empty] | 0 | [6 empty] | 0
|  |  | 0 | 0 | C4 | 0 | 0 | 0 | 0 | 0 | 0 | 0 | 0 | 0 | 0 | 0 | 0 | 0 | 0 | 0 | 0 | 0 | 0 | 0 | 0 | 0 | 0 | 0 | 0 | 0 | 0 | 0 | 0 | 0 | 0 | 0 | 0 | 0 | 0 | 0 | 0 |  |  | C4 | 0 | 0 | 0 | 0 | 0 | C4 | 0 | 0 | 0 | 0 | 0 | C4 | [5 empty] | C4 | [5 empty] | 0 | [6 empty] | 0 | [6 empty] | 0 | [6 empty] | 0 | [6 empty] | 0 | [6 empty] | 0
|  |  | 0 | 0 |  | 0 | 0 | 0 | 0 | 0 |  | 0 | 0 | 0 | 0 | 0 |  | 0 | 0 | 0 | 0 | 0 |  | 0 | 0 | 0 | 0 | 0 |  | 0 | 0 | 0 | 0 | 0 |  | 0 | 0 | 0 | 0 | 0 | [22 empty] | 0 | 0 | 0 | 0 | 0 | 0 |  | 0 | 0 | 0 | 0 | 0 | 0 |  | 0 | 0 | 0 | 0 | 0 | 0 |  | 0 | 0 | 0 | 0 | 0 | 0 |  | 0 | 0 | 0 | 0 | 0 | 0 |  | 0 | 0 | 0 | 0 | 0 | 0
| 132kV OHL (Tower Line) Conductor |  | 0 | 0 | C1 | 0 | 0 | 0 | 0 | 0 | 0 | 0 | 0 | 0 | 0 | 0 | 0 | 0 | 0 | 0 | 0 | 0 | 0 | 0 | 0 | 0 | 0 | 0 | 0 | 0 | 0 | 0 | 0 | 0 | 0 | 0 | 0 | 0 | 0 | 0 | 0 |  | 0 | C1 | 0.00228 | 0.0033947 | 0.0060022 | 0.0097206 | 0.022801 | C1 | 15922.053 | 15922.053 | 15922.053 | 15922.053 | 15922.053 | C1 | 36.3029 | 54.0511 | 95.5672 | 154.7723 | 363.0347 | C1 | 0 | 0 | 0 | 0 | 0 | 0 |  | 0 | 0 | 0 | 0 | 0 | 0 |  | 0 | 0 | 0 | 0 | 0 | 0 |  | 0 | 0 | 0 | 0 | 0 | 0 |  | 0 | 0 | 0 | 0 | 0 | 0 |  | 0 | 0 | 0 | 0 | 0 | 0
|  |  | 1749.299 | 1749.299 | C2 | 990.257 | 245.559 | 513.483 | 0 | 0 | 1749.299 | 0 | 0 | 0 | 0 | 0 | 0 | 180 | 0 | -180 | 0 | 0 | 0 | 922.362 | 126.328 | 700.609 | 0 | 0 | 1749.299 | 350.1031 | 0 | -196.48 | -153.6231 | 0 | 0 | 789.883 | 201.793 | 196.48 | 561.142 | 0 | 1749.298 |  |  | C2 | 0.00228 | 0.0033947 | 0.0060022 | 0.0097206 | 0.022801 | C2 | 22745.79 | 22745.79 | 22745.79 | 22745.79 | 22745.79 | C2 | 51.8612 | 77.2158 | 136.5246 | 221.1033 | 518.6211 | C2 | 0 | 0 | 0 | 0 | 0 | 0 |  | 51355.9374 | 18961.043 | 70103.0607 | 0 | 0 | 140420.0411 |  | 47834.8198 | 9754.5219 | 95650.3628 | 0 | 0 | 153239.7045 |  | 57169.8397 | 9754.5219 | 71075.9349 | 0 | 0 | 138000.2965 |  | 40964.2971 | 15581.6148 | 26824.3532 | 124070.3254 | 0 | 207440.5905 |  | 59121.0714 | 15581.6148 | 0 | 90103.7575 | 0 | 164806.4437
|  |  | 109.295 | 109.295 | C3 | 60.089 | 25.549 | 23.657 | 0 | 0 | 109.295 | 0 | 0 | 0 | 0 | 0 | 0 | 12 | 0 | -12 | 0 | 0 | 0 | 54.411 | 13.248 | 41.636 | 0 | 0 | 109.295 | 32.301 | 0 | -12.301 | -20 | 0 | 0 | 44.948 | 15.14 | 12.302 | 36.905 | 0 | 109.295 |  |  | C3 | 0.00228 | 0.0033947 | 0.0060022 | 0.0097206 | 0.022801 | C3 | 34118.685 | 34118.685 | 34118.685 | 34118.685 | 34118.685 | C3 | 77.7918 | 115.8238 | 204.7869 | 331.6549 | 777.9316 | C3 | 0 | 0 | 0 | 0 | 0 | 0 |  | 4674.4334 | 2959.181 | 4844.6437 | 0 | 0 | 12478.2581 |  | 4232.7314 | 1534.4331 | 8526.5073 | 0 | 0 | 14293.6717 |  | 5166.2334 | 1534.4331 | 6069.0645 | 0 | 0 | 12769.7309 |  | 3496.5873 | 1753.5716 | 2519.2884 | 12239.7237 | 0 | 20009.171 |  | 6009.3412 | 1753.5716 | 0.20479 | 5606.6259 | 0 | 13369.7435
|  |  | 0 | 0 | C4 | 0 | 0 | 0 | 0 | 0 | 0 | 0 | 0 | 0 | 0 | 0 | 0 | 0 | 0 | 0 | 0 | 0 | 0 | 0 | 0 | 0 | 0 | 0 | 0 | 0 | 0 | 0 | 0 | 0 | 0 | 0 | 0 | 0 | 0 | 0 | 0 |  |  | C4 | 0.00228 | 0.0033947 | 0.0060022 | 0.0097206 | 0.022801 | C4 | 56864.475 | 56864.475 | 56864.475 | 56864.475 | 56864.475 | C4 | 129.6531 | 193.0396 | 341.3115 | 552.7581 | 1296.5526 | C4 | 0 | 0 | 0 | 0 | 0 | 0 |  | 0 | 0 | 0 | 0 | 0 | 0 |  | 0 | 0 | 0 | 0 | 0 | 0 |  | 0 | 0 | 0 | 0 | 0 | 0 |  | 0 | 0 | 0 | 0 | 0 | 0 |  | 0 | 0 | 0 | 0 | 0 | 0
|  | Yes | 1858.594 | 1858.594 |  | 1050.346 | 271.108 | 537.14 | 0 | 0 |  | 0 | 0 | 0 | 0 | 0 |  | 192 | 0 | -192 | 0 | 0 |  | 976.773 | 139.576 | 742.245 | 0 | 0 |  | 382.4041 | 0 | -208.781 | -173.6231 | 0 |  | 834.831 | 216.933 | 208.782 | 598.047 | 0 | [22 empty] | 0 | 0 | 0 | 0 | 0 | 0 |  | 56030.3708 | 21920.224 | 74947.7043 | 0 | 0 | 152898.2992 |  | 52067.5512 | 11288.955 | 104176.8701 | 0 | 0 | 167533.3762 |  | 62336.073 | 11288.955 | 77144.9995 | 0 | 0 | 150770.0274 |  | 44460.8843 | 17335.1864 | 29343.6416 | 136310.0491 | 0 | 227449.7615 |  | 65130.4126 | 17335.1864 | 0.20479 | 95710.3834 | 0 | 178176.1872
| 132kV OHL Fittings |  | 0 | 0 | C1 | 0 | 0 | 0 | 0 | 0 | 0 | 0 | 0 | 0 | 0 | 0 | 0 | 0 | 0 | 0 | 0 | 0 | 0 | 0 | 0 | 0 | 0 | 0 | 0 | 0 | 0 | 0 | 0 | 0 | 0 | 0 | 0 | 0 | 0 | 0 | 0 |  |  | C1 | 0.002736 | 0.0040737 | 0.0072026 | 0.011665 | 0.027361 | C1 | 1861.398 | 1861.398 | 1861.398 | 1861.398 | 1861.398 | C1 | 5.0929 | 7.5827 | 13.407 | 21.7127 | 50.9295 | C1 | 0 | 0 | 0 | 0 | 0 | 0 |  | 0 | 0 | 0 | 0 | 0 | 0 |  | 0 | 0 | 0 | 0 | 0 | 0 |  | 0 | 0 | 0 | 0 | 0 | 0 |  | 0 | 0 | 0 | 0 | 0 | 0 |  | 0 | 0 | 0 | 0 | 0 | 0
|  |  | 7212 | 7212 | C2 | 1028 | 642 | 4338 | 585 | 619 | 7212 | 0 | 0 | 0 | 0 | 0 | 0 | 994 | -4 | -578 | -290 | -122 | 0 | 968 | 635 | 3364 | 1226 | 1019 | 7212 | 1990 | -8 | -1157 | -581 | -244 | 0 | 884 | 390 | 2903 | 1742 | 1293 | 7212 |  |  | C2 | 0.002736 | 0.0040737 | 0.0072026 | 0.011665 | 0.027361 | C2 | 2659.14 | 2659.14 | 2659.14 | 2659.14 | 2659.14 | C2 | 7.2755 | 10.8325 | 19.1528 | 31.0182 | 72.7565 | C2 | 0 | 0 | 0 | 0 | 0 | 0 |  | 7479.2367 | 6954.4505 | 83084.8578 | 18145.6461 | 45036.2497 | 160700.4408 |  | 7042.7054 | 6878.6231 | 64430.028 | 38028.3112 | 74138.8344 | 190518.5022 |  | 14274.5743 | 6835.2932 | 53359.7081 | 29033.0337 | 65262.5461 | 168765.1555 |  | 6431.5615 | 4224.6662 | 55600.586 | 54033.7016 | 94074.1049 | 214364.6202 |  | 20909.8505 | 4138.0064 | 33440.7934 | 36012.1283 | 76321.5282 | 170822.3068
|  |  | 190 | 190 | C3 | 35 | 19 | 104 | 14 | 18 | 190 | 0 | 0 | 0 | 0 | 0 | 0 | 0 | 0 | 0 | 0 | 0 | 0 | 32 | 17 | 89 | 23 | 29 | 190 | 0 | 0 | 0 | 0 | 0 | 0 | 25 | 21 | 64 | 44 | 36 | 190 |  |  | C3 | 0.002736 | 0.0040737 | 0.0072026 | 0.011665 | 0.027361 | C3 | 3988.71 | 3988.71 | 3988.71 | 3988.71 | 3988.71 | C3 | 10.9133 | 16.2487 | 28.7292 | 46.5273 | 109.1347 | C3 | 0 | 0 | 0 | 0 | 0 | 0 |  | 381.9649 | 308.7256 | 2987.8372 | 651.3822 | 1964.4245 | 6294.3344 |  | 349.2251 | 276.2282 | 2556.8992 | 1070.1278 | 3164.9061 | 7417.3863 |  | 349.2251 | 276.2282 | 2556.8992 | 1070.1278 | 3164.9061 | 7417.3863 |  | 272.8321 | 341.223 | 1838.6691 | 2047.2011 | 3928.8489 | 8428.7742 |  | 272.8321 | 341.223 | 1838.6691 | 2047.2011 | 3928.8489 | 8428.7742
|  |  | 0 | 0 | C4 | 0 | 0 | 0 | 0 | 0 | 0 | 0 | 0 | 0 | 0 | 0 | 0 | 0 | 0 | 0 | 0 | 0 | 0 | 0 | 0 | 0 | 0 | 0 | 0 | 0 | 0 | 0 | 0 | 0 | 0 | 0 | 0 | 0 | 0 | 0 | 0 |  |  | C4 | 0.002736 | 0.0040737 | 0.0072026 | 0.011665 | 0.027361 | C4 | 6647.85 | 6647.85 | 6647.85 | 6647.85 | 6647.85 | C4 | 18.1888 | 27.0812 | 47.882 | 77.5455 | 181.8912 | C4 | 0 | 0 | 0 | 0 | 0 | 0 |  | 0 | 0 | 0 | 0 | 0 | 0 |  | 0 | 0 | 0 | 0 | 0 | 0 |  | 0 | 0 | 0 | 0 | 0 | 0 |  | 0 | 0 | 0 | 0 | 0 | 0 |  | 0 | 0 | 0 | 0 | 0 | 0
|  |  | 7402 | 7402 |  | 1063 | 661 | 4442 | 599 | 637 |  | 0 | 0 | 0 | 0 | 0 |  | 994 | -4 | -578 | -290 | -122 |  | 1000 | 652 | 3453 | 1249 | 1048 |  | 1990 | -8 | -1157 | -581 | -244 |  | 909 | 411 | 2967 | 1786 | 1329 | [22 empty] | 0 | 0 | 0 | 0 | 0 | 0 |  | 7861.2016 | 7263.1761 | 86072.695 | 18797.0282 | 47000.6742 | 166994.7752 |  | 7391.9304 | 7154.8513 | 66986.9272 | 39098.4391 | 77303.7405 | 197935.8885 |  | 14623.7994 | 7111.5214 | 55916.6073 | 30103.1615 | 68427.4522 | 176182.5418 |  | 6704.3936 | 4565.8892 | 57439.2551 | 56080.9027 | 98002.9538 | 222793.3944 |  | 21182.6826 | 4479.2294 | 35279.4624 | 38059.3294 | 80250.3772 | 179251.081
| [Please insert new asset category as required] |  | 0 | 0 | C1 | 0 | 0 | 0 | 0 | 0 | 0 | 0 | 0 | 0 | 0 | 0 | 0 | 0 | 0 | 0 | 0 | 0 | 0 | 0 | 0 | 0 | 0 | 0 | 0 | 0 | 0 | 0 | 0 | 0 | 0 | 0 | 0 | 0 | 0 | 0 | 0 |  |  | C1 | 0 | 0 | 0 | 0 | 0 | C1 | 0 | 0 | 0 | 0 | 0 | C1 | [5 empty] | C1 | [5 empty] | 0 | [6 empty] | 0 | [6 empty] | 0 | [6 empty] | 0 | [6 empty] | 0 | [6 empty] | 0
|  |  | 0 | 0 | C2 | 0 | 0 | 0 | 0 | 0 | 0 | 0 | 0 | 0 | 0 | 0 | 0 | 0 | 0 | 0 | 0 | 0 | 0 | 0 | 0 | 0 | 0 | 0 | 0 | 0 | 0 | 0 | 0 | 0 | 0 | 0 | 0 | 0 | 0 | 0 | 0 |  |  | C2 | 0 | 0 | 0 | 0 | 0 | C2 | 0 | 0 | 0 | 0 | 0 | C2 | [5 empty] | C2 | [5 empty] | 0 | [6 empty] | 0 | [6 empty] | 0 | [6 empty] | 0 | [6 empty] | 0 | [6 empty] | 0
|  |  | 0 | 0 | C3 | 0 | 0 | 0 | 0 | 0 | 0 | 0 | 0 | 0 | 0 | 0 | 0 | 0 | 0 | 0 | 0 | 0 | 0 | 0 | 0 | 0 | 0 | 0 | 0 | 0 | 0 | 0 | 0 | 0 | 0 | 0 | 0 | 0 | 0 | 0 | 0 |  |  | C3 | 0 | 0 | 0 | 0 | 0 | C3 | 0 | 0 | 0 | 0 | 0 | C3 | [5 empty] | C3 | [5 empty] | 0 | [6 empty] | 0 | [6 empty] | 0 | [6 empty] | 0 | [6 empty] | 0 | [6 empty] | 0
|  |  | 0 | 0 | C4 | 0 | 0 | 0 | 0 | 0 | 0 | 0 | 0 | 0 | 0 | 0 | 0 | 0 | 0 | 0 | 0 | 0 | 0 | 0 | 0 | 0 | 0 | 0 | 0 | 0 | 0 | 0 | 0 | 0 | 0 | 0 | 0 | 0 | 0 | 0 | 0 |  |  | C4 | 0 | 0 | 0 | 0 | 0 | C4 | 0 | 0 | 0 | 0 | 0 | C4 | [5 empty] | C4 | [5 empty] | 0 | [6 empty] | 0 | [6 empty] | 0 | [6 empty] | 0 | [6 empty] | 0 | [6 empty] | 0
|  |  | 0 | 0 |  | 0 | 0 | 0 | 0 | 0 |  | 0 | 0 | 0 | 0 | 0 |  | 0 | 0 | 0 | 0 | 0 |  | 0 | 0 | 0 | 0 | 0 |  | 0 | 0 | 0 | 0 | 0 |  | 0 | 0 | 0 | 0 | 0 | [22 empty] | 0 | 0 | 0 | 0 | 0 | 0 |  | 0 | 0 | 0 | 0 | 0 | 0 |  | 0 | 0 | 0 | 0 | 0 | 0 |  | 0 | 0 | 0 | 0 | 0 | 0 |  | 0 | 0 | 0 | 0 | 0 | 0 |  | 0 | 0 | 0 | 0 | 0 | 0
| [Please insert new asset category as required] |  | 0 | 0 | C1 | 0 | 0 | 0 | 0 | 0 | 0 | 0 | 0 | 0 | 0 | 0 | 0 | 0 | 0 | 0 | 0 | 0 | 0 | 0 | 0 | 0 | 0 | 0 | 0 | 0 | 0 | 0 | 0 | 0 | 0 | 0 | 0 | 0 | 0 | 0 | 0 |  |  | C1 | 0 | 0 | 0 | 0 | 0 | C1 | 0 | 0 | 0 | 0 | 0 | C1 | [5 empty] | C1 | [5 empty] | 0 | [6 empty] | 0 | [6 empty] | 0 | [6 empty] | 0 | [6 empty] | 0 | [6 empty] | 0
|  |  | 0 | 0 | C2 | 0 | 0 | 0 | 0 | 0 | 0 | 0 | 0 | 0 | 0 | 0 | 0 | 0 | 0 | 0 | 0 | 0 | 0 | 0 | 0 | 0 | 0 | 0 | 0 | 0 | 0 | 0 | 0 | 0 | 0 | 0 | 0 | 0 | 0 | 0 | 0 |  |  | C2 | 0 | 0 | 0 | 0 | 0 | C2 | 0 | 0 | 0 | 0 | 0 | C2 | [5 empty] | C2 | [5 empty] | 0 | [6 empty] | 0 | [6 empty] | 0 | [6 empty] | 0 | [6 empty] | 0 | [6 empty] | 0
|  |  | 0 | 0 | C3 | 0 | 0 | 0 | 0 | 0 | 0 | 0 | 0 | 0 | 0 | 0 | 0 | 0 | 0 | 0 | 0 | 0 | 0 | 0 | 0 | 0 | 0 | 0 | 0 | 0 | 0 | 0 | 0 | 0 | 0 | 0 | 0 | 0 | 0 | 0 | 0 |  |  | C3 | 0 | 0 | 0 | 0 | 0 | C3 | 0 | 0 | 0 | 0 | 0 | C3 | [5 empty] | C3 | [5 empty] | 0 | [6 empty] | 0 | [6 empty] | 0 | [6 empty] | 0 | [6 empty] | 0 | [6 empty] | 0
|  |  | 0 | 0 | C4 | 0 | 0 | 0 | 0 | 0 | 0 | 0 | 0 | 0 | 0 | 0 | 0 | 0 | 0 | 0 | 0 | 0 | 0 | 0 | 0 | 0 | 0 | 0 | 0 | 0 | 0 | 0 | 0 | 0 | 0 | 0 | 0 | 0 | 0 | 0 | 0 |  |  | C4 | 0 | 0 | 0 | 0 | 0 | C4 | 0 | 0 | 0 | 0 | 0 | C4 | [5 empty] | C4 | [5 empty] | 0 | [6 empty] | 0 | [6 empty] | 0 | [6 empty] | 0 | [6 empty] | 0 | [6 empty] | 0
|  |  | 0 | 0 |  | 0 | 0 | 0 | 0 | 0 |  | 0 | 0 | 0 | 0 | 0 |  | 0 | 0 | 0 | 0 | 0 |  | 0 | 0 | 0 | 0 | 0 |  | 0 | 0 | 0 | 0 | 0 |  | 0 | 0 | 0 | 0 | 0 | [22 empty] | 0 | 0 | 0 | 0 | 0 | 0 |  | 0 | 0 | 0 | 0 | 0 | 0 |  | 0 | 0 | 0 | 0 | 0 | 0 |  | 0 | 0 | 0 | 0 | 0 | 0 |  | 0 | 0 | 0 | 0 | 0 | 0 |  | 0 | 0 | 0 | 0 | 0 | 0
| [Please insert new asset category as required] |  | 0 | 0 | C1 | 0 | 0 | 0 | 0 | 0 | 0 | 0 | 0 | 0 | 0 | 0 | 0 | 0 | 0 | 0 | 0 | 0 | 0 | 0 | 0 | 0 | 0 | 0 | 0 | 0 | 0 | 0 | 0 | 0 | 0 | 0 | 0 | 0 | 0 | 0 | 0 |  |  | C1 | 0 | 0 | 0 | 0 | 0 | C1 | 0 | 0 | 0 | 0 | 0 | C1 | [5 empty] | C1 | [5 empty] | 0 | [6 empty] | 0 | [6 empty] | 0 | [6 empty] | 0 | [6 empty] | 0 | [6 empty] | 0
|  |  | 0 | 0 | C2 | 0 | 0 | 0 | 0 | 0 | 0 | 0 | 0 | 0 | 0 | 0 | 0 | 0 | 0 | 0 | 0 | 0 | 0 | 0 | 0 | 0 | 0 | 0 | 0 | 0 | 0 | 0 | 0 | 0 | 0 | 0 | 0 | 0 | 0 | 0 | 0 |  |  | C2 | 0 | 0 | 0 | 0 | 0 | C2 | 0 | 0 | 0 | 0 | 0 | C2 | [5 empty] | C2 | [5 empty] | 0 | [6 empty] | 0 | [6 empty] | 0 | [6 empty] | 0 | [6 empty] | 0 | [6 empty] | 0
|  |  | 0 | 0 | C3 | 0 | 0 | 0 | 0 | 0 | 0 | 0 | 0 | 0 | 0 | 0 | 0 | 0 | 0 | 0 | 0 | 0 | 0 | 0 | 0 | 0 | 0 | 0 | 0 | 0 | 0 | 0 | 0 | 0 | 0 | 0 | 0 | 0 | 0 | 0 | 0 |  |  | C3 | 0 | 0 | 0 | 0 | 0 | C3 | 0 | 0 | 0 | 0 | 0 | C3 | [5 empty] | C3 | [5 empty] | 0 | [6 empty] | 0 | [6 empty] | 0 | [6 empty] | 0 | [6 empty] | 0 | [6 empty] | 0
|  |  | 0 | 0 | C4 | 0 | 0 | 0 | 0 | 0 | 0 | 0 | 0 | 0 | 0 | 0 | 0 | 0 | 0 | 0 | 0 | 0 | 0 | 0 | 0 | 0 | 0 | 0 | 0 | 0 | 0 | 0 | 0 | 0 | 0 | 0 | 0 | 0 | 0 | 0 | 0 |  |  | C4 | 0 | 0 | 0 | 0 | 0 | C4 | 0 | 0 | 0 | 0 | 0 | C4 | [5 empty] | C4 | [5 empty] | 0 | [6 empty] | 0 | [6 empty] | 0 | [6 empty] | 0 | [6 empty] | 0 | [6 empty] | 0
|  |  | 0 | 0 |  | 0 | 0 | 0 | 0 | 0 |  | 0 | 0 | 0 | 0 | 0 |  | 0 | 0 | 0 | 0 | 0 |  | 0 | 0 | 0 | 0 | 0 |  | 0 | 0 | 0 | 0 | 0 |  | 0 | 0 | 0 | 0 | 0 | [22 empty] | 0 | 0 | 0 | 0 | 0 | 0 |  | 0 | 0 | 0 | 0 | 0 | 0 |  | 0 | 0 | 0 | 0 | 0 | 0 |  | 0 | 0 | 0 | 0 | 0 | 0 |  | 0 | 0 | 0 | 0 | 0 | 0 |  | 0 | 0 | 0 | 0 | 0 | 0
| [Please insert new asset category as required] |  | 0 | 0 | C1 | 0 | 0 | 0 | 0 | 0 | 0 | 0 | 0 | 0 | 0 | 0 | 0 | 0 | 0 | 0 | 0 | 0 | 0 | 0 | 0 | 0 | 0 | 0 | 0 | 0 | 0 | 0 | 0 | 0 | 0 | 0 | 0 | 0 | 0 | 0 | 0 |  |  | C1 | 0 | 0 | 0 | 0 | 0 | C1 | 0 | 0 | 0 | 0 | 0 | C1 | [5 empty] | C1 | [5 empty] | 0 | [6 empty] | 0 | [6 empty] | 0 | [6 empty] | 0 | [6 empty] | 0 | [6 empty] | 0
|  |  | 0 | 0 | C2 | 0 | 0 | 0 | 0 | 0 | 0 | 0 | 0 | 0 | 0 | 0 | 0 | 0 | 0 | 0 | 0 | 0 | 0 | 0 | 0 | 0 | 0 | 0 | 0 | 0 | 0 | 0 | 0 | 0 | 0 | 0 | 0 | 0 | 0 | 0 | 0 |  |  | C2 | 0 | 0 | 0 | 0 | 0 | C2 | 0 | 0 | 0 | 0 | 0 | C2 | [5 empty] | C2 | [5 empty] | 0 | [6 empty] | 0 | [6 empty] | 0 | [6 empty] | 0 | [6 empty] | 0 | [6 empty] | 0
|  |  | 0 | 0 | C3 | 0 | 0 | 0 | 0 | 0 | 0 | 0 | 0 | 0 | 0 | 0 | 0 | 0 | 0 | 0 | 0 | 0 | 0 | 0 | 0 | 0 | 0 | 0 | 0 | 0 | 0 | 0 | 0 | 0 | 0 | 0 | 0 | 0 | 0 | 0 | 0 |  |  | C3 | 0 | 0 | 0 | 0 | 0 | C3 | 0 | 0 | 0 | 0 | 0 | C3 | [5 empty] | C3 | [5 empty] | 0 | [6 empty] | 0 | [6 empty] | 0 | [6 empty] | 0 | [6 empty] | 0 | [6 empty] | 0
|  |  | 0 | 0 | C4 | 0 | 0 | 0 | 0 | 0 | 0 | 0 | 0 | 0 | 0 | 0 | 0 | 0 | 0 | 0 | 0 | 0 | 0 | 0 | 0 | 0 | 0 | 0 | 0 | 0 | 0 | 0 | 0 | 0 | 0 | 0 | 0 | 0 | 0 | 0 | 0 |  |  | C4 | 0 | 0 | 0 | 0 | 0 | C4 | 0 | 0 | 0 | 0 | 0 | C4 | [5 empty] | C4 | [5 empty] | 0 | [6 empty] | 0 | [6 empty] | 0 | [6 empty] | 0 | [6 empty] | 0 | [6 empty] | 0
|  |  | 0 | 0 |  | 0 | 0 | 0 | 0 | 0 |  | 0 | 0 | 0 | 0 | 0 |  | 0 | 0 | 0 | 0 | 0 |  | 0 | 0 | 0 | 0 | 0 |  | 0 | 0 | 0 | 0 | 0 |  | 0 | 0 | 0 | 0 | 0 | [22 empty] | 0 | 0 | 0 | 0 | 0 | 0 |  | 0 | 0 | 0 | 0 | 0 | 0 |  | 0 | 0 | 0 | 0 | 0 | 0 |  | 0 | 0 | 0 | 0 | 0 | 0 |  | 0 | 0 | 0 | 0 | 0 | 0 |  | 0 | 0 | 0 | 0 | 0 | 0
[63 empty] | 0 | 0 | 0 | 0 | 0 | 0 |  | 1191279.0507 | 327334.5041 | 460376.1621 | 137043.4486 | 833238.4481 | 2949271.6136 |  | 1115844.1457 | 257129.8701 | 638450.8416 | 263766.6378 | 1085429.0925 | 3360620.5877 |  | 1196294.3419 | 257086.5402 | 600348.6511 | 171998.866 | 641195.646 | 2866924.0452 |  | 994389.2069 | 301882.3062 | 530705.5889 | 748149.1277 | 1272543.9894 | 3847670.2191 |  | 1173060.4706 | 301795.6464 | 479202.3594 | 346613.2696 | 623874.9435 | 2924546.6894
| Other | [66 empty] | 0 | [6 empty] | 0 | [6 empty] | 0 | [6 empty] | 0 | [6 empty] | 0 | [6 empty] | 0
| Submarine Cables |  | 2.036 | 2.036 | C1 | 0 | 0 | 2.036 | 0 | 0 | 2.036 | 0 | 0 | 0 | 0 | 0 | 0 | 0 | 0 | 0 | 0 | 0 | 0 | 0 | 0 | 2.036 | 0 | 0 | 2.036 | 0 | 0 | 0 | 0 | 0 | 0 | 0 | 0 | 0 | 2.036 | 0 | 2.036 |  |  | C1 | 0.0057571 | 0.0085717 | 0.015156 | 0.024545 | 0.057572 | C1 | 227449.544 | 227449.544 | 227449.544 | 227449.544 | 227449.544 | C1 | 1309.4477 | 1949.6282 | 3447.1195 | 5582.6522 | 13094.7006 | C1 | 0 | 0 | 0 | 0 | 0 | 0 |  | 0 | 0 | 7018.3353 | 0 | 0 | 7018.3353 |  | 0 | 0 | 7018.3353 | 0 | 0 | 7018.3353 |  | 0 | 0 | 7018.3353 | 0 | 0 | 7018.3353 |  | 0 | 0 | 0 | 11366.2799 | 0 | 11366.2799 |  | 0 | 0 | 0 | 11366.2799 | 0 | 11366.2799
|  |  | 2.665 | 2.665 | C2 | 0.768 | 0 | 1.897 | 0 | 0 | 2.665 | 0 | 0 | 0 | 0 | 0 | 0 | 0 | 0 | 0 | 0 | 0 | 0 | 0.768 | 0 | 1.897 | 0 | 0 | 2.665 | 0 | 0 | 0 | 0 | 0 | 0 | 0.768 | 0 | 0 | 1.897 | 0 | 2.665 |  |  | C2 | 0.0057571 | 0.0085717 | 0.015156 | 0.024545 | 0.057572 | C2 | 324927.92 | 324927.92 | 324927.92 | 324927.92 | 324927.92 | C2 | 1870.6396 | 2785.1831 | 4924.4564 | 7975.2175 | 18706.7152 | C2 | 0 | 0 | 0 | 0 | 0 | 0 |  | 1436.6512 | 0 | 9341.6938 | 0 | 0 | 10778.345 |  | 1436.6512 | 0 | 9341.6938 | 0 | 0 | 10778.345 |  | 1436.6512 | 0 | 9341.6938 | 0 | 0 | 10778.345 |  | 1436.6512 | 0 | 0 | 15128.9875 | 0 | 16565.6387 |  | 1436.6512 | 0 | 0 | 15128.9875 | 0 | 16565.6387
|  |  | 14.539 | 14.539 | C3 | 14.539 | 0 | 0 | 0 | 0 | 14.539 | 0 | 0 | 0 | 0 | 0 | 0 | 0 | 0 | 0 | 0 | 0 | 0 | 14.539 | 0 | 0 | 0 | 0 | 14.539 | 0 | 0 | 0 | 0 | 0 | 0 | 14.041 | 0.498 | 0 | 0 | 0 | 14.539 |  |  | C3 | 0.0057571 | 0.0085717 | 0.015156 | 0.024545 | 0.057572 | C3 | 487391.88 | 487391.88 | 487391.88 | 487391.88 | 487391.88 | C3 | 2805.9594 | 4177.7747 | 7386.6846 | 11962.8262 | 28060.0728 | C3 | 0 | 0 | 0 | 0 | 0 | 0 |  | 40795.8441 | 0 | 0 | 0 | 0 | 40795.8441 |  | 40795.8441 | 0 | 0 | 0 | 0 | 40795.8441 |  | 40795.8441 | 0 | 0 | 0 | 0 | 40795.8441 |  | 39398.4763 | 2080.5318 | 0 | 0 | 0 | 41479.0081 |  | 39398.4763 | 2080.5318 | 0 | 0 | 0 | 41479.0081
|  |  | 0 | 0 | C4 | 0 | 0 | 0 | 0 | 0 | 0 | 0 | 0 | 0 | 0 | 0 | 0 | 0 | 0 | 0 | 0 | 0 | 0 | 0 | 0 | 0 | 0 | 0 | 0 | 0 | 0 | 0 | 0 | 0 | 0 | 0 | 0 | 0 | 0 | 0 | 0 |  |  | C4 | 0.0057571 | 0.0085717 | 0.015156 | 0.024545 | 0.057572 | C4 | 812319.8 | 812319.8 | 812319.8 | 812319.8 | 812319.8 | C4 | 4676.599 | 6962.9578 | 12311.141 | 19938.0436 | 46766.7879 | C4 | 0 | 0 | 0 | 0 | 0 | 0 |  | 0 | 0 | 0 | 0 | 0 | 0 |  | 0 | 0 | 0 | 0 | 0 | 0 |  | 0 | 0 | 0 | 0 | 0 | 0 |  | 0 | 0 | 0 | 0 | 0 | 0 |  | 0 | 0 | 0 | 0 | 0 | 0
|  | Yes | 19.24 | 19.24 |  | 15.307 | 0 | 3.933 | 0 | 0 |  | 0 | 0 | 0 | 0 | 0 |  | 0 | 0 | 0 | 0 | 0 |  | 15.307 | 0 | 3.933 | 0 | 0 |  | 0 | 0 | 0 | 0 | 0 |  | 14.809 | 0.498 | 0 | 3.933 | 0 | [22 empty] | 0 | 0 | 0 | 0 | 0 | 0 |  | 42232.4953 | 0 | 16360.0291 | 0 | 0 | 58592.5244 |  | 42232.4953 | 0 | 16360.0291 | 0 | 0 | 58592.5244 |  | 42232.4953 | 0 | 16360.0291 | 0 | 0 | 58592.5244 |  | 40835.1275 | 2080.5318 | 0 | 26495.2674 | 0 | 69410.9267 |  | 40835.1275 | 2080.5318 | 0 | 26495.2674 | 0 | 69410.9267
| [Please insert new asset category as required] |  | 0 | 0 | C1 | 0 | 0 | 0 | 0 | 0 | 0 | 0 | 0 | 0 | 0 | 0 | 0 | 0 | 0 | 0 | 0 | 0 | 0 | 0 | 0 | 0 | 0 | 0 | 0 | 0 | 0 | 0 | 0 | 0 | 0 | 0 | 0 | 0 | 0 | 0 | 0 |  |  | C1 | 0 | 0 | 0 | 0 | 0 | C1 | 0 | 0 | 0 | 0 | 0 | C1 | [5 empty] | C1 | [5 empty] | 0 | [6 empty] | 0 | [6 empty] | 0 | [6 empty] | 0 | [6 empty] | 0 | [6 empty] | 0
|  |  | 0 | 0 | C2 | 0 | 0 | 0 | 0 | 0 | 0 | 0 | 0 | 0 | 0 | 0 | 0 | 0 | 0 | 0 | 0 | 0 | 0 | 0 | 0 | 0 | 0 | 0 | 0 | 0 | 0 | 0 | 0 | 0 | 0 | 0 | 0 | 0 | 0 | 0 | 0 |  |  | C2 | 0 | 0 | 0 | 0 | 0 | C2 | 0 | 0 | 0 | 0 | 0 | C2 | [5 empty] | C2 | [5 empty] | 0 | [6 empty] | 0 | [6 empty] | 0 | [6 empty] | 0 | [6 empty] | 0 | [6 empty] | 0
|  |  | 0 | 0 | C3 | 0 | 0 | 0 | 0 | 0 | 0 | 0 | 0 | 0 | 0 | 0 | 0 | 0 | 0 | 0 | 0 | 0 | 0 | 0 | 0 | 0 | 0 | 0 | 0 | 0 | 0 | 0 | 0 | 0 | 0 | 0 | 0 | 0 | 0 | 0 | 0 |  |  | C3 | 0 | 0 | 0 | 0 | 0 | C3 | 0 | 0 | 0 | 0 | 0 | C3 | [5 empty] | C3 | [5 empty] | 0 | [6 empty] | 0 | [6 empty] | 0 | [6 empty] | 0 | [6 empty] | 0 | [6 empty] | 0
|  |  | 0 | 0 | C4 | 0 | 0 | 0 | 0 | 0 | 0 | 0 | 0 | 0 | 0 | 0 | 0 | 0 | 0 | 0 | 0 | 0 | 0 | 0 | 0 | 0 | 0 | 0 | 0 | 0 | 0 | 0 | 0 | 0 | 0 | 0 | 0 | 0 | 0 | 0 | 0 |  |  | C4 | 0 | 0 | 0 | 0 | 0 | C4 | 0 | 0 | 0 | 0 | 0 | C4 | [5 empty] | C4 | [5 empty] | 0 | [6 empty] | 0 | [6 empty] | 0 | [6 empty] | 0 | [6 empty] | 0 | [6 empty] | 0
|  |  | 0 | 0 |  | 0 | 0 | 0 | 0 | 0 |  | 0 | 0 | 0 | 0 | 0 |  | 0 | 0 | 0 | 0 | 0 |  | 0 | 0 | 0 | 0 | 0 |  | 0 | 0 | 0 | 0 | 0 |  | 0 | 0 | 0 | 0 | 0 | [22 empty] | 0 | 0 | 0 | 0 | 0 | 0 |  | 0 | 0 | 0 | 0 | 0 | 0 |  | 0 | 0 | 0 | 0 | 0 | 0 |  | 0 | 0 | 0 | 0 | 0 | 0 |  | 0 | 0 | 0 | 0 | 0 | 0 |  | 0 | 0 | 0 | 0 | 0 | 0
| [Please insert new asset category as required] |  | 0 | 0 | C1 | 0 | 0 | 0 | 0 | 0 | 0 | 0 | 0 | 0 | 0 | 0 | 0 | 0 | 0 | 0 | 0 | 0 | 0 | 0 | 0 | 0 | 0 | 0 | 0 | 0 | 0 | 0 | 0 | 0 | 0 | 0 | 0 | 0 | 0 | 0 | 0 |  |  | C1 | 0 | 0 | 0 | 0 | 0 | C1 | 0 | 0 | 0 | 0 | 0 | C1 | [5 empty] | C1 | [5 empty] | 0 | [6 empty] | 0 | [6 empty] | 0 | [6 empty] | 0 | [6 empty] | 0 | [6 empty] | 0
|  |  | 0 | 0 | C2 | 0 | 0 | 0 | 0 | 0 | 0 | 0 | 0 | 0 | 0 | 0 | 0 | 0 | 0 | 0 | 0 | 0 | 0 | 0 | 0 | 0 | 0 | 0 | 0 | 0 | 0 | 0 | 0 | 0 | 0 | 0 | 0 | 0 | 0 | 0 | 0 |  |  | C2 | 0 | 0 | 0 | 0 | 0 | C2 | 0 | 0 | 0 | 0 | 0 | C2 | [5 empty] | C2 | [5 empty] | 0 | [6 empty] | 0 | [6 empty] | 0 | [6 empty] | 0 | [6 empty] | 0 | [6 empty] | 0
|  |  | 0 | 0 | C3 | 0 | 0 | 0 | 0 | 0 | 0 | 0 | 0 | 0 | 0 | 0 | 0 | 0 | 0 | 0 | 0 | 0 | 0 | 0 | 0 | 0 | 0 | 0 | 0 | 0 | 0 | 0 | 0 | 0 | 0 | 0 | 0 | 0 | 0 | 0 | 0 |  |  | C3 | 0 | 0 | 0 | 0 | 0 | C3 | 0 | 0 | 0 | 0 | 0 | C3 | [5 empty] | C3 | [5 empty] | 0 | [6 empty] | 0 | [6 empty] | 0 | [6 empty] | 0 | [6 empty] | 0 | [6 empty] | 0
|  |  | 0 | 0 | C4 | 0 | 0 | 0 | 0 | 0 | 0 | 0 | 0 | 0 | 0 | 0 | 0 | 0 | 0 | 0 | 0 | 0 | 0 | 0 | 0 | 0 | 0 | 0 | 0 | 0 | 0 | 0 | 0 | 0 | 0 | 0 | 0 | 0 | 0 | 0 | 0 |  |  | C4 | 0 | 0 | 0 | 0 | 0 | C4 | 0 | 0 | 0 | 0 | 0 | C4 | [5 empty] | C4 | [5 empty] | 0 | [6 empty] | 0 | [6 empty] | 0 | [6 empty] | 0 | [6 empty] | 0 | [6 empty] | 0
|  |  | 0 | 0 |  | 0 | 0 | 0 | 0 | 0 |  | 0 | 0 | 0 | 0 | 0 |  | 0 | 0 | 0 | 0 | 0 |  | 0 | 0 | 0 | 0 | 0 |  | 0 | 0 | 0 | 0 | 0 |  | 0 | 0 | 0 | 0 | 0 | [22 empty] | 0 | 0 | 0 | 0 | 0 | 0 |  | 0 | 0 | 0 | 0 | 0 | 0 |  | 0 | 0 | 0 | 0 | 0 | 0 |  | 0 | 0 | 0 | 0 | 0 | 0 |  | 0 | 0 | 0 | 0 | 0 | 0 |  | 0 | 0 | 0 | 0 | 0 | 0
| [Please insert new asset category as required] |  | 0 | 0 | C1 | 0 | 0 | 0 | 0 | 0 | 0 | 0 | 0 | 0 | 0 | 0 | 0 | 0 | 0 | 0 | 0 | 0 | 0 | 0 | 0 | 0 | 0 | 0 | 0 | 0 | 0 | 0 | 0 | 0 | 0 | 0 | 0 | 0 | 0 | 0 | 0 |  |  | C1 | 0 | 0 | 0 | 0 | 0 | C1 | 0 | 0 | 0 | 0 | 0 | C1 | [5 empty] | C1 | [5 empty] | 0 | [6 empty] | 0 | [6 empty] | 0 | [6 empty] | 0 | [6 empty] | 0 | [6 empty] | 0
|  |  | 0 | 0 | C2 | 0 | 0 | 0 | 0 | 0 | 0 | 0 | 0 | 0 | 0 | 0 | 0 | 0 | 0 | 0 | 0 | 0 | 0 | 0 | 0 | 0 | 0 | 0 | 0 | 0 | 0 | 0 | 0 | 0 | 0 | 0 | 0 | 0 | 0 | 0 | 0 |  |  | C2 | 0 | 0 | 0 | 0 | 0 | C2 | 0 | 0 | 0 | 0 | 0 | C2 | [5 empty] | C2 | [5 empty] | 0 | [6 empty] | 0 | [6 empty] | 0 | [6 empty] | 0 | [6 empty] | 0 | [6 empty] | 0
|  |  | 0 | 0 | C3 | 0 | 0 | 0 | 0 | 0 | 0 | 0 | 0 | 0 | 0 | 0 | 0 | 0 | 0 | 0 | 0 | 0 | 0 | 0 | 0 | 0 | 0 | 0 | 0 | 0 | 0 | 0 | 0 | 0 | 0 | 0 | 0 | 0 | 0 | 0 | 0 |  |  | C3 | 0 | 0 | 0 | 0 | 0 | C3 | 0 | 0 | 0 | 0 | 0 | C3 | [5 empty] | C3 | [5 empty] | 0 | [6 empty] | 0 | [6 empty] | 0 | [6 empty] | 0 | [6 empty] | 0 | [6 empty] | 0
|  |  | 0 | 0 | C4 | 0 | 0 | 0 | 0 | 0 | 0 | 0 | 0 | 0 | 0 | 0 | 0 | 0 | 0 | 0 | 0 | 0 | 0 | 0 | 0 | 0 | 0 | 0 | 0 | 0 | 0 | 0 | 0 | 0 | 0 | 0 | 0 | 0 | 0 | 0 | 0 |  |  | C4 | 0 | 0 | 0 | 0 | 0 | C4 | 0 | 0 | 0 | 0 | 0 | C4 | [5 empty] | C4 | [5 empty] | 0 | [6 empty] | 0 | [6 empty] | 0 | [6 empty] | 0 | [6 empty] | 0 | [6 empty] | 0
|  |  | 0 | 0 |  | 0 | 0 | 0 | 0 | 0 |  | 0 | 0 | 0 | 0 | 0 |  | 0 | 0 | 0 | 0 | 0 |  | 0 | 0 | 0 | 0 | 0 |  | 0 | 0 | 0 | 0 | 0 |  | 0 | 0 | 0 | 0 | 0 | [22 empty] | 0 | 0 | 0 | 0 | 0 | 0 |  | 0 | 0 | 0 | 0 | 0 | 0 |  | 0 | 0 | 0 | 0 | 0 | 0 |  | 0 | 0 | 0 | 0 | 0 | 0 |  | 0 | 0 | 0 | 0 | 0 | 0 |  | 0 | 0 | 0 | 0 | 0 | 0
| [Please insert new asset category as required] |  | 0 | 0 | C1 | 0 | 0 | 0 | 0 | 0 | 0 | 0 | 0 | 0 | 0 | 0 | 0 | 0 | 0 | 0 | 0 | 0 | 0 | 0 | 0 | 0 | 0 | 0 | 0 | 0 | 0 | 0 | 0 | 0 | 0 | 0 | 0 | 0 | 0 | 0 | 0 |  |  | C1 | 0 | 0 | 0 | 0 | 0 | C1 | 0 | 0 | 0 | 0 | 0 | C1 | [5 empty] | C1 | [5 empty] | 0 | [6 empty] | 0 | [6 empty] | 0 | [6 empty] | 0 | [6 empty] | 0 | [6 empty] | 0
|  |  | 0 | 0 | C2 | 0 | 0 | 0 | 0 | 0 | 0 | 0 | 0 | 0 | 0 | 0 | 0 | 0 | 0 | 0 | 0 | 0 | 0 | 0 | 0 | 0 | 0 | 0 | 0 | 0 | 0 | 0 | 0 | 0 | 0 | 0 | 0 | 0 | 0 | 0 | 0 |  |  | C2 | 0 | 0 | 0 | 0 | 0 | C2 | 0 | 0 | 0 | 0 | 0 | C2 | [5 empty] | C2 | [5 empty] | 0 | [6 empty] | 0 | [6 empty] | 0 | [6 empty] | 0 | [6 empty] | 0 | [6 empty] | 0
|  |  | 0 | 0 | C3 | 0 | 0 | 0 | 0 | 0 | 0 | 0 | 0 | 0 | 0 | 0 | 0 | 0 | 0 | 0 | 0 | 0 | 0 | 0 | 0 | 0 | 0 | 0 | 0 | 0 | 0 | 0 | 0 | 0 | 0 | 0 | 0 | 0 | 0 | 0 | 0 |  |  | C3 | 0 | 0 | 0 | 0 | 0 | C3 | 0 | 0 | 0 | 0 | 0 | C3 | [5 empty] | C3 | [5 empty] | 0 | [6 empty] | 0 | [6 empty] | 0 | [6 empty] | 0 | [6 empty] | 0 | [6 empty] | 0
|  |  | 0 | 0 | C4 | 0 | 0 | 0 | 0 | 0 | 0 | 0 | 0 | 0 | 0 | 0 | 0 | 0 | 0 | 0 | 0 | 0 | 0 | 0 | 0 | 0 | 0 | 0 | 0 | 0 | 0 | 0 | 0 | 0 | 0 | 0 | 0 | 0 | 0 | 0 | 0 |  |  | C4 | 0 | 0 | 0 | 0 | 0 | C4 | 0 | 0 | 0 | 0 | 0 | C4 | [5 empty] | C4 | [5 empty] | 0 | [6 empty] | 0 | [6 empty] | 0 | [6 empty] | 0 | [6 empty] | 0 | [6 empty] | 0
|  |  | 0 | 0 |  | 0 | 0 | 0 | 0 | 0 |  | 0 | 0 | 0 | 0 | 0 |  | 0 | 0 | 0 | 0 | 0 |  | 0 | 0 | 0 | 0 | 0 |  | 0 | 0 | 0 | 0 | 0 |  | 0 | 0 | 0 | 0 | 0 | [22 empty] | 0 | 0 | 0 | 0 | 0 | 0 |  | 0 | 0 | 0 | 0 | 0 | 0 |  | 0 | 0 | 0 | 0 | 0 | 0 |  | 0 | 0 | 0 | 0 | 0 | 0 |  | 0 | 0 | 0 | 0 | 0 | 0 |  | 0 | 0 | 0 | 0 | 0 | 0
| [Please insert new asset category as required] |  | 0 | 0 | C1 | 0 | 0 | 0 | 0 | 0 | 0 | 0 | 0 | 0 | 0 | 0 | 0 | 0 | 0 | 0 | 0 | 0 | 0 | 0 | 0 | 0 | 0 | 0 | 0 | 0 | 0 | 0 | 0 | 0 | 0 | 0 | 0 | 0 | 0 | 0 | 0 |  |  | C1 | 0 | 0 | 0 | 0 | 0 | C1 | 0 | 0 | 0 | 0 | 0 | C1 | [5 empty] | C1 | [5 empty] | 0 | [6 empty] | 0 | [6 empty] | 0 | [6 empty] | 0 | [6 empty] | 0 | [6 empty] | 0
|  |  | 0 | 0 | C2 | 0 | 0 | 0 | 0 | 0 | 0 | 0 | 0 | 0 | 0 | 0 | 0 | 0 | 0 | 0 | 0 | 0 | 0 | 0 | 0 | 0 | 0 | 0 | 0 | 0 | 0 | 0 | 0 | 0 | 0 | 0 | 0 | 0 | 0 | 0 | 0 |  |  | C2 | 0 | 0 | 0 | 0 | 0 | C2 | 0 | 0 | 0 | 0 | 0 | C2 | [5 empty] | C2 | [5 empty] | 0 | [6 empty] | 0 | [6 empty] | 0 | [6 empty] | 0 | [6 empty] | 0 | [6 empty] | 0
|  |  | 0 | 0 | C3 | 0 | 0 | 0 | 0 | 0 | 0 | 0 | 0 | 0 | 0 | 0 | 0 | 0 | 0 | 0 | 0 | 0 | 0 | 0 | 0 | 0 | 0 | 0 | 0 | 0 | 0 | 0 | 0 | 0 | 0 | 0 | 0 | 0 | 0 | 0 | 0 |  |  | C3 | 0 | 0 | 0 | 0 | 0 | C3 | 0 | 0 | 0 | 0 | 0 | C3 | [5 empty] | C3 | [5 empty] | 0 | [6 empty] | 0 | [6 empty] | 0 | [6 empty] | 0 | [6 empty] | 0 | [6 empty] | 0
|  |  | 0 | 0 | C4 | 0 | 0 | 0 | 0 | 0 | 0 | 0 | 0 | 0 | 0 | 0 | 0 | 0 | 0 | 0 | 0 | 0 | 0 | 0 | 0 | 0 | 0 | 0 | 0 | 0 | 0 | 0 | 0 | 0 | 0 | 0 | 0 | 0 | 0 | 0 | 0 |  |  | C4 | 0 | 0 | 0 | 0 | 0 | C4 | 0 | 0 | 0 | 0 | 0 | C4 | [5 empty] | C4 | [5 empty] | 0 | [6 empty] | 0 | [6 empty] | 0 | [6 empty] | 0 | [6 empty] | 0 | [6 empty] | 0
|  |  | 0 | 0 |  | 0 | 0 | 0 | 0 | 0 |  | 0 | 0 | 0 | 0 | 0 |  | 0 | 0 | 0 | 0 | 0 |  | 0 | 0 | 0 | 0 | 0 |  | 0 | 0 | 0 | 0 | 0 |  | 0 | 0 | 0 | 0 | 0 | [22 empty] | 0 | 0 | 0 | 0 | 0 | 0 |  | 0 | 0 | 0 | 0 | 0 | 0 |  | 0 | 0 | 0 | 0 | 0 | 0 |  | 0 | 0 | 0 | 0 | 0 | 0 |  | 0 | 0 | 0 | 0 | 0 | 0 |  | 0 | 0 | 0 | 0 | 0 | 0
[63 empty] | 0 | 0 | 0 | 0 | 0 | 0 |  | 42232.4953 | 0 | 16360.0291 | 0 | 0 | 58592.5244 |  | 42232.4953 | 0 | 16360.0291 | 0 | 0 | 58592.5244 |  | 42232.4953 | 0 | 16360.0291 | 0 | 0 | 58592.5244 |  | 40835.1275 | 2080.5318 | 0 | 26495.2674 | 0 | 69410.9267 |  | 40835.1275 | 2080.5318 | 0 | 26495.2674 | 0 | 69410.9267
| TOTAL |  | 586401.6298 | 586401.6298 |  | 346534.2698 | 61683.108 | 102203.0217 | 35008.2303 | 40973 |  | 0 | 0 | 0 | 0 | 0 |  | 24864 | -33 | -901 | -2152 | -21778 |  | 323742.6968 | 64797.576 | 98849.1267 | 33470.2303 | 65542 |  | 49896.4041 | -66 | -1602.781 | -10521.6231 | -37706 |  | 296444.2568 | 59032.431 | 44453.7307 | 95275.2103 | 91196 |  |  |  |  | 0 | 0 | 0 | 0 | 0 |  | 0 | 0 | 0 | 0 | 0 | [7 empty] | 0 | 0 | 0 | 0 | 0 | 0 |  | 13129140.0066 | 3438330.5755 | 8457950.1803 | 4860200.985 | 17568024.8228 | 47453646.5702 |  | 12269778.8409 | 3493352.0175 | 8682877.9128 | 4593007.8998 | 25556961.9274 | 54595978.5984 |  | 13250502.619 | 3493093.3446 | 8636480.4551 | 4192617.9516 | 16866702.9537 | 46439397.324 |  | 11196335.1177 | 3272382.9151 | 4430731.8807 | 13342585.1855 | 33405450.1116 | 65647485.2107 |  | 13195996.8577 | 3271865.5693 | 4364692.1166 | 11459088.9975 | 18080773.4834 | 50372417.0245
Health Index Definitions
|  |  | HI1 | New or as new | [57 empty] | LV Network | 0 | 0 | 0 | 0 | 0 | 0 | LV Network | 4186467.506 | 927298.2264 | 3780445.524 | 1602131.4053 | 4273549.5256 | 14769892.1872 | LV Network | 3971805.7617 | 927081.1081 | 3491593.7468 | 1858562.0478 | 6917448.6444 | 17166491.3088 | LV Network | 4347905.5253 | 927081.1081 | 3491593.7468 | 1738514.0041 | 3437972.2429 | 13943066.6273 | LV Network | 3689870.5009 | 846265.4935 | 1151350.4854 | 5550451.1563 | 10509901.243 | 21747838.8791 | LV Network | 4447855.3302 | 846265.4935 | 1151350.4854 | 4780711.3037 | 4735429.8437 | 15961612.4565
|  |  | HI2 | Good or seviceable condition | [57 empty] | HV Network | 0 | 0 | 0 | 0 | 0 | 0 | HV Network | 5671256.8416 | 1324969.4187 | 2755584.6671 | 2297795.2847 | 8509296.4716 | 20558902.6838 | HV Network | 5280238.1273 | 1497840.402 | 2891368.4884 | 1642440.4549 | 12279582.4813 | 23591469.9539 | HV Network | 5615928.8653 | 1497840.402 | 2886314.0384 | 1597100.5285 | 9048167.9706 | 20645351.8048 | HV Network | 4802015.7645 | 1495167.2482 | 1570270.799 | 4588148.5754 | 15188875.0843 | 27644477.4714 | HV Network | 5451142.8371 | 1495167.2482 | 1562215.8986 | 4345029.2391 | 9298354.2022 | 22151909.4252
|  |  | HI3 | Deterioration requires assessment and monitoring | [57 empty] | EHV Network | 0 | 0 | 0 | 0 | 0 | 0 | EHV Network | 2037904.1129 | 858728.4264 | 1445183.798 | 823230.8464 | 3951940.3774 | 9116987.5612 | EHV Network | 1859658.3109 | 811300.6373 | 1645104.8069 | 828238.7592 | 5274501.7093 | 10418804.2235 | EHV Network | 2048141.3913 | 811085.2943 | 1641863.9897 | 685004.5529 | 3739367.0941 | 8925462.3223 | EHV Network | 1669224.518 | 626987.3354 | 1178405.0075 | 2429341.0586 | 6434129.7949 | 12338087.7144 | EHV Network | 2083103.0924 | 626556.6494 | 1171923.3732 | 1960239.9177 | 3423114.494 | 9264937.5267
|  |  | HI4 | Material deterioration, intervention requires consideration | [57 empty] | 132kV Network | 0 | 0 | 0 | 0 | 0 | 0 | 132kV Network | 1191279.0507 | 327334.5041 | 460376.1621 | 137043.4486 | 833238.4481 | 2949271.6136 | 132kV Network | 1115844.1457 | 257129.8701 | 638450.8416 | 263766.6378 | 1085429.0925 | 3360620.5877 | 132kV Network | 1196294.3419 | 257086.5402 | 600348.6511 | 171998.866 | 641195.646 | 2866924.0452 | 132kV Network | 994389.2069 | 301882.3062 | 530705.5889 | 748149.1277 | 1272543.9894 | 3847670.2191 | 132kV Network | 1173060.4706 | 301795.6464 | 479202.3594 | 346613.2696 | 623874.9435 | 2924546.6894
|  |  | HI5 | End of serviceable life, intervention required | [57 empty] | Other | 0 | 0 | 0 | 0 | 0 | 0 | Other | 42232.4953 | 0 | 16360.0291 | 0 | 0 | 58592.5244 | Other | 42232.4953 | 0 | 16360.0291 | 0 | 0 | 58592.5244 | Other | 42232.4953 | 0 | 16360.0291 | 0 | 0 | 58592.5244 | Other | 40835.1275 | 2080.5318 | 0 | 26495.2674 | 0 | 69410.9267 | Other | 40835.1275 | 2080.5318 | 0 | 26495.2674 | 0 | 69410.9267
[62 empty] | Total | 0 | 0 | 0 | 0 | 0 | 0 | Total | 13129140.0066 | 3438330.5755 | 8457950.1803 | 4860200.985 | 17568024.8228 | 47453646.5702 | Total | 12269778.8409 | 3493352.0175 | 8682877.9128 | 4593007.8998 | 25556961.9274 | 54595978.5984 | Total | 13250502.619 | 3493093.3446 | 8636480.4551 | 4192617.9516 | 16866702.9537 | 46439397.324 | Total | 11196335.1177 | 3272382.9151 | 4430731.8807 | 13342585.1855 | 33405450.1116 | 65647485.2107 | Total | 13195996.8577 | 3271865.5693 | 4364692.1166 | 11459088.9975 | 18080773.4834 | 50372417.0245
Criticality Index Definitions
|  |  | C1 | Low criticality
|  |  | C2 | Average criticality
|  |  | C3 | High criticality
|  |  | C4 | Very high criticality

## SSES - Refurb
Secondary deliverables RIIO-ED1 - Refurbishment | [50 empty] | Criticality weightings C1 to C4 | Criticality Rating Boundaries
SSES | [49 empty] | C1 | 0.7 | Below 75% of average
[50 empty] | C2 | 1 | 75%-125%
[50 empty] | C3 | 1.5 | 125%-200%
[50 empty] | C4 | 2.5 | Over 200% of average
Price base (2012/13)
| ASSET CATEGORIES |  | ASSET REGISTER |  |  | End of DPCR5 (31 March 2015) with investment | [5 empty] | End of DPCR5 (31 March 2015) without investment | [5 empty] | Mid-Period Review (31 March 2019) planned investment | [5 empty] | Mid-Period Review (31 March 2019) without investment | [5 empty] | End of RIIO-ED1 (31 March 2023) planned investment | [5 empty] | End of RIIO-ED1 (31 March 2023) without investment | [8 empty] | Probability of Asset Failure | [5 empty] | Consequence of Asset Failure | [5 empty] | Probability of Asset Failure x Consequence of Asset Failure
Is it your current intention to have a health index for this asset category in the RIIO-ED1 control period.
|  |  | as at 31st March 2015 | as at 31st March 2023 |  | HI 1 | HI 2 | HI 3 | HI 4 | HI 5 |  | HI 1 | HI 2 | HI 3 | HI 4 | HI 5 |  | HI 1 | HI 2 | HI 3 | HI 4 | HI 5 |  | HI 1 | HI 2 | HI 3 | HI 4 | HI 5 |  | HI 1 | HI 2 | HI 3 | HI 4 | HI 5 |  | HI 1 | HI 2 | HI 3 | HI 4 | HI 5 |  |  |  |  | HI 1 | HI 2 | HI 3 | HI 4 | HI 5 |  | HI 1 | HI 2 | HI 3 | HI 4 | HI 5 |  | HI 1 | HI 2 | HI 3 | HI 4 | HI 5 |  | End of DPCR5 (without investment) | [6 empty] | Position at Beginning of RIIO-ED1 | [6 empty] | Mid Period (Without Investment) | [6 empty] | Mid Period (With Investment) | [6 empty] | End of RIIO-ED1 (Without Investment) | [6 empty] | End of RIIO-ED1 (With Investment)
| LV Network | [61 empty] | 1 | 2 | 3 | 4 | 5 | Total |  | 1 | 2 | 3 | 4 | 5 | Total |  | 1 | 2 | 3 | 4 | 5 | Total |  | 1 | 2 | 3 | 4 | 5 | Total |  | 1 | 2 | 3 | 4 | 5 | Total |  | 1 | 2 | 3 | 4 | 5 | Total
| LV Switchgear and Other |  | 5208 | 5208 | C1 | 4888 | 247 | 51 | 6 | 16 | 5208 | 0 | 0 | 0 | 0 | 0 | 0 | 0 | 0 | 0 | 0 | 0 | 0 | 4729 | 348 | 100 | 10 | 21 | 5208 | 0 | 0 | 0 | 0 | 0 | 0 | 4527 | 451 | 152 | 52 | 26 | 5208 | Yes |  | C1 | 0.0013421 | 0.0019982 | 0.003533 | 0.0057217 | 0.013421 | C1 | 13393.268 | 13393.268 | 13393.268 | 13393.268 | 13393.268 | C1 | 17.9748 | 26.7625 | 47.3185 | 76.6329 | 179.7506 | C1 | 0 | 0 | 0 | 0 | 0 | 0 |  | 87860.5855 | 6610.3351 | 2413.244 | 459.7974 | 2876.0093 | 100219.9714 |  | 85002.6 | 9313.3466 | 4731.851 | 766.3291 | 3774.7622 | 103588.889 |  | 85002.6 | 9313.3466 | 4731.851 | 766.3291 | 3774.7622 | 103588.889 |  | 81371.7002 | 12069.8831 | 7192.4136 | 3984.9112 | 4673.5151 | 109292.4232 |  | 81371.7002 | 12069.8831 | 7192.4136 | 3984.9112 | 4673.5151 | 109292.4232
|  |  | 21219 | 21219 | C2 | 18817 | 1779 | 442 | 33 | 148 | 21219 | 0 | 0 | 0 | 0 | 0 | 0 | 0 | 0 | 0 | 0 | 0 | 0 | 17482 | 2706 | 778 | 88 | 165 | 21219 | 0 | 0 | 0 | 0 | 0 | 0 | 15633 | 3776 | 1063 | 519 | 228 | 21219 | No |  | C2 | 0.0013421 | 0.0019982 | 0.003533 | 0.0057217 | 0.013421 | C2 | 19133.24 | 19133.24 | 19133.24 | 19133.24 | 19133.24 | C2 | 25.6782 | 38.2321 | 67.5979 | 109.4756 | 256.7865 | C2 | 0 | 0 | 0 | 0 | 0 | 0 |  | 483186.9996 | 68014.9575 | 29878.2595 | 3612.6942 | 38004.4085 | 622697.3193 |  | 448906.5806 | 103456.1411 | 52591.1445 | 9633.8512 | 42369.7797 | 656957.4972 |  | 448906.5806 | 103456.1411 | 52591.1445 | 9633.8512 | 42369.7797 | 656957.4972 |  | 401427.5583 | 144364.5192 | 71856.5381 | 56817.8269 | 58547.332 | 733013.7745 |  | 401427.5583 | 144364.5192 | 71856.5381 | 56817.8269 | 58547.332 | 733013.7745
|  |  | 5017 | 5017 | C3 | 2644 | 344 | 1989 | 9 | 31 | 5017 | 0 | 0 | 0 | 0 | 0 | 0 | 0 | 0 | 0 | 0 | 0 | 0 | 2415 | 488 | 2064 | 15 | 35 | 5017 | 0 | 0 | 0 | 0 | 0 | 0 | 2002 | 758 | 213 | 2004 | 40 | 5017 |  |  | C3 | 0.0013421 | 0.0019982 | 0.003533 | 0.0057217 | 0.013421 | C3 | 28699.86 | 28699.86 | 28699.86 | 28699.86 | 28699.86 | C3 | 38.5173 | 57.3482 | 101.3968 | 164.2134 | 385.1798 | C3 | 0 | 0 | 0 | 0 | 0 | 0 |  | 101839.8066 | 19727.7786 | 201678.2515 | 1477.9204 | 11940.5743 | 336664.3313 |  | 93019.3392 | 27985.9184 | 209283.0121 | 2463.2006 | 13481.2935 | 346232.7639 |  | 93019.3392 | 27985.9184 | 209283.0121 | 2463.2006 | 13481.2935 | 346232.7639 |  | 77111.6841 | 43469.9307 | 21597.5201 | 329083.5986 | 15407.1926 | 486669.9262 |  | 77111.6841 | 43469.9307 | 21597.5201 | 329083.5986 | 15407.1926 | 486669.9262
|  |  | 100 | 100 | C4 | 84 | 12 | 4 | 0 | 0 | 100 | 0 | 0 | 0 | 0 | 0 | 0 | 0 | 0 | 0 | 0 | 0 | 0 | 82 | 6 | 12 | 0 | 0 | 100 | 0 | 0 | 0 | 0 | 0 | 0 | 62 | 25 | 9 | 4 | 0 | 100 |  |  | C4 | 0.0013421 | 0.0019982 | 0.003533 | 0.0057217 | 0.013421 | C4 | 47833.1 | 47833.1 | 47833.1 | 47833.1 | 47833.1 | C4 | 64.1955 | 95.5803 | 168.9947 | 273.689 | 641.9664 | C4 | 0 | 0 | 0 | 0 | 0 | 0 |  | 5392.4255 | 1146.9639 | 675.9787 | 0 | 0 | 7215.3681 |  | 5264.0344 | 573.4819 | 2027.9362 | 0 | 0 | 7865.4525 |  | 5264.0344 | 573.4819 | 2027.9362 | 0 | 0 | 7865.4525 |  | 3980.1236 | 2389.5081 | 1520.9521 | 1094.7558 | 0 | 8985.3396 |  | 3980.1236 | 2389.5081 | 1520.9521 | 1094.7558 | 0 | 8985.3396
|  | Yes | 31544 | 31544 |  | 26433 | 2382 | 2486 | 48 | 195 |  | 0 | 0 | 0 | 0 | 0 |  | 0 | 0 | 0 | 0 | 0 |  | 24708 | 3548 | 2954 | 113 | 221 |  | 0 | 0 | 0 | 0 | 0 |  | 22224 | 5010 | 1437 | 2579 | 294 | [22 empty] | 0 | 0 | 0 | 0 | 0 | 0 |  | 678279.8171 | 95500.0351 | 234645.7338 | 5550.412 | 52820.992 | 1066796.9901 |  | 632192.5542 | 141328.8882 | 268633.9439 | 12863.3809 | 59625.8355 | 1114644.6025 |  | 632192.5542 | 141328.8882 | 268633.9439 | 12863.3809 | 59625.8355 | 1114644.6025 |  | 563891.0662 | 202293.8411 | 102167.424 | 390981.0925 | 78628.0397 | 1337961.4634 |  | 563891.0662 | 202293.8411 | 102167.424 | 390981.0925 | 78628.0397 | 1337961.4634
| LV UGB |  | 0 | 0 | C1 | 0 | 0 | 0 | 0 | 0 | 0 | 0 | 0 | 0 | 0 | 0 | 0 | 0 | 0 | 0 | 0 | 0 | 0 | 0 | 0 | 0 | 0 | 0 | 0 | 0 | 0 | 0 | 0 | 0 | 0 | 0 | 0 | 0 | 0 | 0 | 0 |  |  | C1 | 0 | 0 | 0 | 0 | 0 | C1 | 0 | 0 | 0 | 0 | 0 | C1 | [5 empty] | C1 | [5 empty] | 0 | [6 empty] | 0 | [6 empty] | 0 | [6 empty] | 0 | [6 empty] | 0 | [6 empty] | 0
|  |  | 0 | 0 | C2 | 0 | 0 | 0 | 0 | 0 | 0 | 0 | 0 | 0 | 0 | 0 | 0 | 0 | 0 | 0 | 0 | 0 | 0 | 0 | 0 | 0 | 0 | 0 | 0 | 0 | 0 | 0 | 0 | 0 | 0 | 0 | 0 | 0 | 0 | 0 | 0 |  |  | C2 | 0 | 0 | 0 | 0 | 0 | C2 | 0 | 0 | 0 | 0 | 0 | C2 | [5 empty] | C2 | [5 empty] | 0 | [6 empty] | 0 | [6 empty] | 0 | [6 empty] | 0 | [6 empty] | 0 | [6 empty] | 0
|  |  | 0 | 0 | C3 | 0 | 0 | 0 | 0 | 0 | 0 | 0 | 0 | 0 | 0 | 0 | 0 | 0 | 0 | 0 | 0 | 0 | 0 | 0 | 0 | 0 | 0 | 0 | 0 | 0 | 0 | 0 | 0 | 0 | 0 | 0 | 0 | 0 | 0 | 0 | 0 |  |  | C3 | 0 | 0 | 0 | 0 | 0 | C3 | 0 | 0 | 0 | 0 | 0 | C3 | [5 empty] | C3 | [5 empty] | 0 | [6 empty] | 0 | [6 empty] | 0 | [6 empty] | 0 | [6 empty] | 0 | [6 empty] | 0
|  |  | 0 | 0 | C4 | 0 | 0 | 0 | 0 | 0 | 0 | 0 | 0 | 0 | 0 | 0 | 0 | 0 | 0 | 0 | 0 | 0 | 0 | 0 | 0 | 0 | 0 | 0 | 0 | 0 | 0 | 0 | 0 | 0 | 0 | 0 | 0 | 0 | 0 | 0 | 0 |  |  | C4 | 0 | 0 | 0 | 0 | 0 | C4 | 0 | 0 | 0 | 0 | 0 | C4 | [5 empty] | C4 | [5 empty] | 0 | [6 empty] | 0 | [6 empty] | 0 | [6 empty] | 0 | [6 empty] | 0 | [6 empty] | 0
|  |  | 0 | 0 |  | 0 | 0 | 0 | 0 | 0 |  | 0 | 0 | 0 | 0 | 0 |  | 0 | 0 | 0 | 0 | 0 |  | 0 | 0 | 0 | 0 | 0 |  | 0 | 0 | 0 | 0 | 0 |  | 0 | 0 | 0 | 0 | 0 | [22 empty] | 0 | 0 | 0 | 0 | 0 | 0 |  | 0 | 0 | 0 | 0 | 0 | 0 |  | 0 | 0 | 0 | 0 | 0 | 0 |  | 0 | 0 | 0 | 0 | 0 | 0 |  | 0 | 0 | 0 | 0 | 0 | 0 |  | 0 | 0 | 0 | 0 | 0 | 0
| LV OHL Support |  | 0 | 0 | C1 | 0 | 0 | 0 | 0 | 0 | 0 | 0 | 0 | 0 | 0 | 0 | 0 | 0 | 0 | 0 | 0 | 0 | 0 | 0 | 0 | 0 | 0 | 0 | 0 | 0 | 0 | 0 | 0 | 0 | 0 | 0 | 0 | 0 | 0 | 0 | 0 |  |  | C1 | 0.0081226 | 0.012094 | 0.021383 | 0.03463 | 0.081228 | C1 | 2047.003 | 2047.003 | 2047.003 | 2047.003 | 2047.003 | C1 | 16.627 | 24.7559 | 43.7707 | 70.8871 | 166.2733 | C1 | 0 | 0 | 0 | 0 | 0 | 0 |  | 0 | 0 | 0 | 0 | 0 | 0 |  | 0 | 0 | 0 | 0 | 0 | 0 |  | 0 | 0 | 0 | 0 | 0 | 0 |  | 0 | 0 | 0 | 0 | 0 | 0 |  | 0 | 0 | 0 | 0 | 0 | 0
|  |  | 261456 | 261456 | C2 | 147695 | 23520 | 56706 | 15766 | 17769 | 261456 | 0 | 0 | 0 | 0 | 0 | 0 | 0 | 0 | 0 | 0 | 0 | 0 | 140598 | 22218 | 51543 | 18226 | 28871 | 261456 | 0 | 0 | 0 | 0 | 0 | 0 | 131604 | 18209 | 16779 | 50949 | 43915 | 261456 |  |  | C2 | 0.0081226 | 0.012094 | 0.021383 | 0.03463 | 0.081228 | C2 | 2924.29 | 2924.29 | 2924.29 | 2924.29 | 2924.29 | C2 | 23.7529 | 35.3656 | 62.5295 | 101.2673 | 237.5333 | C2 | 0 | 0 | 0 | 0 | 0 | 0 |  | 3508187.6889 | 831798.1913 | 3545799.7902 | 1596580.9933 | 4220728.5335 | 13703095.1972 |  | 3339613.2075 | 785752.22 | 3222959.803 | 1845698.667 | 6857822.8089 | 16051846.7063 |  | 3339613.2075 | 785752.22 | 3222959.803 | 1845698.667 | 6857822.8089 | 16051846.7063 |  | 3125979.4347 | 643971.6524 | 1049183.0614 | 5159470.0638 | 10431273.2033 | 20409877.4157 |  | 3125979.4347 | 643971.6524 | 1049183.0614 | 5159470.0638 | 10431273.2033 | 20409877.4157
|  |  | 0 | 0 | C3 | 0 | 0 | 0 | 0 | 0 | 0 | 0 | 0 | 0 | 0 | 0 | 0 | 0 | 0 | 0 | 0 | 0 | 0 | 0 | 0 | 0 | 0 | 0 | 0 | 0 | 0 | 0 | 0 | 0 | 0 | 0 | 0 | 0 | 0 | 0 | 0 |  |  | C3 | 0.0081226 | 0.012094 | 0.021383 | 0.03463 | 0.081228 | C3 | 4386.435 | 4386.435 | 4386.435 | 4386.435 | 4386.435 | C3 | 35.6294 | 53.0484 | 93.7943 | 151.901 | 356.2999 | C3 | 0 | 0 | 0 | 0 | 0 | 0 |  | 0 | 0 | 0 | 0 | 0 | 0 |  | 0 | 0 | 0 | 0 | 0 | 0 |  | 0 | 0 | 0 | 0 | 0 | 0 |  | 0 | 0 | 0 | 0 | 0 | 0 |  | 0 | 0 | 0 | 0 | 0 | 0
|  |  | 0 | 0 | C4 | 0 | 0 | 0 | 0 | 0 | 0 | 0 | 0 | 0 | 0 | 0 | 0 | 0 | 0 | 0 | 0 | 0 | 0 | 0 | 0 | 0 | 0 | 0 | 0 | 0 | 0 | 0 | 0 | 0 | 0 | 0 | 0 | 0 | 0 | 0 | 0 |  |  | C4 | 0.0081226 | 0.012094 | 0.021383 | 0.03463 | 0.081228 | C4 | 7310.725 | 7310.725 | 7310.725 | 7310.725 | 7310.725 | C4 | 59.3823 | 88.4139 | 156.3238 | 253.1684 | 593.8332 | C4 | 0 | 0 | 0 | 0 | 0 | 0 |  | 0 | 0 | 0 | 0 | 0 | 0 |  | 0 | 0 | 0 | 0 | 0 | 0 |  | 0 | 0 | 0 | 0 | 0 | 0 |  | 0 | 0 | 0 | 0 | 0 | 0 |  | 0 | 0 | 0 | 0 | 0 | 0
|  | Yes | 261456 | 261456 |  | 147695 | 23520 | 56706 | 15766 | 17769 |  | 0 | 0 | 0 | 0 | 0 |  | 0 | 0 | 0 | 0 | 0 |  | 140598 | 22218 | 51543 | 18226 | 28871 |  | 0 | 0 | 0 | 0 | 0 |  | 131604 | 18209 | 16779 | 50949 | 43915 | [22 empty] | 0 | 0 | 0 | 0 | 0 | 0 |  | 3508187.6889 | 831798.1913 | 3545799.7902 | 1596580.9933 | 4220728.5335 | 13703095.1972 |  | 3339613.2075 | 785752.22 | 3222959.803 | 1845698.667 | 6857822.8089 | 16051846.7063 |  | 3339613.2075 | 785752.22 | 3222959.803 | 1845698.667 | 6857822.8089 | 16051846.7063 |  | 3125979.4347 | 643971.6524 | 1049183.0614 | 5159470.0638 | 10431273.2033 | 20409877.4157 |  | 3125979.4347 | 643971.6524 | 1049183.0614 | 5159470.0638 | 10431273.2033 | 20409877.4157
| [Please insert new asset category as required] |  | 0 | 0 | C1 | 0 | 0 | 0 | 0 | 0 | 0 | 0 | 0 | 0 | 0 | 0 | 0 | 0 | 0 | 0 | 0 | 0 | 0 | 0 | 0 | 0 | 0 | 0 | 0 | 0 | 0 | 0 | 0 | 0 | 0 | 0 | 0 | 0 | 0 | 0 | 0 |  |  | C1 | 0 | 0 | 0 | 0 | 0 | C1 | 0 | 0 | 0 | 0 | 0 | C1 | [5 empty] | C1 | [5 empty] | 0 | [6 empty] | 0 | [6 empty] | 0 | [6 empty] | 0 | [6 empty] | 0 | [6 empty] | 0
|  |  | 0 | 0 | C2 | 0 | 0 | 0 | 0 | 0 | 0 | 0 | 0 | 0 | 0 | 0 | 0 | 0 | 0 | 0 | 0 | 0 | 0 | 0 | 0 | 0 | 0 | 0 | 0 | 0 | 0 | 0 | 0 | 0 | 0 | 0 | 0 | 0 | 0 | 0 | 0 |  |  | C2 | 0 | 0 | 0 | 0 | 0 | C2 | 0 | 0 | 0 | 0 | 0 | C2 | [5 empty] | C2 | [5 empty] | 0 | [6 empty] | 0 | [6 empty] | 0 | [6 empty] | 0 | [6 empty] | 0 | [6 empty] | 0
|  |  | 0 | 0 | C3 | 0 | 0 | 0 | 0 | 0 | 0 | 0 | 0 | 0 | 0 | 0 | 0 | 0 | 0 | 0 | 0 | 0 | 0 | 0 | 0 | 0 | 0 | 0 | 0 | 0 | 0 | 0 | 0 | 0 | 0 | 0 | 0 | 0 | 0 | 0 | 0 |  |  | C3 | 0 | 0 | 0 | 0 | 0 | C3 | 0 | 0 | 0 | 0 | 0 | C3 | [5 empty] | C3 | [5 empty] | 0 | [6 empty] | 0 | [6 empty] | 0 | [6 empty] | 0 | [6 empty] | 0 | [6 empty] | 0
|  |  | 0 | 0 | C4 | 0 | 0 | 0 | 0 | 0 | 0 | 0 | 0 | 0 | 0 | 0 | 0 | 0 | 0 | 0 | 0 | 0 | 0 | 0 | 0 | 0 | 0 | 0 | 0 | 0 | 0 | 0 | 0 | 0 | 0 | 0 | 0 | 0 | 0 | 0 | 0 |  |  | C4 | 0 | 0 | 0 | 0 | 0 | C4 | 0 | 0 | 0 | 0 | 0 | C4 | [5 empty] | C4 | [5 empty] | 0 | [6 empty] | 0 | [6 empty] | 0 | [6 empty] | 0 | [6 empty] | 0 | [6 empty] | 0
|  |  | 0 | 0 |  | 0 | 0 | 0 | 0 | 0 |  | 0 | 0 | 0 | 0 | 0 |  | 0 | 0 | 0 | 0 | 0 |  | 0 | 0 | 0 | 0 | 0 |  | 0 | 0 | 0 | 0 | 0 |  | 0 | 0 | 0 | 0 | 0 | [22 empty] | 0 | 0 | 0 | 0 | 0 | 0 |  | 0 | 0 | 0 | 0 | 0 | 0 |  | 0 | 0 | 0 | 0 | 0 | 0 |  | 0 | 0 | 0 | 0 | 0 | 0 |  | 0 | 0 | 0 | 0 | 0 | 0 |  | 0 | 0 | 0 | 0 | 0 | 0
| [Please insert new asset category as required] |  | 0 | 0 | C1 | 0 | 0 | 0 | 0 | 0 | 0 | 0 | 0 | 0 | 0 | 0 | 0 | 0 | 0 | 0 | 0 | 0 | 0 | 0 | 0 | 0 | 0 | 0 | 0 | 0 | 0 | 0 | 0 | 0 | 0 | 0 | 0 | 0 | 0 | 0 | 0 |  |  | C1 | 0 | 0 | 0 | 0 | 0 | C1 | 0 | 0 | 0 | 0 | 0 | C1 | [5 empty] | C1 | [5 empty] | 0 | [6 empty] | 0 | [6 empty] | 0 | [6 empty] | 0 | [6 empty] | 0 | [6 empty] | 0
|  |  | 0 | 0 | C2 | 0 | 0 | 0 | 0 | 0 | 0 | 0 | 0 | 0 | 0 | 0 | 0 | 0 | 0 | 0 | 0 | 0 | 0 | 0 | 0 | 0 | 0 | 0 | 0 | 0 | 0 | 0 | 0 | 0 | 0 | 0 | 0 | 0 | 0 | 0 | 0 |  |  | C2 | 0 | 0 | 0 | 0 | 0 | C2 | 0 | 0 | 0 | 0 | 0 | C2 | [5 empty] | C2 | [5 empty] | 0 | [6 empty] | 0 | [6 empty] | 0 | [6 empty] | 0 | [6 empty] | 0 | [6 empty] | 0
|  |  | 0 | 0 | C3 | 0 | 0 | 0 | 0 | 0 | 0 | 0 | 0 | 0 | 0 | 0 | 0 | 0 | 0 | 0 | 0 | 0 | 0 | 0 | 0 | 0 | 0 | 0 | 0 | 0 | 0 | 0 | 0 | 0 | 0 | 0 | 0 | 0 | 0 | 0 | 0 |  |  | C3 | 0 | 0 | 0 | 0 | 0 | C3 | 0 | 0 | 0 | 0 | 0 | C3 | [5 empty] | C3 | [5 empty] | 0 | [6 empty] | 0 | [6 empty] | 0 | [6 empty] | 0 | [6 empty] | 0 | [6 empty] | 0
|  |  | 0 | 0 | C4 | 0 | 0 | 0 | 0 | 0 | 0 | 0 | 0 | 0 | 0 | 0 | 0 | 0 | 0 | 0 | 0 | 0 | 0 | 0 | 0 | 0 | 0 | 0 | 0 | 0 | 0 | 0 | 0 | 0 | 0 | 0 | 0 | 0 | 0 | 0 | 0 |  |  | C4 | 0 | 0 | 0 | 0 | 0 | C4 | 0 | 0 | 0 | 0 | 0 | C4 | [5 empty] | C4 | [5 empty] | 0 | [6 empty] | 0 | [6 empty] | 0 | [6 empty] | 0 | [6 empty] | 0 | [6 empty] | 0
|  |  | 0 | 0 |  | 0 | 0 | 0 | 0 | 0 |  | 0 | 0 | 0 | 0 | 0 |  | 0 | 0 | 0 | 0 | 0 |  | 0 | 0 | 0 | 0 | 0 |  | 0 | 0 | 0 | 0 | 0 |  | 0 | 0 | 0 | 0 | 0 | [22 empty] | 0 | 0 | 0 | 0 | 0 | 0 |  | 0 | 0 | 0 | 0 | 0 | 0 |  | 0 | 0 | 0 | 0 | 0 | 0 |  | 0 | 0 | 0 | 0 | 0 | 0 |  | 0 | 0 | 0 | 0 | 0 | 0 |  | 0 | 0 | 0 | 0 | 0 | 0
| [Please insert new asset category as required] |  | 0 | 0 | C1 | 0 | 0 | 0 | 0 | 0 | 0 | 0 | 0 | 0 | 0 | 0 | 0 | 0 | 0 | 0 | 0 | 0 | 0 | 0 | 0 | 0 | 0 | 0 | 0 | 0 | 0 | 0 | 0 | 0 | 0 | 0 | 0 | 0 | 0 | 0 | 0 |  |  | C1 | 0 | 0 | 0 | 0 | 0 | C1 | 0 | 0 | 0 | 0 | 0 | C1 | [5 empty] | C1 | [5 empty] | 0 | [6 empty] | 0 | [6 empty] | 0 | [6 empty] | 0 | [6 empty] | 0 | [6 empty] | 0
|  |  | 0 | 0 | C2 | 0 | 0 | 0 | 0 | 0 | 0 | 0 | 0 | 0 | 0 | 0 | 0 | 0 | 0 | 0 | 0 | 0 | 0 | 0 | 0 | 0 | 0 | 0 | 0 | 0 | 0 | 0 | 0 | 0 | 0 | 0 | 0 | 0 | 0 | 0 | 0 |  |  | C2 | 0 | 0 | 0 | 0 | 0 | C2 | 0 | 0 | 0 | 0 | 0 | C2 | [5 empty] | C2 | [5 empty] | 0 | [6 empty] | 0 | [6 empty] | 0 | [6 empty] | 0 | [6 empty] | 0 | [6 empty] | 0
|  |  | 0 | 0 | C3 | 0 | 0 | 0 | 0 | 0 | 0 | 0 | 0 | 0 | 0 | 0 | 0 | 0 | 0 | 0 | 0 | 0 | 0 | 0 | 0 | 0 | 0 | 0 | 0 | 0 | 0 | 0 | 0 | 0 | 0 | 0 | 0 | 0 | 0 | 0 | 0 |  |  | C3 | 0 | 0 | 0 | 0 | 0 | C3 | 0 | 0 | 0 | 0 | 0 | C3 | [5 empty] | C3 | [5 empty] | 0 | [6 empty] | 0 | [6 empty] | 0 | [6 empty] | 0 | [6 empty] | 0 | [6 empty] | 0
|  |  | 0 | 0 | C4 | 0 | 0 | 0 | 0 | 0 | 0 | 0 | 0 | 0 | 0 | 0 | 0 | 0 | 0 | 0 | 0 | 0 | 0 | 0 | 0 | 0 | 0 | 0 | 0 | 0 | 0 | 0 | 0 | 0 | 0 | 0 | 0 | 0 | 0 | 0 | 0 |  |  | C4 | 0 | 0 | 0 | 0 | 0 | C4 | 0 | 0 | 0 | 0 | 0 | C4 | [5 empty] | C4 | [5 empty] | 0 | [6 empty] | 0 | [6 empty] | 0 | [6 empty] | 0 | [6 empty] | 0 | [6 empty] | 0
|  |  | 0 | 0 |  | 0 | 0 | 0 | 0 | 0 |  | 0 | 0 | 0 | 0 | 0 |  | 0 | 0 | 0 | 0 | 0 |  | 0 | 0 | 0 | 0 | 0 |  | 0 | 0 | 0 | 0 | 0 |  | 0 | 0 | 0 | 0 | 0 | [22 empty] | 0 | 0 | 0 | 0 | 0 | 0 |  | 0 | 0 | 0 | 0 | 0 | 0 |  | 0 | 0 | 0 | 0 | 0 | 0 |  | 0 | 0 | 0 | 0 | 0 | 0 |  | 0 | 0 | 0 | 0 | 0 | 0 |  | 0 | 0 | 0 | 0 | 0 | 0
| [Please insert new asset category as required] |  | 0 | 0 | C1 | 0 | 0 | 0 | 0 | 0 | 0 | 0 | 0 | 0 | 0 | 0 | 0 | 0 | 0 | 0 | 0 | 0 | 0 | 0 | 0 | 0 | 0 | 0 | 0 | 0 | 0 | 0 | 0 | 0 | 0 | 0 | 0 | 0 | 0 | 0 | 0 |  |  | C1 | 0 | 0 | 0 | 0 | 0 | C1 | 0 | 0 | 0 | 0 | 0 | C1 | [5 empty] | C1 | [5 empty] | 0 | [6 empty] | 0 | [6 empty] | 0 | [6 empty] | 0 | [6 empty] | 0 | [6 empty] | 0
|  |  | 0 | 0 | C2 | 0 | 0 | 0 | 0 | 0 | 0 | 0 | 0 | 0 | 0 | 0 | 0 | 0 | 0 | 0 | 0 | 0 | 0 | 0 | 0 | 0 | 0 | 0 | 0 | 0 | 0 | 0 | 0 | 0 | 0 | 0 | 0 | 0 | 0 | 0 | 0 |  |  | C2 | 0 | 0 | 0 | 0 | 0 | C2 | 0 | 0 | 0 | 0 | 0 | C2 | [5 empty] | C2 | [5 empty] | 0 | [6 empty] | 0 | [6 empty] | 0 | [6 empty] | 0 | [6 empty] | 0 | [6 empty] | 0
|  |  | 0 | 0 | C3 | 0 | 0 | 0 | 0 | 0 | 0 | 0 | 0 | 0 | 0 | 0 | 0 | 0 | 0 | 0 | 0 | 0 | 0 | 0 | 0 | 0 | 0 | 0 | 0 | 0 | 0 | 0 | 0 | 0 | 0 | 0 | 0 | 0 | 0 | 0 | 0 |  |  | C3 | 0 | 0 | 0 | 0 | 0 | C3 | 0 | 0 | 0 | 0 | 0 | C3 | [5 empty] | C3 | [5 empty] | 0 | [6 empty] | 0 | [6 empty] | 0 | [6 empty] | 0 | [6 empty] | 0 | [6 empty] | 0
|  |  | 0 | 0 | C4 | 0 | 0 | 0 | 0 | 0 | 0 | 0 | 0 | 0 | 0 | 0 | 0 | 0 | 0 | 0 | 0 | 0 | 0 | 0 | 0 | 0 | 0 | 0 | 0 | 0 | 0 | 0 | 0 | 0 | 0 | 0 | 0 | 0 | 0 | 0 | 0 |  |  | C4 | 0 | 0 | 0 | 0 | 0 | C4 | 0 | 0 | 0 | 0 | 0 | C4 | [5 empty] | C4 | [5 empty] | 0 | [6 empty] | 0 | [6 empty] | 0 | [6 empty] | 0 | [6 empty] | 0 | [6 empty] | 0
|  |  | 0 | 0 |  | 0 | 0 | 0 | 0 | 0 |  | 0 | 0 | 0 | 0 | 0 |  | 0 | 0 | 0 | 0 | 0 |  | 0 | 0 | 0 | 0 | 0 |  | 0 | 0 | 0 | 0 | 0 |  | 0 | 0 | 0 | 0 | 0 | [22 empty] | 0 | 0 | 0 | 0 | 0 | 0 |  | 0 | 0 | 0 | 0 | 0 | 0 |  | 0 | 0 | 0 | 0 | 0 | 0 |  | 0 | 0 | 0 | 0 | 0 | 0 |  | 0 | 0 | 0 | 0 | 0 | 0 |  | 0 | 0 | 0 | 0 | 0 | 0
| [Please insert new asset category as required] |  | 0 | 0 | C1 | 0 | 0 | 0 | 0 | 0 | 0 | 0 | 0 | 0 | 0 | 0 | 0 | 0 | 0 | 0 | 0 | 0 | 0 | 0 | 0 | 0 | 0 | 0 | 0 | 0 | 0 | 0 | 0 | 0 | 0 | 0 | 0 | 0 | 0 | 0 | 0 |  |  | C1 | 0 | 0 | 0 | 0 | 0 | C1 | 0 | 0 | 0 | 0 | 0 | C1 | [5 empty] | C1 | [5 empty] | 0 | [6 empty] | 0 | [6 empty] | 0 | [6 empty] | 0 | [6 empty] | 0 | [6 empty] | 0
|  |  | 0 | 0 | C2 | 0 | 0 | 0 | 0 | 0 | 0 | 0 | 0 | 0 | 0 | 0 | 0 | 0 | 0 | 0 | 0 | 0 | 0 | 0 | 0 | 0 | 0 | 0 | 0 | 0 | 0 | 0 | 0 | 0 | 0 | 0 | 0 | 0 | 0 | 0 | 0 |  |  | C2 | 0 | 0 | 0 | 0 | 0 | C2 | 0 | 0 | 0 | 0 | 0 | C2 | [5 empty] | C2 | [5 empty] | 0 | [6 empty] | 0 | [6 empty] | 0 | [6 empty] | 0 | [6 empty] | 0 | [6 empty] | 0
|  |  | 0 | 0 | C3 | 0 | 0 | 0 | 0 | 0 | 0 | 0 | 0 | 0 | 0 | 0 | 0 | 0 | 0 | 0 | 0 | 0 | 0 | 0 | 0 | 0 | 0 | 0 | 0 | 0 | 0 | 0 | 0 | 0 | 0 | 0 | 0 | 0 | 0 | 0 | 0 |  |  | C3 | 0 | 0 | 0 | 0 | 0 | C3 | 0 | 0 | 0 | 0 | 0 | C3 | [5 empty] | C3 | [5 empty] | 0 | [6 empty] | 0 | [6 empty] | 0 | [6 empty] | 0 | [6 empty] | 0 | [6 empty] | 0
|  |  | 0 | 0 | C4 | 0 | 0 | 0 | 0 | 0 | 0 | 0 | 0 | 0 | 0 | 0 | 0 | 0 | 0 | 0 | 0 | 0 | 0 | 0 | 0 | 0 | 0 | 0 | 0 | 0 | 0 | 0 | 0 | 0 | 0 | 0 | 0 | 0 | 0 | 0 | 0 |  |  | C4 | 0 | 0 | 0 | 0 | 0 | C4 | 0 | 0 | 0 | 0 | 0 | C4 | [5 empty] | C4 | [5 empty] | 0 | [6 empty] | 0 | [6 empty] | 0 | [6 empty] | 0 | [6 empty] | 0 | [6 empty] | 0
|  |  | 0 | 0 |  | 0 | 0 | 0 | 0 | 0 |  | 0 | 0 | 0 | 0 | 0 |  | 0 | 0 | 0 | 0 | 0 |  | 0 | 0 | 0 | 0 | 0 |  | 0 | 0 | 0 | 0 | 0 |  | 0 | 0 | 0 | 0 | 0 | [22 empty] | 0 | 0 | 0 | 0 | 0 | 0 |  | 0 | 0 | 0 | 0 | 0 | 0 |  | 0 | 0 | 0 | 0 | 0 | 0 |  | 0 | 0 | 0 | 0 | 0 | 0 |  | 0 | 0 | 0 | 0 | 0 | 0 |  | 0 | 0 | 0 | 0 | 0 | 0
[63 empty] | 0 | 0 | 0 | 0 | 0 | 0 |  | 4186467.506 | 927298.2264 | 3780445.524 | 1602131.4053 | 4273549.5256 | 14769892.1872 |  | 3971805.7617 | 927081.1081 | 3491593.7468 | 1858562.0478 | 6917448.6444 | 17166491.3088 |  | 3971805.7617 | 927081.1081 | 3491593.7468 | 1858562.0478 | 6917448.6444 | 17166491.3088 |  | 3689870.5009 | 846265.4935 | 1151350.4854 | 5550451.1563 | 10509901.243 | 21747838.8791 |  | 3689870.5009 | 846265.4935 | 1151350.4854 | 5550451.1563 | 10509901.243 | 21747838.8791
| HV Network | [73 empty] | 0 | [6 empty] | 0 | [6 empty] | 0 | [6 empty] | 0 | [6 empty] | 0
| HV Switchgear (GM) - Primary |  | 1992 | 1992 | C1 | 1578 | 50 | 2 | 2 | 360 | 1992 | 0 | 0 | 0 | 0 | 0 | 0 | 0 | 0 | 0 | 109 | -109 | 0 | 1529 | 84 | 16 | 3 | 360 | 1992 | 0 | 0 | 0 | 130 | -130 | 0 | 1404 | 185 | 34 | 7 | 362 | 1992 |  |  | C1 | 0.001482 | 0.0022066 | 0.0039014 | 0.0063184 | 0.01482 | C1 | 78407.994 | 78407.994 | 78407.994 | 78407.994 | 78407.994 | C1 | 116.2025 | 173.0131 | 305.9029 | 495.4135 | 1162.0447 | C1 | 0 | 0 | 0 | 0 | 0 | 0 |  | 183367.5209 | 8650.6561 | 611.8058 | 990.827 | 418336.0787 | 611956.8884 |  | 177673.5991 | 14533.1022 | 4894.4463 | 1486.2404 | 418336.0787 | 616923.4667 |  | 177673.5991 | 14533.1022 | 4894.4463 | 55486.3098 | 291673.2104 | 544260.6679 |  | 163148.2885 | 32007.4275 | 10400.6984 | 3467.8944 | 420660.168 | 629684.4767 |  | 163148.2885 | 32007.4275 | 10400.6984 | 67871.6469 | 269594.3618 | 543022.423
|  |  | 1847 | 1847 | C2 | 1443 | 62 | 20 | 0 | 322 | 1847 | 0 | 0 | 0 | 0 | 0 | 0 | 0 | 0 | 0 | 0 | 0 | 0 | 1363 | 119 | 33 | 10 | 322 | 1847 | 0 | 0 | 0 | 0 | 0 | 0 | 1206 | 252 | 38 | 29 | 322 | 1847 |  |  | C2 | 0.001482 | 0.0022066 | 0.0039014 | 0.0063184 | 0.01482 | C2 | 112011.42 | 112011.42 | 112011.42 | 112011.42 | 112011.42 | C2 | 166.0035 | 247.1616 | 437.0041 | 707.7335 | 1660.0638 | C2 | 0 | 0 | 0 | 0 | 0 | 0 |  | 239543.122 | 15324.0193 | 8740.0827 | 0 | 534540.545 | 798147.769 |  | 226262.8381 | 29412.2307 | 14421.1364 | 7077.3354 | 534540.545 | 811714.0855 |  | 226262.8381 | 29412.2307 | 14421.1364 | 7077.3354 | 534540.545 | 811714.0855 |  | 200200.2808 | 62284.7237 | 16606.157 | 20524.2728 | 534540.545 | 834155.9793 |  | 200200.2808 | 62284.7237 | 16606.157 | 20524.2728 | 534540.545 | 834155.9793
|  |  | 1312 | 1312 | C3 | 998 | 30 | 0 | 0 | 284 | 1312 | 0 | 0 | 0 | 0 | 0 | 0 | 0 | 0 | 0 | 0 | 0 | 0 | 954 | 74 | 0 | 0 | 284 | 1312 | 0 | 10 | -10 | 0 | 0 | 0 | 888 | 110 | 30 | 0 | 284 | 1312 |  |  | C3 | 0.001482 | 0.0022066 | 0.0039014 | 0.0063184 | 0.01482 | C3 | 168017.13 | 168017.13 | 168017.13 | 168017.13 | 168017.13 | C3 | 249.0053 | 370.7424 | 655.5062 | 1061.6003 | 2490.0957 | C3 | 0 | 0 | 0 | 0 | 0 | 0 |  | 248507.3137 | 11122.2721 | 0 | 0 | 707187.1806 | 966816.7665 |  | 237551.0794 | 27434.9378 | 0 | 0 | 707187.1806 | 972173.1979 |  | 237551.0794 | 27434.9378 | 0 | 0 | 707187.1806 | 972173.1979 |  | 221116.728 | 40781.6644 | 19665.186 | 0 | 707187.1806 | 988750.759 |  | 221116.728 | 44489.0884 | 13110.124 | 0 | 707187.1806 | 985903.121
|  |  | 221 | 221 | C4 | 178 | 8 | 0 | 0 | 35 | 221 | 0 | 0 | 0 | 0 | 0 | 0 | 0 | 0 | 0 | 0 | 0 | 0 | 178 | 8 | 0 | 0 | 35 | 221 | 0 | 0 | 0 | 0 | 0 | 0 | 176 | 10 | 0 | 0 | 35 | 221 |  |  | C4 | 0.001482 | 0.0022066 | 0.0039014 | 0.0063184 | 0.01482 | C4 | 280028.55 | 280028.55 | 280028.55 | 280028.55 | 280028.55 | C4 | 415.0089 | 617.904 | 1092.5103 | 1769.3339 | 4150.1595 | C4 | 0 | 0 | 0 | 0 | 0 | 0 |  | 73871.5796 | 4943.232 | 0 | 0 | 145255.5829 | 224070.3945 |  | 73871.5796 | 4943.232 | 0 | 0 | 145255.5829 | 224070.3945 |  | 73871.5796 | 4943.232 | 0 | 0 | 145255.5829 | 224070.3945 |  | 73041.5618 | 6179.0401 | 0 | 0 | 145255.5829 | 224476.1847 |  | 73041.5618 | 6179.0401 | 0 | 0 | 145255.5829 | 224476.1847
|  | Yes | 5372 | 5372 |  | 4197 | 150 | 22 | 2 | 1001 |  | 0 | 0 | 0 | 0 | 0 |  | 0 | 0 | 0 | 109 | -109 |  | 4024 | 285 | 49 | 13 | 1001 |  | 0 | 10 | -10 | 130 | -130 |  | 3674 | 557 | 102 | 36 | 1003 | [22 empty] | 0 | 0 | 0 | 0 | 0 | 0 |  | 745289.5362 | 40040.1795 | 9351.8884 | 990.827 | 1805319.3872 | 2600991.8183 |  | 715359.0962 | 76323.5027 | 19315.5827 | 8563.5759 | 1805319.3872 | 2624881.1447 |  | 715359.0962 | 76323.5027 | 19315.5827 | 62563.6453 | 1678656.5189 | 2552218.3458 |  | 657506.8592 | 141252.8556 | 46672.0414 | 23992.1671 | 1807643.4765 | 2677067.3998 |  | 657506.8592 | 144960.2797 | 40116.9794 | 88395.9196 | 1656577.6704 | 2587557.7082
| HV Switchgear (GM) - Distribution |  | 2759 | 2759 | C1 | 2427 | 233 | 84 | 1 | 14 | 2759 | 0 | 0 | 0 | 0 | 0 | 0 | 0 | 0 | 0 | 0 | 0 | 0 | 2204 | 408 | 131 | 2 | 14 | 2759 | 0 | 0 | 0 | 0 | 0 | 0 | 1833 | 689 | 110 | 112 | 15 | 2759 |  |  | C1 | 0.0019095 | 0.0028431 | 0.0050268 | 0.008141 | 0.019096 | C1 | 8799.056 | 8799.056 | 8799.056 | 8799.056 | 8799.056 | C1 | 16.8021 | 25.0165 | 44.2314 | 71.6333 | 168.0235 | C1 | 0 | 0 | 0 | 0 | 0 | 0 |  | 40778.6072 | 5828.8404 | 3715.4384 | 71.6333 | 2352.329 | 52746.8483 |  | 37031.7472 | 10206.7247 | 5794.3147 | 143.2666 | 2352.329 | 55528.3821 |  | 37031.7472 | 10206.7247 | 5794.3147 | 143.2666 | 2352.329 | 55528.3821 |  | 30798.1817 | 17236.3562 | 4865.4551 | 8022.9307 | 2520.3524 | 63443.2762 |  | 30798.1817 | 17236.3562 | 4865.4551 | 8022.9307 | 2520.3524 | 63443.2762
|  |  | 37274 | 37274 | C2 | 31739 | 4088 | 932 | 38 | 477 | 37274 | 0 | 0 | 0 | 0 | 0 | 0 | 0 | 0 | 0 | 0 | 0 | 0 | 27448 | 7694 | 1590 | 65 | 477 | 37274 | 0 | 0 | 0 | 0 | 0 | 0 | 22262 | 11605 | 1543 | 1337 | 527 | 37274 |  |  | C2 | 0.0019095 | 0.0028431 | 0.0050268 | 0.008141 | 0.019096 | C2 | 12570.08 | 12570.08 | 12570.08 | 12570.08 | 12570.08 | C2 | 24.0029 | 35.7378 | 63.1877 | 102.3333 | 240.0336 | C2 | 0 | 0 | 0 | 0 | 0 | 0 |  | 761829.5455 | 146096.2561 | 58890.9627 | 3888.6654 | 114496.0113 | 1085201.4409 |  | 658832.8985 | 274966.8772 | 100468.4879 | 6651.6645 | 114496.0113 | 1155415.9394 |  | 658832.8985 | 274966.8772 | 100468.4879 | 6651.6645 | 114496.0113 | 1155415.9394 |  | 534353.6136 | 414737.5371 | 97498.6647 | 136819.6216 | 126497.6896 | 1309907.1266 |  | 534353.6136 | 414737.5371 | 97498.6647 | 136819.6216 | 126497.6896 | 1309907.1266
|  |  | 6444 | 6444 | C3 | 3617 | 224 | 72 | 1 | 2530 | 6444 | 0 | 0 | 0 | 0 | 0 | 0 | 0 | 0 | 0 | 0 | 0 | 0 | 3412 | 348 | 152 | 2 | 2530 | 6444 | 0 | 0 | 0 | 0 | 0 | 0 | 3202 | 482 | 85 | 144 | 2531 | 6444 |  |  | C3 | 0.0019095 | 0.0028431 | 0.0050268 | 0.008141 | 0.019096 | C3 | 18855.12 | 18855.12 | 18855.12 | 18855.12 | 18855.12 | C3 | 36.0044 | 53.6067 | 94.7816 | 153.4999 | 360.0503 | C3 | 0 | 0 | 0 | 0 | 0 | 0 |  | 130227.9908 | 12007.9115 | 6824.2747 | 153.4999 | 910927.3852 | 1060141.062 |  | 122847.0845 | 18655.1482 | 14406.802 | 306.9999 | 910927.3852 | 1067143.4198 |  | 122847.0845 | 18655.1482 | 14406.802 | 306.9999 | 910927.3852 | 1067143.4198 |  | 115286.1561 | 25838.4523 | 8056.4354 | 22103.9927 | 911287.4355 | 1082572.472 |  | 115286.1561 | 25838.4523 | 8056.4354 | 22103.9927 | 911287.4355 | 1082572.472
|  |  | 16 | 16 | C4 | 16 | 0 | 0 | 0 | 0 | 16 | 0 | 0 | 0 | 0 | 0 | 0 | 0 | 0 | 0 | 0 | 0 | 0 | 16 | 0 | 0 | 0 | 0 | 16 | 0 | 0 | 0 | 0 | 0 | 0 | 16 | 0 | 0 | 0 | 0 | 16 |  |  | C4 | 0.0019095 | 0.0028431 | 0.0050268 | 0.008141 | 0.019096 | C4 | 31425.2 | 31425.2 | 31425.2 | 31425.2 | 31425.2 | C4 | 60.0074 | 89.3446 | 157.9693 | 255.8332 | 600.0839 | C4 | 0 | 0 | 0 | 0 | 0 | 0 |  | 960.1179 | 0 | 0 | 0 | 0 | 960.1179 |  | 960.1179 | 0 | 0 | 0 | 0 | 960.1179 |  | 960.1179 | 0 | 0 | 0 | 0 | 960.1179 |  | 960.1179 | 0 | 0 | 0 | 0 | 960.1179 |  | 960.1179 | 0 | 0 | 0 | 0 | 960.1179
|  | Yes | 46493 | 46493 |  | 37799 | 4545 | 1088 | 40 | 3021 |  | 0 | 0 | 0 | 0 | 0 |  | 0 | 0 | 0 | 0 | 0 |  | 33080 | 8450 | 1873 | 69 | 3021 |  | 0 | 0 | 0 | 0 | 0 |  | 27313 | 12776 | 1738 | 1593 | 3073 | [22 empty] | 0 | 0 | 0 | 0 | 0 | 0 |  | 933796.2614 | 163933.0079 | 69430.6758 | 4113.7986 | 1027775.7254 | 2199049.4691 |  | 819671.848 | 303828.7501 | 120669.6046 | 7101.931 | 1027775.7254 | 2279047.8592 |  | 819671.848 | 303828.7501 | 120669.6046 | 7101.931 | 1027775.7254 | 2279047.8592 |  | 681398.0693 | 457812.3457 | 110420.5551 | 166946.5451 | 1040305.4776 | 2456882.9927 |  | 681398.0693 | 457812.3457 | 110420.5551 | 166946.5451 | 1040305.4776 | 2456882.9927
| HV Transformer (GM) |  | 2642 | 2642 | C1 | 2378 | 183 | 76 | 1 | 4 | 2642 | 0 | 0 | 0 | 0 | 0 | 0 | 0 | 0 | 0 | 0 | 0 | 0 | 2248 | 279 | 105 | 6 | 4 | 2642 | 0 | 0 | 0 | 0 | 0 | 0 | 2085 | 376 | 111 | 65 | 5 | 2642 |  |  | C1 | 0.002223 | 0.0033099 | 0.0058521 | 0.0094776 | 0.022231 | C1 | 12043.528 | 12043.528 | 12043.528 | 12043.528 | 12043.528 | C1 | 26.7732 | 39.8624 | 70.4804 | 114.1438 | 267.7364 | C1 | 0 | 0 | 0 | 0 | 0 | 0 |  | 63666.6366 | 7294.8233 | 5356.5088 | 114.1438 | 1070.9457 | 77503.0582 |  | 60186.1224 | 11121.6158 | 7400.4397 | 684.863 | 1070.9457 | 80463.9867 |  | 60186.1224 | 11121.6158 | 7400.4397 | 684.863 | 1070.9457 | 80463.9867 |  | 55822.0931 | 14988.2707 | 7823.322 | 7419.3493 | 1338.6821 | 87391.7173 |  | 55822.0931 | 14988.2707 | 7823.322 | 7419.3493 | 1338.6821 | 87391.7173
|  |  | 24690 | 24690 | C2 | 23558 | 753 | 209 | 6 | 164 | 24690 | 0 | 0 | 0 | 0 | 0 | 0 | 0 | 0 | 0 | 0 | 0 | 0 | 22732 | 1432 | 339 | 23 | 164 | 24690 | 0 | 0 | 0 | 0 | 0 | 0 | 21386 | 2508 | 407 | 219 | 170 | 24690 |  |  | C2 | 0.002223 | 0.0033099 | 0.0058521 | 0.0094776 | 0.022231 | C2 | 17205.04 | 17205.04 | 17205.04 | 17205.04 | 17205.04 | C2 | 38.2474 | 56.9463 | 100.6863 | 163.0626 | 382.4806 | C2 | 0 | 0 | 0 | 0 | 0 | 0 |  | 901032.4554 | 42880.577 | 21043.4272 | 978.3757 | 62726.82 | 1028661.6554 |  | 869440.0958 | 81547.1265 | 34132.6404 | 3750.4403 | 62726.82 | 1051597.123 |  | 869440.0958 | 81547.1265 | 34132.6404 | 3750.4403 | 62726.82 | 1051597.123 |  | 817959.0836 | 142821.3641 | 40979.3057 | 35710.7143 | 65021.7037 | 1102492.1714 |  | 817959.0836 | 142821.3641 | 40979.3057 | 35710.7143 | 65021.7037 | 1102492.1714
|  |  | 4290 | 4290 | C3 | 2578 | 135 | 11 | 0 | 1566 | 4290 | 0 | 0 | 0 | 0 | 0 | 0 | 0 | 0 | 0 | 0 | 0 | 0 | 2507 | 193 | 22 | 2 | 1566 | 4290 | 0 | 0 | 0 | 0 | 0 | 0 | 2420 | 188 | 98 | 18 | 1566 | 4290 |  |  | C3 | 0.002223 | 0.0033099 | 0.0058521 | 0.0094776 | 0.022231 | C3 | 25807.56 | 25807.56 | 25807.56 | 25807.56 | 25807.56 | C3 | 57.3711 | 85.4195 | 151.0294 | 244.5939 | 573.7209 | C3 | 0 | 0 | 0 | 0 | 0 | 0 |  | 147902.7297 | 11531.6293 | 1661.3232 | 0 | 898446.9526 | 1059542.6347 |  | 143829.3806 | 16485.9589 | 3322.6464 | 489.1879 | 898446.9526 | 1062574.1264 |  | 143829.3806 | 16485.9589 | 3322.6464 | 489.1879 | 898446.9526 | 1062574.1264 |  | 138838.0938 | 16058.8615 | 14800.8794 | 4402.6908 | 898446.9526 | 1072547.4781 |  | 138838.0938 | 16058.8615 | 14800.8794 | 4402.6908 | 898446.9526 | 1072547.4781
|  |  | 48 | 48 | C4 | 48 | 0 | 0 | 0 | 0 | 48 | 0 | 0 | 0 | 0 | 0 | 0 | 0 | 0 | 0 | 0 | 0 | 0 | 48 | 0 | 0 | 0 | 0 | 48 | 0 | 0 | 0 | 0 | 0 | 0 | 46 | 2 | 0 | 0 | 0 | 48 |  |  | C4 | 0.002223 | 0.0033099 | 0.0058521 | 0.0094776 | 0.022231 | C4 | 43012.6 | 43012.6 | 43012.6 | 43012.6 | 43012.6 | C4 | 95.6185 | 142.3658 | 251.7156 | 407.6566 | 956.2015 | C4 | 0 | 0 | 0 | 0 | 0 | 0 |  | 4589.6891 | 0 | 0 | 0 | 0 | 4589.6891 |  | 4589.6891 | 0 | 0 | 0 | 0 | 4589.6891 |  | 4589.6891 | 0 | 0 | 0 | 0 | 4589.6891 |  | 4398.452 | 284.7316 | 0 | 0 | 0 | 4683.1836 |  | 4398.452 | 284.7316 | 0 | 0 | 0 | 4683.1836
|  | Yes | 31670 | 31670 |  | 28562 | 1071 | 296 | 7 | 1734 |  | 0 | 0 | 0 | 0 | 0 |  | 0 | 0 | 0 | 0 | 0 |  | 27535 | 1904 | 466 | 31 | 1734 |  | 0 | 0 | 0 | 0 | 0 |  | 25937 | 3074 | 616 | 302 | 1741 | [22 empty] | 0 | 0 | 0 | 0 | 0 | 0 |  | 1117191.5108 | 61707.0295 | 28061.2592 | 1092.5196 | 962244.7183 | 2170297.0374 |  | 1078045.2879 | 109154.7012 | 44855.7265 | 4924.4912 | 962244.7183 | 2199224.9251 |  | 1078045.2879 | 109154.7012 | 44855.7265 | 4924.4912 | 962244.7183 | 2199224.9251 |  | 1017017.7225 | 174153.2279 | 63603.5071 | 47532.7545 | 964807.3384 | 2267114.5504 |  | 1017017.7225 | 174153.2279 | 63603.5071 | 47532.7545 | 964807.3384 | 2267114.5504
| HV UG Cable |  | 0 | 0 | C1 | 0 | 0 | 0 | 0 | 0 | 0 | 0 | 0 | 0 | 0 | 0 | 0 | 0 | 0 | 0 | 0 | 0 | 0 | 0 | 0 | 0 | 0 | 0 | 0 | 0 | 0 | 0 | 0 | 0 | 0 | 0 | 0 | 0 | 0 | 0 | 0 |  |  | C1 | 0 | 0 | 0 | 0 | 0 | C1 | 0 | 0 | 0 | 0 | 0 | C1 | [5 empty] | C1 | [5 empty] | 0 | [6 empty] | 0 | [6 empty] | 0 | [6 empty] | 0 | [6 empty] | 0 | [6 empty] | 0
|  |  | 0 | 0 | C2 | 0 | 0 | 0 | 0 | 0 | 0 | 0 | 0 | 0 | 0 | 0 | 0 | 0 | 0 | 0 | 0 | 0 | 0 | 0 | 0 | 0 | 0 | 0 | 0 | 0 | 0 | 0 | 0 | 0 | 0 | 0 | 0 | 0 | 0 | 0 | 0 |  |  | C2 | 0 | 0 | 0 | 0 | 0 | C2 | 0 | 0 | 0 | 0 | 0 | C2 | [5 empty] | C2 | [5 empty] | 0 | [6 empty] | 0 | [6 empty] | 0 | [6 empty] | 0 | [6 empty] | 0 | [6 empty] | 0
|  |  | 0 | 0 | C3 | 0 | 0 | 0 | 0 | 0 | 0 | 0 | 0 | 0 | 0 | 0 | 0 | 0 | 0 | 0 | 0 | 0 | 0 | 0 | 0 | 0 | 0 | 0 | 0 | 0 | 0 | 0 | 0 | 0 | 0 | 0 | 0 | 0 | 0 | 0 | 0 |  |  | C3 | 0 | 0 | 0 | 0 | 0 | C3 | 0 | 0 | 0 | 0 | 0 | C3 | [5 empty] | C3 | [5 empty] | 0 | [6 empty] | 0 | [6 empty] | 0 | [6 empty] | 0 | [6 empty] | 0 | [6 empty] | 0
|  |  | 0 | 0 | C4 | 0 | 0 | 0 | 0 | 0 | 0 | 0 | 0 | 0 | 0 | 0 | 0 | 0 | 0 | 0 | 0 | 0 | 0 | 0 | 0 | 0 | 0 | 0 | 0 | 0 | 0 | 0 | 0 | 0 | 0 | 0 | 0 | 0 | 0 | 0 | 0 |  |  | C4 | 0 | 0 | 0 | 0 | 0 | C4 | 0 | 0 | 0 | 0 | 0 | C4 | [5 empty] | C4 | [5 empty] | 0 | [6 empty] | 0 | [6 empty] | 0 | [6 empty] | 0 | [6 empty] | 0 | [6 empty] | 0
|  |  | 0 | 0 |  | 0 | 0 | 0 | 0 | 0 |  | 0 | 0 | 0 | 0 | 0 |  | 0 | 0 | 0 | 0 | 0 |  | 0 | 0 | 0 | 0 | 0 |  | 0 | 0 | 0 | 0 | 0 |  | 0 | 0 | 0 | 0 | 0 | [22 empty] | 0 | 0 | 0 | 0 | 0 | 0 |  | 0 | 0 | 0 | 0 | 0 | 0 |  | 0 | 0 | 0 | 0 | 0 | 0 |  | 0 | 0 | 0 | 0 | 0 | 0 |  | 0 | 0 | 0 | 0 | 0 | 0 |  | 0 | 0 | 0 | 0 | 0 | 0
| HV OHL Support - Poles |  | 74247 | 74247 | C1 | 37230 | 9164 | 13683 | 7389 | 6781 | 74247 | 0 | 0 | 0 | 0 | 0 | 0 | 0 | 0 | 0 | 0 | 0 | 0 | 34545 | 8629 | 13901 | 5253 | 11920 | 74248 | 0 | 0 | 0 | 0 | 0 | 0 | 31746 | 6209 | 6589 | 13762 | 15942 | 74248 |  |  | C1 | 0.0081226 | 0.012094 | 0.021383 | 0.03463 | 0.081228 | C1 | 2960.006 | 2960.006 | 2960.006 | 2960.006 | 2960.006 | C1 | 24.043 | 35.7975 | 63.2932 | 102.5042 | 240.4344 | C1 | 0 | 0 | 0 | 0 | 0 | 0 |  | 895121.9676 | 328048.3722 | 866041.4444 | 757403.4019 | 1630385.5953 | 4477000.7813 |  | 830566.4349 | 308896.7049 | 879839.3713 | 538454.4688 | 2865977.9229 | 5423734.9029 |  | 830566.4349 | 308896.7049 | 879839.3713 | 538454.4688 | 2865977.9229 | 5423734.9029 |  | 763269.9969 | 222266.7332 | 417039.1783 | 1410662.5547 | 3833005.0375 | 6646243.5006 |  | 763269.9969 | 222266.7332 | 417039.1783 | 1410662.5547 | 3833005.0375 | 6646243.5006
|  |  | 42322 | 42322 | C2 | 22094 | 4910 | 7647 | 4189 | 3482 | 42322 | 0 | 0 | 0 | 0 | 0 | 0 | 0 | 0 | 0 | 0 | 0 | 0 | 20701 | 4566 | 7752 | 2839 | 6464 | 42322 | 0 | 0 | 0 | 0 | 0 | 0 | 19085 | 3393 | 3447 | 7777 | 8620 | 42322 |  |  | C2 | 0.0081226 | 0.012094 | 0.021383 | 0.03463 | 0.081228 | C2 | 4228.58 | 4228.58 | 4228.58 | 4228.58 | 4228.58 | C2 | 34.3472 | 51.1393 | 90.4189 | 146.4345 | 343.4777 | C2 | 0 | 0 | 0 | 0 | 0 | 0 |  | 758866.6879 | 251093.9557 | 691433.4706 | 613414.3129 | 1195989.349 | 3510797.7761 |  | 711021.0603 | 233502.037 | 700927.4571 | 415727.6759 | 2220239.8483 | 4281418.0785 |  | 711021.0603 | 233502.037 | 700927.4571 | 415727.6759 | 2220239.8483 | 4281418.0785 |  | 655516.0106 | 173515.6399 | 311674.0125 | 1138821.4637 | 2960777.7679 | 5240304.8945 |  | 655516.0106 | 173515.6399 | 311674.0125 | 1138821.4637 | 2960777.7679 | 5240304.8945
|  |  | 42495 | 42495 | C3 | 21949 | 5781 | 7436 | 3917 | 3412 | 42495 | 0 | 0 | 0 | 0 | 0 | 0 | 0 | 0 | 0 | 0 | 0 | 0 | 20262 | 5580 | 7657 | 2833 | 6162 | 42494 | 0 | 0 | 0 | 0 | 0 | 0 | 18488 | 3912 | 4236 | 7544 | 8314 | 42494 |  |  | C3 | 0.0081226 | 0.012094 | 0.021383 | 0.03463 | 0.081228 | C3 | 6342.87 | 6342.87 | 6342.87 | 6342.87 | 6342.87 | C3 | 51.5208 | 76.7089 | 135.6284 | 219.6518 | 515.2165 | C3 | 0 | 0 | 0 | 0 | 0 | 0 |  | 1130829.5193 | 443454.4271 | 1008532.6182 | 860376.1746 | 1757918.865 | 5201111.6042 |  | 1043913.9696 | 428035.9286 | 1038506.4897 | 622273.6029 | 3174764.3746 | 6307494.3655 |  | 1043913.9696 | 428035.9286 | 1038506.4897 | 622273.6029 | 3174764.3746 | 6307494.3655 |  | 952516.1124 | 300085.4037 | 574521.8089 | 1657053.3217 | 4283510.3879 | 7767687.0346 |  | 952516.1124 | 300085.4037 | 574521.8089 | 1657053.3217 | 4283510.3879 | 7767687.0346
|  |  | 2019 | 2019 | C4 | 1050 | 287 | 366 | 165 | 151 | 2019 | 0 | 0 | 0 | 0 | 0 | 0 | 0 | 0 | 0 | 0 | 0 | 0 | 951 | 298 | 386 | 124 | 260 | 2019 | 0 | 0 | 0 | 0 | 0 | 0 | 871 | 204 | 205 | 391 | 348 | 2019 |  |  | C4 | 0.0081226 | 0.012094 | 0.021383 | 0.03463 | 0.081228 | C4 | 10571.45 | 10571.45 | 10571.45 | 10571.45 | 10571.45 | C4 | 85.868 | 127.8482 | 226.0473 | 366.0864 | 858.6942 | C4 | 0 | 0 | 0 | 0 | 0 | 0 |  | 90161.3585 | 36692.4467 | 82733.3105 | 60404.2502 | 129662.8315 | 399654.1974 |  | 81660.4305 | 38098.7774 | 87254.2565 | 45394.7092 | 223260.5045 | 475668.6781 |  | 81660.4305 | 38098.7774 | 87254.2565 | 45394.7092 | 223260.5045 | 475668.6781 |  | 74790.9936 | 26081.0422 | 46339.6958 | 143139.7686 | 298825.5984 | 589177.0987 |  | 74790.9936 | 26081.0422 | 46339.6958 | 143139.7686 | 298825.5984 | 589177.0987
|  | Yes | 161083 | 161083 |  | 82323 | 20142 | 29132 | 15660 | 13826 |  | 0 | 0 | 0 | 0 | 0 |  | 0 | 0 | 0 | 0 | 0 |  | 76459 | 19073 | 29696 | 11049 | 24806 |  | 0 | 0 | 0 | 0 | 0 |  | 70190 | 13718 | 14477 | 29474 | 33224 | [22 empty] | 0 | 0 | 0 | 0 | 0 | 0 |  | 2874979.5333 | 1059289.2017 | 2648740.8437 | 2291598.1396 | 4713956.6407 | 13588564.359 |  | 2667161.8953 | 1008533.4479 | 2706527.5746 | 1621850.4569 | 8484242.6503 | 16488316.0249 |  | 2667161.8953 | 1008533.4479 | 2706527.5746 | 1621850.4569 | 8484242.6503 | 16488316.0249 |  | 2446093.1135 | 721948.819 | 1349574.6954 | 4349677.1087 | 11376118.7918 | 20243412.5285 |  | 2446093.1135 | 721948.819 | 1349574.6954 | 4349677.1087 | 11376118.7918 | 20243412.5285
| [Please insert new asset category as required] |  | 0 | 0 | C1 | 0 | 0 | 0 | 0 | 0 | 0 | 0 | 0 | 0 | 0 | 0 | 0 | 0 | 0 | 0 | 0 | 0 | 0 | 0 | 0 | 0 | 0 | 0 | 0 | 0 | 0 | 0 | 0 | 0 | 0 | 0 | 0 | 0 | 0 | 0 | 0 |  |  | C1 | 0 | 0 | 0 | 0 | 0 | C1 | 0 | 0 | 0 | 0 | 0 | C1 | [5 empty] | C1 | [5 empty] | 0 | [6 empty] | 0 | [6 empty] | 0 | [6 empty] | 0 | [6 empty] | 0 | [6 empty] | 0
|  |  | 0 | 0 | C2 | 0 | 0 | 0 | 0 | 0 | 0 | 0 | 0 | 0 | 0 | 0 | 0 | 0 | 0 | 0 | 0 | 0 | 0 | 0 | 0 | 0 | 0 | 0 | 0 | 0 | 0 | 0 | 0 | 0 | 0 | 0 | 0 | 0 | 0 | 0 | 0 |  |  | C2 | 0 | 0 | 0 | 0 | 0 | C2 | 0 | 0 | 0 | 0 | 0 | C2 | [5 empty] | C2 | [5 empty] | 0 | [6 empty] | 0 | [6 empty] | 0 | [6 empty] | 0 | [6 empty] | 0 | [6 empty] | 0
|  |  | 0 | 0 | C3 | 0 | 0 | 0 | 0 | 0 | 0 | 0 | 0 | 0 | 0 | 0 | 0 | 0 | 0 | 0 | 0 | 0 | 0 | 0 | 0 | 0 | 0 | 0 | 0 | 0 | 0 | 0 | 0 | 0 | 0 | 0 | 0 | 0 | 0 | 0 | 0 |  |  | C3 | 0 | 0 | 0 | 0 | 0 | C3 | 0 | 0 | 0 | 0 | 0 | C3 | [5 empty] | C3 | [5 empty] | 0 | [6 empty] | 0 | [6 empty] | 0 | [6 empty] | 0 | [6 empty] | 0 | [6 empty] | 0
|  |  | 0 | 0 | C4 | 0 | 0 | 0 | 0 | 0 | 0 | 0 | 0 | 0 | 0 | 0 | 0 | 0 | 0 | 0 | 0 | 0 | 0 | 0 | 0 | 0 | 0 | 0 | 0 | 0 | 0 | 0 | 0 | 0 | 0 | 0 | 0 | 0 | 0 | 0 | 0 |  |  | C4 | 0 | 0 | 0 | 0 | 0 | C4 | 0 | 0 | 0 | 0 | 0 | C4 | [5 empty] | C4 | [5 empty] | 0 | [6 empty] | 0 | [6 empty] | 0 | [6 empty] | 0 | [6 empty] | 0 | [6 empty] | 0
|  |  | 0 | 0 |  | 0 | 0 | 0 | 0 | 0 |  | 0 | 0 | 0 | 0 | 0 |  | 0 | 0 | 0 | 0 | 0 |  | 0 | 0 | 0 | 0 | 0 |  | 0 | 0 | 0 | 0 | 0 |  | 0 | 0 | 0 | 0 | 0 | [22 empty] | 0 | 0 | 0 | 0 | 0 | 0 |  | 0 | 0 | 0 | 0 | 0 | 0 |  | 0 | 0 | 0 | 0 | 0 | 0 |  | 0 | 0 | 0 | 0 | 0 | 0 |  | 0 | 0 | 0 | 0 | 0 | 0 |  | 0 | 0 | 0 | 0 | 0 | 0
| [Please insert new asset category as required] |  | 0 | 0 | C1 | 0 | 0 | 0 | 0 | 0 | 0 | 0 | 0 | 0 | 0 | 0 | 0 | 0 | 0 | 0 | 0 | 0 | 0 | 0 | 0 | 0 | 0 | 0 | 0 | 0 | 0 | 0 | 0 | 0 | 0 | 0 | 0 | 0 | 0 | 0 | 0 |  |  | C1 | 0 | 0 | 0 | 0 | 0 | C1 | 0 | 0 | 0 | 0 | 0 | C1 | [5 empty] | C1 | [5 empty] | 0 | [6 empty] | 0 | [6 empty] | 0 | [6 empty] | 0 | [6 empty] | 0 | [6 empty] | 0
|  |  | 0 | 0 | C2 | 0 | 0 | 0 | 0 | 0 | 0 | 0 | 0 | 0 | 0 | 0 | 0 | 0 | 0 | 0 | 0 | 0 | 0 | 0 | 0 | 0 | 0 | 0 | 0 | 0 | 0 | 0 | 0 | 0 | 0 | 0 | 0 | 0 | 0 | 0 | 0 |  |  | C2 | 0 | 0 | 0 | 0 | 0 | C2 | 0 | 0 | 0 | 0 | 0 | C2 | [5 empty] | C2 | [5 empty] | 0 | [6 empty] | 0 | [6 empty] | 0 | [6 empty] | 0 | [6 empty] | 0 | [6 empty] | 0
|  |  | 0 | 0 | C3 | 0 | 0 | 0 | 0 | 0 | 0 | 0 | 0 | 0 | 0 | 0 | 0 | 0 | 0 | 0 | 0 | 0 | 0 | 0 | 0 | 0 | 0 | 0 | 0 | 0 | 0 | 0 | 0 | 0 | 0 | 0 | 0 | 0 | 0 | 0 | 0 |  |  | C3 | 0 | 0 | 0 | 0 | 0 | C3 | 0 | 0 | 0 | 0 | 0 | C3 | [5 empty] | C3 | [5 empty] | 0 | [6 empty] | 0 | [6 empty] | 0 | [6 empty] | 0 | [6 empty] | 0 | [6 empty] | 0
|  |  | 0 | 0 | C4 | 0 | 0 | 0 | 0 | 0 | 0 | 0 | 0 | 0 | 0 | 0 | 0 | 0 | 0 | 0 | 0 | 0 | 0 | 0 | 0 | 0 | 0 | 0 | 0 | 0 | 0 | 0 | 0 | 0 | 0 | 0 | 0 | 0 | 0 | 0 | 0 |  |  | C4 | 0 | 0 | 0 | 0 | 0 | C4 | 0 | 0 | 0 | 0 | 0 | C4 | [5 empty] | C4 | [5 empty] | 0 | [6 empty] | 0 | [6 empty] | 0 | [6 empty] | 0 | [6 empty] | 0 | [6 empty] | 0
|  |  | 0 | 0 |  | 0 | 0 | 0 | 0 | 0 |  | 0 | 0 | 0 | 0 | 0 |  | 0 | 0 | 0 | 0 | 0 |  | 0 | 0 | 0 | 0 | 0 |  | 0 | 0 | 0 | 0 | 0 |  | 0 | 0 | 0 | 0 | 0 | [22 empty] | 0 | 0 | 0 | 0 | 0 | 0 |  | 0 | 0 | 0 | 0 | 0 | 0 |  | 0 | 0 | 0 | 0 | 0 | 0 |  | 0 | 0 | 0 | 0 | 0 | 0 |  | 0 | 0 | 0 | 0 | 0 | 0 |  | 0 | 0 | 0 | 0 | 0 | 0
| [Please insert new asset category as required] |  | 0 | 0 | C1 | 0 | 0 | 0 | 0 | 0 | 0 | 0 | 0 | 0 | 0 | 0 | 0 | 0 | 0 | 0 | 0 | 0 | 0 | 0 | 0 | 0 | 0 | 0 | 0 | 0 | 0 | 0 | 0 | 0 | 0 | 0 | 0 | 0 | 0 | 0 | 0 |  |  | C1 | 0 | 0 | 0 | 0 | 0 | C1 | 0 | 0 | 0 | 0 | 0 | C1 | [5 empty] | C1 | [5 empty] | 0 | [6 empty] | 0 | [6 empty] | 0 | [6 empty] | 0 | [6 empty] | 0 | [6 empty] | 0
|  |  | 0 | 0 | C2 | 0 | 0 | 0 | 0 | 0 | 0 | 0 | 0 | 0 | 0 | 0 | 0 | 0 | 0 | 0 | 0 | 0 | 0 | 0 | 0 | 0 | 0 | 0 | 0 | 0 | 0 | 0 | 0 | 0 | 0 | 0 | 0 | 0 | 0 | 0 | 0 |  |  | C2 | 0 | 0 | 0 | 0 | 0 | C2 | 0 | 0 | 0 | 0 | 0 | C2 | [5 empty] | C2 | [5 empty] | 0 | [6 empty] | 0 | [6 empty] | 0 | [6 empty] | 0 | [6 empty] | 0 | [6 empty] | 0
|  |  | 0 | 0 | C3 | 0 | 0 | 0 | 0 | 0 | 0 | 0 | 0 | 0 | 0 | 0 | 0 | 0 | 0 | 0 | 0 | 0 | 0 | 0 | 0 | 0 | 0 | 0 | 0 | 0 | 0 | 0 | 0 | 0 | 0 | 0 | 0 | 0 | 0 | 0 | 0 |  |  | C3 | 0 | 0 | 0 | 0 | 0 | C3 | 0 | 0 | 0 | 0 | 0 | C3 | [5 empty] | C3 | [5 empty] | 0 | [6 empty] | 0 | [6 empty] | 0 | [6 empty] | 0 | [6 empty] | 0 | [6 empty] | 0
|  |  | 0 | 0 | C4 | 0 | 0 | 0 | 0 | 0 | 0 | 0 | 0 | 0 | 0 | 0 | 0 | 0 | 0 | 0 | 0 | 0 | 0 | 0 | 0 | 0 | 0 | 0 | 0 | 0 | 0 | 0 | 0 | 0 | 0 | 0 | 0 | 0 | 0 | 0 | 0 |  |  | C4 | 0 | 0 | 0 | 0 | 0 | C4 | 0 | 0 | 0 | 0 | 0 | C4 | [5 empty] | C4 | [5 empty] | 0 | [6 empty] | 0 | [6 empty] | 0 | [6 empty] | 0 | [6 empty] | 0 | [6 empty] | 0
|  |  | 0 | 0 |  | 0 | 0 | 0 | 0 | 0 |  | 0 | 0 | 0 | 0 | 0 |  | 0 | 0 | 0 | 0 | 0 |  | 0 | 0 | 0 | 0 | 0 |  | 0 | 0 | 0 | 0 | 0 |  | 0 | 0 | 0 | 0 | 0 | [22 empty] | 0 | 0 | 0 | 0 | 0 | 0 |  | 0 | 0 | 0 | 0 | 0 | 0 |  | 0 | 0 | 0 | 0 | 0 | 0 |  | 0 | 0 | 0 | 0 | 0 | 0 |  | 0 | 0 | 0 | 0 | 0 | 0 |  | 0 | 0 | 0 | 0 | 0 | 0
| [Please insert new asset category as required] |  | 0 | 0 | C1 | 0 | 0 | 0 | 0 | 0 | 0 | 0 | 0 | 0 | 0 | 0 | 0 | 0 | 0 | 0 | 0 | 0 | 0 | 0 | 0 | 0 | 0 | 0 | 0 | 0 | 0 | 0 | 0 | 0 | 0 | 0 | 0 | 0 | 0 | 0 | 0 |  |  | C1 | 0 | 0 | 0 | 0 | 0 | C1 | 0 | 0 | 0 | 0 | 0 | C1 | [5 empty] | C1 | [5 empty] | 0 | [6 empty] | 0 | [6 empty] | 0 | [6 empty] | 0 | [6 empty] | 0 | [6 empty] | 0
|  |  | 0 | 0 | C2 | 0 | 0 | 0 | 0 | 0 | 0 | 0 | 0 | 0 | 0 | 0 | 0 | 0 | 0 | 0 | 0 | 0 | 0 | 0 | 0 | 0 | 0 | 0 | 0 | 0 | 0 | 0 | 0 | 0 | 0 | 0 | 0 | 0 | 0 | 0 | 0 |  |  | C2 | 0 | 0 | 0 | 0 | 0 | C2 | 0 | 0 | 0 | 0 | 0 | C2 | [5 empty] | C2 | [5 empty] | 0 | [6 empty] | 0 | [6 empty] | 0 | [6 empty] | 0 | [6 empty] | 0 | [6 empty] | 0
|  |  | 0 | 0 | C3 | 0 | 0 | 0 | 0 | 0 | 0 | 0 | 0 | 0 | 0 | 0 | 0 | 0 | 0 | 0 | 0 | 0 | 0 | 0 | 0 | 0 | 0 | 0 | 0 | 0 | 0 | 0 | 0 | 0 | 0 | 0 | 0 | 0 | 0 | 0 | 0 |  |  | C3 | 0 | 0 | 0 | 0 | 0 | C3 | 0 | 0 | 0 | 0 | 0 | C3 | [5 empty] | C3 | [5 empty] | 0 | [6 empty] | 0 | [6 empty] | 0 | [6 empty] | 0 | [6 empty] | 0 | [6 empty] | 0
|  |  | 0 | 0 | C4 | 0 | 0 | 0 | 0 | 0 | 0 | 0 | 0 | 0 | 0 | 0 | 0 | 0 | 0 | 0 | 0 | 0 | 0 | 0 | 0 | 0 | 0 | 0 | 0 | 0 | 0 | 0 | 0 | 0 | 0 | 0 | 0 | 0 | 0 | 0 | 0 |  |  | C4 | 0 | 0 | 0 | 0 | 0 | C4 | 0 | 0 | 0 | 0 | 0 | C4 | [5 empty] | C4 | [5 empty] | 0 | [6 empty] | 0 | [6 empty] | 0 | [6 empty] | 0 | [6 empty] | 0 | [6 empty] | 0
|  |  | 0 | 0 |  | 0 | 0 | 0 | 0 | 0 |  | 0 | 0 | 0 | 0 | 0 |  | 0 | 0 | 0 | 0 | 0 |  | 0 | 0 | 0 | 0 | 0 |  | 0 | 0 | 0 | 0 | 0 |  | 0 | 0 | 0 | 0 | 0 | [22 empty] | 0 | 0 | 0 | 0 | 0 | 0 |  | 0 | 0 | 0 | 0 | 0 | 0 |  | 0 | 0 | 0 | 0 | 0 | 0 |  | 0 | 0 | 0 | 0 | 0 | 0 |  | 0 | 0 | 0 | 0 | 0 | 0 |  | 0 | 0 | 0 | 0 | 0 | 0
| [Please insert new asset category as required] |  | 0 | 0 | C1 | 0 | 0 | 0 | 0 | 0 | 0 | 0 | 0 | 0 | 0 | 0 | 0 | 0 | 0 | 0 | 0 | 0 | 0 | 0 | 0 | 0 | 0 | 0 | 0 | 0 | 0 | 0 | 0 | 0 | 0 | 0 | 0 | 0 | 0 | 0 | 0 |  |  | C1 | 0 | 0 | 0 | 0 | 0 | C1 | 0 | 0 | 0 | 0 | 0 | C1 | [5 empty] | C1 | [5 empty] | 0 | [6 empty] | 0 | [6 empty] | 0 | [6 empty] | 0 | [6 empty] | 0 | [6 empty] | 0
|  |  | 0 | 0 | C2 | 0 | 0 | 0 | 0 | 0 | 0 | 0 | 0 | 0 | 0 | 0 | 0 | 0 | 0 | 0 | 0 | 0 | 0 | 0 | 0 | 0 | 0 | 0 | 0 | 0 | 0 | 0 | 0 | 0 | 0 | 0 | 0 | 0 | 0 | 0 | 0 |  |  | C2 | 0 | 0 | 0 | 0 | 0 | C2 | 0 | 0 | 0 | 0 | 0 | C2 | [5 empty] | C2 | [5 empty] | 0 | [6 empty] | 0 | [6 empty] | 0 | [6 empty] | 0 | [6 empty] | 0 | [6 empty] | 0
|  |  | 0 | 0 | C3 | 0 | 0 | 0 | 0 | 0 | 0 | 0 | 0 | 0 | 0 | 0 | 0 | 0 | 0 | 0 | 0 | 0 | 0 | 0 | 0 | 0 | 0 | 0 | 0 | 0 | 0 | 0 | 0 | 0 | 0 | 0 | 0 | 0 | 0 | 0 | 0 |  |  | C3 | 0 | 0 | 0 | 0 | 0 | C3 | 0 | 0 | 0 | 0 | 0 | C3 | [5 empty] | C3 | [5 empty] | 0 | [6 empty] | 0 | [6 empty] | 0 | [6 empty] | 0 | [6 empty] | 0 | [6 empty] | 0
|  |  | 0 | 0 | C4 | 0 | 0 | 0 | 0 | 0 | 0 | 0 | 0 | 0 | 0 | 0 | 0 | 0 | 0 | 0 | 0 | 0 | 0 | 0 | 0 | 0 | 0 | 0 | 0 | 0 | 0 | 0 | 0 | 0 | 0 | 0 | 0 | 0 | 0 | 0 | 0 |  |  | C4 | 0 | 0 | 0 | 0 | 0 | C4 | 0 | 0 | 0 | 0 | 0 | C4 | [5 empty] | C4 | [5 empty] | 0 | [6 empty] | 0 | [6 empty] | 0 | [6 empty] | 0 | [6 empty] | 0 | [6 empty] | 0
|  |  | 0 | 0 |  | 0 | 0 | 0 | 0 | 0 |  | 0 | 0 | 0 | 0 | 0 |  | 0 | 0 | 0 | 0 | 0 |  | 0 | 0 | 0 | 0 | 0 |  | 0 | 0 | 0 | 0 | 0 |  | 0 | 0 | 0 | 0 | 0 | [22 empty] | 0 | 0 | 0 | 0 | 0 | 0 |  | 0 | 0 | 0 | 0 | 0 | 0 |  | 0 | 0 | 0 | 0 | 0 | 0 |  | 0 | 0 | 0 | 0 | 0 | 0 |  | 0 | 0 | 0 | 0 | 0 | 0 |  | 0 | 0 | 0 | 0 | 0 | 0
[63 empty] | 0 | 0 | 0 | 0 | 0 | 0 |  | 5671256.8416 | 1324969.4187 | 2755584.6671 | 2297795.2847 | 8509296.4716 | 20558902.6838 |  | 5280238.1273 | 1497840.402 | 2891368.4884 | 1642440.4549 | 12279582.4813 | 23591469.9539 |  | 5280238.1273 | 1497840.402 | 2891368.4884 | 1696440.5243 | 12152919.613 | 23518807.1551 |  | 4802015.7645 | 1495167.2482 | 1570270.799 | 4588148.5754 | 15188875.0843 | 27644477.4714 |  | 4802015.7645 | 1498874.6722 | 1563715.737 | 4652552.3279 | 15037809.2781 | 27554967.7797
| EHV Network | [66 empty] | 0 | [6 empty] | 0 | [6 empty] | 0 | [6 empty] | 0 | [6 empty] | 0 | [6 empty] | 0
| EHV Switchgear (GM) |  | 243 | 243 | C1 | 192 | 12 | 1 | 0 | 38 | 243 | 0 | 0 | 0 | 0 | 0 | 0 | 0 | 0 | 0 | 0 | 0 | 0 | 192 | 12 | 1 | 0 | 38 | 243 | 0 | 0 | 0 | 0 | 0 | 0 | 190 | 14 | 0 | 1 | 38 | 243 |  |  | C1 | 0.0065432 | 0.0097422 | 0.017225 | 0.027896 | 0.065433 | C1 | 35717.241 | 35717.241 | 35717.241 | 35717.241 | 35717.241 | C1 | 233.7062 | 347.9636 | 615.2312 | 996.3745 | 2337.1017 | C1 | 0 | 0 | 0 | 0 | 0 | 0 |  | 44871.5878 | 4175.5634 | 615.2312 | 0 | 88809.8654 | 138472.2478 |  | 44871.5878 | 4175.5634 | 615.2312 | 0 | 88809.8654 | 138472.2478 |  | 44871.5878 | 4175.5634 | 615.2312 | 0 | 88809.8654 | 138472.2478 |  | 44404.1755 | 4871.4906 | 0 | 996.3745 | 88809.8654 | 139081.906 |  | 44404.1755 | 4871.4906 | 0 | 996.3745 | 88809.8654 | 139081.906
|  |  | 1645 | 1645 | C2 | 1078 | 122 | 8 | 0 | 437 | 1645 | 0 | 0 | 0 | 0 | 0 | 0 | 0 | 0 | 0 | 0 | 0 | 0 | 989 | 178 | 41 | 0 | 437 | 1645 | 0 | 0 | 0 | 0 | 0 | 0 | 973 | 143 | 81 | 11 | 437 | 1645 |  |  | C2 | 0.0065432 | 0.0097422 | 0.017225 | 0.027896 | 0.065433 | C2 | 51024.63 | 51024.63 | 51024.63 | 51024.63 | 51024.63 | C2 | 333.866 | 497.0909 | 878.9018 | 1423.3922 | 3338.7167 | C2 | 0 | 0 | 0 | 0 | 0 | 0 |  | 359907.5274 | 60645.0875 | 7031.2141 | 0 | 1459019.2165 | 1886603.0455 |  | 330193.4551 | 88482.1768 | 36034.9725 | 0 | 1459019.2165 | 1913729.821 |  | 330193.4551 | 88482.1768 | 36034.9725 | 0 | 1459019.2165 | 1913729.821 |  | 324851.5994 | 71083.996 | 71191.0433 | 15657.3139 | 1459019.2165 | 1941803.1691 |  | 324851.5994 | 71083.996 | 71191.0433 | 15657.3139 | 1459019.2165 | 1941803.1691
|  |  | 263 | 263 | C3 | 204 | 14 | 11 | 0 | 34 | 263 | 0 | 0 | 0 | 0 | 0 | 0 | 0 | 0 | 0 | 0 | 0 | 0 | 204 | 1 | 24 | 0 | 34 | 263 | 0 | 0 | 0 | 0 | 0 | 0 | 204 | 0 | 13 | 12 | 34 | 263 |  |  | C3 | 0.0065432 | 0.0097422 | 0.017225 | 0.027896 | 0.065433 | C3 | 76536.945 | 76536.945 | 76536.945 | 76536.945 | 76536.945 | C3 | 500.799 | 745.6363 | 1318.3527 | 2135.0883 | 5008.0751 | C3 | 0 | 0 | 0 | 0 | 0 | 0 |  | 102162.9901 | 10438.9085 | 14501.8792 | 0 | 170274.5539 | 297378.3317 |  | 102162.9901 | 745.6363 | 31640.4637 | 0 | 170274.5539 | 304823.644 |  | 102162.9901 | 745.6363 | 31640.4637 | 0 | 170274.5539 | 304823.644 |  | 102162.9901 | 0 | 17138.5845 | 25621.0592 | 170274.5539 | 315197.1877 |  | 102162.9901 | 0 | 17138.5845 | 25621.0592 | 170274.5539 | 315197.1877
|  |  | 0 | 0 | C4 | 0 | 0 | 0 | 0 | 0 | 0 | 0 | 0 | 0 | 0 | 0 | 0 | 0 | 0 | 0 | 0 | 0 | 0 | 0 | 0 | 0 | 0 | 0 | 0 | 0 | 0 | 0 | 0 | 0 | 0 | 0 | 0 | 0 | 0 | 0 | 0 |  |  | C4 | 0.0065432 | 0.0097422 | 0.017225 | 0.027896 | 0.065433 | C4 | 127561.575 | 127561.575 | 127561.575 | 127561.575 | 127561.575 | C4 | 834.665 | 1242.7272 | 2197.2544 | 3558.4804 | 8346.7919 | C4 | 0 | 0 | 0 | 0 | 0 | 0 |  | 0 | 0 | 0 | 0 | 0 | 0 |  | 0 | 0 | 0 | 0 | 0 | 0 |  | 0 | 0 | 0 | 0 | 0 | 0 |  | 0 | 0 | 0 | 0 | 0 | 0 |  | 0 | 0 | 0 | 0 | 0 | 0
|  | Yes | 2151 | 2151 |  | 1474 | 148 | 20 | 0 | 509 |  | 0 | 0 | 0 | 0 | 0 |  | 0 | 0 | 0 | 0 | 0 |  | 1385 | 191 | 66 | 0 | 509 |  | 0 | 0 | 0 | 0 | 0 |  | 1367 | 157 | 94 | 24 | 509 | [22 empty] | 0 | 0 | 0 | 0 | 0 | 0 |  | 506942.1053 | 75259.5594 | 22148.3246 | 0 | 1718103.6358 | 2322453.6251 |  | 477228.033 | 93403.3766 | 68290.6674 | 0 | 1718103.6358 | 2357025.7128 |  | 477228.033 | 93403.3766 | 68290.6674 | 0 | 1718103.6358 | 2357025.7128 |  | 471418.765 | 75955.4866 | 88329.6278 | 42274.7477 | 1718103.6358 | 2396082.2628 |  | 471418.765 | 75955.4866 | 88329.6278 | 42274.7477 | 1718103.6358 | 2396082.2628
| EHV Transformer |  | 83 | 83 | C1 | 33 | 14 | 15 | 8 | 13 | 83 | 0 | 0 | 0 | 0 | 0 | 0 | 0 | 0 | 8 | -5 | -3 | 0 | 30 | 10 | 17 | 9 | 17 | 83 | 0 | 0 | 15 | -10 | -5 | 0 | 25 | 10 | 9 | 15 | 24 | 83 |  |  | C1 | 0.012939 | 0.019265 | 0.034062 | 0.055165 | 0.12939 | C1 | 104500.809 | 104500.809 | 104500.809 | 104500.809 | 104500.809 | C1 | 1352.1574 | 2013.2183 | 3559.5525 | 5764.7389 | 13521.8041 | C1 | 0 | 0 | 0 | 0 | 0 | 0 |  | 44621.1926 | 28185.0556 | 53393.2875 | 46117.9109 | 175783.4531 | 348100.8997 |  | 40564.7205 | 20132.1826 | 60512.3925 | 51882.6498 | 229870.6695 | 402962.6148 |  | 40564.7205 | 20132.1826 | 88988.8125 | 23058.9554 | 189305.2572 | 362049.9283 |  | 33803.9338 | 20132.1826 | 32035.9725 | 86471.0829 | 324523.2981 | 496966.4699 |  | 33803.9338 | 20132.1826 | 85429.26 | 28823.6943 | 256914.2776 | 425103.3483
|  |  | 772 | 772 | C2 | 450 | 101 | 120 | 40 | 61 | 772 | 0 | 0 | 0 | 0 | 0 | 0 | 0 | 32 | -32 | 8 | -8 | 0 | 419 | 90 | 131 | 45 | 87 | 772 | 0 | 65 | -65 | 16 | -16 | 0 | 357 | 95 | 84 | 127 | 109 | 772 |  |  | C2 | 0.012939 | 0.019265 | 0.034062 | 0.055165 | 0.12939 | C2 | 149286.87 | 149286.87 | 149286.87 | 149286.87 | 149286.87 | C2 | 1931.6534 | 2876.0261 | 5085.075 | 8235.3412 | 19316.863 | C2 | 0 | 0 | 0 | 0 | 0 | 0 |  | 869244.0109 | 290478.6345 | 610209 | 329413.6493 | 1178328.6418 | 3277673.9365 |  | 809362.7568 | 258842.3476 | 666144.825 | 370590.3554 | 1680567.0793 | 3785507.3641 |  | 809362.7568 | 350875.1823 | 503422.425 | 436473.0853 | 1526032.1755 | 3626165.6248 |  | 689600.2487 | 273222.478 | 427146.3 | 1045888.3365 | 2105538.0649 | 4541395.428 |  | 689600.2487 | 460164.1734 | 96616.425 | 1177653.7962 | 1796468.2572 | 4220502.9005
|  |  | 99 | 99 | C3 | 53 | 9 | 23 | 6 | 8 | 99 | 0 | 0 | 0 | 0 | 0 | 0 | 0 | 8 | -8 | 3 | -3 | 0 | 45 | 10 | 26 | 5 | 13 | 99 | 0 | 18 | -17 | 4 | -5 | 0 | 41 | 11 | 18 | 13 | 16 | 99 |  |  | C3 | 0.012939 | 0.019265 | 0.034062 | 0.055165 | 0.12939 | C3 | 223930.305 | 223930.305 | 223930.305 | 223930.305 | 223930.305 | C3 | 2897.48 | 4314.0391 | 7627.6125 | 12353.0118 | 28975.2945 | C3 | 0 | 0 | 0 | 0 | 0 | 0 |  | 153566.4419 | 38826.3521 | 175435.0875 | 74118.0711 | 231802.3558 | 673748.3084 |  | 130386.6016 | 43140.3913 | 198317.925 | 61765.0592 | 376678.8281 | 810288.8053 |  | 130386.6016 | 77652.7043 | 137297.025 | 98824.0948 | 289752.9447 | 733913.3704 |  | 118796.6815 | 47454.4304 | 137297.025 | 160589.154 | 463604.7115 | 927742.0024 |  | 118796.6815 | 125107.1347 | 7627.6125 | 210001.2014 | 318728.2392 | 780260.8692
|  |  | 3 | 3 | C4 | 0 | 3 | 0 | 0 | 0 | 3 | 0 | 0 | 0 | 0 | 0 | 0 | 0 | 0 | 0 | 0 | 0 | 0 | 0 | 2 | 1 | 0 | 0 | 3 | 0 | 1 | -1 | 0 | 0 | 0 | 0 | 0 | 1 | 2 | 0 | 3 |  |  | C4 | 0.012939 | 0.019265 | 0.034062 | 0.055165 | 0.12939 | C4 | 373217.175 | 373217.175 | 373217.175 | 373217.175 | 373217.175 | C4 | 4829.1334 | 7190.0652 | 12712.6875 | 20588.3531 | 48292.1575 | C4 | 0 | 0 | 0 | 0 | 0 | 0 |  | 0 | 21570.1956 | 0 | 0 | 0 | 21570.1956 |  | 0 | 14380.1304 | 12712.6875 | 0 | 0 | 27092.8179 |  | 0 | 14380.1304 | 12712.6875 | 0 | 0 | 27092.8179 |  | 0 | 0 | 12712.6875 | 41176.7062 | 0 | 53889.3937 |  | 0 | 7190.0652 | 0 | 41176.7062 | 0 | 48366.7714
|  | Yes | 957 | 957 |  | 536 | 127 | 158 | 54 | 82 |  | 0 | 0 | 0 | 0 | 0 |  | 0 | 40 | -32 | 6 | -14 |  | 494 | 112 | 175 | 59 | 117 |  | 0 | 84 | -68 | 10 | -26 |  | 423 | 116 | 112 | 157 | 149 | [22 empty] | 0 | 0 | 0 | 0 | 0 | 0 |  | 1067431.6454 | 379060.2379 | 839037.375 | 449649.6313 | 1585914.4507 | 4321093.3402 |  | 980314.079 | 336495.0518 | 937687.83 | 484238.0644 | 2287116.5769 | 5025851.6021 |  | 980314.079 | 463040.1995 | 742420.95 | 558356.1355 | 2005090.3774 | 4749221.7414 |  | 842200.8639 | 340809.091 | 609191.985 | 1334125.2796 | 2893666.0745 | 6019993.2939 |  | 842200.8639 | 612593.5559 | 189673.2975 | 1457655.3981 | 2372110.774 | 5474233.8894
| EHV UG Cable (Gas) |  | 0 | 0 | C1 | 0 | 0 | 0 | 0 | 0 | 0 | 0 | 0 | 0 | 0 | 0 | 0 | 0 | 0 | 0 | 0 | 0 | 0 | 0 | 0 | 0 | 0 | 0 | 0 | 0 | 0 | 0 | 0 | 0 | 0 | 0 | 0 | 0 | 0 | 0 | 0 |  |  | C1 | 0 | 0 | 0 | 0 | 0 | C1 | 0 | 0 | 0 | 0 | 0 | C1 | [5 empty] | C1 | [5 empty] | 0 | [6 empty] | 0 | [6 empty] | 0 | [6 empty] | 0 | [6 empty] | 0 | [6 empty] | 0
|  |  | 0 | 0 | C2 | 0 | 0 | 0 | 0 | 0 | 0 | 0 | 0 | 0 | 0 | 0 | 0 | 0 | 0 | 0 | 0 | 0 | 0 | 0 | 0 | 0 | 0 | 0 | 0 | 0 | 0 | 0 | 0 | 0 | 0 | 0 | 0 | 0 | 0 | 0 | 0 |  |  | C2 | 0 | 0 | 0 | 0 | 0 | C2 | 0 | 0 | 0 | 0 | 0 | C2 | [5 empty] | C2 | [5 empty] | 0 | [6 empty] | 0 | [6 empty] | 0 | [6 empty] | 0 | [6 empty] | 0 | [6 empty] | 0
|  |  | 0 | 0 | C3 | 0 | 0 | 0 | 0 | 0 | 0 | 0 | 0 | 0 | 0 | 0 | 0 | 0 | 0 | 0 | 0 | 0 | 0 | 0 | 0 | 0 | 0 | 0 | 0 | 0 | 0 | 0 | 0 | 0 | 0 | 0 | 0 | 0 | 0 | 0 | 0 |  |  | C3 | 0 | 0 | 0 | 0 | 0 | C3 | 0 | 0 | 0 | 0 | 0 | C3 | [5 empty] | C3 | [5 empty] | 0 | [6 empty] | 0 | [6 empty] | 0 | [6 empty] | 0 | [6 empty] | 0 | [6 empty] | 0
|  |  | 0 | 0 | C4 | 0 | 0 | 0 | 0 | 0 | 0 | 0 | 0 | 0 | 0 | 0 | 0 | 0 | 0 | 0 | 0 | 0 | 0 | 0 | 0 | 0 | 0 | 0 | 0 | 0 | 0 | 0 | 0 | 0 | 0 | 0 | 0 | 0 | 0 | 0 | 0 |  |  | C4 | 0 | 0 | 0 | 0 | 0 | C4 | 0 | 0 | 0 | 0 | 0 | C4 | [5 empty] | C4 | [5 empty] | 0 | [6 empty] | 0 | [6 empty] | 0 | [6 empty] | 0 | [6 empty] | 0 | [6 empty] | 0
|  |  | 0 | 0 |  | 0 | 0 | 0 | 0 | 0 |  | 0 | 0 | 0 | 0 | 0 |  | 0 | 0 | 0 | 0 | 0 |  | 0 | 0 | 0 | 0 | 0 |  | 0 | 0 | 0 | 0 | 0 |  | 0 | 0 | 0 | 0 | 0 | [22 empty] | 0 | 0 | 0 | 0 | 0 | 0 |  | 0 | 0 | 0 | 0 | 0 | 0 |  | 0 | 0 | 0 | 0 | 0 | 0 |  | 0 | 0 | 0 | 0 | 0 | 0 |  | 0 | 0 | 0 | 0 | 0 | 0 |  | 0 | 0 | 0 | 0 | 0 | 0
| EHV UG Cable (Oil) |  | 0 | 0 | C1 | 0 | 0 | 0 | 0 | 0 | 0 | 0 | 0 | 0 | 0 | 0 | 0 | 0 | 0 | 0 | 0 | 0 | 0 | 0 | 0 | 0 | 0 | 0 | 0 | 0 | 0 | 0 | 0 | 0 | 0 | 0 | 0 | 0 | 0 | 0 | 0 |  |  | C1 | 0 | 0 | 0 | 0 | 0 | C1 | 0 | 0 | 0 | 0 | 0 | C1 | [5 empty] | C1 | [5 empty] | 0 | [6 empty] | 0 | [6 empty] | 0 | [6 empty] | 0 | [6 empty] | 0 | [6 empty] | 0
|  |  | 0 | 0 | C2 | 0 | 0 | 0 | 0 | 0 | 0 | 0 | 0 | 0 | 0 | 0 | 0 | 0 | 0 | 0 | 0 | 0 | 0 | 0 | 0 | 0 | 0 | 0 | 0 | 0 | 0 | 0 | 0 | 0 | 0 | 0 | 0 | 0 | 0 | 0 | 0 |  |  | C2 | 0 | 0 | 0 | 0 | 0 | C2 | 0 | 0 | 0 | 0 | 0 | C2 | [5 empty] | C2 | [5 empty] | 0 | [6 empty] | 0 | [6 empty] | 0 | [6 empty] | 0 | [6 empty] | 0 | [6 empty] | 0
|  |  | 0 | 0 | C3 | 0 | 0 | 0 | 0 | 0 | 0 | 0 | 0 | 0 | 0 | 0 | 0 | 0 | 0 | 0 | 0 | 0 | 0 | 0 | 0 | 0 | 0 | 0 | 0 | 0 | 0 | 0 | 0 | 0 | 0 | 0 | 0 | 0 | 0 | 0 | 0 |  |  | C3 | 0 | 0 | 0 | 0 | 0 | C3 | 0 | 0 | 0 | 0 | 0 | C3 | [5 empty] | C3 | [5 empty] | 0 | [6 empty] | 0 | [6 empty] | 0 | [6 empty] | 0 | [6 empty] | 0 | [6 empty] | 0
|  |  | 0 | 0 | C4 | 0 | 0 | 0 | 0 | 0 | 0 | 0 | 0 | 0 | 0 | 0 | 0 | 0 | 0 | 0 | 0 | 0 | 0 | 0 | 0 | 0 | 0 | 0 | 0 | 0 | 0 | 0 | 0 | 0 | 0 | 0 | 0 | 0 | 0 | 0 | 0 |  |  | C4 | 0 | 0 | 0 | 0 | 0 | C4 | 0 | 0 | 0 | 0 | 0 | C4 | [5 empty] | C4 | [5 empty] | 0 | [6 empty] | 0 | [6 empty] | 0 | [6 empty] | 0 | [6 empty] | 0 | [6 empty] | 0
|  |  | 0 | 0 |  | 0 | 0 | 0 | 0 | 0 |  | 0 | 0 | 0 | 0 | 0 |  | 0 | 0 | 0 | 0 | 0 |  | 0 | 0 | 0 | 0 | 0 |  | 0 | 0 | 0 | 0 | 0 |  | 0 | 0 | 0 | 0 | 0 | [22 empty] | 0 | 0 | 0 | 0 | 0 | 0 |  | 0 | 0 | 0 | 0 | 0 | 0 |  | 0 | 0 | 0 | 0 | 0 | 0 |  | 0 | 0 | 0 | 0 | 0 | 0 |  | 0 | 0 | 0 | 0 | 0 | 0 |  | 0 | 0 | 0 | 0 | 0 | 0
| EHV UG Cable (Non Pressurised) |  | 0 | 0 | C1 | 0 | 0 | 0 | 0 | 0 | 0 | 0 | 0 | 0 | 0 | 0 | 0 | 0 | 0 | 0 | 0 | 0 | 0 | 0 | 0 | 0 | 0 | 0 | 0 | 0 | 0 | 0 | 0 | 0 | 0 | 0 | 0 | 0 | 0 | 0 | 0 |  |  | C1 | 0 | 0 | 0 | 0 | 0 | C1 | 0 | 0 | 0 | 0 | 0 | C1 | [5 empty] | C1 | [5 empty] | 0 | [6 empty] | 0 | [6 empty] | 0 | [6 empty] | 0 | [6 empty] | 0 | [6 empty] | 0
|  |  | 0 | 0 | C2 | 0 | 0 | 0 | 0 | 0 | 0 | 0 | 0 | 0 | 0 | 0 | 0 | 0 | 0 | 0 | 0 | 0 | 0 | 0 | 0 | 0 | 0 | 0 | 0 | 0 | 0 | 0 | 0 | 0 | 0 | 0 | 0 | 0 | 0 | 0 | 0 |  |  | C2 | 0 | 0 | 0 | 0 | 0 | C2 | 0 | 0 | 0 | 0 | 0 | C2 | [5 empty] | C2 | [5 empty] | 0 | [6 empty] | 0 | [6 empty] | 0 | [6 empty] | 0 | [6 empty] | 0 | [6 empty] | 0
|  |  | 0 | 0 | C3 | 0 | 0 | 0 | 0 | 0 | 0 | 0 | 0 | 0 | 0 | 0 | 0 | 0 | 0 | 0 | 0 | 0 | 0 | 0 | 0 | 0 | 0 | 0 | 0 | 0 | 0 | 0 | 0 | 0 | 0 | 0 | 0 | 0 | 0 | 0 | 0 |  |  | C3 | 0 | 0 | 0 | 0 | 0 | C3 | 0 | 0 | 0 | 0 | 0 | C3 | [5 empty] | C3 | [5 empty] | 0 | [6 empty] | 0 | [6 empty] | 0 | [6 empty] | 0 | [6 empty] | 0 | [6 empty] | 0
|  |  | 0 | 0 | C4 | 0 | 0 | 0 | 0 | 0 | 0 | 0 | 0 | 0 | 0 | 0 | 0 | 0 | 0 | 0 | 0 | 0 | 0 | 0 | 0 | 0 | 0 | 0 | 0 | 0 | 0 | 0 | 0 | 0 | 0 | 0 | 0 | 0 | 0 | 0 | 0 |  |  | C4 | 0 | 0 | 0 | 0 | 0 | C4 | 0 | 0 | 0 | 0 | 0 | C4 | [5 empty] | C4 | [5 empty] | 0 | [6 empty] | 0 | [6 empty] | 0 | [6 empty] | 0 | [6 empty] | 0 | [6 empty] | 0
|  |  | 0 | 0 |  | 0 | 0 | 0 | 0 | 0 |  | 0 | 0 | 0 | 0 | 0 |  | 0 | 0 | 0 | 0 | 0 |  | 0 | 0 | 0 | 0 | 0 |  | 0 | 0 | 0 | 0 | 0 |  | 0 | 0 | 0 | 0 | 0 | [22 empty] | 0 | 0 | 0 | 0 | 0 | 0 |  | 0 | 0 | 0 | 0 | 0 | 0 |  | 0 | 0 | 0 | 0 | 0 | 0 |  | 0 | 0 | 0 | 0 | 0 | 0 |  | 0 | 0 | 0 | 0 | 0 | 0 |  | 0 | 0 | 0 | 0 | 0 | 0
| EHV OHL Support - Towers |  | 0 | 0 | C1 | 0 | 0 | 0 | 0 | 0 | 0 | 0 | 0 | 0 | 0 | 0 | 0 | 0 | 0 | 0 | 0 | 0 | 0 | 0 | 0 | 0 | 0 | 0 | 0 | 0 | 0 | 0 | 0 | 0 | 0 | 0 | 0 | 0 | 0 | 0 | 0 |  |  | C1 | 0 | 0 | 0 | 0 | 0 | C1 | 0 | 0 | 0 | 0 | 0 | C1 | [5 empty] | C1 | [5 empty] | 0 | [6 empty] | 0 | [6 empty] | 0 | [6 empty] | 0 | [6 empty] | 0 | [6 empty] | 0
|  |  | 0 | 0 | C2 | 0 | 0 | 0 | 0 | 0 | 0 | 0 | 0 | 0 | 0 | 0 | 0 | 0 | 0 | 0 | 0 | 0 | 0 | 0 | 0 | 0 | 0 | 0 | 0 | 0 | 0 | 0 | 0 | 0 | 0 | 0 | 0 | 0 | 0 | 0 | 0 |  |  | C2 | 0 | 0 | 0 | 0 | 0 | C2 | 0 | 0 | 0 | 0 | 0 | C2 | [5 empty] | C2 | [5 empty] | 0 | [6 empty] | 0 | [6 empty] | 0 | [6 empty] | 0 | [6 empty] | 0 | [6 empty] | 0
|  |  | 0 | 0 | C3 | 0 | 0 | 0 | 0 | 0 | 0 | 0 | 0 | 0 | 0 | 0 | 0 | 0 | 0 | 0 | 0 | 0 | 0 | 0 | 0 | 0 | 0 | 0 | 0 | 0 | 0 | 0 | 0 | 0 | 0 | 0 | 0 | 0 | 0 | 0 | 0 |  |  | C3 | 0 | 0 | 0 | 0 | 0 | C3 | 0 | 0 | 0 | 0 | 0 | C3 | [5 empty] | C3 | [5 empty] | 0 | [6 empty] | 0 | [6 empty] | 0 | [6 empty] | 0 | [6 empty] | 0 | [6 empty] | 0
|  |  | 0 | 0 | C4 | 0 | 0 | 0 | 0 | 0 | 0 | 0 | 0 | 0 | 0 | 0 | 0 | 0 | 0 | 0 | 0 | 0 | 0 | 0 | 0 | 0 | 0 | 0 | 0 | 0 | 0 | 0 | 0 | 0 | 0 | 0 | 0 | 0 | 0 | 0 | 0 |  |  | C4 | 0 | 0 | 0 | 0 | 0 | C4 | 0 | 0 | 0 | 0 | 0 | C4 | [5 empty] | C4 | [5 empty] | 0 | [6 empty] | 0 | [6 empty] | 0 | [6 empty] | 0 | [6 empty] | 0 | [6 empty] | 0
|  |  | 0 | 0 |  | 0 | 0 | 0 | 0 | 0 |  | 0 | 0 | 0 | 0 | 0 |  | 0 | 0 | 0 | 0 | 0 |  | 0 | 0 | 0 | 0 | 0 |  | 0 | 0 | 0 | 0 | 0 |  | 0 | 0 | 0 | 0 | 0 | [22 empty] | 0 | 0 | 0 | 0 | 0 | 0 |  | 0 | 0 | 0 | 0 | 0 | 0 |  | 0 | 0 | 0 | 0 | 0 | 0 |  | 0 | 0 | 0 | 0 | 0 | 0 |  | 0 | 0 | 0 | 0 | 0 | 0 |  | 0 | 0 | 0 | 0 | 0 | 0
| EHV OHL Support - Poles |  | 20973 | 20973 | C1 | 9102 | 4861 | 3984 | 1721 | 1305 | 20973 | 0 | 0 | 0 | 0 | 0 | 0 | 0 | 0 | 0 | 0 | 0 | 0 | 7989 | 4640 | 4327 | 1490 | 2556 | 21002 | 0 | 0 | 0 | 0 | 0 | 0 | 7112 | 2701 | 3142 | 4449 | 3598 | 21002 |  |  | C1 | 0.0081226 | 0.012094 | 0.021383 | 0.03463 | 0.081228 | C1 | 2705.101 | 2705.101 | 2705.101 | 2705.101 | 2705.101 | C1 | 21.9725 | 32.7148 | 57.8427 | 93.6769 | 219.7291 | C1 | 0 | 0 | 0 | 0 | 0 | 0 |  | 199993.9712 | 159026.4343 | 230445.1498 | 161217.933 | 286746.4107 | 1037429.899 |  | 175538.5449 | 151796.4729 | 250285.1816 | 139578.5707 | 561627.4528 | 1278826.2229 |  | 175538.5449 | 151796.4729 | 250285.1816 | 139578.5707 | 561627.4528 | 1278826.2229 |  | 156268.6358 | 88362.5589 | 181741.6317 | 416768.4974 | 790585.1233 | 1633726.4471 |  | 156268.6358 | 88362.5589 | 181741.6317 | 416768.4974 | 790585.1233 | 1633726.4471
|  |  | 4 | 4 | C2 | 4 | 0 | 0 | 0 | 0 | 4 | 0 | 0 | 0 | 0 | 0 | 0 | 0 | 0 | 0 | 0 | 0 | 0 | 4 | 0 | 0 | 0 | 0 | 4 | 0 | 0 | 0 | 0 | 0 | 0 | 2 | 2 | 0 | 0 | 0 | 4 |  |  | C2 | 0.0081226 | 0.012094 | 0.021383 | 0.03463 | 0.081228 | C2 | 3864.43 | 3864.43 | 3864.43 | 3864.43 | 3864.43 | C2 | 31.3893 | 46.7354 | 82.6324 | 133.8241 | 313.8986 | C2 | 0 | 0 | 0 | 0 | 0 | 0 |  | 125.5573 | 0 | 0 | 0 | 0 | 125.5573 |  | 125.5573 | 0 | 0 | 0 | 0 | 125.5573 |  | 125.5573 | 0 | 0 | 0 | 0 | 125.5573 |  | 62.7787 | 93.4707 | 0 | 0 | 0 | 156.2494 |  | 62.7787 | 93.4707 | 0 | 0 | 0 | 156.2494
|  |  | 13434 | 13434 | C3 | 5451 | 3468 | 2726 | 1034 | 755 | 13434 | 0 | 0 | 0 | 0 | 0 | 0 | 0 | 0 | 0 | 0 | 0 | 0 | 4667 | 3242 | 3025 | 983 | 1488 | 13405 | 0 | 0 | 0 | 0 | 0 | 0 | 4094 | 1700 | 2301 | 3135 | 2175 | 13405 |  |  | C3 | 0.0081226 | 0.012094 | 0.021383 | 0.03463 | 0.081228 | C3 | 5796.645 | 5796.645 | 5796.645 | 5796.645 | 5796.645 | C3 | 47.084 | 70.1031 | 123.9486 | 200.7362 | 470.848 | C3 | 0 | 0 | 0 | 0 | 0 | 0 |  | 256654.849 | 243117.3806 | 337883.7556 | 207561.2303 | 355490.2136 | 1400707.4292 |  | 219740.9981 | 227274.0911 | 374944.373 | 197323.6841 | 700621.7721 | 1719904.9183 |  | 219740.9981 | 227274.0911 | 374944.373 | 197323.6841 | 700621.7721 | 1719904.9183 |  | 192761.8697 | 119175.1866 | 285205.6206 | 629307.9854 | 1024094.3241 | 2250544.9864 |  | 192761.8697 | 119175.1866 | 285205.6206 | 629307.9854 | 1024094.3241 | 2250544.9864
|  |  | 0 | 0 | C4 | 0 | 0 | 0 | 0 | 0 | 0 | 0 | 0 | 0 | 0 | 0 | 0 | 0 | 0 | 0 | 0 | 0 | 0 | 0 | 0 | 0 | 0 | 0 | 0 | 0 | 0 | 0 | 0 | 0 | 0 | 0 | 0 | 0 | 0 | 0 | 0 |  |  | C4 | 0.0081226 | 0.012094 | 0.021383 | 0.03463 | 0.081228 | C4 | 9661.075 | 9661.075 | 9661.075 | 9661.075 | 9661.075 | C4 | 78.4733 | 116.8384 | 206.5809 | 334.5603 | 784.7466 | C4 | 0 | 0 | 0 | 0 | 0 | 0 |  | 0 | 0 | 0 | 0 | 0 | 0 |  | 0 | 0 | 0 | 0 | 0 | 0 |  | 0 | 0 | 0 | 0 | 0 | 0 |  | 0 | 0 | 0 | 0 | 0 | 0 |  | 0 | 0 | 0 | 0 | 0 | 0
|  | Yes | 34411 | 34411 |  | 14557 | 8329 | 6710 | 2755 | 2060 |  | 0 | 0 | 0 | 0 | 0 |  | 0 | 0 | 0 | 0 | 0 |  | 12660 | 7882 | 7352 | 2473 | 4044 |  | 0 | 0 | 0 | 0 | 0 |  | 11208 | 4403 | 5443 | 7584 | 5773 | [22 empty] | 0 | 0 | 0 | 0 | 0 | 0 |  | 456774.3775 | 402143.8149 | 568328.9055 | 368779.1633 | 642236.6244 | 2438262.8855 |  | 395405.1003 | 379070.564 | 625229.5546 | 336902.2548 | 1262249.2248 | 2998856.6985 |  | 395405.1003 | 379070.564 | 625229.5546 | 336902.2548 | 1262249.2248 | 2998856.6985 |  | 349093.2842 | 207631.2162 | 466947.2523 | 1046076.4828 | 1814679.4473 | 3884427.6829 |  | 349093.2842 | 207631.2162 | 466947.2523 | 1046076.4828 | 1814679.4473 | 3884427.6829
| EHV OHL (Tower Line) Conductor |  | 0 | 0 | C1 | 0 | 0 | 0 | 0 | 0 | 0 | 0 | 0 | 0 | 0 | 0 | 0 | 0 | 0 | 0 | 0 | 0 | 0 | 0 | 0 | 0 | 0 | 0 | 0 | 0 | 0 | 0 | 0 | 0 | 0 | 0 | 0 | 0 | 0 | 0 | 0 |  |  | C1 | 0.00228 | 0.0033947 | 0.0060022 | 0.0097206 | 0.022801 | C1 | 12111.673 | 12111.673 | 12111.673 | 12111.673 | 12111.673 | C1 | 27.6151 | 41.1159 | 72.6966 | 117.733 | 276.1552 | C1 | 0 | 0 | 0 | 0 | 0 | 0 |  | 0 | 0 | 0 | 0 | 0 | 0 |  | 0 | 0 | 0 | 0 | 0 | 0 |  | 0 | 0 | 0 | 0 | 0 | 0 |  | 0 | 0 | 0 | 0 | 0 | 0 |  | 0 | 0 | 0 | 0 | 0 | 0
|  |  | 232.9 | 232.9 | C2 | 123.0461 | 0 | 87.6236 | 22.2303 | 0 | 232.9 | 0 | 0 | 0 | 0 | 0 | 0 | 0 | 0 | 0 | 0 | 0 | 0 | 123.0461 | 0 | 87.6236 | 22.2303 | 0 | 232.9 | 0 | 0 | 0 | 0 | 0 | 0 | 123.0461 | 0 | 87.6236 | 22.2303 | 0 | 232.9 |  |  | C2 | 0.00228 | 0.0033947 | 0.0060022 | 0.0097206 | 0.022801 | C2 | 17302.39 | 17302.39 | 17302.39 | 17302.39 | 17302.39 | C2 | 39.4501 | 58.737 | 103.8523 | 168.19 | 394.5075 | C2 | 0 | 0 | 0 | 0 | 0 | 0 |  | 4854.1791 | 0 | 9099.9109 | 3738.9092 | 0 | 17692.9991 |  | 4854.1791 | 0 | 9099.9109 | 3738.9092 | 0 | 17692.9991 |  | 4854.1791 | 0 | 9099.9109 | 3738.9092 | 0 | 17692.9991 |  | 4854.1791 | 0 | 9099.9109 | 3738.9092 | 0 | 17692.9991 |  | 4854.1791 | 0 | 9099.9109 | 3738.9092 | 0 | 17692.9991
|  |  | 7.8958 | 7.8958 | C3 | 7.5707 | 0 | 0.32513 | 0 | 0 | 7.8958 | 0 | 0 | 0 | 0 | 0 | 0 | 0 | 0 | 0 | 0 | 0 | 0 | 7.5707 | 0 | 0.32513 | 0 | 0 | 7.8958 | 0 | 0 | 0 | 0 | 0 | 0 | 7.5707 | 0 | 0.32513 | 0 | 0 | 7.8958 |  |  | C3 | 0.00228 | 0.0033947 | 0.0060022 | 0.0097206 | 0.022801 | C3 | 25953.585 | 25953.585 | 25953.585 | 25953.585 | 25953.585 | C3 | 59.1751 | 88.1054 | 155.7784 | 252.285 | 591.7612 | C3 | 0 | 0 | 0 | 0 | 0 | 0 |  | 447.9955 | 0 | 50.6489 | 0 | 0 | 498.6443 |  | 447.9955 | 0 | 50.6489 | 0 | 0 | 498.6443 |  | 447.9955 | 0 | 50.6489 | 0 | 0 | 498.6443 |  | 447.9955 | 0 | 50.6489 | 0 | 0 | 498.6443 |  | 447.9955 | 0 | 50.6489 | 0 | 0 | 498.6443
|  |  | 0 | 0 | C4 | 0 | 0 | 0 | 0 | 0 | 0 | 0 | 0 | 0 | 0 | 0 | 0 | 0 | 0 | 0 | 0 | 0 | 0 | 0 | 0 | 0 | 0 | 0 | 0 | 0 | 0 | 0 | 0 | 0 | 0 | 0 | 0 | 0 | 0 | 0 | 0 |  |  | C4 | 0.00228 | 0.0033947 | 0.0060022 | 0.0097206 | 0.022801 | C4 | 43255.975 | 43255.975 | 43255.975 | 43255.975 | 43255.975 | C4 | 98.6252 | 146.8424 | 259.6307 | 420.475 | 986.2686 | C4 | 0 | 0 | 0 | 0 | 0 | 0 |  | 0 | 0 | 0 | 0 | 0 | 0 |  | 0 | 0 | 0 | 0 | 0 | 0 |  | 0 | 0 | 0 | 0 | 0 | 0 |  | 0 | 0 | 0 | 0 | 0 | 0 |  | 0 | 0 | 0 | 0 | 0 | 0
|  | Yes | 240.7958 | 240.7958 |  | 130.6168 | 0 | 87.9487 | 22.2303 | 0 |  | 0 | 0 | 0 | 0 | 0 |  | 0 | 0 | 0 | 0 | 0 |  | 130.6168 | 0 | 87.9487 | 22.2303 | 0 |  | 0 | 0 | 0 | 0 | 0 |  | 130.6168 | 0 | 87.9487 | 22.2303 | 0 | [22 empty] | 0 | 0 | 0 | 0 | 0 | 0 |  | 5302.1746 | 0 | 9150.5597 | 3738.9092 | 0 | 18191.6434 |  | 5302.1746 | 0 | 9150.5597 | 3738.9092 | 0 | 18191.6434 |  | 5302.1746 | 0 | 9150.5597 | 3738.9092 | 0 | 18191.6434 |  | 5302.1746 | 0 | 9150.5597 | 3738.9092 | 0 | 18191.6434 |  | 5302.1746 | 0 | 9150.5597 | 3738.9092 | 0 | 18191.6434
| EHV OHL Fittings |  | 0 | 0 | C1 | 0 | 0 | 0 | 0 | 0 | 0 | 0 | 0 | 0 | 0 | 0 | 0 | 0 | 0 | 0 | 0 | 0 | 0 | 0 | 0 | 0 | 0 | 0 | 0 | 0 | 0 | 0 | 0 | 0 | 0 | 0 | 0 | 0 | 0 | 0 | 0 |  |  | C1 | 0.002736 | 0.0040737 | 0.0072026 | 0.011665 | 0.027361 | C1 | 1275.981 | 1275.981 | 1275.981 | 1275.981 | 1275.981 | C1 | 3.4911 | 5.1979 | 9.1904 | 14.884 | 34.912 | C1 | 0 | 0 | 0 | 0 | 0 | 0 |  | 0 | 0 | 0 | 0 | 0 | 0 |  | 0 | 0 | 0 | 0 | 0 | 0 |  | 0 | 0 | 0 | 0 | 0 | 0 |  | 0 | 0 | 0 | 0 | 0 | 0 |  | 0 | 0 | 0 | 0 | 0 | 0
|  |  | 1248 | 1248 | C2 | 287 | 302 | 495 | 50 | 114 | 1248 | 0 | 0 | 0 | 0 | 0 | 0 | 0 | 0 | 0 | 0 | 0 | 0 | 278 | 311 | 360 | 158 | 141 | 1248 | 0 | 0 | 0 | 0 | 0 | 0 | 238 | 346 | 363 | 147 | 154 | 1248 |  |  | C2 | 0.002736 | 0.0040737 | 0.0072026 | 0.011665 | 0.027361 | C2 | 1822.83 | 1822.83 | 1822.83 | 1822.83 | 1822.83 | C2 | 4.9873 | 7.4256 | 13.1292 | 21.2629 | 49.8743 | C2 | 0 | 0 | 0 | 0 | 0 | 0 |  | 1431.3671 | 2242.5374 | 6498.9395 | 1063.1426 | 5685.6665 | 16921.6532 |  | 1386.481 | 2309.368 | 4726.5015 | 3359.5308 | 7032.2718 | 18814.153 |  | 1386.481 | 2309.368 | 4726.5015 | 3359.5308 | 7032.2718 | 18814.153 |  | 1186.9873 | 2569.2647 | 4765.889 | 3125.6394 | 7680.6373 | 19328.4177 |  | 1186.9873 | 2569.2647 | 4765.889 | 3125.6394 | 7680.6373 | 19328.4177
|  |  | 6 | 6 | C3 | 3 | 2 | 1 | 0 | 0 | 6 | 0 | 0 | 0 | 0 | 0 | 0 | 0 | 0 | 0 | 0 | 0 | 0 | 3 | 2 | 1 | 0 | 0 | 6 | 0 | 0 | 0 | 0 | 0 | 0 | 3 | 2 | 1 | 0 | 0 | 6 |  |  | C3 | 0.002736 | 0.0040737 | 0.0072026 | 0.011665 | 0.027361 | C3 | 2734.245 | 2734.245 | 2734.245 | 2734.245 | 2734.245 | C3 | 7.481 | 11.1384 | 19.6938 | 31.8943 | 74.8114 | C3 | 0 | 0 | 0 | 0 | 0 | 0 |  | 22.443 | 22.2769 | 19.6938 | 0 | 0 | 64.4137 |  | 22.443 | 22.2769 | 19.6938 | 0 | 0 | 64.4137 |  | 22.443 | 22.2769 | 19.6938 | 0 | 0 | 64.4137 |  | 22.443 | 22.2769 | 19.6938 | 0 | 0 | 64.4137 |  | 22.443 | 22.2769 | 19.6938 | 0 | 0 | 64.4137
|  |  | 0 | 0 | C4 | 0 | 0 | 0 | 0 | 0 | 0 | 0 | 0 | 0 | 0 | 0 | 0 | 0 | 0 | 0 | 0 | 0 | 0 | 0 | 0 | 0 | 0 | 0 | 0 | 0 | 0 | 0 | 0 | 0 | 0 | 0 | 0 | 0 | 0 | 0 | 0 |  |  | C4 | 0.002736 | 0.0040737 | 0.0072026 | 0.011665 | 0.027361 | C4 | 4557.075 | 4557.075 | 4557.075 | 4557.075 | 4557.075 | C4 | 12.4684 | 18.5641 | 32.8229 | 53.1571 | 124.6857 | C4 | 0 | 0 | 0 | 0 | 0 | 0 |  | 0 | 0 | 0 | 0 | 0 | 0 |  | 0 | 0 | 0 | 0 | 0 | 0 |  | 0 | 0 | 0 | 0 | 0 | 0 |  | 0 | 0 | 0 | 0 | 0 | 0 |  | 0 | 0 | 0 | 0 | 0 | 0
|  |  | 1254 | 1254 |  | 290 | 304 | 496 | 50 | 114 |  | 0 | 0 | 0 | 0 | 0 |  | 0 | 0 | 0 | 0 | 0 |  | 281 | 313 | 361 | 158 | 141 |  | 0 | 0 | 0 | 0 | 0 |  | 241 | 348 | 364 | 147 | 154 | [22 empty] | 0 | 0 | 0 | 0 | 0 | 0 |  | 1453.8101 | 2264.8143 | 6518.6333 | 1063.1426 | 5685.6665 | 16986.0669 |  | 1408.924 | 2331.6449 | 4746.1952 | 3359.5308 | 7032.2718 | 18878.5667 |  | 1408.924 | 2331.6449 | 4746.1952 | 3359.5308 | 7032.2718 | 18878.5667 |  | 1209.4304 | 2591.5416 | 4785.5828 | 3125.6394 | 7680.6373 | 19392.8314 |  | 1209.4304 | 2591.5416 | 4785.5828 | 3125.6394 | 7680.6373 | 19392.8314
| [Please insert new asset category as required] |  | 0 | 0 | C1 | 0 | 0 | 0 | 0 | 0 | 0 | 0 | 0 | 0 | 0 | 0 | 0 | 0 | 0 | 0 | 0 | 0 | 0 | 0 | 0 | 0 | 0 | 0 | 0 | 0 | 0 | 0 | 0 | 0 | 0 | 0 | 0 | 0 | 0 | 0 | 0 |  |  | C1 | 0 | 0 | 0 | 0 | 0 | C1 | 0 | 0 | 0 | 0 | 0 | C1 | [5 empty] | C1 | [5 empty] | 0 | [6 empty] | 0 | [6 empty] | 0 | [6 empty] | 0 | [6 empty] | 0 | [6 empty] | 0
|  |  | 0 | 0 | C2 | 0 | 0 | 0 | 0 | 0 | 0 | 0 | 0 | 0 | 0 | 0 | 0 | 0 | 0 | 0 | 0 | 0 | 0 | 0 | 0 | 0 | 0 | 0 | 0 | 0 | 0 | 0 | 0 | 0 | 0 | 0 | 0 | 0 | 0 | 0 | 0 |  |  | C2 | 0 | 0 | 0 | 0 | 0 | C2 | 0 | 0 | 0 | 0 | 0 | C2 | [5 empty] | C2 | [5 empty] | 0 | [6 empty] | 0 | [6 empty] | 0 | [6 empty] | 0 | [6 empty] | 0 | [6 empty] | 0
|  |  | 0 | 0 | C3 | 0 | 0 | 0 | 0 | 0 | 0 | 0 | 0 | 0 | 0 | 0 | 0 | 0 | 0 | 0 | 0 | 0 | 0 | 0 | 0 | 0 | 0 | 0 | 0 | 0 | 0 | 0 | 0 | 0 | 0 | 0 | 0 | 0 | 0 | 0 | 0 |  |  | C3 | 0 | 0 | 0 | 0 | 0 | C3 | 0 | 0 | 0 | 0 | 0 | C3 | [5 empty] | C3 | [5 empty] | 0 | [6 empty] | 0 | [6 empty] | 0 | [6 empty] | 0 | [6 empty] | 0 | [6 empty] | 0
|  |  | 0 | 0 | C4 | 0 | 0 | 0 | 0 | 0 | 0 | 0 | 0 | 0 | 0 | 0 | 0 | 0 | 0 | 0 | 0 | 0 | 0 | 0 | 0 | 0 | 0 | 0 | 0 | 0 | 0 | 0 | 0 | 0 | 0 | 0 | 0 | 0 | 0 | 0 | 0 |  |  | C4 | 0 | 0 | 0 | 0 | 0 | C4 | 0 | 0 | 0 | 0 | 0 | C4 | [5 empty] | C4 | [5 empty] | 0 | [6 empty] | 0 | [6 empty] | 0 | [6 empty] | 0 | [6 empty] | 0 | [6 empty] | 0
|  |  | 0 | 0 |  | 0 | 0 | 0 | 0 | 0 |  | 0 | 0 | 0 | 0 | 0 |  | 0 | 0 | 0 | 0 | 0 |  | 0 | 0 | 0 | 0 | 0 |  | 0 | 0 | 0 | 0 | 0 |  | 0 | 0 | 0 | 0 | 0 | [22 empty] | 0 | 0 | 0 | 0 | 0 | 0 |  | 0 | 0 | 0 | 0 | 0 | 0 |  | 0 | 0 | 0 | 0 | 0 | 0 |  | 0 | 0 | 0 | 0 | 0 | 0 |  | 0 | 0 | 0 | 0 | 0 | 0 |  | 0 | 0 | 0 | 0 | 0 | 0
| [Please insert new asset category as required] |  | 0 | 0 | C1 | 0 | 0 | 0 | 0 | 0 | 0 | 0 | 0 | 0 | 0 | 0 | 0 | 0 | 0 | 0 | 0 | 0 | 0 | 0 | 0 | 0 | 0 | 0 | 0 | 0 | 0 | 0 | 0 | 0 | 0 | 0 | 0 | 0 | 0 | 0 | 0 |  |  | C1 | 0 | 0 | 0 | 0 | 0 | C1 | 0 | 0 | 0 | 0 | 0 | C1 | [5 empty] | C1 | [5 empty] | 0 | [6 empty] | 0 | [6 empty] | 0 | [6 empty] | 0 | [6 empty] | 0 | [6 empty] | 0
|  |  | 0 | 0 | C2 | 0 | 0 | 0 | 0 | 0 | 0 | 0 | 0 | 0 | 0 | 0 | 0 | 0 | 0 | 0 | 0 | 0 | 0 | 0 | 0 | 0 | 0 | 0 | 0 | 0 | 0 | 0 | 0 | 0 | 0 | 0 | 0 | 0 | 0 | 0 | 0 |  |  | C2 | 0 | 0 | 0 | 0 | 0 | C2 | 0 | 0 | 0 | 0 | 0 | C2 | [5 empty] | C2 | [5 empty] | 0 | [6 empty] | 0 | [6 empty] | 0 | [6 empty] | 0 | [6 empty] | 0 | [6 empty] | 0
|  |  | 0 | 0 | C3 | 0 | 0 | 0 | 0 | 0 | 0 | 0 | 0 | 0 | 0 | 0 | 0 | 0 | 0 | 0 | 0 | 0 | 0 | 0 | 0 | 0 | 0 | 0 | 0 | 0 | 0 | 0 | 0 | 0 | 0 | 0 | 0 | 0 | 0 | 0 | 0 |  |  | C3 | 0 | 0 | 0 | 0 | 0 | C3 | 0 | 0 | 0 | 0 | 0 | C3 | [5 empty] | C3 | [5 empty] | 0 | [6 empty] | 0 | [6 empty] | 0 | [6 empty] | 0 | [6 empty] | 0 | [6 empty] | 0
|  |  | 0 | 0 | C4 | 0 | 0 | 0 | 0 | 0 | 0 | 0 | 0 | 0 | 0 | 0 | 0 | 0 | 0 | 0 | 0 | 0 | 0 | 0 | 0 | 0 | 0 | 0 | 0 | 0 | 0 | 0 | 0 | 0 | 0 | 0 | 0 | 0 | 0 | 0 | 0 |  |  | C4 | 0 | 0 | 0 | 0 | 0 | C4 | 0 | 0 | 0 | 0 | 0 | C4 | [5 empty] | C4 | [5 empty] | 0 | [6 empty] | 0 | [6 empty] | 0 | [6 empty] | 0 | [6 empty] | 0 | [6 empty] | 0
|  |  | 0 | 0 |  | 0 | 0 | 0 | 0 | 0 |  | 0 | 0 | 0 | 0 | 0 |  | 0 | 0 | 0 | 0 | 0 |  | 0 | 0 | 0 | 0 | 0 |  | 0 | 0 | 0 | 0 | 0 |  | 0 | 0 | 0 | 0 | 0 | [22 empty] | 0 | 0 | 0 | 0 | 0 | 0 |  | 0 | 0 | 0 | 0 | 0 | 0 |  | 0 | 0 | 0 | 0 | 0 | 0 |  | 0 | 0 | 0 | 0 | 0 | 0 |  | 0 | 0 | 0 | 0 | 0 | 0 |  | 0 | 0 | 0 | 0 | 0 | 0
| [Please insert new asset category as required] |  | 0 | 0 | C1 | 0 | 0 | 0 | 0 | 0 | 0 | 0 | 0 | 0 | 0 | 0 | 0 | 0 | 0 | 0 | 0 | 0 | 0 | 0 | 0 | 0 | 0 | 0 | 0 | 0 | 0 | 0 | 0 | 0 | 0 | 0 | 0 | 0 | 0 | 0 | 0 |  |  | C1 | 0 | 0 | 0 | 0 | 0 | C1 | 0 | 0 | 0 | 0 | 0 | C1 | [5 empty] | C1 | [5 empty] | 0 | [6 empty] | 0 | [6 empty] | 0 | [6 empty] | 0 | [6 empty] | 0 | [6 empty] | 0
|  |  | 0 | 0 | C2 | 0 | 0 | 0 | 0 | 0 | 0 | 0 | 0 | 0 | 0 | 0 | 0 | 0 | 0 | 0 | 0 | 0 | 0 | 0 | 0 | 0 | 0 | 0 | 0 | 0 | 0 | 0 | 0 | 0 | 0 | 0 | 0 | 0 | 0 | 0 | 0 |  |  | C2 | 0 | 0 | 0 | 0 | 0 | C2 | 0 | 0 | 0 | 0 | 0 | C2 | [5 empty] | C2 | [5 empty] | 0 | [6 empty] | 0 | [6 empty] | 0 | [6 empty] | 0 | [6 empty] | 0 | [6 empty] | 0
|  |  | 0 | 0 | C3 | 0 | 0 | 0 | 0 | 0 | 0 | 0 | 0 | 0 | 0 | 0 | 0 | 0 | 0 | 0 | 0 | 0 | 0 | 0 | 0 | 0 | 0 | 0 | 0 | 0 | 0 | 0 | 0 | 0 | 0 | 0 | 0 | 0 | 0 | 0 | 0 |  |  | C3 | 0 | 0 | 0 | 0 | 0 | C3 | 0 | 0 | 0 | 0 | 0 | C3 | [5 empty] | C3 | [5 empty] | 0 | [6 empty] | 0 | [6 empty] | 0 | [6 empty] | 0 | [6 empty] | 0 | [6 empty] | 0
|  |  | 0 | 0 | C4 | 0 | 0 | 0 | 0 | 0 | 0 | 0 | 0 | 0 | 0 | 0 | 0 | 0 | 0 | 0 | 0 | 0 | 0 | 0 | 0 | 0 | 0 | 0 | 0 | 0 | 0 | 0 | 0 | 0 | 0 | 0 | 0 | 0 | 0 | 0 | 0 |  |  | C4 | 0 | 0 | 0 | 0 | 0 | C4 | 0 | 0 | 0 | 0 | 0 | C4 | [5 empty] | C4 | [5 empty] | 0 | [6 empty] | 0 | [6 empty] | 0 | [6 empty] | 0 | [6 empty] | 0 | [6 empty] | 0
|  |  | 0 | 0 |  | 0 | 0 | 0 | 0 | 0 |  | 0 | 0 | 0 | 0 | 0 |  | 0 | 0 | 0 | 0 | 0 |  | 0 | 0 | 0 | 0 | 0 |  | 0 | 0 | 0 | 0 | 0 |  | 0 | 0 | 0 | 0 | 0 | [22 empty] | 0 | 0 | 0 | 0 | 0 | 0 |  | 0 | 0 | 0 | 0 | 0 | 0 |  | 0 | 0 | 0 | 0 | 0 | 0 |  | 0 | 0 | 0 | 0 | 0 | 0 |  | 0 | 0 | 0 | 0 | 0 | 0 |  | 0 | 0 | 0 | 0 | 0 | 0
| [Please insert new asset category as required] |  | 0 | 0 | C1 | 0 | 0 | 0 | 0 | 0 | 0 | 0 | 0 | 0 | 0 | 0 | 0 | 0 | 0 | 0 | 0 | 0 | 0 | 0 | 0 | 0 | 0 | 0 | 0 | 0 | 0 | 0 | 0 | 0 | 0 | 0 | 0 | 0 | 0 | 0 | 0 |  |  | C1 | 0 | 0 | 0 | 0 | 0 | C1 | 0 | 0 | 0 | 0 | 0 | C1 | [5 empty] | C1 | [5 empty] | 0 | [6 empty] | 0 | [6 empty] | 0 | [6 empty] | 0 | [6 empty] | 0 | [6 empty] | 0
|  |  | 0 | 0 | C2 | 0 | 0 | 0 | 0 | 0 | 0 | 0 | 0 | 0 | 0 | 0 | 0 | 0 | 0 | 0 | 0 | 0 | 0 | 0 | 0 | 0 | 0 | 0 | 0 | 0 | 0 | 0 | 0 | 0 | 0 | 0 | 0 | 0 | 0 | 0 | 0 |  |  | C2 | 0 | 0 | 0 | 0 | 0 | C2 | 0 | 0 | 0 | 0 | 0 | C2 | [5 empty] | C2 | [5 empty] | 0 | [6 empty] | 0 | [6 empty] | 0 | [6 empty] | 0 | [6 empty] | 0 | [6 empty] | 0
|  |  | 0 | 0 | C3 | 0 | 0 | 0 | 0 | 0 | 0 | 0 | 0 | 0 | 0 | 0 | 0 | 0 | 0 | 0 | 0 | 0 | 0 | 0 | 0 | 0 | 0 | 0 | 0 | 0 | 0 | 0 | 0 | 0 | 0 | 0 | 0 | 0 | 0 | 0 | 0 |  |  | C3 | 0 | 0 | 0 | 0 | 0 | C3 | 0 | 0 | 0 | 0 | 0 | C3 | [5 empty] | C3 | [5 empty] | 0 | [6 empty] | 0 | [6 empty] | 0 | [6 empty] | 0 | [6 empty] | 0 | [6 empty] | 0
|  |  | 0 | 0 | C4 | 0 | 0 | 0 | 0 | 0 | 0 | 0 | 0 | 0 | 0 | 0 | 0 | 0 | 0 | 0 | 0 | 0 | 0 | 0 | 0 | 0 | 0 | 0 | 0 | 0 | 0 | 0 | 0 | 0 | 0 | 0 | 0 | 0 | 0 | 0 | 0 |  |  | C4 | 0 | 0 | 0 | 0 | 0 | C4 | 0 | 0 | 0 | 0 | 0 | C4 | [5 empty] | C4 | [5 empty] | 0 | [6 empty] | 0 | [6 empty] | 0 | [6 empty] | 0 | [6 empty] | 0 | [6 empty] | 0
|  |  | 0 | 0 |  | 0 | 0 | 0 | 0 | 0 |  | 0 | 0 | 0 | 0 | 0 |  | 0 | 0 | 0 | 0 | 0 |  | 0 | 0 | 0 | 0 | 0 |  | 0 | 0 | 0 | 0 | 0 |  | 0 | 0 | 0 | 0 | 0 | [22 empty] | 0 | 0 | 0 | 0 | 0 | 0 |  | 0 | 0 | 0 | 0 | 0 | 0 |  | 0 | 0 | 0 | 0 | 0 | 0 |  | 0 | 0 | 0 | 0 | 0 | 0 |  | 0 | 0 | 0 | 0 | 0 | 0 |  | 0 | 0 | 0 | 0 | 0 | 0
[63 empty] | 0 | 0 | 0 | 0 | 0 | 0 |  | 2037904.1129 | 858728.4264 | 1445183.798 | 823230.8464 | 3951940.3774 | 9116987.5612 |  | 1859658.3109 | 811300.6373 | 1645104.8069 | 828238.7592 | 5274501.7093 | 10418804.2235 |  | 1859658.3109 | 937845.785 | 1449837.9269 | 902356.8303 | 4992475.5098 | 10142174.3628 |  | 1669224.518 | 626987.3354 | 1178405.0075 | 2429341.0586 | 6434129.7949 | 12338087.7144 |  | 1669224.518 | 898771.8003 | 758886.32 | 2552871.1771 | 5912574.4944 | 11792328.3098
| 132kV Network | [66 empty] | 0 | [6 empty] | 0 | [6 empty] | 0 | [6 empty] | 0 | [6 empty] | 0 | [6 empty] | 0
| 132kV CBs |  | 48 | 48 | C1 | 47 | 0 | 0 | 0 | 1 | 48 | 0 | 0 | 0 | 0 | 0 | 0 | 0 | 0 | 0 | 0 | 0 | 0 | 47 | 0 | 0 | 0 | 1 | 48 | 0 | 0 | 0 | 0 | 0 | 0 | 47 | 0 | 0 | 0 | 1 | 48 |  |  | C1 | 0.012284 | 0.018289 | 0.032337 | 0.05237 | 0.12284 | C1 | 74937.009 | 74937.009 | 74937.009 | 74937.009 | 74937.009 | C1 | 920.5033 | 1370.5314 | 2423.2238 | 3924.4406 | 9205.19 | C1 | 0 | 0 | 0 | 0 | 0 | 0 |  | 43263.6554 | 0 | 0 | 0 | 9205.19 | 52468.8455 |  | 43263.6554 | 0 | 0 | 0 | 9205.19 | 52468.8455 |  | 43263.6554 | 0 | 0 | 0 | 9205.19 | 52468.8455 |  | 43263.6554 | 0 | 0 | 0 | 9205.19 | 52468.8455 |  | 43263.6554 | 0 | 0 | 0 | 9205.19 | 52468.8455
|  |  | 204 | 204 | C2 | 193 | 0 | 0 | 0 | 11 | 204 | 0 | 0 | 0 | 0 | 0 | 0 | 0 | 0 | 0 | 0 | 0 | 0 | 193 | 0 | 0 | 0 | 11 | 204 | 0 | 0 | 0 | 0 | 0 | 0 | 193 | 0 | 0 | 0 | 11 | 204 |  |  | C2 | 0.012284 | 0.018289 | 0.032337 | 0.05237 | 0.12284 | C2 | 107052.87 | 107052.87 | 107052.87 | 107052.87 | 107052.87 | C2 | 1315.0047 | 1957.902 | 3461.7483 | 5606.3437 | 13150.2715 | C2 | 0 | 0 | 0 | 0 | 0 | 0 |  | 253795.9117 | 0 | 0 | 0 | 144652.9863 | 398448.898 |  | 253795.9117 | 0 | 0 | 0 | 144652.9863 | 398448.898 |  | 253795.9117 | 0 | 0 | 0 | 144652.9863 | 398448.898 |  | 253795.9117 | 0 | 0 | 0 | 144652.9863 | 398448.898 |  | 253795.9117 | 0 | 0 | 0 | 144652.9863 | 398448.898
|  |  | 10 | 10 | C3 | 10 | 0 | 0 | 0 | 0 | 10 | 0 | 0 | 0 | 0 | 0 | 0 | 0 | 0 | 0 | 0 | 0 | 0 | 10 | 0 | 0 | 0 | 0 | 10 | 0 | 0 | 0 | 0 | 0 | 0 | 10 | 0 | 0 | 0 | 0 | 10 |  |  | C3 | 0.012284 | 0.018289 | 0.032337 | 0.05237 | 0.12284 | C3 | 160579.305 | 160579.305 | 160579.305 | 160579.305 | 160579.305 | C3 | 1972.5071 | 2936.8529 | 5192.6224 | 8409.5155 | 19725.4072 | C3 | 0 | 0 | 0 | 0 | 0 | 0 |  | 19725.0709 | 0 | 0 | 0 | 0 | 19725.0709 |  | 19725.0709 | 0 | 0 | 0 | 0 | 19725.0709 |  | 19725.0709 | 0 | 0 | 0 | 0 | 19725.0709 |  | 19725.0709 | 0 | 0 | 0 | 0 | 19725.0709 |  | 19725.0709 | 0 | 0 | 0 | 0 | 19725.0709
|  |  | 23 | 23 | C4 | 23 | 0 | 0 | 0 | 0 | 23 | 0 | 0 | 0 | 0 | 0 | 0 | 0 | 0 | 0 | 0 | 0 | 0 | 23 | 0 | 0 | 0 | 0 | 23 | 0 | 0 | 0 | 0 | 0 | 0 | 23 | 0 | 0 | 0 | 0 | 23 |  |  | C4 | 0.012284 | 0.018289 | 0.032337 | 0.05237 | 0.12284 | C4 | 267632.175 | 267632.175 | 267632.175 | 267632.175 | 267632.175 | C4 | 3287.5118 | 4894.7549 | 8654.3706 | 14015.8592 | 32875.6787 | C4 | 0 | 0 | 0 | 0 | 0 | 0 |  | 75612.7716 | 0 | 0 | 0 | 0 | 75612.7716 |  | 75612.7716 | 0 | 0 | 0 | 0 | 75612.7716 |  | 75612.7716 | 0 | 0 | 0 | 0 | 75612.7716 |  | 75612.7716 | 0 | 0 | 0 | 0 | 75612.7716 |  | 75612.7716 | 0 | 0 | 0 | 0 | 75612.7716
|  | Yes | 285 | 285 |  | 273 | 0 | 0 | 0 | 12 |  | 0 | 0 | 0 | 0 | 0 |  | 0 | 0 | 0 | 0 | 0 |  | 273 | 0 | 0 | 0 | 12 |  | 0 | 0 | 0 | 0 | 0 |  | 273 | 0 | 0 | 0 | 12 | [22 empty] | 0 | 0 | 0 | 0 | 0 | 0 |  | 392397.4096 | 0 | 0 | 0 | 153858.1764 | 546255.586 |  | 392397.4096 | 0 | 0 | 0 | 153858.1764 | 546255.586 |  | 392397.4096 | 0 | 0 | 0 | 153858.1764 | 546255.586 |  | 392397.4096 | 0 | 0 | 0 | 153858.1764 | 546255.586 |  | 392397.4096 | 0 | 0 | 0 | 153858.1764 | 546255.586
| 132kV Transformer |  | 45 | 45 | C1 | 35 | 3 | 0 | 0 | 7 | 45 | 0 | 0 | 0 | 0 | 0 | 0 | 0 | 0 | 0 | 2 | -2 | 0 | 31 | 7 | 0 | 0 | 7 | 45 | 0 | 0 | 0 | 4 | -4 | 0 | 24 | 12 | 2 | 0 | 7 | 45 |  |  | C1 | 0.012939 | 0.019265 | 0.034062 | 0.055165 | 0.12939 | C1 | 300093.129 | 300093.129 | 300093.129 | 300093.129 | 300093.129 | C1 | 3882.9664 | 5781.3233 | 10221.9041 | 16554.4989 | 38830.3262 | C1 | 0 | 0 | 0 | 0 | 0 | 0 |  | 135903.824 | 17343.97 | 0 | 0 | 271812.2832 | 425060.0772 |  | 120371.9584 | 40469.2634 | 0 | 0 | 271812.2832 | 432653.505 |  | 120371.9584 | 40469.2634 | 0 | 33108.9977 | 194151.6308 | 388101.8504 |  | 93191.1936 | 69375.8801 | 20443.8082 | 0 | 271812.2832 | 454823.1651 |  | 93191.1936 | 69375.8801 | 20443.8082 | 66217.9954 | 116490.9785 | 365719.8559
|  |  | 132 | 132 | C2 | 87 | 22 | 13 | 5 | 5 | 132 | 0 | 0 | 0 | 0 | 0 | 0 | 0 | 0 | 4 | 0 | -4 | 0 | 80 | 21 | 17 | 5 | 9 | 132 | 0 | 0 | 9 | -2 | -7 | 0 | 66 | 21 | 20 | 13 | 12 | 132 |  |  | C2 | 0.012939 | 0.019265 | 0.034062 | 0.055165 | 0.12939 | C2 | 428704.47 | 428704.47 | 428704.47 | 428704.47 | 428704.47 | C2 | 5547.0949 | 8259.0334 | 14602.7201 | 23649.2841 | 55471.8945 | C2 | 0 | 0 | 0 | 0 | 0 | 0 |  | 482597.2526 | 181698.7337 | 189835.3618 | 118246.4204 | 277359.4726 | 1249737.2411 |  | 443767.5886 | 173439.7004 | 248246.2423 | 118246.4204 | 499247.0507 | 1482947.0024 |  | 443767.5886 | 173439.7004 | 306657.1229 | 118246.4204 | 277359.4726 | 1319470.3048 |  | 366108.2606 | 173439.7004 | 292054.4027 | 307440.693 | 665662.7343 | 1804705.791 |  | 366108.2606 | 173439.7004 | 423478.884 | 260142.1249 | 277359.4726 | 1500528.4424
|  |  | 28 | 28 | C3 | 14 | 8 | 5 | 0 | 1 | 28 | 0 | 0 | 0 | 0 | 0 | 0 | 0 | 0 | 0 | 0 | 0 | 0 | 12 | 2 | 10 | 3 | 1 | 28 | 0 | 0 | 0 | 0 | 0 | 0 | 11 | 3 | 6 | 7 | 1 | 28 |  |  | C3 | 0.012939 | 0.019265 | 0.034062 | 0.055165 | 0.12939 | C3 | 643056.705 | 643056.705 | 643056.705 | 643056.705 | 643056.705 | C3 | 8320.6423 | 12388.55 | 21904.0802 | 35473.9261 | 83207.8418 | C3 | 0 | 0 | 0 | 0 | 0 | 0 |  | 116488.992 | 99108.4002 | 109520.401 | 0 | 83207.8418 | 408325.635 |  | 99847.7074 | 24777.1001 | 219040.802 | 106421.7784 | 83207.8418 | 533295.2297 |  | 99847.7074 | 24777.1001 | 219040.802 | 106421.7784 | 83207.8418 | 533295.2297 |  | 91527.0652 | 37165.6501 | 131424.4812 | 248317.4828 | 83207.8418 | 591642.5211 |  | 91527.0652 | 37165.6501 | 131424.4812 | 248317.4828 | 83207.8418 | 591642.5211
|  |  | 0 | 0 | C4 | 0 | 0 | 0 | 0 | 0 | 0 | 0 | 0 | 0 | 0 | 0 | 0 | 0 | 0 | 0 | 0 | 0 | 0 | 0 | 0 | 0 | 0 | 0 | 0 | 0 | 0 | 0 | 0 | 0 | 0 | 0 | 0 | 0 | 0 | 0 | 0 |  |  | C4 | 0.012939 | 0.019265 | 0.034062 | 0.055165 | 0.12939 | C4 | 1071761.175 | 1071761.175 | 1071761.175 | 1071761.175 | 1071761.175 | C4 | 13867.7371 | 20647.5834 | 36506.8003 | 59123.2102 | 138679.7363 | C4 | 0 | 0 | 0 | 0 | 0 | 0 |  | 0 | 0 | 0 | 0 | 0 | 0 |  | 0 | 0 | 0 | 0 | 0 | 0 |  | 0 | 0 | 0 | 0 | 0 | 0 |  | 0 | 0 | 0 | 0 | 0 | 0 |  | 0 | 0 | 0 | 0 | 0 | 0
|  | Yes | 205 | 205 |  | 136 | 33 | 18 | 5 | 13 |  | 0 | 0 | 0 | 0 | 0 |  | 0 | 0 | 4 | 2 | -6 |  | 123 | 30 | 27 | 8 | 17 |  | 0 | 0 | 9 | 2 | -11 |  | 101 | 36 | 28 | 20 | 20 | [22 empty] | 0 | 0 | 0 | 0 | 0 | 0 |  | 734990.0686 | 298151.1039 | 299355.7628 | 118246.4204 | 632379.5976 | 2083122.9533 |  | 663987.2545 | 238686.0638 | 467287.0444 | 224668.1988 | 854267.1756 | 2448895.7371 |  | 663987.2545 | 238686.0638 | 525697.9249 | 257777.1965 | 554718.9452 | 2240867.3849 |  | 550826.5194 | 279981.2306 | 443922.6922 | 555758.1759 | 1020682.8592 | 2851171.4772 |  | 550826.5194 | 279981.2306 | 575347.1734 | 574677.6032 | 477058.2929 | 2457890.8194
| 132kV UG Cable (Gas) |  | 0 | 0 | C1 | 0 | 0 | 0 | 0 | 0 | 0 | 0 | 0 | 0 | 0 | 0 | 0 | 0 | 0 | 0 | 0 | 0 | 0 | 0 | 0 | 0 | 0 | 0 | 0 | 0 | 0 | 0 | 0 | 0 | 0 | 0 | 0 | 0 | 0 | 0 | 0 |  |  | C1 | 0 | 0 | 0 | 0 | 0 | C1 | 0 | 0 | 0 | 0 | 0 | C1 | [5 empty] | C1 | [5 empty] | 0 | [6 empty] | 0 | [6 empty] | 0 | [6 empty] | 0 | [6 empty] | 0 | [6 empty] | 0
|  |  | 0 | 0 | C2 | 0 | 0 | 0 | 0 | 0 | 0 | 0 | 0 | 0 | 0 | 0 | 0 | 0 | 0 | 0 | 0 | 0 | 0 | 0 | 0 | 0 | 0 | 0 | 0 | 0 | 0 | 0 | 0 | 0 | 0 | 0 | 0 | 0 | 0 | 0 | 0 |  |  | C2 | 0 | 0 | 0 | 0 | 0 | C2 | 0 | 0 | 0 | 0 | 0 | C2 | [5 empty] | C2 | [5 empty] | 0 | [6 empty] | 0 | [6 empty] | 0 | [6 empty] | 0 | [6 empty] | 0 | [6 empty] | 0
|  |  | 0 | 0 | C3 | 0 | 0 | 0 | 0 | 0 | 0 | 0 | 0 | 0 | 0 | 0 | 0 | 0 | 0 | 0 | 0 | 0 | 0 | 0 | 0 | 0 | 0 | 0 | 0 | 0 | 0 | 0 | 0 | 0 | 0 | 0 | 0 | 0 | 0 | 0 | 0 |  |  | C3 | 0 | 0 | 0 | 0 | 0 | C3 | 0 | 0 | 0 | 0 | 0 | C3 | [5 empty] | C3 | [5 empty] | 0 | [6 empty] | 0 | [6 empty] | 0 | [6 empty] | 0 | [6 empty] | 0 | [6 empty] | 0
|  |  | 0 | 0 | C4 | 0 | 0 | 0 | 0 | 0 | 0 | 0 | 0 | 0 | 0 | 0 | 0 | 0 | 0 | 0 | 0 | 0 | 0 | 0 | 0 | 0 | 0 | 0 | 0 | 0 | 0 | 0 | 0 | 0 | 0 | 0 | 0 | 0 | 0 | 0 | 0 |  |  | C4 | 0 | 0 | 0 | 0 | 0 | C4 | 0 | 0 | 0 | 0 | 0 | C4 | [5 empty] | C4 | [5 empty] | 0 | [6 empty] | 0 | [6 empty] | 0 | [6 empty] | 0 | [6 empty] | 0 | [6 empty] | 0
|  |  | 0 | 0 |  | 0 | 0 | 0 | 0 | 0 |  | 0 | 0 | 0 | 0 | 0 |  | 0 | 0 | 0 | 0 | 0 |  | 0 | 0 | 0 | 0 | 0 |  | 0 | 0 | 0 | 0 | 0 |  | 0 | 0 | 0 | 0 | 0 | [22 empty] | 0 | 0 | 0 | 0 | 0 | 0 |  | 0 | 0 | 0 | 0 | 0 | 0 |  | 0 | 0 | 0 | 0 | 0 | 0 |  | 0 | 0 | 0 | 0 | 0 | 0 |  | 0 | 0 | 0 | 0 | 0 | 0 |  | 0 | 0 | 0 | 0 | 0 | 0
| 132kV UG Cable (Oil) |  | 0 | 0 | C1 | 0 | 0 | 0 | 0 | 0 | 0 | 0 | 0 | 0 | 0 | 0 | 0 | 0 | 0 | 0 | 0 | 0 | 0 | 0 | 0 | 0 | 0 | 0 | 0 | 0 | 0 | 0 | 0 | 0 | 0 | 0 | 0 | 0 | 0 | 0 | 0 |  |  | C1 | 0 | 0 | 0 | 0 | 0 | C1 | 0 | 0 | 0 | 0 | 0 | C1 | [5 empty] | C1 | [5 empty] | 0 | [6 empty] | 0 | [6 empty] | 0 | [6 empty] | 0 | [6 empty] | 0 | [6 empty] | 0
|  |  | 0 | 0 | C2 | 0 | 0 | 0 | 0 | 0 | 0 | 0 | 0 | 0 | 0 | 0 | 0 | 0 | 0 | 0 | 0 | 0 | 0 | 0 | 0 | 0 | 0 | 0 | 0 | 0 | 0 | 0 | 0 | 0 | 0 | 0 | 0 | 0 | 0 | 0 | 0 |  |  | C2 | 0 | 0 | 0 | 0 | 0 | C2 | 0 | 0 | 0 | 0 | 0 | C2 | [5 empty] | C2 | [5 empty] | 0 | [6 empty] | 0 | [6 empty] | 0 | [6 empty] | 0 | [6 empty] | 0 | [6 empty] | 0
|  |  | 0 | 0 | C3 | 0 | 0 | 0 | 0 | 0 | 0 | 0 | 0 | 0 | 0 | 0 | 0 | 0 | 0 | 0 | 0 | 0 | 0 | 0 | 0 | 0 | 0 | 0 | 0 | 0 | 0 | 0 | 0 | 0 | 0 | 0 | 0 | 0 | 0 | 0 | 0 |  |  | C3 | 0 | 0 | 0 | 0 | 0 | C3 | 0 | 0 | 0 | 0 | 0 | C3 | [5 empty] | C3 | [5 empty] | 0 | [6 empty] | 0 | [6 empty] | 0 | [6 empty] | 0 | [6 empty] | 0 | [6 empty] | 0
|  |  | 0 | 0 | C4 | 0 | 0 | 0 | 0 | 0 | 0 | 0 | 0 | 0 | 0 | 0 | 0 | 0 | 0 | 0 | 0 | 0 | 0 | 0 | 0 | 0 | 0 | 0 | 0 | 0 | 0 | 0 | 0 | 0 | 0 | 0 | 0 | 0 | 0 | 0 | 0 |  |  | C4 | 0 | 0 | 0 | 0 | 0 | C4 | 0 | 0 | 0 | 0 | 0 | C4 | [5 empty] | C4 | [5 empty] | 0 | [6 empty] | 0 | [6 empty] | 0 | [6 empty] | 0 | [6 empty] | 0 | [6 empty] | 0
|  |  | 0 | 0 |  | 0 | 0 | 0 | 0 | 0 |  | 0 | 0 | 0 | 0 | 0 |  | 0 | 0 | 0 | 0 | 0 |  | 0 | 0 | 0 | 0 | 0 |  | 0 | 0 | 0 | 0 | 0 |  | 0 | 0 | 0 | 0 | 0 | [22 empty] | 0 | 0 | 0 | 0 | 0 | 0 |  | 0 | 0 | 0 | 0 | 0 | 0 |  | 0 | 0 | 0 | 0 | 0 | 0 |  | 0 | 0 | 0 | 0 | 0 | 0 |  | 0 | 0 | 0 | 0 | 0 | 0 |  | 0 | 0 | 0 | 0 | 0 | 0
| 132kV UG Cable (Non Pressurised) |  | 0 | 0 | C1 | 0 | 0 | 0 | 0 | 0 | 0 | 0 | 0 | 0 | 0 | 0 | 0 | 0 | 0 | 0 | 0 | 0 | 0 | 0 | 0 | 0 | 0 | 0 | 0 | 0 | 0 | 0 | 0 | 0 | 0 | 0 | 0 | 0 | 0 | 0 | 0 |  |  | C1 | 0 | 0 | 0 | 0 | 0 | C1 | 0 | 0 | 0 | 0 | 0 | C1 | [5 empty] | C1 | [5 empty] | 0 | [6 empty] | 0 | [6 empty] | 0 | [6 empty] | 0 | [6 empty] | 0 | [6 empty] | 0
|  |  | 0 | 0 | C2 | 0 | 0 | 0 | 0 | 0 | 0 | 0 | 0 | 0 | 0 | 0 | 0 | 0 | 0 | 0 | 0 | 0 | 0 | 0 | 0 | 0 | 0 | 0 | 0 | 0 | 0 | 0 | 0 | 0 | 0 | 0 | 0 | 0 | 0 | 0 | 0 |  |  | C2 | 0 | 0 | 0 | 0 | 0 | C2 | 0 | 0 | 0 | 0 | 0 | C2 | [5 empty] | C2 | [5 empty] | 0 | [6 empty] | 0 | [6 empty] | 0 | [6 empty] | 0 | [6 empty] | 0 | [6 empty] | 0
|  |  | 0 | 0 | C3 | 0 | 0 | 0 | 0 | 0 | 0 | 0 | 0 | 0 | 0 | 0 | 0 | 0 | 0 | 0 | 0 | 0 | 0 | 0 | 0 | 0 | 0 | 0 | 0 | 0 | 0 | 0 | 0 | 0 | 0 | 0 | 0 | 0 | 0 | 0 | 0 |  |  | C3 | 0 | 0 | 0 | 0 | 0 | C3 | 0 | 0 | 0 | 0 | 0 | C3 | [5 empty] | C3 | [5 empty] | 0 | [6 empty] | 0 | [6 empty] | 0 | [6 empty] | 0 | [6 empty] | 0 | [6 empty] | 0
|  |  | 0 | 0 | C4 | 0 | 0 | 0 | 0 | 0 | 0 | 0 | 0 | 0 | 0 | 0 | 0 | 0 | 0 | 0 | 0 | 0 | 0 | 0 | 0 | 0 | 0 | 0 | 0 | 0 | 0 | 0 | 0 | 0 | 0 | 0 | 0 | 0 | 0 | 0 | 0 |  |  | C4 | 0 | 0 | 0 | 0 | 0 | C4 | 0 | 0 | 0 | 0 | 0 | C4 | [5 empty] | C4 | [5 empty] | 0 | [6 empty] | 0 | [6 empty] | 0 | [6 empty] | 0 | [6 empty] | 0 | [6 empty] | 0
|  |  | 0 | 0 |  | 0 | 0 | 0 | 0 | 0 |  | 0 | 0 | 0 | 0 | 0 |  | 0 | 0 | 0 | 0 | 0 |  | 0 | 0 | 0 | 0 | 0 |  | 0 | 0 | 0 | 0 | 0 |  | 0 | 0 | 0 | 0 | 0 | [22 empty] | 0 | 0 | 0 | 0 | 0 | 0 |  | 0 | 0 | 0 | 0 | 0 | 0 |  | 0 | 0 | 0 | 0 | 0 | 0 |  | 0 | 0 | 0 | 0 | 0 | 0 |  | 0 | 0 | 0 | 0 | 0 | 0 |  | 0 | 0 | 0 | 0 | 0 | 0
| 132kV OHL Support - Tower |  | 0 | 0 | C1 | 0 | 0 | 0 | 0 | 0 | 0 | 0 | 0 | 0 | 0 | 0 | 0 | 0 | 0 | 0 | 0 | 0 | 0 | 0 | 0 | 0 | 0 | 0 | 0 | 0 | 0 | 0 | 0 | 0 | 0 | 0 | 0 | 0 | 0 | 0 | 0 |  |  | C1 | 0 | 0 | 0 | 0 | 0 | C1 | 0 | 0 | 0 | 0 | 0 | C1 | [5 empty] | C1 | [5 empty] | 0 | [6 empty] | 0 | [6 empty] | 0 | [6 empty] | 0 | [6 empty] | 0 | [6 empty] | 0
|  |  | 0 | 0 | C2 | 0 | 0 | 0 | 0 | 0 | 0 | 0 | 0 | 0 | 0 | 0 | 0 | 0 | 0 | 0 | 0 | 0 | 0 | 0 | 0 | 0 | 0 | 0 | 0 | 0 | 0 | 0 | 0 | 0 | 0 | 0 | 0 | 0 | 0 | 0 | 0 |  |  | C2 | 0 | 0 | 0 | 0 | 0 | C2 | 0 | 0 | 0 | 0 | 0 | C2 | [5 empty] | C2 | [5 empty] | 0 | [6 empty] | 0 | [6 empty] | 0 | [6 empty] | 0 | [6 empty] | 0 | [6 empty] | 0
|  |  | 0 | 0 | C3 | 0 | 0 | 0 | 0 | 0 | 0 | 0 | 0 | 0 | 0 | 0 | 0 | 0 | 0 | 0 | 0 | 0 | 0 | 0 | 0 | 0 | 0 | 0 | 0 | 0 | 0 | 0 | 0 | 0 | 0 | 0 | 0 | 0 | 0 | 0 | 0 |  |  | C3 | 0 | 0 | 0 | 0 | 0 | C3 | 0 | 0 | 0 | 0 | 0 | C3 | [5 empty] | C3 | [5 empty] | 0 | [6 empty] | 0 | [6 empty] | 0 | [6 empty] | 0 | [6 empty] | 0 | [6 empty] | 0
|  |  | 0 | 0 | C4 | 0 | 0 | 0 | 0 | 0 | 0 | 0 | 0 | 0 | 0 | 0 | 0 | 0 | 0 | 0 | 0 | 0 | 0 | 0 | 0 | 0 | 0 | 0 | 0 | 0 | 0 | 0 | 0 | 0 | 0 | 0 | 0 | 0 | 0 | 0 | 0 |  |  | C4 | 0 | 0 | 0 | 0 | 0 | C4 | 0 | 0 | 0 | 0 | 0 | C4 | [5 empty] | C4 | [5 empty] | 0 | [6 empty] | 0 | [6 empty] | 0 | [6 empty] | 0 | [6 empty] | 0 | [6 empty] | 0
|  |  | 0 | 0 |  | 0 | 0 | 0 | 0 | 0 |  | 0 | 0 | 0 | 0 | 0 |  | 0 | 0 | 0 | 0 | 0 |  | 0 | 0 | 0 | 0 | 0 |  | 0 | 0 | 0 | 0 | 0 |  | 0 | 0 | 0 | 0 | 0 | [22 empty] | 0 | 0 | 0 | 0 | 0 | 0 |  | 0 | 0 | 0 | 0 | 0 | 0 |  | 0 | 0 | 0 | 0 | 0 | 0 |  | 0 | 0 | 0 | 0 | 0 | 0 |  | 0 | 0 | 0 | 0 | 0 | 0 |  | 0 | 0 | 0 | 0 | 0 | 0
| 132kV OHL (Tower Line) Conductor |  | 0 | 0 | C1 | 0 | 0 | 0 | 0 | 0 | 0 | 0 | 0 | 0 | 0 | 0 | 0 | 0 | 0 | 0 | 0 | 0 | 0 | 0 | 0 | 0 | 0 | 0 | 0 | 0 | 0 | 0 | 0 | 0 | 0 | 0 | 0 | 0 | 0 | 0 | 0 |  | 0 | C1 | 0.00228 | 0.0033947 | 0.0060022 | 0.0097206 | 0.022801 | C1 | 15922.053 | 15922.053 | 15922.053 | 15922.053 | 15922.053 | C1 | 36.3029 | 54.0511 | 95.5672 | 154.7723 | 363.0347 | C1 | 0 | 0 | 0 | 0 | 0 | 0 |  | 0 | 0 | 0 | 0 | 0 | 0 |  | 0 | 0 | 0 | 0 | 0 | 0 |  | 0 | 0 | 0 | 0 | 0 | 0 |  | 0 | 0 | 0 | 0 | 0 | 0 |  | 0 | 0 | 0 | 0 | 0 | 0
|  |  | 1749.299 | 1749.299 | C2 | 990.257 | 245.559 | 513.483 | 0 | 0 | 1749.299 | 0 | 0 | 0 | 0 | 0 | 0 | 0 | 0 | 0 | 0 | 0 | 0 | 922.362 | 126.328 | 700.609 | 0 | 0 | 1749.299 | 0 | 0 | 0 | 0 | 0 | 0 | 789.883 | 201.793 | 196.48 | 561.142 | 0 | 1749.298 |  |  | C2 | 0.00228 | 0.0033947 | 0.0060022 | 0.0097206 | 0.022801 | C2 | 22745.79 | 22745.79 | 22745.79 | 22745.79 | 22745.79 | C2 | 51.8612 | 77.2158 | 136.5246 | 221.1033 | 518.6211 | C2 | 0 | 0 | 0 | 0 | 0 | 0 |  | 51355.9374 | 18961.043 | 70103.0607 | 0 | 0 | 140420.0411 |  | 47834.8198 | 9754.5219 | 95650.3628 | 0 | 0 | 153239.7045 |  | 47834.8198 | 9754.5219 | 95650.3628 | 0 | 0 | 153239.7045 |  | 40964.2971 | 15581.6148 | 26824.3532 | 124070.3254 | 0 | 207440.5905 |  | 40964.2971 | 15581.6148 | 26824.3532 | 124070.3254 | 0 | 207440.5905
|  |  | 109.295 | 109.295 | C3 | 60.089 | 25.549 | 23.657 | 0 | 0 | 109.295 | 0 | 0 | 0 | 0 | 0 | 0 | 0 | 0 | 0 | 0 | 0 | 0 | 54.411 | 13.248 | 41.636 | 0 | 0 | 109.295 | 0 | 0 | 0 | 0 | 0 | 0 | 44.948 | 15.14 | 12.302 | 36.905 | 0 | 109.295 |  |  | C3 | 0.00228 | 0.0033947 | 0.0060022 | 0.0097206 | 0.022801 | C3 | 34118.685 | 34118.685 | 34118.685 | 34118.685 | 34118.685 | C3 | 77.7918 | 115.8238 | 204.7869 | 331.6549 | 777.9316 | C3 | 0 | 0 | 0 | 0 | 0 | 0 |  | 4674.4334 | 2959.181 | 4844.6437 | 0 | 0 | 12478.2581 |  | 4232.7314 | 1534.4331 | 8526.5073 | 0 | 0 | 14293.6717 |  | 4232.7314 | 1534.4331 | 8526.5073 | 0 | 0 | 14293.6717 |  | 3496.5873 | 1753.5716 | 2519.2884 | 12239.7237 | 0 | 20009.171 |  | 3496.5873 | 1753.5716 | 2519.2884 | 12239.7237 | 0 | 20009.171
|  |  | 0 | 0 | C4 | 0 | 0 | 0 | 0 | 0 | 0 | 0 | 0 | 0 | 0 | 0 | 0 | 0 | 0 | 0 | 0 | 0 | 0 | 0 | 0 | 0 | 0 | 0 | 0 | 0 | 0 | 0 | 0 | 0 | 0 | 0 | 0 | 0 | 0 | 0 | 0 |  |  | C4 | 0.00228 | 0.0033947 | 0.0060022 | 0.0097206 | 0.022801 | C4 | 56864.475 | 56864.475 | 56864.475 | 56864.475 | 56864.475 | C4 | 129.6531 | 193.0396 | 341.3115 | 552.7581 | 1296.5526 | C4 | 0 | 0 | 0 | 0 | 0 | 0 |  | 0 | 0 | 0 | 0 | 0 | 0 |  | 0 | 0 | 0 | 0 | 0 | 0 |  | 0 | 0 | 0 | 0 | 0 | 0 |  | 0 | 0 | 0 | 0 | 0 | 0 |  | 0 | 0 | 0 | 0 | 0 | 0
|  | Yes | 1858.594 | 1858.594 |  | 1050.346 | 271.108 | 537.14 | 0 | 0 |  | 0 | 0 | 0 | 0 | 0 |  | 0 | 0 | 0 | 0 | 0 |  | 976.773 | 139.576 | 742.245 | 0 | 0 |  | 0 | 0 | 0 | 0 | 0 |  | 834.831 | 216.933 | 208.782 | 598.047 | 0 | [22 empty] | 0 | 0 | 0 | 0 | 0 | 0 |  | 56030.3708 | 21920.224 | 74947.7043 | 0 | 0 | 152898.2992 |  | 52067.5512 | 11288.955 | 104176.8701 | 0 | 0 | 167533.3762 |  | 52067.5512 | 11288.955 | 104176.8701 | 0 | 0 | 167533.3762 |  | 44460.8843 | 17335.1864 | 29343.6416 | 136310.0491 | 0 | 227449.7615 |  | 44460.8843 | 17335.1864 | 29343.6416 | 136310.0491 | 0 | 227449.7615
| 132kV OHL Fittings |  | 0 | 0 | C1 | 0 | 0 | 0 | 0 | 0 | 0 | 0 | 0 | 0 | 0 | 0 | 0 | 0 | 0 | 0 | 0 | 0 | 0 | 0 | 0 | 0 | 0 | 0 | 0 | 0 | 0 | 0 | 0 | 0 | 0 | 0 | 0 | 0 | 0 | 0 | 0 |  |  | C1 | 0.002736 | 0.0040737 | 0.0072026 | 0.011665 | 0.027361 | C1 | 1861.398 | 1861.398 | 1861.398 | 1861.398 | 1861.398 | C1 | 5.0929 | 7.5827 | 13.407 | 21.7127 | 50.9295 | C1 | 0 | 0 | 0 | 0 | 0 | 0 |  | 0 | 0 | 0 | 0 | 0 | 0 |  | 0 | 0 | 0 | 0 | 0 | 0 |  | 0 | 0 | 0 | 0 | 0 | 0 |  | 0 | 0 | 0 | 0 | 0 | 0 |  | 0 | 0 | 0 | 0 | 0 | 0
|  |  | 7212 | 7212 | C2 | 1028 | 642 | 4338 | 585 | 619 | 7212 | 0 | 0 | 0 | 0 | 0 | 0 | 0 | 0 | 0 | 0 | 0 | 0 | 968 | 635 | 3364 | 1226 | 1019 | 7212 | 0 | 0 | 0 | 0 | 0 | 0 | 884 | 390 | 2903 | 1742 | 1293 | 7212 |  |  | C2 | 0.002736 | 0.0040737 | 0.0072026 | 0.011665 | 0.027361 | C2 | 2659.14 | 2659.14 | 2659.14 | 2659.14 | 2659.14 | C2 | 7.2755 | 10.8325 | 19.1528 | 31.0182 | 72.7565 | C2 | 0 | 0 | 0 | 0 | 0 | 0 |  | 7479.2367 | 6954.4505 | 83084.8578 | 18145.6461 | 45036.2497 | 160700.4408 |  | 7042.7054 | 6878.6231 | 64430.028 | 38028.3112 | 74138.8344 | 190518.5022 |  | 7042.7054 | 6878.6231 | 64430.028 | 38028.3112 | 74138.8344 | 190518.5022 |  | 6431.5615 | 4224.6662 | 55600.586 | 54033.7016 | 94074.1049 | 214364.6202 |  | 6431.5615 | 4224.6662 | 55600.586 | 54033.7016 | 94074.1049 | 214364.6202
|  |  | 190 | 190 | C3 | 35 | 19 | 104 | 14 | 18 | 190 | 0 | 0 | 0 | 0 | 0 | 0 | 0 | 0 | 0 | 0 | 0 | 0 | 32 | 17 | 89 | 23 | 29 | 190 | 0 | 0 | 0 | 0 | 0 | 0 | 25 | 21 | 64 | 44 | 36 | 190 |  |  | C3 | 0.002736 | 0.0040737 | 0.0072026 | 0.011665 | 0.027361 | C3 | 3988.71 | 3988.71 | 3988.71 | 3988.71 | 3988.71 | C3 | 10.9133 | 16.2487 | 28.7292 | 46.5273 | 109.1347 | C3 | 0 | 0 | 0 | 0 | 0 | 0 |  | 381.9649 | 308.7256 | 2987.8372 | 651.3822 | 1964.4245 | 6294.3344 |  | 349.2251 | 276.2282 | 2556.8992 | 1070.1278 | 3164.9061 | 7417.3863 |  | 349.2251 | 276.2282 | 2556.8992 | 1070.1278 | 3164.9061 | 7417.3863 |  | 272.8321 | 341.223 | 1838.6691 | 2047.2011 | 3928.8489 | 8428.7742 |  | 272.8321 | 341.223 | 1838.6691 | 2047.2011 | 3928.8489 | 8428.7742
|  |  | 0 | 0 | C4 | 0 | 0 | 0 | 0 | 0 | 0 | 0 | 0 | 0 | 0 | 0 | 0 | 0 | 0 | 0 | 0 | 0 | 0 | 0 | 0 | 0 | 0 | 0 | 0 | 0 | 0 | 0 | 0 | 0 | 0 | 0 | 0 | 0 | 0 | 0 | 0 |  |  | C4 | 0.002736 | 0.0040737 | 0.0072026 | 0.011665 | 0.027361 | C4 | 6647.85 | 6647.85 | 6647.85 | 6647.85 | 6647.85 | C4 | 18.1888 | 27.0812 | 47.882 | 77.5455 | 181.8912 | C4 | 0 | 0 | 0 | 0 | 0 | 0 |  | 0 | 0 | 0 | 0 | 0 | 0 |  | 0 | 0 | 0 | 0 | 0 | 0 |  | 0 | 0 | 0 | 0 | 0 | 0 |  | 0 | 0 | 0 | 0 | 0 | 0 |  | 0 | 0 | 0 | 0 | 0 | 0
|  |  | 7402 | 7402 |  | 1063 | 661 | 4442 | 599 | 637 |  | 0 | 0 | 0 | 0 | 0 |  | 0 | 0 | 0 | 0 | 0 |  | 1000 | 652 | 3453 | 1249 | 1048 |  | 0 | 0 | 0 | 0 | 0 |  | 909 | 411 | 2967 | 1786 | 1329 | [22 empty] | 0 | 0 | 0 | 0 | 0 | 0 |  | 7861.2016 | 7263.1761 | 86072.695 | 18797.0282 | 47000.6742 | 166994.7752 |  | 7391.9304 | 7154.8513 | 66986.9272 | 39098.4391 | 77303.7405 | 197935.8885 |  | 7391.9304 | 7154.8513 | 66986.9272 | 39098.4391 | 77303.7405 | 197935.8885 |  | 6704.3936 | 4565.8892 | 57439.2551 | 56080.9027 | 98002.9538 | 222793.3944 |  | 6704.3936 | 4565.8892 | 57439.2551 | 56080.9027 | 98002.9538 | 222793.3944
| [Please insert new asset category as required] |  | 0 | 0 | C1 | 0 | 0 | 0 | 0 | 0 | 0 | 0 | 0 | 0 | 0 | 0 | 0 | 0 | 0 | 0 | 0 | 0 | 0 | 0 | 0 | 0 | 0 | 0 | 0 | 0 | 0 | 0 | 0 | 0 | 0 | 0 | 0 | 0 | 0 | 0 | 0 |  |  | C1 | 0 | 0 | 0 | 0 | 0 | C1 | 0 | 0 | 0 | 0 | 0 | C1 | [5 empty] | C1 | [5 empty] | 0 | [6 empty] | 0 | [6 empty] | 0 | [6 empty] | 0 | [6 empty] | 0 | [6 empty] | 0
|  |  | 0 | 0 | C2 | 0 | 0 | 0 | 0 | 0 | 0 | 0 | 0 | 0 | 0 | 0 | 0 | 0 | 0 | 0 | 0 | 0 | 0 | 0 | 0 | 0 | 0 | 0 | 0 | 0 | 0 | 0 | 0 | 0 | 0 | 0 | 0 | 0 | 0 | 0 | 0 |  |  | C2 | 0 | 0 | 0 | 0 | 0 | C2 | 0 | 0 | 0 | 0 | 0 | C2 | [5 empty] | C2 | [5 empty] | 0 | [6 empty] | 0 | [6 empty] | 0 | [6 empty] | 0 | [6 empty] | 0 | [6 empty] | 0
|  |  | 0 | 0 | C3 | 0 | 0 | 0 | 0 | 0 | 0 | 0 | 0 | 0 | 0 | 0 | 0 | 0 | 0 | 0 | 0 | 0 | 0 | 0 | 0 | 0 | 0 | 0 | 0 | 0 | 0 | 0 | 0 | 0 | 0 | 0 | 0 | 0 | 0 | 0 | 0 |  |  | C3 | 0 | 0 | 0 | 0 | 0 | C3 | 0 | 0 | 0 | 0 | 0 | C3 | [5 empty] | C3 | [5 empty] | 0 | [6 empty] | 0 | [6 empty] | 0 | [6 empty] | 0 | [6 empty] | 0 | [6 empty] | 0
|  |  | 0 | 0 | C4 | 0 | 0 | 0 | 0 | 0 | 0 | 0 | 0 | 0 | 0 | 0 | 0 | 0 | 0 | 0 | 0 | 0 | 0 | 0 | 0 | 0 | 0 | 0 | 0 | 0 | 0 | 0 | 0 | 0 | 0 | 0 | 0 | 0 | 0 | 0 | 0 |  |  | C4 | 0 | 0 | 0 | 0 | 0 | C4 | 0 | 0 | 0 | 0 | 0 | C4 | [5 empty] | C4 | [5 empty] | 0 | [6 empty] | 0 | [6 empty] | 0 | [6 empty] | 0 | [6 empty] | 0 | [6 empty] | 0
|  |  | 0 | 0 |  | 0 | 0 | 0 | 0 | 0 |  | 0 | 0 | 0 | 0 | 0 |  | 0 | 0 | 0 | 0 | 0 |  | 0 | 0 | 0 | 0 | 0 |  | 0 | 0 | 0 | 0 | 0 |  | 0 | 0 | 0 | 0 | 0 | [22 empty] | 0 | 0 | 0 | 0 | 0 | 0 |  | 0 | 0 | 0 | 0 | 0 | 0 |  | 0 | 0 | 0 | 0 | 0 | 0 |  | 0 | 0 | 0 | 0 | 0 | 0 |  | 0 | 0 | 0 | 0 | 0 | 0 |  | 0 | 0 | 0 | 0 | 0 | 0
| [Please insert new asset category as required] |  | 0 | 0 | C1 | 0 | 0 | 0 | 0 | 0 | 0 | 0 | 0 | 0 | 0 | 0 | 0 | 0 | 0 | 0 | 0 | 0 | 0 | 0 | 0 | 0 | 0 | 0 | 0 | 0 | 0 | 0 | 0 | 0 | 0 | 0 | 0 | 0 | 0 | 0 | 0 |  |  | C1 | 0 | 0 | 0 | 0 | 0 | C1 | 0 | 0 | 0 | 0 | 0 | C1 | [5 empty] | C1 | [5 empty] | 0 | [6 empty] | 0 | [6 empty] | 0 | [6 empty] | 0 | [6 empty] | 0 | [6 empty] | 0
|  |  | 0 | 0 | C2 | 0 | 0 | 0 | 0 | 0 | 0 | 0 | 0 | 0 | 0 | 0 | 0 | 0 | 0 | 0 | 0 | 0 | 0 | 0 | 0 | 0 | 0 | 0 | 0 | 0 | 0 | 0 | 0 | 0 | 0 | 0 | 0 | 0 | 0 | 0 | 0 |  |  | C2 | 0 | 0 | 0 | 0 | 0 | C2 | 0 | 0 | 0 | 0 | 0 | C2 | [5 empty] | C2 | [5 empty] | 0 | [6 empty] | 0 | [6 empty] | 0 | [6 empty] | 0 | [6 empty] | 0 | [6 empty] | 0
|  |  | 0 | 0 | C3 | 0 | 0 | 0 | 0 | 0 | 0 | 0 | 0 | 0 | 0 | 0 | 0 | 0 | 0 | 0 | 0 | 0 | 0 | 0 | 0 | 0 | 0 | 0 | 0 | 0 | 0 | 0 | 0 | 0 | 0 | 0 | 0 | 0 | 0 | 0 | 0 |  |  | C3 | 0 | 0 | 0 | 0 | 0 | C3 | 0 | 0 | 0 | 0 | 0 | C3 | [5 empty] | C3 | [5 empty] | 0 | [6 empty] | 0 | [6 empty] | 0 | [6 empty] | 0 | [6 empty] | 0 | [6 empty] | 0
|  |  | 0 | 0 | C4 | 0 | 0 | 0 | 0 | 0 | 0 | 0 | 0 | 0 | 0 | 0 | 0 | 0 | 0 | 0 | 0 | 0 | 0 | 0 | 0 | 0 | 0 | 0 | 0 | 0 | 0 | 0 | 0 | 0 | 0 | 0 | 0 | 0 | 0 | 0 | 0 |  |  | C4 | 0 | 0 | 0 | 0 | 0 | C4 | 0 | 0 | 0 | 0 | 0 | C4 | [5 empty] | C4 | [5 empty] | 0 | [6 empty] | 0 | [6 empty] | 0 | [6 empty] | 0 | [6 empty] | 0 | [6 empty] | 0
|  |  | 0 | 0 |  | 0 | 0 | 0 | 0 | 0 |  | 0 | 0 | 0 | 0 | 0 |  | 0 | 0 | 0 | 0 | 0 |  | 0 | 0 | 0 | 0 | 0 |  | 0 | 0 | 0 | 0 | 0 |  | 0 | 0 | 0 | 0 | 0 | [22 empty] | 0 | 0 | 0 | 0 | 0 | 0 |  | 0 | 0 | 0 | 0 | 0 | 0 |  | 0 | 0 | 0 | 0 | 0 | 0 |  | 0 | 0 | 0 | 0 | 0 | 0 |  | 0 | 0 | 0 | 0 | 0 | 0 |  | 0 | 0 | 0 | 0 | 0 | 0
| [Please insert new asset category as required] |  | 0 | 0 | C1 | 0 | 0 | 0 | 0 | 0 | 0 | 0 | 0 | 0 | 0 | 0 | 0 | 0 | 0 | 0 | 0 | 0 | 0 | 0 | 0 | 0 | 0 | 0 | 0 | 0 | 0 | 0 | 0 | 0 | 0 | 0 | 0 | 0 | 0 | 0 | 0 |  |  | C1 | 0 | 0 | 0 | 0 | 0 | C1 | 0 | 0 | 0 | 0 | 0 | C1 | [5 empty] | C1 | [5 empty] | 0 | [6 empty] | 0 | [6 empty] | 0 | [6 empty] | 0 | [6 empty] | 0 | [6 empty] | 0
|  |  | 0 | 0 | C2 | 0 | 0 | 0 | 0 | 0 | 0 | 0 | 0 | 0 | 0 | 0 | 0 | 0 | 0 | 0 | 0 | 0 | 0 | 0 | 0 | 0 | 0 | 0 | 0 | 0 | 0 | 0 | 0 | 0 | 0 | 0 | 0 | 0 | 0 | 0 | 0 |  |  | C2 | 0 | 0 | 0 | 0 | 0 | C2 | 0 | 0 | 0 | 0 | 0 | C2 | [5 empty] | C2 | [5 empty] | 0 | [6 empty] | 0 | [6 empty] | 0 | [6 empty] | 0 | [6 empty] | 0 | [6 empty] | 0
|  |  | 0 | 0 | C3 | 0 | 0 | 0 | 0 | 0 | 0 | 0 | 0 | 0 | 0 | 0 | 0 | 0 | 0 | 0 | 0 | 0 | 0 | 0 | 0 | 0 | 0 | 0 | 0 | 0 | 0 | 0 | 0 | 0 | 0 | 0 | 0 | 0 | 0 | 0 | 0 |  |  | C3 | 0 | 0 | 0 | 0 | 0 | C3 | 0 | 0 | 0 | 0 | 0 | C3 | [5 empty] | C3 | [5 empty] | 0 | [6 empty] | 0 | [6 empty] | 0 | [6 empty] | 0 | [6 empty] | 0 | [6 empty] | 0
|  |  | 0 | 0 | C4 | 0 | 0 | 0 | 0 | 0 | 0 | 0 | 0 | 0 | 0 | 0 | 0 | 0 | 0 | 0 | 0 | 0 | 0 | 0 | 0 | 0 | 0 | 0 | 0 | 0 | 0 | 0 | 0 | 0 | 0 | 0 | 0 | 0 | 0 | 0 | 0 |  |  | C4 | 0 | 0 | 0 | 0 | 0 | C4 | 0 | 0 | 0 | 0 | 0 | C4 | [5 empty] | C4 | [5 empty] | 0 | [6 empty] | 0 | [6 empty] | 0 | [6 empty] | 0 | [6 empty] | 0 | [6 empty] | 0
|  |  | 0 | 0 |  | 0 | 0 | 0 | 0 | 0 |  | 0 | 0 | 0 | 0 | 0 |  | 0 | 0 | 0 | 0 | 0 |  | 0 | 0 | 0 | 0 | 0 |  | 0 | 0 | 0 | 0 | 0 |  | 0 | 0 | 0 | 0 | 0 | [22 empty] | 0 | 0 | 0 | 0 | 0 | 0 |  | 0 | 0 | 0 | 0 | 0 | 0 |  | 0 | 0 | 0 | 0 | 0 | 0 |  | 0 | 0 | 0 | 0 | 0 | 0 |  | 0 | 0 | 0 | 0 | 0 | 0 |  | 0 | 0 | 0 | 0 | 0 | 0
| [Please insert new asset category as required] |  | 0 | 0 | C1 | 0 | 0 | 0 | 0 | 0 | 0 | 0 | 0 | 0 | 0 | 0 | 0 | 0 | 0 | 0 | 0 | 0 | 0 | 0 | 0 | 0 | 0 | 0 | 0 | 0 | 0 | 0 | 0 | 0 | 0 | 0 | 0 | 0 | 0 | 0 | 0 |  |  | C1 | 0 | 0 | 0 | 0 | 0 | C1 | 0 | 0 | 0 | 0 | 0 | C1 | [5 empty] | C1 | [5 empty] | 0 | [6 empty] | 0 | [6 empty] | 0 | [6 empty] | 0 | [6 empty] | 0 | [6 empty] | 0
|  |  | 0 | 0 | C2 | 0 | 0 | 0 | 0 | 0 | 0 | 0 | 0 | 0 | 0 | 0 | 0 | 0 | 0 | 0 | 0 | 0 | 0 | 0 | 0 | 0 | 0 | 0 | 0 | 0 | 0 | 0 | 0 | 0 | 0 | 0 | 0 | 0 | 0 | 0 | 0 |  |  | C2 | 0 | 0 | 0 | 0 | 0 | C2 | 0 | 0 | 0 | 0 | 0 | C2 | [5 empty] | C2 | [5 empty] | 0 | [6 empty] | 0 | [6 empty] | 0 | [6 empty] | 0 | [6 empty] | 0 | [6 empty] | 0
|  |  | 0 | 0 | C3 | 0 | 0 | 0 | 0 | 0 | 0 | 0 | 0 | 0 | 0 | 0 | 0 | 0 | 0 | 0 | 0 | 0 | 0 | 0 | 0 | 0 | 0 | 0 | 0 | 0 | 0 | 0 | 0 | 0 | 0 | 0 | 0 | 0 | 0 | 0 | 0 |  |  | C3 | 0 | 0 | 0 | 0 | 0 | C3 | 0 | 0 | 0 | 0 | 0 | C3 | [5 empty] | C3 | [5 empty] | 0 | [6 empty] | 0 | [6 empty] | 0 | [6 empty] | 0 | [6 empty] | 0 | [6 empty] | 0
|  |  | 0 | 0 | C4 | 0 | 0 | 0 | 0 | 0 | 0 | 0 | 0 | 0 | 0 | 0 | 0 | 0 | 0 | 0 | 0 | 0 | 0 | 0 | 0 | 0 | 0 | 0 | 0 | 0 | 0 | 0 | 0 | 0 | 0 | 0 | 0 | 0 | 0 | 0 | 0 |  |  | C4 | 0 | 0 | 0 | 0 | 0 | C4 | 0 | 0 | 0 | 0 | 0 | C4 | [5 empty] | C4 | [5 empty] | 0 | [6 empty] | 0 | [6 empty] | 0 | [6 empty] | 0 | [6 empty] | 0 | [6 empty] | 0
|  |  | 0 | 0 |  | 0 | 0 | 0 | 0 | 0 |  | 0 | 0 | 0 | 0 | 0 |  | 0 | 0 | 0 | 0 | 0 |  | 0 | 0 | 0 | 0 | 0 |  | 0 | 0 | 0 | 0 | 0 |  | 0 | 0 | 0 | 0 | 0 | [22 empty] | 0 | 0 | 0 | 0 | 0 | 0 |  | 0 | 0 | 0 | 0 | 0 | 0 |  | 0 | 0 | 0 | 0 | 0 | 0 |  | 0 | 0 | 0 | 0 | 0 | 0 |  | 0 | 0 | 0 | 0 | 0 | 0 |  | 0 | 0 | 0 | 0 | 0 | 0
[63 empty] | 0 | 0 | 0 | 0 | 0 | 0 |  | 1191279.0507 | 327334.5041 | 460376.1621 | 137043.4486 | 833238.4481 | 2949271.6136 |  | 1115844.1457 | 257129.8701 | 638450.8416 | 263766.6378 | 1085429.0925 | 3360620.5877 |  | 1115844.1457 | 257129.8701 | 696861.7222 | 296875.6356 | 785880.8621 | 3152592.2356 |  | 994389.2069 | 301882.3062 | 530705.5889 | 748149.1277 | 1272543.9894 | 3847670.2191 |  | 994389.2069 | 301882.3062 | 662130.0701 | 767068.555 | 728919.4231 | 3454389.5613
| Other | [66 empty] | 0 | [6 empty] | 0 | [6 empty] | 0 | [6 empty] | 0 | [6 empty] | 0 | [6 empty] | 0
| Submarine Cables |  | 2.036 | 2.036 | C1 | 0 | 0 | 2.036 | 0 | 0 | 2.036 | 0 | 0 | 0 | 0 | 0 | 0 | 0 | 0 | 0 | 0 | 0 | 0 | 0 | 0 | 2.036 | 0 | 0 | 2.036 | 0 | 0 | 0 | 0 | 0 | 0 | 0 | 0 | 0 | 2.036 | 0 | 2.036 |  |  | C1 | 0.0057571 | 0.0085717 | 0.015156 | 0.024545 | 0.057572 | C1 | 227449.544 | 227449.544 | 227449.544 | 227449.544 | 227449.544 | C1 | 1309.4477 | 1949.6282 | 3447.1195 | 5582.6522 | 13094.7006 | C1 | 0 | 0 | 0 | 0 | 0 | 0 |  | 0 | 0 | 7018.3353 | 0 | 0 | 7018.3353 |  | 0 | 0 | 7018.3353 | 0 | 0 | 7018.3353 |  | 0 | 0 | 7018.3353 | 0 | 0 | 7018.3353 |  | 0 | 0 | 0 | 11366.2799 | 0 | 11366.2799 |  | 0 | 0 | 0 | 11366.2799 | 0 | 11366.2799
|  |  | 2.665 | 2.665 | C2 | 0.768 | 0 | 1.897 | 0 | 0 | 2.665 | 0 | 0 | 0 | 0 | 0 | 0 | 0 | 0 | 0 | 0 | 0 | 0 | 0.768 | 0 | 1.897 | 0 | 0 | 2.665 | 0 | 0 | 0 | 0 | 0 | 0 | 0.768 | 0 | 0 | 1.897 | 0 | 2.665 |  |  | C2 | 0.0057571 | 0.0085717 | 0.015156 | 0.024545 | 0.057572 | C2 | 324927.92 | 324927.92 | 324927.92 | 324927.92 | 324927.92 | C2 | 1870.6396 | 2785.1831 | 4924.4564 | 7975.2175 | 18706.7152 | C2 | 0 | 0 | 0 | 0 | 0 | 0 |  | 1436.6512 | 0 | 9341.6938 | 0 | 0 | 10778.345 |  | 1436.6512 | 0 | 9341.6938 | 0 | 0 | 10778.345 |  | 1436.6512 | 0 | 9341.6938 | 0 | 0 | 10778.345 |  | 1436.6512 | 0 | 0 | 15128.9875 | 0 | 16565.6387 |  | 1436.6512 | 0 | 0 | 15128.9875 | 0 | 16565.6387
|  |  | 14.539 | 14.539 | C3 | 14.539 | 0 | 0 | 0 | 0 | 14.539 | 0 | 0 | 0 | 0 | 0 | 0 | 0 | 0 | 0 | 0 | 0 | 0 | 14.539 | 0 | 0 | 0 | 0 | 14.539 | 0 | 0 | 0 | 0 | 0 | 0 | 14.041 | 0.498 | 0 | 0 | 0 | 14.539 |  |  | C3 | 0.0057571 | 0.0085717 | 0.015156 | 0.024545 | 0.057572 | C3 | 487391.88 | 487391.88 | 487391.88 | 487391.88 | 487391.88 | C3 | 2805.9594 | 4177.7747 | 7386.6846 | 11962.8262 | 28060.0728 | C3 | 0 | 0 | 0 | 0 | 0 | 0 |  | 40795.8441 | 0 | 0 | 0 | 0 | 40795.8441 |  | 40795.8441 | 0 | 0 | 0 | 0 | 40795.8441 |  | 40795.8441 | 0 | 0 | 0 | 0 | 40795.8441 |  | 39398.4763 | 2080.5318 | 0 | 0 | 0 | 41479.0081 |  | 39398.4763 | 2080.5318 | 0 | 0 | 0 | 41479.0081
|  |  | 0 | 0 | C4 | 0 | 0 | 0 | 0 | 0 | 0 | 0 | 0 | 0 | 0 | 0 | 0 | 0 | 0 | 0 | 0 | 0 | 0 | 0 | 0 | 0 | 0 | 0 | 0 | 0 | 0 | 0 | 0 | 0 | 0 | 0 | 0 | 0 | 0 | 0 | 0 |  |  | C4 | 0.0057571 | 0.0085717 | 0.015156 | 0.024545 | 0.057572 | C4 | 812319.8 | 812319.8 | 812319.8 | 812319.8 | 812319.8 | C4 | 4676.599 | 6962.9578 | 12311.141 | 19938.0436 | 46766.7879 | C4 | 0 | 0 | 0 | 0 | 0 | 0 |  | 0 | 0 | 0 | 0 | 0 | 0 |  | 0 | 0 | 0 | 0 | 0 | 0 |  | 0 | 0 | 0 | 0 | 0 | 0 |  | 0 | 0 | 0 | 0 | 0 | 0 |  | 0 | 0 | 0 | 0 | 0 | 0
|  | Yes | 19.24 | 19.24 |  | 15.307 | 0 | 3.933 | 0 | 0 |  | 0 | 0 | 0 | 0 | 0 |  | 0 | 0 | 0 | 0 | 0 |  | 15.307 | 0 | 3.933 | 0 | 0 |  | 0 | 0 | 0 | 0 | 0 |  | 14.809 | 0.498 | 0 | 3.933 | 0 | [22 empty] | 0 | 0 | 0 | 0 | 0 | 0 |  | 42232.4953 | 0 | 16360.0291 | 0 | 0 | 58592.5244 |  | 42232.4953 | 0 | 16360.0291 | 0 | 0 | 58592.5244 |  | 42232.4953 | 0 | 16360.0291 | 0 | 0 | 58592.5244 |  | 40835.1275 | 2080.5318 | 0 | 26495.2674 | 0 | 69410.9267 |  | 40835.1275 | 2080.5318 | 0 | 26495.2674 | 0 | 69410.9267
| [Please insert new asset category as required] |  | 0 | 0 | C1 | 0 | 0 | 0 | 0 | 0 | 0 | 0 | 0 | 0 | 0 | 0 | 0 | 0 | 0 | 0 | 0 | 0 | 0 | 0 | 0 | 0 | 0 | 0 | 0 | 0 | 0 | 0 | 0 | 0 | 0 | 0 | 0 | 0 | 0 | 0 | 0 |  |  | C1 | 0 | 0 | 0 | 0 | 0 | C1 | 0 | 0 | 0 | 0 | 0 | C1 | [5 empty] | C1 | [5 empty] | 0 | [6 empty] | 0 | [6 empty] | 0 | [6 empty] | 0 | [6 empty] | 0 | [6 empty] | 0
|  |  | 0 | 0 | C2 | 0 | 0 | 0 | 0 | 0 | 0 | 0 | 0 | 0 | 0 | 0 | 0 | 0 | 0 | 0 | 0 | 0 | 0 | 0 | 0 | 0 | 0 | 0 | 0 | 0 | 0 | 0 | 0 | 0 | 0 | 0 | 0 | 0 | 0 | 0 | 0 |  |  | C2 | 0 | 0 | 0 | 0 | 0 | C2 | 0 | 0 | 0 | 0 | 0 | C2 | [5 empty] | C2 | [5 empty] | 0 | [6 empty] | 0 | [6 empty] | 0 | [6 empty] | 0 | [6 empty] | 0 | [6 empty] | 0
|  |  | 0 | 0 | C3 | 0 | 0 | 0 | 0 | 0 | 0 | 0 | 0 | 0 | 0 | 0 | 0 | 0 | 0 | 0 | 0 | 0 | 0 | 0 | 0 | 0 | 0 | 0 | 0 | 0 | 0 | 0 | 0 | 0 | 0 | 0 | 0 | 0 | 0 | 0 | 0 |  |  | C3 | 0 | 0 | 0 | 0 | 0 | C3 | 0 | 0 | 0 | 0 | 0 | C3 | [5 empty] | C3 | [5 empty] | 0 | [6 empty] | 0 | [6 empty] | 0 | [6 empty] | 0 | [6 empty] | 0 | [6 empty] | 0
|  |  | 0 | 0 | C4 | 0 | 0 | 0 | 0 | 0 | 0 | 0 | 0 | 0 | 0 | 0 | 0 | 0 | 0 | 0 | 0 | 0 | 0 | 0 | 0 | 0 | 0 | 0 | 0 | 0 | 0 | 0 | 0 | 0 | 0 | 0 | 0 | 0 | 0 | 0 | 0 |  |  | C4 | 0 | 0 | 0 | 0 | 0 | C4 | 0 | 0 | 0 | 0 | 0 | C4 | [5 empty] | C4 | [5 empty] | 0 | [6 empty] | 0 | [6 empty] | 0 | [6 empty] | 0 | [6 empty] | 0 | [6 empty] | 0
|  |  | 0 | 0 |  | 0 | 0 | 0 | 0 | 0 |  | 0 | 0 | 0 | 0 | 0 |  | 0 | 0 | 0 | 0 | 0 |  | 0 | 0 | 0 | 0 | 0 |  | 0 | 0 | 0 | 0 | 0 |  | 0 | 0 | 0 | 0 | 0 | [22 empty] | 0 | 0 | 0 | 0 | 0 | 0 |  | 0 | 0 | 0 | 0 | 0 | 0 |  | 0 | 0 | 0 | 0 | 0 | 0 |  | 0 | 0 | 0 | 0 | 0 | 0 |  | 0 | 0 | 0 | 0 | 0 | 0 |  | 0 | 0 | 0 | 0 | 0 | 0
| [Please insert new asset category as required] |  | 0 | 0 | C1 | 0 | 0 | 0 | 0 | 0 | 0 | 0 | 0 | 0 | 0 | 0 | 0 | 0 | 0 | 0 | 0 | 0 | 0 | 0 | 0 | 0 | 0 | 0 | 0 | 0 | 0 | 0 | 0 | 0 | 0 | 0 | 0 | 0 | 0 | 0 | 0 |  |  | C1 | 0 | 0 | 0 | 0 | 0 | C1 | 0 | 0 | 0 | 0 | 0 | C1 | [5 empty] | C1 | [5 empty] | 0 | [6 empty] | 0 | [6 empty] | 0 | [6 empty] | 0 | [6 empty] | 0 | [6 empty] | 0
|  |  | 0 | 0 | C2 | 0 | 0 | 0 | 0 | 0 | 0 | 0 | 0 | 0 | 0 | 0 | 0 | 0 | 0 | 0 | 0 | 0 | 0 | 0 | 0 | 0 | 0 | 0 | 0 | 0 | 0 | 0 | 0 | 0 | 0 | 0 | 0 | 0 | 0 | 0 | 0 |  |  | C2 | 0 | 0 | 0 | 0 | 0 | C2 | 0 | 0 | 0 | 0 | 0 | C2 | [5 empty] | C2 | [5 empty] | 0 | [6 empty] | 0 | [6 empty] | 0 | [6 empty] | 0 | [6 empty] | 0 | [6 empty] | 0
|  |  | 0 | 0 | C3 | 0 | 0 | 0 | 0 | 0 | 0 | 0 | 0 | 0 | 0 | 0 | 0 | 0 | 0 | 0 | 0 | 0 | 0 | 0 | 0 | 0 | 0 | 0 | 0 | 0 | 0 | 0 | 0 | 0 | 0 | 0 | 0 | 0 | 0 | 0 | 0 |  |  | C3 | 0 | 0 | 0 | 0 | 0 | C3 | 0 | 0 | 0 | 0 | 0 | C3 | [5 empty] | C3 | [5 empty] | 0 | [6 empty] | 0 | [6 empty] | 0 | [6 empty] | 0 | [6 empty] | 0 | [6 empty] | 0
|  |  | 0 | 0 | C4 | 0 | 0 | 0 | 0 | 0 | 0 | 0 | 0 | 0 | 0 | 0 | 0 | 0 | 0 | 0 | 0 | 0 | 0 | 0 | 0 | 0 | 0 | 0 | 0 | 0 | 0 | 0 | 0 | 0 | 0 | 0 | 0 | 0 | 0 | 0 | 0 |  |  | C4 | 0 | 0 | 0 | 0 | 0 | C4 | 0 | 0 | 0 | 0 | 0 | C4 | [5 empty] | C4 | [5 empty] | 0 | [6 empty] | 0 | [6 empty] | 0 | [6 empty] | 0 | [6 empty] | 0 | [6 empty] | 0
|  |  | 0 | 0 |  | 0 | 0 | 0 | 0 | 0 |  | 0 | 0 | 0 | 0 | 0 |  | 0 | 0 | 0 | 0 | 0 |  | 0 | 0 | 0 | 0 | 0 |  | 0 | 0 | 0 | 0 | 0 |  | 0 | 0 | 0 | 0 | 0 | [22 empty] | 0 | 0 | 0 | 0 | 0 | 0 |  | 0 | 0 | 0 | 0 | 0 | 0 |  | 0 | 0 | 0 | 0 | 0 | 0 |  | 0 | 0 | 0 | 0 | 0 | 0 |  | 0 | 0 | 0 | 0 | 0 | 0 |  | 0 | 0 | 0 | 0 | 0 | 0
| [Please insert new asset category as required] |  | 0 | 0 | C1 | 0 | 0 | 0 | 0 | 0 | 0 | 0 | 0 | 0 | 0 | 0 | 0 | 0 | 0 | 0 | 0 | 0 | 0 | 0 | 0 | 0 | 0 | 0 | 0 | 0 | 0 | 0 | 0 | 0 | 0 | 0 | 0 | 0 | 0 | 0 | 0 |  |  | C1 | 0 | 0 | 0 | 0 | 0 | C1 | 0 | 0 | 0 | 0 | 0 | C1 | [5 empty] | C1 | [5 empty] | 0 | [6 empty] | 0 | [6 empty] | 0 | [6 empty] | 0 | [6 empty] | 0 | [6 empty] | 0
|  |  | 0 | 0 | C2 | 0 | 0 | 0 | 0 | 0 | 0 | 0 | 0 | 0 | 0 | 0 | 0 | 0 | 0 | 0 | 0 | 0 | 0 | 0 | 0 | 0 | 0 | 0 | 0 | 0 | 0 | 0 | 0 | 0 | 0 | 0 | 0 | 0 | 0 | 0 | 0 |  |  | C2 | 0 | 0 | 0 | 0 | 0 | C2 | 0 | 0 | 0 | 0 | 0 | C2 | [5 empty] | C2 | [5 empty] | 0 | [6 empty] | 0 | [6 empty] | 0 | [6 empty] | 0 | [6 empty] | 0 | [6 empty] | 0
|  |  | 0 | 0 | C3 | 0 | 0 | 0 | 0 | 0 | 0 | 0 | 0 | 0 | 0 | 0 | 0 | 0 | 0 | 0 | 0 | 0 | 0 | 0 | 0 | 0 | 0 | 0 | 0 | 0 | 0 | 0 | 0 | 0 | 0 | 0 | 0 | 0 | 0 | 0 | 0 |  |  | C3 | 0 | 0 | 0 | 0 | 0 | C3 | 0 | 0 | 0 | 0 | 0 | C3 | [5 empty] | C3 | [5 empty] | 0 | [6 empty] | 0 | [6 empty] | 0 | [6 empty] | 0 | [6 empty] | 0 | [6 empty] | 0
|  |  | 0 | 0 | C4 | 0 | 0 | 0 | 0 | 0 | 0 | 0 | 0 | 0 | 0 | 0 | 0 | 0 | 0 | 0 | 0 | 0 | 0 | 0 | 0 | 0 | 0 | 0 | 0 | 0 | 0 | 0 | 0 | 0 | 0 | 0 | 0 | 0 | 0 | 0 | 0 |  |  | C4 | 0 | 0 | 0 | 0 | 0 | C4 | 0 | 0 | 0 | 0 | 0 | C4 | [5 empty] | C4 | [5 empty] | 0 | [6 empty] | 0 | [6 empty] | 0 | [6 empty] | 0 | [6 empty] | 0 | [6 empty] | 0
|  |  | 0 | 0 |  | 0 | 0 | 0 | 0 | 0 |  | 0 | 0 | 0 | 0 | 0 |  | 0 | 0 | 0 | 0 | 0 |  | 0 | 0 | 0 | 0 | 0 |  | 0 | 0 | 0 | 0 | 0 |  | 0 | 0 | 0 | 0 | 0 | [22 empty] | 0 | 0 | 0 | 0 | 0 | 0 |  | 0 | 0 | 0 | 0 | 0 | 0 |  | 0 | 0 | 0 | 0 | 0 | 0 |  | 0 | 0 | 0 | 0 | 0 | 0 |  | 0 | 0 | 0 | 0 | 0 | 0 |  | 0 | 0 | 0 | 0 | 0 | 0
| [Please insert new asset category as required] |  | 0 | 0 | C1 | 0 | 0 | 0 | 0 | 0 | 0 | 0 | 0 | 0 | 0 | 0 | 0 | 0 | 0 | 0 | 0 | 0 | 0 | 0 | 0 | 0 | 0 | 0 | 0 | 0 | 0 | 0 | 0 | 0 | 0 | 0 | 0 | 0 | 0 | 0 | 0 |  |  | C1 | 0 | 0 | 0 | 0 | 0 | C1 | 0 | 0 | 0 | 0 | 0 | C1 | [5 empty] | C1 | [5 empty] | 0 | [6 empty] | 0 | [6 empty] | 0 | [6 empty] | 0 | [6 empty] | 0 | [6 empty] | 0
|  |  | 0 | 0 | C2 | 0 | 0 | 0 | 0 | 0 | 0 | 0 | 0 | 0 | 0 | 0 | 0 | 0 | 0 | 0 | 0 | 0 | 0 | 0 | 0 | 0 | 0 | 0 | 0 | 0 | 0 | 0 | 0 | 0 | 0 | 0 | 0 | 0 | 0 | 0 | 0 |  |  | C2 | 0 | 0 | 0 | 0 | 0 | C2 | 0 | 0 | 0 | 0 | 0 | C2 | [5 empty] | C2 | [5 empty] | 0 | [6 empty] | 0 | [6 empty] | 0 | [6 empty] | 0 | [6 empty] | 0 | [6 empty] | 0
|  |  | 0 | 0 | C3 | 0 | 0 | 0 | 0 | 0 | 0 | 0 | 0 | 0 | 0 | 0 | 0 | 0 | 0 | 0 | 0 | 0 | 0 | 0 | 0 | 0 | 0 | 0 | 0 | 0 | 0 | 0 | 0 | 0 | 0 | 0 | 0 | 0 | 0 | 0 | 0 |  |  | C3 | 0 | 0 | 0 | 0 | 0 | C3 | 0 | 0 | 0 | 0 | 0 | C3 | [5 empty] | C3 | [5 empty] | 0 | [6 empty] | 0 | [6 empty] | 0 | [6 empty] | 0 | [6 empty] | 0 | [6 empty] | 0
|  |  | 0 | 0 | C4 | 0 | 0 | 0 | 0 | 0 | 0 | 0 | 0 | 0 | 0 | 0 | 0 | 0 | 0 | 0 | 0 | 0 | 0 | 0 | 0 | 0 | 0 | 0 | 0 | 0 | 0 | 0 | 0 | 0 | 0 | 0 | 0 | 0 | 0 | 0 | 0 |  |  | C4 | 0 | 0 | 0 | 0 | 0 | C4 | 0 | 0 | 0 | 0 | 0 | C4 | [5 empty] | C4 | [5 empty] | 0 | [6 empty] | 0 | [6 empty] | 0 | [6 empty] | 0 | [6 empty] | 0 | [6 empty] | 0
|  |  | 0 | 0 |  | 0 | 0 | 0 | 0 | 0 |  | 0 | 0 | 0 | 0 | 0 |  | 0 | 0 | 0 | 0 | 0 |  | 0 | 0 | 0 | 0 | 0 |  | 0 | 0 | 0 | 0 | 0 |  | 0 | 0 | 0 | 0 | 0 | [22 empty] | 0 | 0 | 0 | 0 | 0 | 0 |  | 0 | 0 | 0 | 0 | 0 | 0 |  | 0 | 0 | 0 | 0 | 0 | 0 |  | 0 | 0 | 0 | 0 | 0 | 0 |  | 0 | 0 | 0 | 0 | 0 | 0 |  | 0 | 0 | 0 | 0 | 0 | 0
| [Please insert new asset category as required] |  | 0 | 0 | C1 | 0 | 0 | 0 | 0 | 0 | 0 | 0 | 0 | 0 | 0 | 0 | 0 | 0 | 0 | 0 | 0 | 0 | 0 | 0 | 0 | 0 | 0 | 0 | 0 | 0 | 0 | 0 | 0 | 0 | 0 | 0 | 0 | 0 | 0 | 0 | 0 |  |  | C1 | 0 | 0 | 0 | 0 | 0 | C1 | 0 | 0 | 0 | 0 | 0 | C1 | [5 empty] | C1 | [5 empty] | 0 | [6 empty] | 0 | [6 empty] | 0 | [6 empty] | 0 | [6 empty] | 0 | [6 empty] | 0
|  |  | 0 | 0 | C2 | 0 | 0 | 0 | 0 | 0 | 0 | 0 | 0 | 0 | 0 | 0 | 0 | 0 | 0 | 0 | 0 | 0 | 0 | 0 | 0 | 0 | 0 | 0 | 0 | 0 | 0 | 0 | 0 | 0 | 0 | 0 | 0 | 0 | 0 | 0 | 0 |  |  | C2 | 0 | 0 | 0 | 0 | 0 | C2 | 0 | 0 | 0 | 0 | 0 | C2 | [5 empty] | C2 | [5 empty] | 0 | [6 empty] | 0 | [6 empty] | 0 | [6 empty] | 0 | [6 empty] | 0 | [6 empty] | 0
|  |  | 0 | 0 | C3 | 0 | 0 | 0 | 0 | 0 | 0 | 0 | 0 | 0 | 0 | 0 | 0 | 0 | 0 | 0 | 0 | 0 | 0 | 0 | 0 | 0 | 0 | 0 | 0 | 0 | 0 | 0 | 0 | 0 | 0 | 0 | 0 | 0 | 0 | 0 | 0 |  |  | C3 | 0 | 0 | 0 | 0 | 0 | C3 | 0 | 0 | 0 | 0 | 0 | C3 | [5 empty] | C3 | [5 empty] | 0 | [6 empty] | 0 | [6 empty] | 0 | [6 empty] | 0 | [6 empty] | 0 | [6 empty] | 0
|  |  | 0 | 0 | C4 | 0 | 0 | 0 | 0 | 0 | 0 | 0 | 0 | 0 | 0 | 0 | 0 | 0 | 0 | 0 | 0 | 0 | 0 | 0 | 0 | 0 | 0 | 0 | 0 | 0 | 0 | 0 | 0 | 0 | 0 | 0 | 0 | 0 | 0 | 0 | 0 |  |  | C4 | 0 | 0 | 0 | 0 | 0 | C4 | 0 | 0 | 0 | 0 | 0 | C4 | [5 empty] | C4 | [5 empty] | 0 | [6 empty] | 0 | [6 empty] | 0 | [6 empty] | 0 | [6 empty] | 0 | [6 empty] | 0
|  |  | 0 | 0 |  | 0 | 0 | 0 | 0 | 0 |  | 0 | 0 | 0 | 0 | 0 |  | 0 | 0 | 0 | 0 | 0 |  | 0 | 0 | 0 | 0 | 0 |  | 0 | 0 | 0 | 0 | 0 |  | 0 | 0 | 0 | 0 | 0 | [22 empty] | 0 | 0 | 0 | 0 | 0 | 0 |  | 0 | 0 | 0 | 0 | 0 | 0 |  | 0 | 0 | 0 | 0 | 0 | 0 |  | 0 | 0 | 0 | 0 | 0 | 0 |  | 0 | 0 | 0 | 0 | 0 | 0 |  | 0 | 0 | 0 | 0 | 0 | 0
[63 empty] | 0 | 0 | 0 | 0 | 0 | 0 |  | 42232.4953 | 0 | 16360.0291 | 0 | 0 | 58592.5244 |  | 42232.4953 | 0 | 16360.0291 | 0 | 0 | 58592.5244 |  | 42232.4953 | 0 | 16360.0291 | 0 | 0 | 58592.5244 |  | 40835.1275 | 2080.5318 | 0 | 26495.2674 | 0 | 69410.9267 |  | 40835.1275 | 2080.5318 | 0 | 26495.2674 | 0 | 69410.9267
| TOTAL |  | 586401.6298 | 586401.6298 |  | 346534.2698 | 61683.108 | 102203.0217 | 35008.2303 | 40973 |  | 0 | 0 | 0 | 0 | 0 |  | 0 | 40 | -28 | 117 | -129 |  | 323742.6968 | 64797.576 | 98849.1267 | 33470.2303 | 65542 |  | 0 | 94 | -69 | 142 | -167 |  | 296444.2568 | 59032.431 | 44453.7307 | 95275.2103 | 91196 |  |  |  |  | 0 | 0 | 0 | 0 | 0 |  | 0 | 0 | 0 | 0 | 0 | [7 empty] | 0 | 0 | 0 | 0 | 0 | 0 |  | 13129140.0066 | 3438330.5755 | 8457950.1803 | 4860200.985 | 17568024.8228 | 47453646.5702 |  | 12269778.8409 | 3493352.0175 | 8682877.9128 | 4593007.8998 | 25556961.9274 | 54595978.5984 |  | 12269778.8409 | 3619897.1652 | 8546021.9133 | 4754235.038 | 24848724.6292 | 54038657.5867 |  | 11196335.1177 | 3272382.9151 | 4430731.8807 | 13342585.1855 | 33405450.1116 | 65647485.2107 |  | 11196335.1177 | 3547874.8041 | 4136082.6125 | 13549438.4838 | 32189204.4386 | 64618935.4567
Health Index Definitions
|  |  | HI1 | New or as new | [57 empty] | LV Network | 0 | 0 | 0 | 0 | 0 | 0 | LV Network | 4186467.506 | 927298.2264 | 3780445.524 | 1602131.4053 | 4273549.5256 | 14769892.1872 | LV Network | 3971805.7617 | 927081.1081 | 3491593.7468 | 1858562.0478 | 6917448.6444 | 17166491.3088 | LV Network | 3971805.7617 | 927081.1081 | 3491593.7468 | 1858562.0478 | 6917448.6444 | 17166491.3088 | LV Network | 3689870.5009 | 846265.4935 | 1151350.4854 | 5550451.1563 | 10509901.243 | 21747838.8791 | LV Network | 3689870.5009 | 846265.4935 | 1151350.4854 | 5550451.1563 | 10509901.243 | 21747838.8791
|  |  | HI2 | Good or seviceable condition | [57 empty] | HV Network | 0 | 0 | 0 | 0 | 0 | 0 | HV Network | 5671256.8416 | 1324969.4187 | 2755584.6671 | 2297795.2847 | 8509296.4716 | 20558902.6838 | HV Network | 5280238.1273 | 1497840.402 | 2891368.4884 | 1642440.4549 | 12279582.4813 | 23591469.9539 | HV Network | 5280238.1273 | 1497840.402 | 2891368.4884 | 1696440.5243 | 12152919.613 | 23518807.1551 | HV Network | 4802015.7645 | 1495167.2482 | 1570270.799 | 4588148.5754 | 15188875.0843 | 27644477.4714 | HV Network | 4802015.7645 | 1498874.6722 | 1563715.737 | 4652552.3279 | 15037809.2781 | 27554967.7797
|  |  | HI3 | Deterioration requires assessment and monitoring | [57 empty] | EHV Network | 0 | 0 | 0 | 0 | 0 | 0 | EHV Network | 2037904.1129 | 858728.4264 | 1445183.798 | 823230.8464 | 3951940.3774 | 9116987.5612 | EHV Network | 1859658.3109 | 811300.6373 | 1645104.8069 | 828238.7592 | 5274501.7093 | 10418804.2235 | EHV Network | 1859658.3109 | 937845.785 | 1449837.9269 | 902356.8303 | 4992475.5098 | 10142174.3628 | EHV Network | 1669224.518 | 626987.3354 | 1178405.0075 | 2429341.0586 | 6434129.7949 | 12338087.7144 | EHV Network | 1669224.518 | 898771.8003 | 758886.32 | 2552871.1771 | 5912574.4944 | 11792328.3098
|  |  | HI4 | Material deterioration, intervention requires consideration | [57 empty] | 132kV Network | 0 | 0 | 0 | 0 | 0 | 0 | 132kV Network | 1191279.0507 | 327334.5041 | 460376.1621 | 137043.4486 | 833238.4481 | 2949271.6136 | 132kV Network | 1115844.1457 | 257129.8701 | 638450.8416 | 263766.6378 | 1085429.0925 | 3360620.5877 | 132kV Network | 1115844.1457 | 257129.8701 | 696861.7222 | 296875.6356 | 785880.8621 | 3152592.2356 | 132kV Network | 994389.2069 | 301882.3062 | 530705.5889 | 748149.1277 | 1272543.9894 | 3847670.2191 | 132kV Network | 994389.2069 | 301882.3062 | 662130.0701 | 767068.555 | 728919.4231 | 3454389.5613
|  |  | HI5 | End of serviceable life, intervention required | [57 empty] | Other | 0 | 0 | 0 | 0 | 0 | 0 | Other | 42232.4953 | 0 | 16360.0291 | 0 | 0 | 58592.5244 | Other | 42232.4953 | 0 | 16360.0291 | 0 | 0 | 58592.5244 | Other | 42232.4953 | 0 | 16360.0291 | 0 | 0 | 58592.5244 | Other | 40835.1275 | 2080.5318 | 0 | 26495.2674 | 0 | 69410.9267 | Other | 40835.1275 | 2080.5318 | 0 | 26495.2674 | 0 | 69410.9267
[62 empty] | Total | 0 | 0 | 0 | 0 | 0 | 0 | Total | 13129140.0066 | 3438330.5755 | 8457950.1803 | 4860200.985 | 17568024.8228 | 47453646.5702 | Total | 12269778.8409 | 3493352.0175 | 8682877.9128 | 4593007.8998 | 25556961.9274 | 54595978.5984 | Total | 12269778.8409 | 3619897.1652 | 8546021.9133 | 4754235.038 | 24848724.6292 | 54038657.5867 | Total | 11196335.1177 | 3272382.9151 | 4430731.8807 | 13342585.1855 | 33405450.1116 | 65647485.2107 | Total | 11196335.1177 | 3547874.8041 | 4136082.6125 | 13549438.4838 | 32189204.4386 | 64618935.4567
Criticality Index Definitions
|  |  | C1 | Low criticality
|  |  | C2 | Average criticality
|  |  | C3 | High criticality
|  |  | C4 | Very high criticality

## SSES - HVP
Secondary deliverables RIIO-ED1 - HVP - Asset Replacement and Refurbishment driven | [50 empty] | Criticality weightings C1 to C4 | Criticality Rating Boundaries
SSES | [49 empty] | C1 | 0.7 | Below 75% of average
[50 empty] | C2 | 1 | 75%-125%
[50 empty] | C3 | 1.5 | 125%-200%
[50 empty] | C4 | 2.5 | Over 200% of average
Price base (2012/13)
| ASSET CATEGORIES |  | ASSET REGISTER |  |  | End of DPCR5 (31 March 2015) with investment | [5 empty] | End of DPCR5 (31 March 2015) without investment | [5 empty] | Mid-Period Review (31 March 2019) planned investment | [5 empty] | Mid-Period Review (31 March 2019) without investment | [5 empty] | End of RIIO-ED1 (31 March 2023) planned investment | [5 empty] | End of RIIO-ED1 (31 March 2023) without investment | [8 empty] | Probability of Asset Failure | [5 empty] | Consequence of Asset Failure | [5 empty] | Probability of Asset Failure x Consequence of Asset Failure
Is it your current intention to have a health index for this asset category in the RIIO-ED1 control period.
|  |  | as at 31st March 2015 | as at 31st March 2023 |  | HI 1 | HI 2 | HI 3 | HI 4 | HI 5 |  | HI 1 | HI 2 | HI 3 | HI 4 | HI 5 |  | HI 1 | HI 2 | HI 3 | HI 4 | HI 5 |  | HI 1 | HI 2 | HI 3 | HI 4 | HI 5 |  | HI 1 | HI 2 | HI 3 | HI 4 | HI 5 |  | HI 1 | HI 2 | HI 3 | HI 4 | HI 5 |  |  |  |  | HI 1 | HI 2 | HI 3 | HI 4 | HI 5 |  | HI 1 | HI 2 | HI 3 | HI 4 | HI 5 |  | HI 1 | HI 2 | HI 3 | HI 4 | HI 5 |  | End of DPCR5 (without investment) | [6 empty] | Position at Beginning of RIIO-ED1 | [6 empty] | Mid Period (Without Investment) | [6 empty] | Mid Period (With Investment) | [6 empty] | End of RIIO-ED1 (Without Investment) | [6 empty] | End of RIIO-ED1 (With Investment)
| LV Network | [61 empty] | 1 | 2 | 3 | 4 | 5 | Total |  | 1 | 2 | 3 | 4 | 5 | Total |  | 1 | 2 | 3 | 4 | 5 | Total |  | 1 | 2 | 3 | 4 | 5 | Total |  | 1 | 2 | 3 | 4 | 5 | Total |  | 1 | 2 | 3 | 4 | 5 | Total
| LV Switchgear and Other |  | 5208 | 5208 | C1 | 4888 | 247 | 51 | 6 | 16 | 5208 | 0 | 0 | 0 | 0 | 0 | 0 | 0 | 0 | 0 | 0 | 0 | 0 | 4729 | 348 | 100 | 10 | 21 | 5208 | 0 | 0 | 0 | 0 | 0 | 0 | 4527 | 451 | 152 | 52 | 26 | 5208 | Yes |  | C1 | 0.0013421 | 0.0019982 | 0.003533 | 0.0057217 | 0.013421 | C1 | 13393.268 | 13393.268 | 13393.268 | 13393.268 | 13393.268 | C1 | 17.9748 | 26.7625 | 47.3185 | 76.6329 | 179.7506 | C1 | 0 | 0 | 0 | 0 | 0 | 0 |  | 87860.5855 | 6610.3351 | 2413.244 | 459.7974 | 2876.0093 | 100219.9714 |  | 85002.6 | 9313.3466 | 4731.851 | 766.3291 | 3774.7622 | 103588.889 |  | 85002.6 | 9313.3466 | 4731.851 | 766.3291 | 3774.7622 | 103588.889 |  | 81371.7002 | 12069.8831 | 7192.4136 | 3984.9112 | 4673.5151 | 109292.4232 |  | 81371.7002 | 12069.8831 | 7192.4136 | 3984.9112 | 4673.5151 | 109292.4232
|  |  | 21219 | 21219 | C2 | 18817 | 1779 | 442 | 33 | 148 | 21219 | 0 | 0 | 0 | 0 | 0 | 0 | 0 | 0 | 0 | 0 | 0 | 0 | 17482 | 2706 | 778 | 88 | 165 | 21219 | 0 | 0 | 0 | 0 | 0 | 0 | 15633 | 3776 | 1063 | 519 | 228 | 21219 | No |  | C2 | 0.0013421 | 0.0019982 | 0.003533 | 0.0057217 | 0.013421 | C2 | 19133.24 | 19133.24 | 19133.24 | 19133.24 | 19133.24 | C2 | 25.6782 | 38.2321 | 67.5979 | 109.4756 | 256.7865 | C2 | 0 | 0 | 0 | 0 | 0 | 0 |  | 483186.9996 | 68014.9575 | 29878.2595 | 3612.6942 | 38004.4085 | 622697.3193 |  | 448906.5806 | 103456.1411 | 52591.1445 | 9633.8512 | 42369.7797 | 656957.4972 |  | 448906.5806 | 103456.1411 | 52591.1445 | 9633.8512 | 42369.7797 | 656957.4972 |  | 401427.5583 | 144364.5192 | 71856.5381 | 56817.8269 | 58547.332 | 733013.7745 |  | 401427.5583 | 144364.5192 | 71856.5381 | 56817.8269 | 58547.332 | 733013.7745
|  |  | 5017 | 5017 | C3 | 2644 | 344 | 1989 | 9 | 31 | 5017 | 0 | 0 | 0 | 0 | 0 | 0 | 0 | 0 | 0 | 0 | 0 | 0 | 2415 | 488 | 2064 | 15 | 35 | 5017 | 0 | 0 | 0 | 0 | 0 | 0 | 2002 | 758 | 213 | 2004 | 40 | 5017 |  |  | C3 | 0.0013421 | 0.0019982 | 0.003533 | 0.0057217 | 0.013421 | C3 | 28699.86 | 28699.86 | 28699.86 | 28699.86 | 28699.86 | C3 | 38.5173 | 57.3482 | 101.3968 | 164.2134 | 385.1798 | C3 | 0 | 0 | 0 | 0 | 0 | 0 |  | 101839.8066 | 19727.7786 | 201678.2515 | 1477.9204 | 11940.5743 | 336664.3313 |  | 93019.3392 | 27985.9184 | 209283.0121 | 2463.2006 | 13481.2935 | 346232.7639 |  | 93019.3392 | 27985.9184 | 209283.0121 | 2463.2006 | 13481.2935 | 346232.7639 |  | 77111.6841 | 43469.9307 | 21597.5201 | 329083.5986 | 15407.1926 | 486669.9262 |  | 77111.6841 | 43469.9307 | 21597.5201 | 329083.5986 | 15407.1926 | 486669.9262
|  |  | 100 | 100 | C4 | 84 | 12 | 4 | 0 | 0 | 100 | 0 | 0 | 0 | 0 | 0 | 0 | 0 | 0 | 0 | 0 | 0 | 0 | 82 | 6 | 12 | 0 | 0 | 100 | 0 | 0 | 0 | 0 | 0 | 0 | 62 | 25 | 9 | 4 | 0 | 100 |  |  | C4 | 0.0013421 | 0.0019982 | 0.003533 | 0.0057217 | 0.013421 | C4 | 47833.1 | 47833.1 | 47833.1 | 47833.1 | 47833.1 | C4 | 64.1955 | 95.5803 | 168.9947 | 273.689 | 641.9664 | C4 | 0 | 0 | 0 | 0 | 0 | 0 |  | 5392.4255 | 1146.9639 | 675.9787 | 0 | 0 | 7215.3681 |  | 5264.0344 | 573.4819 | 2027.9362 | 0 | 0 | 7865.4525 |  | 5264.0344 | 573.4819 | 2027.9362 | 0 | 0 | 7865.4525 |  | 3980.1236 | 2389.5081 | 1520.9521 | 1094.7558 | 0 | 8985.3396 |  | 3980.1236 | 2389.5081 | 1520.9521 | 1094.7558 | 0 | 8985.3396
|  |  | 31544 | 31544 |  | 26433 | 2382 | 2486 | 48 | 195 |  | 0 | 0 | 0 | 0 | 0 |  | 0 | 0 | 0 | 0 | 0 |  | 24708 | 3548 | 2954 | 113 | 221 |  | 0 | 0 | 0 | 0 | 0 |  | 22224 | 5010 | 1437 | 2579 | 294 | [22 empty] | 0 | 0 | 0 | 0 | 0 | 0 |  | 678279.8171 | 95500.0351 | 234645.7338 | 5550.412 | 52820.992 | 1066796.9901 |  | 632192.5542 | 141328.8882 | 268633.9439 | 12863.3809 | 59625.8355 | 1114644.6025 |  | 632192.5542 | 141328.8882 | 268633.9439 | 12863.3809 | 59625.8355 | 1114644.6025 |  | 563891.0662 | 202293.8411 | 102167.424 | 390981.0925 | 78628.0397 | 1337961.4634 |  | 563891.0662 | 202293.8411 | 102167.424 | 390981.0925 | 78628.0397 | 1337961.4634
| LV UGB |  | 0 | 0 | C1 | 0 | 0 | 0 | 0 | 0 | 0 | 0 | 0 | 0 | 0 | 0 | 0 | 0 | 0 | 0 | 0 | 0 | 0 | 0 | 0 | 0 | 0 | 0 | 0 | 0 | 0 | 0 | 0 | 0 | 0 | 0 | 0 | 0 | 0 | 0 | 0 |  |  | C1 | 0 | 0 | 0 | 0 | 0 | C1 | 0 | 0 | 0 | 0 | 0 | C1 | [5 empty] | C1 | [5 empty] | 0 | [6 empty] | 0 | [6 empty] | 0 | [6 empty] | 0 | [6 empty] | 0 | [6 empty] | 0
|  |  | 0 | 0 | C2 | 0 | 0 | 0 | 0 | 0 | 0 | 0 | 0 | 0 | 0 | 0 | 0 | 0 | 0 | 0 | 0 | 0 | 0 | 0 | 0 | 0 | 0 | 0 | 0 | 0 | 0 | 0 | 0 | 0 | 0 | 0 | 0 | 0 | 0 | 0 | 0 |  |  | C2 | 0 | 0 | 0 | 0 | 0 | C2 | 0 | 0 | 0 | 0 | 0 | C2 | [5 empty] | C2 | [5 empty] | 0 | [6 empty] | 0 | [6 empty] | 0 | [6 empty] | 0 | [6 empty] | 0 | [6 empty] | 0
|  |  | 0 | 0 | C3 | 0 | 0 | 0 | 0 | 0 | 0 | 0 | 0 | 0 | 0 | 0 | 0 | 0 | 0 | 0 | 0 | 0 | 0 | 0 | 0 | 0 | 0 | 0 | 0 | 0 | 0 | 0 | 0 | 0 | 0 | 0 | 0 | 0 | 0 | 0 | 0 |  |  | C3 | 0 | 0 | 0 | 0 | 0 | C3 | 0 | 0 | 0 | 0 | 0 | C3 | [5 empty] | C3 | [5 empty] | 0 | [6 empty] | 0 | [6 empty] | 0 | [6 empty] | 0 | [6 empty] | 0 | [6 empty] | 0
|  |  | 0 | 0 | C4 | 0 | 0 | 0 | 0 | 0 | 0 | 0 | 0 | 0 | 0 | 0 | 0 | 0 | 0 | 0 | 0 | 0 | 0 | 0 | 0 | 0 | 0 | 0 | 0 | 0 | 0 | 0 | 0 | 0 | 0 | 0 | 0 | 0 | 0 | 0 | 0 |  |  | C4 | 0 | 0 | 0 | 0 | 0 | C4 | 0 | 0 | 0 | 0 | 0 | C4 | [5 empty] | C4 | [5 empty] | 0 | [6 empty] | 0 | [6 empty] | 0 | [6 empty] | 0 | [6 empty] | 0 | [6 empty] | 0
|  |  | 0 | 0 |  | 0 | 0 | 0 | 0 | 0 |  | 0 | 0 | 0 | 0 | 0 |  | 0 | 0 | 0 | 0 | 0 |  | 0 | 0 | 0 | 0 | 0 |  | 0 | 0 | 0 | 0 | 0 |  | 0 | 0 | 0 | 0 | 0 | [22 empty] | 0 | 0 | 0 | 0 | 0 | 0 |  | 0 | 0 | 0 | 0 | 0 | 0 |  | 0 | 0 | 0 | 0 | 0 | 0 |  | 0 | 0 | 0 | 0 | 0 | 0 |  | 0 | 0 | 0 | 0 | 0 | 0 |  | 0 | 0 | 0 | 0 | 0 | 0
| LV OHL Support |  | 0 | 0 | C1 | 0 | 0 | 0 | 0 | 0 | 0 | 0 | 0 | 0 | 0 | 0 | 0 | 0 | 0 | 0 | 0 | 0 | 0 | 0 | 0 | 0 | 0 | 0 | 0 | 0 | 0 | 0 | 0 | 0 | 0 | 0 | 0 | 0 | 0 | 0 | 0 |  |  | C1 | 0.0081226 | 0.012094 | 0.021383 | 0.03463 | 0.081228 | C1 | 2047.003 | 2047.003 | 2047.003 | 2047.003 | 2047.003 | C1 | 16.627 | 24.7559 | 43.7707 | 70.8871 | 166.2733 | C1 | 0 | 0 | 0 | 0 | 0 | 0 |  | 0 | 0 | 0 | 0 | 0 | 0 |  | 0 | 0 | 0 | 0 | 0 | 0 |  | 0 | 0 | 0 | 0 | 0 | 0 |  | 0 | 0 | 0 | 0 | 0 | 0 |  | 0 | 0 | 0 | 0 | 0 | 0
|  |  | 261456 | 261456 | C2 | 147695 | 23520 | 56706 | 15766 | 17769 | 261456 | 0 | 0 | 0 | 0 | 0 | 0 | 0 | 0 | 0 | 0 | 0 | 0 | 140598 | 22218 | 51543 | 18226 | 28871 | 261456 | 0 | 0 | 0 | 0 | 0 | 0 | 131604 | 18209 | 16779 | 50949 | 43915 | 261456 |  |  | C2 | 0.0081226 | 0.012094 | 0.021383 | 0.03463 | 0.081228 | C2 | 2924.29 | 2924.29 | 2924.29 | 2924.29 | 2924.29 | C2 | 23.7529 | 35.3656 | 62.5295 | 101.2673 | 237.5333 | C2 | 0 | 0 | 0 | 0 | 0 | 0 |  | 3508187.6889 | 831798.1913 | 3545799.7902 | 1596580.9933 | 4220728.5335 | 13703095.1972 |  | 3339613.2075 | 785752.22 | 3222959.803 | 1845698.667 | 6857822.8089 | 16051846.7063 |  | 3339613.2075 | 785752.22 | 3222959.803 | 1845698.667 | 6857822.8089 | 16051846.7063 |  | 3125979.4347 | 643971.6524 | 1049183.0614 | 5159470.0638 | 10431273.2033 | 20409877.4157 |  | 3125979.4347 | 643971.6524 | 1049183.0614 | 5159470.0638 | 10431273.2033 | 20409877.4157
|  |  | 0 | 0 | C3 | 0 | 0 | 0 | 0 | 0 | 0 | 0 | 0 | 0 | 0 | 0 | 0 | 0 | 0 | 0 | 0 | 0 | 0 | 0 | 0 | 0 | 0 | 0 | 0 | 0 | 0 | 0 | 0 | 0 | 0 | 0 | 0 | 0 | 0 | 0 | 0 |  |  | C3 | 0.0081226 | 0.012094 | 0.021383 | 0.03463 | 0.081228 | C3 | 4386.435 | 4386.435 | 4386.435 | 4386.435 | 4386.435 | C3 | 35.6294 | 53.0484 | 93.7943 | 151.901 | 356.2999 | C3 | 0 | 0 | 0 | 0 | 0 | 0 |  | 0 | 0 | 0 | 0 | 0 | 0 |  | 0 | 0 | 0 | 0 | 0 | 0 |  | 0 | 0 | 0 | 0 | 0 | 0 |  | 0 | 0 | 0 | 0 | 0 | 0 |  | 0 | 0 | 0 | 0 | 0 | 0
|  |  | 0 | 0 | C4 | 0 | 0 | 0 | 0 | 0 | 0 | 0 | 0 | 0 | 0 | 0 | 0 | 0 | 0 | 0 | 0 | 0 | 0 | 0 | 0 | 0 | 0 | 0 | 0 | 0 | 0 | 0 | 0 | 0 | 0 | 0 | 0 | 0 | 0 | 0 | 0 |  |  | C4 | 0.0081226 | 0.012094 | 0.021383 | 0.03463 | 0.081228 | C4 | 7310.725 | 7310.725 | 7310.725 | 7310.725 | 7310.725 | C4 | 59.3823 | 88.4139 | 156.3238 | 253.1684 | 593.8332 | C4 | 0 | 0 | 0 | 0 | 0 | 0 |  | 0 | 0 | 0 | 0 | 0 | 0 |  | 0 | 0 | 0 | 0 | 0 | 0 |  | 0 | 0 | 0 | 0 | 0 | 0 |  | 0 | 0 | 0 | 0 | 0 | 0 |  | 0 | 0 | 0 | 0 | 0 | 0
|  |  | 261456 | 261456 |  | 147695 | 23520 | 56706 | 15766 | 17769 |  | 0 | 0 | 0 | 0 | 0 |  | 0 | 0 | 0 | 0 | 0 |  | 140598 | 22218 | 51543 | 18226 | 28871 |  | 0 | 0 | 0 | 0 | 0 |  | 131604 | 18209 | 16779 | 50949 | 43915 | [22 empty] | 0 | 0 | 0 | 0 | 0 | 0 |  | 3508187.6889 | 831798.1913 | 3545799.7902 | 1596580.9933 | 4220728.5335 | 13703095.1972 |  | 3339613.2075 | 785752.22 | 3222959.803 | 1845698.667 | 6857822.8089 | 16051846.7063 |  | 3339613.2075 | 785752.22 | 3222959.803 | 1845698.667 | 6857822.8089 | 16051846.7063 |  | 3125979.4347 | 643971.6524 | 1049183.0614 | 5159470.0638 | 10431273.2033 | 20409877.4157 |  | 3125979.4347 | 643971.6524 | 1049183.0614 | 5159470.0638 | 10431273.2033 | 20409877.4157
| [Please insert new asset category as required] |  | 0 | 0 | C1 | 0 | 0 | 0 | 0 | 0 | 0 | 0 | 0 | 0 | 0 | 0 | 0 | 0 | 0 | 0 | 0 | 0 | 0 | 0 | 0 | 0 | 0 | 0 | 0 | 0 | 0 | 0 | 0 | 0 | 0 | 0 | 0 | 0 | 0 | 0 | 0 |  |  | C1 | 0 | 0 | 0 | 0 | 0 | C1 | 0 | 0 | 0 | 0 | 0 | C1 | [5 empty] | C1 | [5 empty] | 0 | [6 empty] | 0 | [6 empty] | 0 | [6 empty] | 0 | [6 empty] | 0 | [6 empty] | 0
|  |  | 0 | 0 | C2 | 0 | 0 | 0 | 0 | 0 | 0 | 0 | 0 | 0 | 0 | 0 | 0 | 0 | 0 | 0 | 0 | 0 | 0 | 0 | 0 | 0 | 0 | 0 | 0 | 0 | 0 | 0 | 0 | 0 | 0 | 0 | 0 | 0 | 0 | 0 | 0 |  |  | C2 | 0 | 0 | 0 | 0 | 0 | C2 | 0 | 0 | 0 | 0 | 0 | C2 | [5 empty] | C2 | [5 empty] | 0 | [6 empty] | 0 | [6 empty] | 0 | [6 empty] | 0 | [6 empty] | 0 | [6 empty] | 0
|  |  | 0 | 0 | C3 | 0 | 0 | 0 | 0 | 0 | 0 | 0 | 0 | 0 | 0 | 0 | 0 | 0 | 0 | 0 | 0 | 0 | 0 | 0 | 0 | 0 | 0 | 0 | 0 | 0 | 0 | 0 | 0 | 0 | 0 | 0 | 0 | 0 | 0 | 0 | 0 |  |  | C3 | 0 | 0 | 0 | 0 | 0 | C3 | 0 | 0 | 0 | 0 | 0 | C3 | [5 empty] | C3 | [5 empty] | 0 | [6 empty] | 0 | [6 empty] | 0 | [6 empty] | 0 | [6 empty] | 0 | [6 empty] | 0
|  |  | 0 | 0 | C4 | 0 | 0 | 0 | 0 | 0 | 0 | 0 | 0 | 0 | 0 | 0 | 0 | 0 | 0 | 0 | 0 | 0 | 0 | 0 | 0 | 0 | 0 | 0 | 0 | 0 | 0 | 0 | 0 | 0 | 0 | 0 | 0 | 0 | 0 | 0 | 0 |  |  | C4 | 0 | 0 | 0 | 0 | 0 | C4 | 0 | 0 | 0 | 0 | 0 | C4 | [5 empty] | C4 | [5 empty] | 0 | [6 empty] | 0 | [6 empty] | 0 | [6 empty] | 0 | [6 empty] | 0 | [6 empty] | 0
|  |  | 0 | 0 |  | 0 | 0 | 0 | 0 | 0 |  | 0 | 0 | 0 | 0 | 0 |  | 0 | 0 | 0 | 0 | 0 |  | 0 | 0 | 0 | 0 | 0 |  | 0 | 0 | 0 | 0 | 0 |  | 0 | 0 | 0 | 0 | 0 | [22 empty] | 0 | 0 | 0 | 0 | 0 | 0 |  | 0 | 0 | 0 | 0 | 0 | 0 |  | 0 | 0 | 0 | 0 | 0 | 0 |  | 0 | 0 | 0 | 0 | 0 | 0 |  | 0 | 0 | 0 | 0 | 0 | 0 |  | 0 | 0 | 0 | 0 | 0 | 0
| [Please insert new asset category as required] |  | 0 | 0 | C1 | 0 | 0 | 0 | 0 | 0 | 0 | 0 | 0 | 0 | 0 | 0 | 0 | 0 | 0 | 0 | 0 | 0 | 0 | 0 | 0 | 0 | 0 | 0 | 0 | 0 | 0 | 0 | 0 | 0 | 0 | 0 | 0 | 0 | 0 | 0 | 0 |  |  | C1 | 0 | 0 | 0 | 0 | 0 | C1 | 0 | 0 | 0 | 0 | 0 | C1 | [5 empty] | C1 | [5 empty] | 0 | [6 empty] | 0 | [6 empty] | 0 | [6 empty] | 0 | [6 empty] | 0 | [6 empty] | 0
|  |  | 0 | 0 | C2 | 0 | 0 | 0 | 0 | 0 | 0 | 0 | 0 | 0 | 0 | 0 | 0 | 0 | 0 | 0 | 0 | 0 | 0 | 0 | 0 | 0 | 0 | 0 | 0 | 0 | 0 | 0 | 0 | 0 | 0 | 0 | 0 | 0 | 0 | 0 | 0 |  |  | C2 | 0 | 0 | 0 | 0 | 0 | C2 | 0 | 0 | 0 | 0 | 0 | C2 | [5 empty] | C2 | [5 empty] | 0 | [6 empty] | 0 | [6 empty] | 0 | [6 empty] | 0 | [6 empty] | 0 | [6 empty] | 0
|  |  | 0 | 0 | C3 | 0 | 0 | 0 | 0 | 0 | 0 | 0 | 0 | 0 | 0 | 0 | 0 | 0 | 0 | 0 | 0 | 0 | 0 | 0 | 0 | 0 | 0 | 0 | 0 | 0 | 0 | 0 | 0 | 0 | 0 | 0 | 0 | 0 | 0 | 0 | 0 |  |  | C3 | 0 | 0 | 0 | 0 | 0 | C3 | 0 | 0 | 0 | 0 | 0 | C3 | [5 empty] | C3 | [5 empty] | 0 | [6 empty] | 0 | [6 empty] | 0 | [6 empty] | 0 | [6 empty] | 0 | [6 empty] | 0
|  |  | 0 | 0 | C4 | 0 | 0 | 0 | 0 | 0 | 0 | 0 | 0 | 0 | 0 | 0 | 0 | 0 | 0 | 0 | 0 | 0 | 0 | 0 | 0 | 0 | 0 | 0 | 0 | 0 | 0 | 0 | 0 | 0 | 0 | 0 | 0 | 0 | 0 | 0 | 0 |  |  | C4 | 0 | 0 | 0 | 0 | 0 | C4 | 0 | 0 | 0 | 0 | 0 | C4 | [5 empty] | C4 | [5 empty] | 0 | [6 empty] | 0 | [6 empty] | 0 | [6 empty] | 0 | [6 empty] | 0 | [6 empty] | 0
|  |  | 0 | 0 |  | 0 | 0 | 0 | 0 | 0 |  | 0 | 0 | 0 | 0 | 0 |  | 0 | 0 | 0 | 0 | 0 |  | 0 | 0 | 0 | 0 | 0 |  | 0 | 0 | 0 | 0 | 0 |  | 0 | 0 | 0 | 0 | 0 | [22 empty] | 0 | 0 | 0 | 0 | 0 | 0 |  | 0 | 0 | 0 | 0 | 0 | 0 |  | 0 | 0 | 0 | 0 | 0 | 0 |  | 0 | 0 | 0 | 0 | 0 | 0 |  | 0 | 0 | 0 | 0 | 0 | 0 |  | 0 | 0 | 0 | 0 | 0 | 0
| [Please insert new asset category as required] |  | 0 | 0 | C1 | 0 | 0 | 0 | 0 | 0 | 0 | 0 | 0 | 0 | 0 | 0 | 0 | 0 | 0 | 0 | 0 | 0 | 0 | 0 | 0 | 0 | 0 | 0 | 0 | 0 | 0 | 0 | 0 | 0 | 0 | 0 | 0 | 0 | 0 | 0 | 0 |  |  | C1 | 0 | 0 | 0 | 0 | 0 | C1 | 0 | 0 | 0 | 0 | 0 | C1 | [5 empty] | C1 | [5 empty] | 0 | [6 empty] | 0 | [6 empty] | 0 | [6 empty] | 0 | [6 empty] | 0 | [6 empty] | 0
|  |  | 0 | 0 | C2 | 0 | 0 | 0 | 0 | 0 | 0 | 0 | 0 | 0 | 0 | 0 | 0 | 0 | 0 | 0 | 0 | 0 | 0 | 0 | 0 | 0 | 0 | 0 | 0 | 0 | 0 | 0 | 0 | 0 | 0 | 0 | 0 | 0 | 0 | 0 | 0 |  |  | C2 | 0 | 0 | 0 | 0 | 0 | C2 | 0 | 0 | 0 | 0 | 0 | C2 | [5 empty] | C2 | [5 empty] | 0 | [6 empty] | 0 | [6 empty] | 0 | [6 empty] | 0 | [6 empty] | 0 | [6 empty] | 0
|  |  | 0 | 0 | C3 | 0 | 0 | 0 | 0 | 0 | 0 | 0 | 0 | 0 | 0 | 0 | 0 | 0 | 0 | 0 | 0 | 0 | 0 | 0 | 0 | 0 | 0 | 0 | 0 | 0 | 0 | 0 | 0 | 0 | 0 | 0 | 0 | 0 | 0 | 0 | 0 |  |  | C3 | 0 | 0 | 0 | 0 | 0 | C3 | 0 | 0 | 0 | 0 | 0 | C3 | [5 empty] | C3 | [5 empty] | 0 | [6 empty] | 0 | [6 empty] | 0 | [6 empty] | 0 | [6 empty] | 0 | [6 empty] | 0
|  |  | 0 | 0 | C4 | 0 | 0 | 0 | 0 | 0 | 0 | 0 | 0 | 0 | 0 | 0 | 0 | 0 | 0 | 0 | 0 | 0 | 0 | 0 | 0 | 0 | 0 | 0 | 0 | 0 | 0 | 0 | 0 | 0 | 0 | 0 | 0 | 0 | 0 | 0 | 0 |  |  | C4 | 0 | 0 | 0 | 0 | 0 | C4 | 0 | 0 | 0 | 0 | 0 | C4 | [5 empty] | C4 | [5 empty] | 0 | [6 empty] | 0 | [6 empty] | 0 | [6 empty] | 0 | [6 empty] | 0 | [6 empty] | 0
|  |  | 0 | 0 |  | 0 | 0 | 0 | 0 | 0 |  | 0 | 0 | 0 | 0 | 0 |  | 0 | 0 | 0 | 0 | 0 |  | 0 | 0 | 0 | 0 | 0 |  | 0 | 0 | 0 | 0 | 0 |  | 0 | 0 | 0 | 0 | 0 | [22 empty] | 0 | 0 | 0 | 0 | 0 | 0 |  | 0 | 0 | 0 | 0 | 0 | 0 |  | 0 | 0 | 0 | 0 | 0 | 0 |  | 0 | 0 | 0 | 0 | 0 | 0 |  | 0 | 0 | 0 | 0 | 0 | 0 |  | 0 | 0 | 0 | 0 | 0 | 0
| [Please insert new asset category as required] |  | 0 | 0 | C1 | 0 | 0 | 0 | 0 | 0 | 0 | 0 | 0 | 0 | 0 | 0 | 0 | 0 | 0 | 0 | 0 | 0 | 0 | 0 | 0 | 0 | 0 | 0 | 0 | 0 | 0 | 0 | 0 | 0 | 0 | 0 | 0 | 0 | 0 | 0 | 0 |  |  | C1 | 0 | 0 | 0 | 0 | 0 | C1 | 0 | 0 | 0 | 0 | 0 | C1 | [5 empty] | C1 | [5 empty] | 0 | [6 empty] | 0 | [6 empty] | 0 | [6 empty] | 0 | [6 empty] | 0 | [6 empty] | 0
|  |  | 0 | 0 | C2 | 0 | 0 | 0 | 0 | 0 | 0 | 0 | 0 | 0 | 0 | 0 | 0 | 0 | 0 | 0 | 0 | 0 | 0 | 0 | 0 | 0 | 0 | 0 | 0 | 0 | 0 | 0 | 0 | 0 | 0 | 0 | 0 | 0 | 0 | 0 | 0 |  |  | C2 | 0 | 0 | 0 | 0 | 0 | C2 | 0 | 0 | 0 | 0 | 0 | C2 | [5 empty] | C2 | [5 empty] | 0 | [6 empty] | 0 | [6 empty] | 0 | [6 empty] | 0 | [6 empty] | 0 | [6 empty] | 0
|  |  | 0 | 0 | C3 | 0 | 0 | 0 | 0 | 0 | 0 | 0 | 0 | 0 | 0 | 0 | 0 | 0 | 0 | 0 | 0 | 0 | 0 | 0 | 0 | 0 | 0 | 0 | 0 | 0 | 0 | 0 | 0 | 0 | 0 | 0 | 0 | 0 | 0 | 0 | 0 |  |  | C3 | 0 | 0 | 0 | 0 | 0 | C3 | 0 | 0 | 0 | 0 | 0 | C3 | [5 empty] | C3 | [5 empty] | 0 | [6 empty] | 0 | [6 empty] | 0 | [6 empty] | 0 | [6 empty] | 0 | [6 empty] | 0
|  |  | 0 | 0 | C4 | 0 | 0 | 0 | 0 | 0 | 0 | 0 | 0 | 0 | 0 | 0 | 0 | 0 | 0 | 0 | 0 | 0 | 0 | 0 | 0 | 0 | 0 | 0 | 0 | 0 | 0 | 0 | 0 | 0 | 0 | 0 | 0 | 0 | 0 | 0 | 0 |  |  | C4 | 0 | 0 | 0 | 0 | 0 | C4 | 0 | 0 | 0 | 0 | 0 | C4 | [5 empty] | C4 | [5 empty] | 0 | [6 empty] | 0 | [6 empty] | 0 | [6 empty] | 0 | [6 empty] | 0 | [6 empty] | 0
|  |  | 0 | 0 |  | 0 | 0 | 0 | 0 | 0 |  | 0 | 0 | 0 | 0 | 0 |  | 0 | 0 | 0 | 0 | 0 |  | 0 | 0 | 0 | 0 | 0 |  | 0 | 0 | 0 | 0 | 0 |  | 0 | 0 | 0 | 0 | 0 | [22 empty] | 0 | 0 | 0 | 0 | 0 | 0 |  | 0 | 0 | 0 | 0 | 0 | 0 |  | 0 | 0 | 0 | 0 | 0 | 0 |  | 0 | 0 | 0 | 0 | 0 | 0 |  | 0 | 0 | 0 | 0 | 0 | 0 |  | 0 | 0 | 0 | 0 | 0 | 0
| [Please insert new asset category as required] |  | 0 | 0 | C1 | 0 | 0 | 0 | 0 | 0 | 0 | 0 | 0 | 0 | 0 | 0 | 0 | 0 | 0 | 0 | 0 | 0 | 0 | 0 | 0 | 0 | 0 | 0 | 0 | 0 | 0 | 0 | 0 | 0 | 0 | 0 | 0 | 0 | 0 | 0 | 0 |  |  | C1 | 0 | 0 | 0 | 0 | 0 | C1 | 0 | 0 | 0 | 0 | 0 | C1 | [5 empty] | C1 | [5 empty] | 0 | [6 empty] | 0 | [6 empty] | 0 | [6 empty] | 0 | [6 empty] | 0 | [6 empty] | 0
|  |  | 0 | 0 | C2 | 0 | 0 | 0 | 0 | 0 | 0 | 0 | 0 | 0 | 0 | 0 | 0 | 0 | 0 | 0 | 0 | 0 | 0 | 0 | 0 | 0 | 0 | 0 | 0 | 0 | 0 | 0 | 0 | 0 | 0 | 0 | 0 | 0 | 0 | 0 | 0 |  |  | C2 | 0 | 0 | 0 | 0 | 0 | C2 | 0 | 0 | 0 | 0 | 0 | C2 | [5 empty] | C2 | [5 empty] | 0 | [6 empty] | 0 | [6 empty] | 0 | [6 empty] | 0 | [6 empty] | 0 | [6 empty] | 0
|  |  | 0 | 0 | C3 | 0 | 0 | 0 | 0 | 0 | 0 | 0 | 0 | 0 | 0 | 0 | 0 | 0 | 0 | 0 | 0 | 0 | 0 | 0 | 0 | 0 | 0 | 0 | 0 | 0 | 0 | 0 | 0 | 0 | 0 | 0 | 0 | 0 | 0 | 0 | 0 |  |  | C3 | 0 | 0 | 0 | 0 | 0 | C3 | 0 | 0 | 0 | 0 | 0 | C3 | [5 empty] | C3 | [5 empty] | 0 | [6 empty] | 0 | [6 empty] | 0 | [6 empty] | 0 | [6 empty] | 0 | [6 empty] | 0
|  |  | 0 | 0 | C4 | 0 | 0 | 0 | 0 | 0 | 0 | 0 | 0 | 0 | 0 | 0 | 0 | 0 | 0 | 0 | 0 | 0 | 0 | 0 | 0 | 0 | 0 | 0 | 0 | 0 | 0 | 0 | 0 | 0 | 0 | 0 | 0 | 0 | 0 | 0 | 0 |  |  | C4 | 0 | 0 | 0 | 0 | 0 | C4 | 0 | 0 | 0 | 0 | 0 | C4 | [5 empty] | C4 | [5 empty] | 0 | [6 empty] | 0 | [6 empty] | 0 | [6 empty] | 0 | [6 empty] | 0 | [6 empty] | 0
|  |  | 0 | 0 |  | 0 | 0 | 0 | 0 | 0 |  | 0 | 0 | 0 | 0 | 0 |  | 0 | 0 | 0 | 0 | 0 |  | 0 | 0 | 0 | 0 | 0 |  | 0 | 0 | 0 | 0 | 0 |  | 0 | 0 | 0 | 0 | 0 | [22 empty] | 0 | 0 | 0 | 0 | 0 | 0 |  | 0 | 0 | 0 | 0 | 0 | 0 |  | 0 | 0 | 0 | 0 | 0 | 0 |  | 0 | 0 | 0 | 0 | 0 | 0 |  | 0 | 0 | 0 | 0 | 0 | 0 |  | 0 | 0 | 0 | 0 | 0 | 0
[63 empty] | 0 | 0 | 0 | 0 | 0 | 0 |  | 4186467.506 | 927298.2264 | 3780445.524 | 1602131.4053 | 4273549.5256 | 14769892.1872 |  | 3971805.7617 | 927081.1081 | 3491593.7468 | 1858562.0478 | 6917448.6444 | 17166491.3088 |  | 3971805.7617 | 927081.1081 | 3491593.7468 | 1858562.0478 | 6917448.6444 | 17166491.3088 |  | 3689870.5009 | 846265.4935 | 1151350.4854 | 5550451.1563 | 10509901.243 | 21747838.8791 |  | 3689870.5009 | 846265.4935 | 1151350.4854 | 5550451.1563 | 10509901.243 | 21747838.8791
| HV Network | [73 empty] | 0 | [6 empty] | 0 | [6 empty] | 0 | [6 empty] | 0 | [6 empty] | 0
| HV Switchgear (GM) - Primary |  | 1992 | 1992 | C1 | 1578 | 50 | 2 | 2 | 360 | 1992 | 0 | 0 | 0 | 0 | 0 | 0 | 0 | 0 | 0 | 0 | 0 | 0 | 1529 | 84 | 16 | 3 | 360 | 1992 | 0 | 0 | 0 | 0 | 0 | 0 | 1404 | 185 | 34 | 7 | 362 | 1992 |  |  | C1 | 0.001482 | 0.0022066 | 0.0039014 | 0.0063184 | 0.01482 | C1 | 78407.994 | 78407.994 | 78407.994 | 78407.994 | 78407.994 | C1 | 116.2025 | 173.0131 | 305.9029 | 495.4135 | 1162.0447 | C1 | 0 | 0 | 0 | 0 | 0 | 0 |  | 183367.5209 | 8650.6561 | 611.8058 | 990.827 | 418336.0787 | 611956.8884 |  | 177673.5991 | 14533.1022 | 4894.4463 | 1486.2404 | 418336.0787 | 616923.4667 |  | 177673.5991 | 14533.1022 | 4894.4463 | 1486.2404 | 418336.0787 | 616923.4667 |  | 163148.2885 | 32007.4275 | 10400.6984 | 3467.8944 | 420660.168 | 629684.4767 |  | 163148.2885 | 32007.4275 | 10400.6984 | 3467.8944 | 420660.168 | 629684.4767
|  |  | 1847 | 1847 | C2 | 1443 | 62 | 20 | 0 | 322 | 1847 | 0 | 0 | 0 | 0 | 0 | 0 | 0 | 0 | 0 | 0 | 0 | 0 | 1363 | 119 | 33 | 10 | 322 | 1847 | 0 | 0 | 0 | 0 | 0 | 0 | 1206 | 252 | 38 | 29 | 322 | 1847 |  |  | C2 | 0.001482 | 0.0022066 | 0.0039014 | 0.0063184 | 0.01482 | C2 | 112011.42 | 112011.42 | 112011.42 | 112011.42 | 112011.42 | C2 | 166.0035 | 247.1616 | 437.0041 | 707.7335 | 1660.0638 | C2 | 0 | 0 | 0 | 0 | 0 | 0 |  | 239543.122 | 15324.0193 | 8740.0827 | 0 | 534540.545 | 798147.769 |  | 226262.8381 | 29412.2307 | 14421.1364 | 7077.3354 | 534540.545 | 811714.0855 |  | 226262.8381 | 29412.2307 | 14421.1364 | 7077.3354 | 534540.545 | 811714.0855 |  | 200200.2808 | 62284.7237 | 16606.157 | 20524.2728 | 534540.545 | 834155.9793 |  | 200200.2808 | 62284.7237 | 16606.157 | 20524.2728 | 534540.545 | 834155.9793
|  |  | 1312 | 1312 | C3 | 998 | 30 | 0 | 0 | 284 | 1312 | 0 | 0 | 0 | 0 | 0 | 0 | 0 | 0 | 0 | 0 | 0 | 0 | 954 | 74 | 0 | 0 | 284 | 1312 | 0 | 0 | 0 | 0 | 0 | 0 | 888 | 110 | 30 | 0 | 284 | 1312 |  |  | C3 | 0.001482 | 0.0022066 | 0.0039014 | 0.0063184 | 0.01482 | C3 | 168017.13 | 168017.13 | 168017.13 | 168017.13 | 168017.13 | C3 | 249.0053 | 370.7424 | 655.5062 | 1061.6003 | 2490.0957 | C3 | 0 | 0 | 0 | 0 | 0 | 0 |  | 248507.3137 | 11122.2721 | 0 | 0 | 707187.1806 | 966816.7665 |  | 237551.0794 | 27434.9378 | 0 | 0 | 707187.1806 | 972173.1979 |  | 237551.0794 | 27434.9378 | 0 | 0 | 707187.1806 | 972173.1979 |  | 221116.728 | 40781.6644 | 19665.186 | 0 | 707187.1806 | 988750.759 |  | 221116.728 | 40781.6644 | 19665.186 | 0 | 707187.1806 | 988750.759
|  |  | 221 | 221 | C4 | 178 | 8 | 0 | 0 | 35 | 221 | 0 | 0 | 0 | 0 | 0 | 0 | 0 | 0 | 0 | 0 | 0 | 0 | 178 | 8 | 0 | 0 | 35 | 221 | 0 | 0 | 0 | 0 | 0 | 0 | 176 | 10 | 0 | 0 | 35 | 221 |  |  | C4 | 0.001482 | 0.0022066 | 0.0039014 | 0.0063184 | 0.01482 | C4 | 280028.55 | 280028.55 | 280028.55 | 280028.55 | 280028.55 | C4 | 415.0089 | 617.904 | 1092.5103 | 1769.3339 | 4150.1595 | C4 | 0 | 0 | 0 | 0 | 0 | 0 |  | 73871.5796 | 4943.232 | 0 | 0 | 145255.5829 | 224070.3945 |  | 73871.5796 | 4943.232 | 0 | 0 | 145255.5829 | 224070.3945 |  | 73871.5796 | 4943.232 | 0 | 0 | 145255.5829 | 224070.3945 |  | 73041.5618 | 6179.0401 | 0 | 0 | 145255.5829 | 224476.1847 |  | 73041.5618 | 6179.0401 | 0 | 0 | 145255.5829 | 224476.1847
|  |  | 5372 | 5372 |  | 4197 | 150 | 22 | 2 | 1001 |  | 0 | 0 | 0 | 0 | 0 |  | 0 | 0 | 0 | 0 | 0 |  | 4024 | 285 | 49 | 13 | 1001 |  | 0 | 0 | 0 | 0 | 0 |  | 3674 | 557 | 102 | 36 | 1003 | [22 empty] | 0 | 0 | 0 | 0 | 0 | 0 |  | 745289.5362 | 40040.1795 | 9351.8884 | 990.827 | 1805319.3872 | 2600991.8183 |  | 715359.0962 | 76323.5027 | 19315.5827 | 8563.5759 | 1805319.3872 | 2624881.1447 |  | 715359.0962 | 76323.5027 | 19315.5827 | 8563.5759 | 1805319.3872 | 2624881.1447 |  | 657506.8592 | 141252.8556 | 46672.0414 | 23992.1671 | 1807643.4765 | 2677067.3998 |  | 657506.8592 | 141252.8556 | 46672.0414 | 23992.1671 | 1807643.4765 | 2677067.3998
| HV Switchgear (GM) - Distribution |  | 2759 | 2759 | C1 | 2427 | 233 | 84 | 1 | 14 | 2759 | 0 | 0 | 0 | 0 | 0 | 0 | 0 | 0 | 0 | 0 | 0 | 0 | 2204 | 408 | 131 | 2 | 14 | 2759 | 0 | 0 | 0 | 0 | 0 | 0 | 1833 | 689 | 110 | 112 | 15 | 2759 |  |  | C1 | 0.0019095 | 0.0028431 | 0.0050268 | 0.008141 | 0.019096 | C1 | 8799.056 | 8799.056 | 8799.056 | 8799.056 | 8799.056 | C1 | 16.8021 | 25.0165 | 44.2314 | 71.6333 | 168.0235 | C1 | 0 | 0 | 0 | 0 | 0 | 0 |  | 40778.6072 | 5828.8404 | 3715.4384 | 71.6333 | 2352.329 | 52746.8483 |  | 37031.7472 | 10206.7247 | 5794.3147 | 143.2666 | 2352.329 | 55528.3821 |  | 37031.7472 | 10206.7247 | 5794.3147 | 143.2666 | 2352.329 | 55528.3821 |  | 30798.1817 | 17236.3562 | 4865.4551 | 8022.9307 | 2520.3524 | 63443.2762 |  | 30798.1817 | 17236.3562 | 4865.4551 | 8022.9307 | 2520.3524 | 63443.2762
|  |  | 37274 | 37274 | C2 | 31739 | 4088 | 932 | 38 | 477 | 37274 | 0 | 0 | 0 | 0 | 0 | 0 | 0 | 0 | 0 | 0 | 0 | 0 | 27448 | 7694 | 1590 | 65 | 477 | 37274 | 0 | 0 | 0 | 0 | 0 | 0 | 22262 | 11605 | 1543 | 1337 | 527 | 37274 |  |  | C2 | 0.0019095 | 0.0028431 | 0.0050268 | 0.008141 | 0.019096 | C2 | 12570.08 | 12570.08 | 12570.08 | 12570.08 | 12570.08 | C2 | 24.0029 | 35.7378 | 63.1877 | 102.3333 | 240.0336 | C2 | 0 | 0 | 0 | 0 | 0 | 0 |  | 761829.5455 | 146096.2561 | 58890.9627 | 3888.6654 | 114496.0113 | 1085201.4409 |  | 658832.8985 | 274966.8772 | 100468.4879 | 6651.6645 | 114496.0113 | 1155415.9394 |  | 658832.8985 | 274966.8772 | 100468.4879 | 6651.6645 | 114496.0113 | 1155415.9394 |  | 534353.6136 | 414737.5371 | 97498.6647 | 136819.6216 | 126497.6896 | 1309907.1266 |  | 534353.6136 | 414737.5371 | 97498.6647 | 136819.6216 | 126497.6896 | 1309907.1266
|  |  | 6444 | 6444 | C3 | 3617 | 224 | 72 | 1 | 2530 | 6444 | 0 | 0 | 0 | 0 | 0 | 0 | 0 | 0 | 0 | 0 | 0 | 0 | 3412 | 348 | 152 | 2 | 2530 | 6444 | 0 | 0 | 0 | 0 | 0 | 0 | 3202 | 482 | 85 | 144 | 2531 | 6444 |  |  | C3 | 0.0019095 | 0.0028431 | 0.0050268 | 0.008141 | 0.019096 | C3 | 18855.12 | 18855.12 | 18855.12 | 18855.12 | 18855.12 | C3 | 36.0044 | 53.6067 | 94.7816 | 153.4999 | 360.0503 | C3 | 0 | 0 | 0 | 0 | 0 | 0 |  | 130227.9908 | 12007.9115 | 6824.2747 | 153.4999 | 910927.3852 | 1060141.062 |  | 122847.0845 | 18655.1482 | 14406.802 | 306.9999 | 910927.3852 | 1067143.4198 |  | 122847.0845 | 18655.1482 | 14406.802 | 306.9999 | 910927.3852 | 1067143.4198 |  | 115286.1561 | 25838.4523 | 8056.4354 | 22103.9927 | 911287.4355 | 1082572.472 |  | 115286.1561 | 25838.4523 | 8056.4354 | 22103.9927 | 911287.4355 | 1082572.472
|  |  | 16 | 16 | C4 | 16 | 0 | 0 | 0 | 0 | 16 | 0 | 0 | 0 | 0 | 0 | 0 | 0 | 0 | 0 | 0 | 0 | 0 | 16 | 0 | 0 | 0 | 0 | 16 | 0 | 0 | 0 | 0 | 0 | 0 | 16 | 0 | 0 | 0 | 0 | 16 |  |  | C4 | 0.0019095 | 0.0028431 | 0.0050268 | 0.008141 | 0.019096 | C4 | 31425.2 | 31425.2 | 31425.2 | 31425.2 | 31425.2 | C4 | 60.0074 | 89.3446 | 157.9693 | 255.8332 | 600.0839 | C4 | 0 | 0 | 0 | 0 | 0 | 0 |  | 960.1179 | 0 | 0 | 0 | 0 | 960.1179 |  | 960.1179 | 0 | 0 | 0 | 0 | 960.1179 |  | 960.1179 | 0 | 0 | 0 | 0 | 960.1179 |  | 960.1179 | 0 | 0 | 0 | 0 | 960.1179 |  | 960.1179 | 0 | 0 | 0 | 0 | 960.1179
|  |  | 46493 | 46493 |  | 37799 | 4545 | 1088 | 40 | 3021 |  | 0 | 0 | 0 | 0 | 0 |  | 0 | 0 | 0 | 0 | 0 |  | 33080 | 8450 | 1873 | 69 | 3021 |  | 0 | 0 | 0 | 0 | 0 |  | 27313 | 12776 | 1738 | 1593 | 3073 | [22 empty] | 0 | 0 | 0 | 0 | 0 | 0 |  | 933796.2614 | 163933.0079 | 69430.6758 | 4113.7986 | 1027775.7254 | 2199049.4691 |  | 819671.848 | 303828.7501 | 120669.6046 | 7101.931 | 1027775.7254 | 2279047.8592 |  | 819671.848 | 303828.7501 | 120669.6046 | 7101.931 | 1027775.7254 | 2279047.8592 |  | 681398.0693 | 457812.3457 | 110420.5551 | 166946.5451 | 1040305.4776 | 2456882.9927 |  | 681398.0693 | 457812.3457 | 110420.5551 | 166946.5451 | 1040305.4776 | 2456882.9927
| HV Transformer (GM) |  | 2642 | 2642 | C1 | 2378 | 183 | 76 | 1 | 4 | 2642 | 0 | 0 | 0 | 0 | 0 | 0 | 0 | 0 | 0 | 0 | 0 | 0 | 2248 | 279 | 105 | 6 | 4 | 2642 | 0 | 0 | 0 | 0 | 0 | 0 | 2085 | 376 | 111 | 65 | 5 | 2642 |  |  | C1 | 0.002223 | 0.0033099 | 0.0058521 | 0.0094776 | 0.022231 | C1 | 12043.528 | 12043.528 | 12043.528 | 12043.528 | 12043.528 | C1 | 26.7732 | 39.8624 | 70.4804 | 114.1438 | 267.7364 | C1 | 0 | 0 | 0 | 0 | 0 | 0 |  | 63666.6366 | 7294.8233 | 5356.5088 | 114.1438 | 1070.9457 | 77503.0582 |  | 60186.1224 | 11121.6158 | 7400.4397 | 684.863 | 1070.9457 | 80463.9867 |  | 60186.1224 | 11121.6158 | 7400.4397 | 684.863 | 1070.9457 | 80463.9867 |  | 55822.0931 | 14988.2707 | 7823.322 | 7419.3493 | 1338.6821 | 87391.7173 |  | 55822.0931 | 14988.2707 | 7823.322 | 7419.3493 | 1338.6821 | 87391.7173
|  |  | 24690 | 24690 | C2 | 23558 | 753 | 209 | 6 | 164 | 24690 | 0 | 0 | 0 | 0 | 0 | 0 | 0 | 0 | 0 | 0 | 0 | 0 | 22732 | 1432 | 339 | 23 | 164 | 24690 | 0 | 0 | 0 | 0 | 0 | 0 | 21386 | 2508 | 407 | 219 | 170 | 24690 |  |  | C2 | 0.002223 | 0.0033099 | 0.0058521 | 0.0094776 | 0.022231 | C2 | 17205.04 | 17205.04 | 17205.04 | 17205.04 | 17205.04 | C2 | 38.2474 | 56.9463 | 100.6863 | 163.0626 | 382.4806 | C2 | 0 | 0 | 0 | 0 | 0 | 0 |  | 901032.4554 | 42880.577 | 21043.4272 | 978.3757 | 62726.82 | 1028661.6554 |  | 869440.0958 | 81547.1265 | 34132.6404 | 3750.4403 | 62726.82 | 1051597.123 |  | 869440.0958 | 81547.1265 | 34132.6404 | 3750.4403 | 62726.82 | 1051597.123 |  | 817959.0836 | 142821.3641 | 40979.3057 | 35710.7143 | 65021.7037 | 1102492.1714 |  | 817959.0836 | 142821.3641 | 40979.3057 | 35710.7143 | 65021.7037 | 1102492.1714
|  |  | 4290 | 4290 | C3 | 2578 | 135 | 11 | 0 | 1566 | 4290 | 0 | 0 | 0 | 0 | 0 | 0 | 0 | 0 | 0 | 0 | 0 | 0 | 2507 | 193 | 22 | 2 | 1566 | 4290 | 0 | 0 | 0 | 0 | 0 | 0 | 2420 | 188 | 98 | 18 | 1566 | 4290 |  |  | C3 | 0.002223 | 0.0033099 | 0.0058521 | 0.0094776 | 0.022231 | C3 | 25807.56 | 25807.56 | 25807.56 | 25807.56 | 25807.56 | C3 | 57.3711 | 85.4195 | 151.0294 | 244.5939 | 573.7209 | C3 | 0 | 0 | 0 | 0 | 0 | 0 |  | 147902.7297 | 11531.6293 | 1661.3232 | 0 | 898446.9526 | 1059542.6347 |  | 143829.3806 | 16485.9589 | 3322.6464 | 489.1879 | 898446.9526 | 1062574.1264 |  | 143829.3806 | 16485.9589 | 3322.6464 | 489.1879 | 898446.9526 | 1062574.1264 |  | 138838.0938 | 16058.8615 | 14800.8794 | 4402.6908 | 898446.9526 | 1072547.4781 |  | 138838.0938 | 16058.8615 | 14800.8794 | 4402.6908 | 898446.9526 | 1072547.4781
|  |  | 48 | 48 | C4 | 48 | 0 | 0 | 0 | 0 | 48 | 0 | 0 | 0 | 0 | 0 | 0 | 0 | 0 | 0 | 0 | 0 | 0 | 48 | 0 | 0 | 0 | 0 | 48 | 0 | 0 | 0 | 0 | 0 | 0 | 46 | 2 | 0 | 0 | 0 | 48 |  |  | C4 | 0.002223 | 0.0033099 | 0.0058521 | 0.0094776 | 0.022231 | C4 | 43012.6 | 43012.6 | 43012.6 | 43012.6 | 43012.6 | C4 | 95.6185 | 142.3658 | 251.7156 | 407.6566 | 956.2015 | C4 | 0 | 0 | 0 | 0 | 0 | 0 |  | 4589.6891 | 0 | 0 | 0 | 0 | 4589.6891 |  | 4589.6891 | 0 | 0 | 0 | 0 | 4589.6891 |  | 4589.6891 | 0 | 0 | 0 | 0 | 4589.6891 |  | 4398.452 | 284.7316 | 0 | 0 | 0 | 4683.1836 |  | 4398.452 | 284.7316 | 0 | 0 | 0 | 4683.1836
|  |  | 31670 | 31670 |  | 28562 | 1071 | 296 | 7 | 1734 |  | 0 | 0 | 0 | 0 | 0 |  | 0 | 0 | 0 | 0 | 0 |  | 27535 | 1904 | 466 | 31 | 1734 |  | 0 | 0 | 0 | 0 | 0 |  | 25937 | 3074 | 616 | 302 | 1741 | [22 empty] | 0 | 0 | 0 | 0 | 0 | 0 |  | 1117191.5108 | 61707.0295 | 28061.2592 | 1092.5196 | 962244.7183 | 2170297.0374 |  | 1078045.2879 | 109154.7012 | 44855.7265 | 4924.4912 | 962244.7183 | 2199224.9251 |  | 1078045.2879 | 109154.7012 | 44855.7265 | 4924.4912 | 962244.7183 | 2199224.9251 |  | 1017017.7225 | 174153.2279 | 63603.5071 | 47532.7545 | 964807.3384 | 2267114.5504 |  | 1017017.7225 | 174153.2279 | 63603.5071 | 47532.7545 | 964807.3384 | 2267114.5504
| HV UG Cable |  | 0 | 0 | C1 | 0 | 0 | 0 | 0 | 0 | 0 | 0 | 0 | 0 | 0 | 0 | 0 | 0 | 0 | 0 | 0 | 0 | 0 | 0 | 0 | 0 | 0 | 0 | 0 | 0 | 0 | 0 | 0 | 0 | 0 | 0 | 0 | 0 | 0 | 0 | 0 |  |  | C1 | 0 | 0 | 0 | 0 | 0 | C1 | 0 | 0 | 0 | 0 | 0 | C1 | [5 empty] | C1 | [5 empty] | 0 | [6 empty] | 0 | [6 empty] | 0 | [6 empty] | 0 | [6 empty] | 0 | [6 empty] | 0
|  |  | 0 | 0 | C2 | 0 | 0 | 0 | 0 | 0 | 0 | 0 | 0 | 0 | 0 | 0 | 0 | 0 | 0 | 0 | 0 | 0 | 0 | 0 | 0 | 0 | 0 | 0 | 0 | 0 | 0 | 0 | 0 | 0 | 0 | 0 | 0 | 0 | 0 | 0 | 0 |  |  | C2 | 0 | 0 | 0 | 0 | 0 | C2 | 0 | 0 | 0 | 0 | 0 | C2 | [5 empty] | C2 | [5 empty] | 0 | [6 empty] | 0 | [6 empty] | 0 | [6 empty] | 0 | [6 empty] | 0 | [6 empty] | 0
|  |  | 0 | 0 | C3 | 0 | 0 | 0 | 0 | 0 | 0 | 0 | 0 | 0 | 0 | 0 | 0 | 0 | 0 | 0 | 0 | 0 | 0 | 0 | 0 | 0 | 0 | 0 | 0 | 0 | 0 | 0 | 0 | 0 | 0 | 0 | 0 | 0 | 0 | 0 | 0 |  |  | C3 | 0 | 0 | 0 | 0 | 0 | C3 | 0 | 0 | 0 | 0 | 0 | C3 | [5 empty] | C3 | [5 empty] | 0 | [6 empty] | 0 | [6 empty] | 0 | [6 empty] | 0 | [6 empty] | 0 | [6 empty] | 0
|  |  | 0 | 0 | C4 | 0 | 0 | 0 | 0 | 0 | 0 | 0 | 0 | 0 | 0 | 0 | 0 | 0 | 0 | 0 | 0 | 0 | 0 | 0 | 0 | 0 | 0 | 0 | 0 | 0 | 0 | 0 | 0 | 0 | 0 | 0 | 0 | 0 | 0 | 0 | 0 |  |  | C4 | 0 | 0 | 0 | 0 | 0 | C4 | 0 | 0 | 0 | 0 | 0 | C4 | [5 empty] | C4 | [5 empty] | 0 | [6 empty] | 0 | [6 empty] | 0 | [6 empty] | 0 | [6 empty] | 0 | [6 empty] | 0
|  |  | 0 | 0 |  | 0 | 0 | 0 | 0 | 0 |  | 0 | 0 | 0 | 0 | 0 |  | 0 | 0 | 0 | 0 | 0 |  | 0 | 0 | 0 | 0 | 0 |  | 0 | 0 | 0 | 0 | 0 |  | 0 | 0 | 0 | 0 | 0 | [22 empty] | 0 | 0 | 0 | 0 | 0 | 0 |  | 0 | 0 | 0 | 0 | 0 | 0 |  | 0 | 0 | 0 | 0 | 0 | 0 |  | 0 | 0 | 0 | 0 | 0 | 0 |  | 0 | 0 | 0 | 0 | 0 | 0 |  | 0 | 0 | 0 | 0 | 0 | 0
| HV OHL Support - Poles |  | 74247 | 74247 | C1 | 37230 | 9164 | 13683 | 7389 | 6781 | 74247 | 0 | 0 | 0 | 0 | 0 | 0 | 0 | 0 | 0 | 0 | 0 | 0 | 34545 | 8629 | 13901 | 5253 | 11920 | 74248 | 0 | 0 | 0 | 0 | 0 | 0 | 31746 | 6209 | 6589 | 13762 | 15942 | 74248 |  |  | C1 | 0.0081226 | 0.012094 | 0.021383 | 0.03463 | 0.081228 | C1 | 2960.006 | 2960.006 | 2960.006 | 2960.006 | 2960.006 | C1 | 24.043 | 35.7975 | 63.2932 | 102.5042 | 240.4344 | C1 | 0 | 0 | 0 | 0 | 0 | 0 |  | 895121.9676 | 328048.3722 | 866041.4444 | 757403.4019 | 1630385.5953 | 4477000.7813 |  | 830566.4349 | 308896.7049 | 879839.3713 | 538454.4688 | 2865977.9229 | 5423734.9029 |  | 830566.4349 | 308896.7049 | 879839.3713 | 538454.4688 | 2865977.9229 | 5423734.9029 |  | 763269.9969 | 222266.7332 | 417039.1783 | 1410662.5547 | 3833005.0375 | 6646243.5006 |  | 763269.9969 | 222266.7332 | 417039.1783 | 1410662.5547 | 3833005.0375 | 6646243.5006
|  |  | 42322 | 42322 | C2 | 22094 | 4910 | 7647 | 4189 | 3482 | 42322 | 0 | 0 | 0 | 0 | 0 | 0 | 0 | 0 | 0 | 0 | 0 | 0 | 20701 | 4566 | 7752 | 2839 | 6464 | 42322 | 0 | 0 | 0 | 0 | 0 | 0 | 19085 | 3393 | 3447 | 7777 | 8620 | 42322 |  |  | C2 | 0.0081226 | 0.012094 | 0.021383 | 0.03463 | 0.081228 | C2 | 4228.58 | 4228.58 | 4228.58 | 4228.58 | 4228.58 | C2 | 34.3472 | 51.1393 | 90.4189 | 146.4345 | 343.4777 | C2 | 0 | 0 | 0 | 0 | 0 | 0 |  | 758866.6879 | 251093.9557 | 691433.4706 | 613414.3129 | 1195989.349 | 3510797.7761 |  | 711021.0603 | 233502.037 | 700927.4571 | 415727.6759 | 2220239.8483 | 4281418.0785 |  | 711021.0603 | 233502.037 | 700927.4571 | 415727.6759 | 2220239.8483 | 4281418.0785 |  | 655516.0106 | 173515.6399 | 311674.0125 | 1138821.4637 | 2960777.7679 | 5240304.8945 |  | 655516.0106 | 173515.6399 | 311674.0125 | 1138821.4637 | 2960777.7679 | 5240304.8945
|  |  | 42495 | 42495 | C3 | 21949 | 5781 | 7436 | 3917 | 3412 | 42495 | 0 | 0 | 0 | 0 | 0 | 0 | 0 | 0 | 0 | 0 | 0 | 0 | 20262 | 5580 | 7657 | 2833 | 6162 | 42494 | 0 | 0 | 0 | 0 | 0 | 0 | 18488 | 3912 | 4236 | 7544 | 8314 | 42494 |  |  | C3 | 0.0081226 | 0.012094 | 0.021383 | 0.03463 | 0.081228 | C3 | 6342.87 | 6342.87 | 6342.87 | 6342.87 | 6342.87 | C3 | 51.5208 | 76.7089 | 135.6284 | 219.6518 | 515.2165 | C3 | 0 | 0 | 0 | 0 | 0 | 0 |  | 1130829.5193 | 443454.4271 | 1008532.6182 | 860376.1746 | 1757918.865 | 5201111.6042 |  | 1043913.9696 | 428035.9286 | 1038506.4897 | 622273.6029 | 3174764.3746 | 6307494.3655 |  | 1043913.9696 | 428035.9286 | 1038506.4897 | 622273.6029 | 3174764.3746 | 6307494.3655 |  | 952516.1124 | 300085.4037 | 574521.8089 | 1657053.3217 | 4283510.3879 | 7767687.0346 |  | 952516.1124 | 300085.4037 | 574521.8089 | 1657053.3217 | 4283510.3879 | 7767687.0346
|  |  | 2019 | 2019 | C4 | 1050 | 287 | 366 | 165 | 151 | 2019 | 0 | 0 | 0 | 0 | 0 | 0 | 0 | 0 | 0 | 0 | 0 | 0 | 951 | 298 | 386 | 124 | 260 | 2019 | 0 | 0 | 0 | 0 | 0 | 0 | 871 | 204 | 205 | 391 | 348 | 2019 |  |  | C4 | 0.0081226 | 0.012094 | 0.021383 | 0.03463 | 0.081228 | C4 | 10571.45 | 10571.45 | 10571.45 | 10571.45 | 10571.45 | C4 | 85.868 | 127.8482 | 226.0473 | 366.0864 | 858.6942 | C4 | 0 | 0 | 0 | 0 | 0 | 0 |  | 90161.3585 | 36692.4467 | 82733.3105 | 60404.2502 | 129662.8315 | 399654.1974 |  | 81660.4305 | 38098.7774 | 87254.2565 | 45394.7092 | 223260.5045 | 475668.6781 |  | 81660.4305 | 38098.7774 | 87254.2565 | 45394.7092 | 223260.5045 | 475668.6781 |  | 74790.9936 | 26081.0422 | 46339.6958 | 143139.7686 | 298825.5984 | 589177.0987 |  | 74790.9936 | 26081.0422 | 46339.6958 | 143139.7686 | 298825.5984 | 589177.0987
|  |  | 161083 | 161083 |  | 82323 | 20142 | 29132 | 15660 | 13826 |  | 0 | 0 | 0 | 0 | 0 |  | 0 | 0 | 0 | 0 | 0 |  | 76459 | 19073 | 29696 | 11049 | 24806 |  | 0 | 0 | 0 | 0 | 0 |  | 70190 | 13718 | 14477 | 29474 | 33224 | [22 empty] | 0 | 0 | 0 | 0 | 0 | 0 |  | 2874979.5333 | 1059289.2017 | 2648740.8437 | 2291598.1396 | 4713956.6407 | 13588564.359 |  | 2667161.8953 | 1008533.4479 | 2706527.5746 | 1621850.4569 | 8484242.6503 | 16488316.0249 |  | 2667161.8953 | 1008533.4479 | 2706527.5746 | 1621850.4569 | 8484242.6503 | 16488316.0249 |  | 2446093.1135 | 721948.819 | 1349574.6954 | 4349677.1087 | 11376118.7918 | 20243412.5285 |  | 2446093.1135 | 721948.819 | 1349574.6954 | 4349677.1087 | 11376118.7918 | 20243412.5285
| [Please insert new asset category as required] |  | 0 | 0 | C1 | 0 | 0 | 0 | 0 | 0 | 0 | 0 | 0 | 0 | 0 | 0 | 0 | 0 | 0 | 0 | 0 | 0 | 0 | 0 | 0 | 0 | 0 | 0 | 0 | 0 | 0 | 0 | 0 | 0 | 0 | 0 | 0 | 0 | 0 | 0 | 0 |  |  | C1 | 0 | 0 | 0 | 0 | 0 | C1 | 0 | 0 | 0 | 0 | 0 | C1 | [5 empty] | C1 | [5 empty] | 0 | [6 empty] | 0 | [6 empty] | 0 | [6 empty] | 0 | [6 empty] | 0 | [6 empty] | 0
|  |  | 0 | 0 | C2 | 0 | 0 | 0 | 0 | 0 | 0 | 0 | 0 | 0 | 0 | 0 | 0 | 0 | 0 | 0 | 0 | 0 | 0 | 0 | 0 | 0 | 0 | 0 | 0 | 0 | 0 | 0 | 0 | 0 | 0 | 0 | 0 | 0 | 0 | 0 | 0 |  |  | C2 | 0 | 0 | 0 | 0 | 0 | C2 | 0 | 0 | 0 | 0 | 0 | C2 | [5 empty] | C2 | [5 empty] | 0 | [6 empty] | 0 | [6 empty] | 0 | [6 empty] | 0 | [6 empty] | 0 | [6 empty] | 0
|  |  | 0 | 0 | C3 | 0 | 0 | 0 | 0 | 0 | 0 | 0 | 0 | 0 | 0 | 0 | 0 | 0 | 0 | 0 | 0 | 0 | 0 | 0 | 0 | 0 | 0 | 0 | 0 | 0 | 0 | 0 | 0 | 0 | 0 | 0 | 0 | 0 | 0 | 0 | 0 |  |  | C3 | 0 | 0 | 0 | 0 | 0 | C3 | 0 | 0 | 0 | 0 | 0 | C3 | [5 empty] | C3 | [5 empty] | 0 | [6 empty] | 0 | [6 empty] | 0 | [6 empty] | 0 | [6 empty] | 0 | [6 empty] | 0
|  |  | 0 | 0 | C4 | 0 | 0 | 0 | 0 | 0 | 0 | 0 | 0 | 0 | 0 | 0 | 0 | 0 | 0 | 0 | 0 | 0 | 0 | 0 | 0 | 0 | 0 | 0 | 0 | 0 | 0 | 0 | 0 | 0 | 0 | 0 | 0 | 0 | 0 | 0 | 0 |  |  | C4 | 0 | 0 | 0 | 0 | 0 | C4 | 0 | 0 | 0 | 0 | 0 | C4 | [5 empty] | C4 | [5 empty] | 0 | [6 empty] | 0 | [6 empty] | 0 | [6 empty] | 0 | [6 empty] | 0 | [6 empty] | 0
|  |  | 0 | 0 |  | 0 | 0 | 0 | 0 | 0 |  | 0 | 0 | 0 | 0 | 0 |  | 0 | 0 | 0 | 0 | 0 |  | 0 | 0 | 0 | 0 | 0 |  | 0 | 0 | 0 | 0 | 0 |  | 0 | 0 | 0 | 0 | 0 | [22 empty] | 0 | 0 | 0 | 0 | 0 | 0 |  | 0 | 0 | 0 | 0 | 0 | 0 |  | 0 | 0 | 0 | 0 | 0 | 0 |  | 0 | 0 | 0 | 0 | 0 | 0 |  | 0 | 0 | 0 | 0 | 0 | 0 |  | 0 | 0 | 0 | 0 | 0 | 0
| [Please insert new asset category as required] |  | 0 | 0 | C1 | 0 | 0 | 0 | 0 | 0 | 0 | 0 | 0 | 0 | 0 | 0 | 0 | 0 | 0 | 0 | 0 | 0 | 0 | 0 | 0 | 0 | 0 | 0 | 0 | 0 | 0 | 0 | 0 | 0 | 0 | 0 | 0 | 0 | 0 | 0 | 0 |  |  | C1 | 0 | 0 | 0 | 0 | 0 | C1 | 0 | 0 | 0 | 0 | 0 | C1 | [5 empty] | C1 | [5 empty] | 0 | [6 empty] | 0 | [6 empty] | 0 | [6 empty] | 0 | [6 empty] | 0 | [6 empty] | 0
|  |  | 0 | 0 | C2 | 0 | 0 | 0 | 0 | 0 | 0 | 0 | 0 | 0 | 0 | 0 | 0 | 0 | 0 | 0 | 0 | 0 | 0 | 0 | 0 | 0 | 0 | 0 | 0 | 0 | 0 | 0 | 0 | 0 | 0 | 0 | 0 | 0 | 0 | 0 | 0 |  |  | C2 | 0 | 0 | 0 | 0 | 0 | C2 | 0 | 0 | 0 | 0 | 0 | C2 | [5 empty] | C2 | [5 empty] | 0 | [6 empty] | 0 | [6 empty] | 0 | [6 empty] | 0 | [6 empty] | 0 | [6 empty] | 0
|  |  | 0 | 0 | C3 | 0 | 0 | 0 | 0 | 0 | 0 | 0 | 0 | 0 | 0 | 0 | 0 | 0 | 0 | 0 | 0 | 0 | 0 | 0 | 0 | 0 | 0 | 0 | 0 | 0 | 0 | 0 | 0 | 0 | 0 | 0 | 0 | 0 | 0 | 0 | 0 |  |  | C3 | 0 | 0 | 0 | 0 | 0 | C3 | 0 | 0 | 0 | 0 | 0 | C3 | [5 empty] | C3 | [5 empty] | 0 | [6 empty] | 0 | [6 empty] | 0 | [6 empty] | 0 | [6 empty] | 0 | [6 empty] | 0
|  |  | 0 | 0 | C4 | 0 | 0 | 0 | 0 | 0 | 0 | 0 | 0 | 0 | 0 | 0 | 0 | 0 | 0 | 0 | 0 | 0 | 0 | 0 | 0 | 0 | 0 | 0 | 0 | 0 | 0 | 0 | 0 | 0 | 0 | 0 | 0 | 0 | 0 | 0 | 0 |  |  | C4 | 0 | 0 | 0 | 0 | 0 | C4 | 0 | 0 | 0 | 0 | 0 | C4 | [5 empty] | C4 | [5 empty] | 0 | [6 empty] | 0 | [6 empty] | 0 | [6 empty] | 0 | [6 empty] | 0 | [6 empty] | 0
|  |  | 0 | 0 |  | 0 | 0 | 0 | 0 | 0 |  | 0 | 0 | 0 | 0 | 0 |  | 0 | 0 | 0 | 0 | 0 |  | 0 | 0 | 0 | 0 | 0 |  | 0 | 0 | 0 | 0 | 0 |  | 0 | 0 | 0 | 0 | 0 | [22 empty] | 0 | 0 | 0 | 0 | 0 | 0 |  | 0 | 0 | 0 | 0 | 0 | 0 |  | 0 | 0 | 0 | 0 | 0 | 0 |  | 0 | 0 | 0 | 0 | 0 | 0 |  | 0 | 0 | 0 | 0 | 0 | 0 |  | 0 | 0 | 0 | 0 | 0 | 0
| [Please insert new asset category as required] |  | 0 | 0 | C1 | 0 | 0 | 0 | 0 | 0 | 0 | 0 | 0 | 0 | 0 | 0 | 0 | 0 | 0 | 0 | 0 | 0 | 0 | 0 | 0 | 0 | 0 | 0 | 0 | 0 | 0 | 0 | 0 | 0 | 0 | 0 | 0 | 0 | 0 | 0 | 0 |  |  | C1 | 0 | 0 | 0 | 0 | 0 | C1 | 0 | 0 | 0 | 0 | 0 | C1 | [5 empty] | C1 | [5 empty] | 0 | [6 empty] | 0 | [6 empty] | 0 | [6 empty] | 0 | [6 empty] | 0 | [6 empty] | 0
|  |  | 0 | 0 | C2 | 0 | 0 | 0 | 0 | 0 | 0 | 0 | 0 | 0 | 0 | 0 | 0 | 0 | 0 | 0 | 0 | 0 | 0 | 0 | 0 | 0 | 0 | 0 | 0 | 0 | 0 | 0 | 0 | 0 | 0 | 0 | 0 | 0 | 0 | 0 | 0 |  |  | C2 | 0 | 0 | 0 | 0 | 0 | C2 | 0 | 0 | 0 | 0 | 0 | C2 | [5 empty] | C2 | [5 empty] | 0 | [6 empty] | 0 | [6 empty] | 0 | [6 empty] | 0 | [6 empty] | 0 | [6 empty] | 0
|  |  | 0 | 0 | C3 | 0 | 0 | 0 | 0 | 0 | 0 | 0 | 0 | 0 | 0 | 0 | 0 | 0 | 0 | 0 | 0 | 0 | 0 | 0 | 0 | 0 | 0 | 0 | 0 | 0 | 0 | 0 | 0 | 0 | 0 | 0 | 0 | 0 | 0 | 0 | 0 |  |  | C3 | 0 | 0 | 0 | 0 | 0 | C3 | 0 | 0 | 0 | 0 | 0 | C3 | [5 empty] | C3 | [5 empty] | 0 | [6 empty] | 0 | [6 empty] | 0 | [6 empty] | 0 | [6 empty] | 0 | [6 empty] | 0
|  |  | 0 | 0 | C4 | 0 | 0 | 0 | 0 | 0 | 0 | 0 | 0 | 0 | 0 | 0 | 0 | 0 | 0 | 0 | 0 | 0 | 0 | 0 | 0 | 0 | 0 | 0 | 0 | 0 | 0 | 0 | 0 | 0 | 0 | 0 | 0 | 0 | 0 | 0 | 0 |  |  | C4 | 0 | 0 | 0 | 0 | 0 | C4 | 0 | 0 | 0 | 0 | 0 | C4 | [5 empty] | C4 | [5 empty] | 0 | [6 empty] | 0 | [6 empty] | 0 | [6 empty] | 0 | [6 empty] | 0 | [6 empty] | 0
|  |  | 0 | 0 |  | 0 | 0 | 0 | 0 | 0 |  | 0 | 0 | 0 | 0 | 0 |  | 0 | 0 | 0 | 0 | 0 |  | 0 | 0 | 0 | 0 | 0 |  | 0 | 0 | 0 | 0 | 0 |  | 0 | 0 | 0 | 0 | 0 | [22 empty] | 0 | 0 | 0 | 0 | 0 | 0 |  | 0 | 0 | 0 | 0 | 0 | 0 |  | 0 | 0 | 0 | 0 | 0 | 0 |  | 0 | 0 | 0 | 0 | 0 | 0 |  | 0 | 0 | 0 | 0 | 0 | 0 |  | 0 | 0 | 0 | 0 | 0 | 0
| [Please insert new asset category as required] |  | 0 | 0 | C1 | 0 | 0 | 0 | 0 | 0 | 0 | 0 | 0 | 0 | 0 | 0 | 0 | 0 | 0 | 0 | 0 | 0 | 0 | 0 | 0 | 0 | 0 | 0 | 0 | 0 | 0 | 0 | 0 | 0 | 0 | 0 | 0 | 0 | 0 | 0 | 0 |  |  | C1 | 0 | 0 | 0 | 0 | 0 | C1 | 0 | 0 | 0 | 0 | 0 | C1 | [5 empty] | C1 | [5 empty] | 0 | [6 empty] | 0 | [6 empty] | 0 | [6 empty] | 0 | [6 empty] | 0 | [6 empty] | 0
|  |  | 0 | 0 | C2 | 0 | 0 | 0 | 0 | 0 | 0 | 0 | 0 | 0 | 0 | 0 | 0 | 0 | 0 | 0 | 0 | 0 | 0 | 0 | 0 | 0 | 0 | 0 | 0 | 0 | 0 | 0 | 0 | 0 | 0 | 0 | 0 | 0 | 0 | 0 | 0 |  |  | C2 | 0 | 0 | 0 | 0 | 0 | C2 | 0 | 0 | 0 | 0 | 0 | C2 | [5 empty] | C2 | [5 empty] | 0 | [6 empty] | 0 | [6 empty] | 0 | [6 empty] | 0 | [6 empty] | 0 | [6 empty] | 0
|  |  | 0 | 0 | C3 | 0 | 0 | 0 | 0 | 0 | 0 | 0 | 0 | 0 | 0 | 0 | 0 | 0 | 0 | 0 | 0 | 0 | 0 | 0 | 0 | 0 | 0 | 0 | 0 | 0 | 0 | 0 | 0 | 0 | 0 | 0 | 0 | 0 | 0 | 0 | 0 |  |  | C3 | 0 | 0 | 0 | 0 | 0 | C3 | 0 | 0 | 0 | 0 | 0 | C3 | [5 empty] | C3 | [5 empty] | 0 | [6 empty] | 0 | [6 empty] | 0 | [6 empty] | 0 | [6 empty] | 0 | [6 empty] | 0
|  |  | 0 | 0 | C4 | 0 | 0 | 0 | 0 | 0 | 0 | 0 | 0 | 0 | 0 | 0 | 0 | 0 | 0 | 0 | 0 | 0 | 0 | 0 | 0 | 0 | 0 | 0 | 0 | 0 | 0 | 0 | 0 | 0 | 0 | 0 | 0 | 0 | 0 | 0 | 0 |  |  | C4 | 0 | 0 | 0 | 0 | 0 | C4 | 0 | 0 | 0 | 0 | 0 | C4 | [5 empty] | C4 | [5 empty] | 0 | [6 empty] | 0 | [6 empty] | 0 | [6 empty] | 0 | [6 empty] | 0 | [6 empty] | 0
|  |  | 0 | 0 |  | 0 | 0 | 0 | 0 | 0 |  | 0 | 0 | 0 | 0 | 0 |  | 0 | 0 | 0 | 0 | 0 |  | 0 | 0 | 0 | 0 | 0 |  | 0 | 0 | 0 | 0 | 0 |  | 0 | 0 | 0 | 0 | 0 | [22 empty] | 0 | 0 | 0 | 0 | 0 | 0 |  | 0 | 0 | 0 | 0 | 0 | 0 |  | 0 | 0 | 0 | 0 | 0 | 0 |  | 0 | 0 | 0 | 0 | 0 | 0 |  | 0 | 0 | 0 | 0 | 0 | 0 |  | 0 | 0 | 0 | 0 | 0 | 0
| [Please insert new asset category as required] |  | 0 | 0 | C1 | 0 | 0 | 0 | 0 | 0 | 0 | 0 | 0 | 0 | 0 | 0 | 0 | 0 | 0 | 0 | 0 | 0 | 0 | 0 | 0 | 0 | 0 | 0 | 0 | 0 | 0 | 0 | 0 | 0 | 0 | 0 | 0 | 0 | 0 | 0 | 0 |  |  | C1 | 0 | 0 | 0 | 0 | 0 | C1 | 0 | 0 | 0 | 0 | 0 | C1 | [5 empty] | C1 | [5 empty] | 0 | [6 empty] | 0 | [6 empty] | 0 | [6 empty] | 0 | [6 empty] | 0 | [6 empty] | 0
|  |  | 0 | 0 | C2 | 0 | 0 | 0 | 0 | 0 | 0 | 0 | 0 | 0 | 0 | 0 | 0 | 0 | 0 | 0 | 0 | 0 | 0 | 0 | 0 | 0 | 0 | 0 | 0 | 0 | 0 | 0 | 0 | 0 | 0 | 0 | 0 | 0 | 0 | 0 | 0 |  |  | C2 | 0 | 0 | 0 | 0 | 0 | C2 | 0 | 0 | 0 | 0 | 0 | C2 | [5 empty] | C2 | [5 empty] | 0 | [6 empty] | 0 | [6 empty] | 0 | [6 empty] | 0 | [6 empty] | 0 | [6 empty] | 0
|  |  | 0 | 0 | C3 | 0 | 0 | 0 | 0 | 0 | 0 | 0 | 0 | 0 | 0 | 0 | 0 | 0 | 0 | 0 | 0 | 0 | 0 | 0 | 0 | 0 | 0 | 0 | 0 | 0 | 0 | 0 | 0 | 0 | 0 | 0 | 0 | 0 | 0 | 0 | 0 |  |  | C3 | 0 | 0 | 0 | 0 | 0 | C3 | 0 | 0 | 0 | 0 | 0 | C3 | [5 empty] | C3 | [5 empty] | 0 | [6 empty] | 0 | [6 empty] | 0 | [6 empty] | 0 | [6 empty] | 0 | [6 empty] | 0
|  |  | 0 | 0 | C4 | 0 | 0 | 0 | 0 | 0 | 0 | 0 | 0 | 0 | 0 | 0 | 0 | 0 | 0 | 0 | 0 | 0 | 0 | 0 | 0 | 0 | 0 | 0 | 0 | 0 | 0 | 0 | 0 | 0 | 0 | 0 | 0 | 0 | 0 | 0 | 0 |  |  | C4 | 0 | 0 | 0 | 0 | 0 | C4 | 0 | 0 | 0 | 0 | 0 | C4 | [5 empty] | C4 | [5 empty] | 0 | [6 empty] | 0 | [6 empty] | 0 | [6 empty] | 0 | [6 empty] | 0 | [6 empty] | 0
|  |  | 0 | 0 |  | 0 | 0 | 0 | 0 | 0 |  | 0 | 0 | 0 | 0 | 0 |  | 0 | 0 | 0 | 0 | 0 |  | 0 | 0 | 0 | 0 | 0 |  | 0 | 0 | 0 | 0 | 0 |  | 0 | 0 | 0 | 0 | 0 | [22 empty] | 0 | 0 | 0 | 0 | 0 | 0 |  | 0 | 0 | 0 | 0 | 0 | 0 |  | 0 | 0 | 0 | 0 | 0 | 0 |  | 0 | 0 | 0 | 0 | 0 | 0 |  | 0 | 0 | 0 | 0 | 0 | 0 |  | 0 | 0 | 0 | 0 | 0 | 0
[63 empty] | 0 | 0 | 0 | 0 | 0 | 0 |  | 5671256.8416 | 1324969.4187 | 2755584.6671 | 2297795.2847 | 8509296.4716 | 20558902.6838 |  | 5280238.1273 | 1497840.402 | 2891368.4884 | 1642440.4549 | 12279582.4813 | 23591469.9539 |  | 5280238.1273 | 1497840.402 | 2891368.4884 | 1642440.4549 | 12279582.4813 | 23591469.9539 |  | 4802015.7645 | 1495167.2482 | 1570270.799 | 4588148.5754 | 15188875.0843 | 27644477.4714 |  | 4802015.7645 | 1495167.2482 | 1570270.799 | 4588148.5754 | 15188875.0843 | 27644477.4714
| EHV Network | [66 empty] | 0 | [6 empty] | 0 | [6 empty] | 0 | [6 empty] | 0 | [6 empty] | 0 | [6 empty] | 0
| EHV Switchgear (GM) |  | 243 | 243 | C1 | 192 | 12 | 1 | 0 | 38 | 243 | 0 | 0 | 0 | 0 | 0 | 0 | 0 | 0 | 0 | 0 | 0 | 0 | 192 | 12 | 1 | 0 | 38 | 243 | 0 | 0 | 0 | 0 | 0 | 0 | 190 | 14 | 0 | 1 | 38 | 243 |  |  | C1 | 0.0065432 | 0.0097422 | 0.017225 | 0.027896 | 0.065433 | C1 | 35717.241 | 35717.241 | 35717.241 | 35717.241 | 35717.241 | C1 | 233.7062 | 347.9636 | 615.2312 | 996.3745 | 2337.1017 | C1 | 0 | 0 | 0 | 0 | 0 | 0 |  | 44871.5878 | 4175.5634 | 615.2312 | 0 | 88809.8654 | 138472.2478 |  | 44871.5878 | 4175.5634 | 615.2312 | 0 | 88809.8654 | 138472.2478 |  | 44871.5878 | 4175.5634 | 615.2312 | 0 | 88809.8654 | 138472.2478 |  | 44404.1755 | 4871.4906 | 0 | 996.3745 | 88809.8654 | 139081.906 |  | 44404.1755 | 4871.4906 | 0 | 996.3745 | 88809.8654 | 139081.906
|  |  | 1645 | 1645 | C2 | 1078 | 122 | 8 | 0 | 437 | 1645 | 0 | 0 | 0 | 0 | 0 | 0 | 0 | 0 | 0 | 0 | 0 | 0 | 989 | 178 | 41 | 0 | 437 | 1645 | 0 | 0 | 0 | 0 | 0 | 0 | 973 | 143 | 81 | 11 | 437 | 1645 |  |  | C2 | 0.0065432 | 0.0097422 | 0.017225 | 0.027896 | 0.065433 | C2 | 51024.63 | 51024.63 | 51024.63 | 51024.63 | 51024.63 | C2 | 333.866 | 497.0909 | 878.9018 | 1423.3922 | 3338.7167 | C2 | 0 | 0 | 0 | 0 | 0 | 0 |  | 359907.5274 | 60645.0875 | 7031.2141 | 0 | 1459019.2165 | 1886603.0455 |  | 330193.4551 | 88482.1768 | 36034.9725 | 0 | 1459019.2165 | 1913729.821 |  | 330193.4551 | 88482.1768 | 36034.9725 | 0 | 1459019.2165 | 1913729.821 |  | 324851.5994 | 71083.996 | 71191.0433 | 15657.3139 | 1459019.2165 | 1941803.1691 |  | 324851.5994 | 71083.996 | 71191.0433 | 15657.3139 | 1459019.2165 | 1941803.1691
|  |  | 263 | 263 | C3 | 204 | 14 | 11 | 0 | 34 | 263 | 0 | 0 | 0 | 0 | 0 | 0 | 0 | 0 | 0 | 0 | 0 | 0 | 204 | 1 | 24 | 0 | 34 | 263 | 0 | 0 | 0 | 0 | 0 | 0 | 204 | 0 | 13 | 12 | 34 | 263 |  |  | C3 | 0.0065432 | 0.0097422 | 0.017225 | 0.027896 | 0.065433 | C3 | 76536.945 | 76536.945 | 76536.945 | 76536.945 | 76536.945 | C3 | 500.799 | 745.6363 | 1318.3527 | 2135.0883 | 5008.0751 | C3 | 0 | 0 | 0 | 0 | 0 | 0 |  | 102162.9901 | 10438.9085 | 14501.8792 | 0 | 170274.5539 | 297378.3317 |  | 102162.9901 | 745.6363 | 31640.4637 | 0 | 170274.5539 | 304823.644 |  | 102162.9901 | 745.6363 | 31640.4637 | 0 | 170274.5539 | 304823.644 |  | 102162.9901 | 0 | 17138.5845 | 25621.0592 | 170274.5539 | 315197.1877 |  | 102162.9901 | 0 | 17138.5845 | 25621.0592 | 170274.5539 | 315197.1877
|  |  | 0 | 0 | C4 | 0 | 0 | 0 | 0 | 0 | 0 | 0 | 0 | 0 | 0 | 0 | 0 | 0 | 0 | 0 | 0 | 0 | 0 | 0 | 0 | 0 | 0 | 0 | 0 | 0 | 0 | 0 | 0 | 0 | 0 | 0 | 0 | 0 | 0 | 0 | 0 |  |  | C4 | 0.0065432 | 0.0097422 | 0.017225 | 0.027896 | 0.065433 | C4 | 127561.575 | 127561.575 | 127561.575 | 127561.575 | 127561.575 | C4 | 834.665 | 1242.7272 | 2197.2544 | 3558.4804 | 8346.7919 | C4 | 0 | 0 | 0 | 0 | 0 | 0 |  | 0 | 0 | 0 | 0 | 0 | 0 |  | 0 | 0 | 0 | 0 | 0 | 0 |  | 0 | 0 | 0 | 0 | 0 | 0 |  | 0 | 0 | 0 | 0 | 0 | 0 |  | 0 | 0 | 0 | 0 | 0 | 0
|  |  | 2151 | 2151 |  | 1474 | 148 | 20 | 0 | 509 |  | 0 | 0 | 0 | 0 | 0 |  | 0 | 0 | 0 | 0 | 0 |  | 1385 | 191 | 66 | 0 | 509 |  | 0 | 0 | 0 | 0 | 0 |  | 1367 | 157 | 94 | 24 | 509 | [22 empty] | 0 | 0 | 0 | 0 | 0 | 0 |  | 506942.1053 | 75259.5594 | 22148.3246 | 0 | 1718103.6358 | 2322453.6251 |  | 477228.033 | 93403.3766 | 68290.6674 | 0 | 1718103.6358 | 2357025.7128 |  | 477228.033 | 93403.3766 | 68290.6674 | 0 | 1718103.6358 | 2357025.7128 |  | 471418.765 | 75955.4866 | 88329.6278 | 42274.7477 | 1718103.6358 | 2396082.2628 |  | 471418.765 | 75955.4866 | 88329.6278 | 42274.7477 | 1718103.6358 | 2396082.2628
| EHV Transformer |  | 83 | 83 | C1 | 33 | 14 | 15 | 8 | 13 | 83 | 0 | 0 | 0 | 0 | 0 | 0 | 0 | 0 | 0 | 0 | 0 | 0 | 30 | 10 | 17 | 9 | 17 | 83 | 0 | 0 | 0 | 0 | 0 | 0 | 25 | 10 | 9 | 15 | 24 | 83 |  |  | C1 | 0.012939 | 0.019265 | 0.034062 | 0.055165 | 0.12939 | C1 | 104500.809 | 104500.809 | 104500.809 | 104500.809 | 104500.809 | C1 | 1352.1574 | 2013.2183 | 3559.5525 | 5764.7389 | 13521.8041 | C1 | 0 | 0 | 0 | 0 | 0 | 0 |  | 44621.1926 | 28185.0556 | 53393.2875 | 46117.9109 | 175783.4531 | 348100.8997 |  | 40564.7205 | 20132.1826 | 60512.3925 | 51882.6498 | 229870.6695 | 402962.6148 |  | 40564.7205 | 20132.1826 | 60512.3925 | 51882.6498 | 229870.6695 | 402962.6148 |  | 33803.9338 | 20132.1826 | 32035.9725 | 86471.0829 | 324523.2981 | 496966.4699 |  | 33803.9338 | 20132.1826 | 32035.9725 | 86471.0829 | 324523.2981 | 496966.4699
|  |  | 772 | 772 | C2 | 450 | 101 | 120 | 40 | 61 | 772 | 0 | 0 | 0 | 0 | 0 | 0 | 0 | 0 | 0 | 0 | 0 | 0 | 419 | 90 | 131 | 45 | 87 | 772 | 0 | 0 | 0 | 0 | 0 | 0 | 357 | 95 | 84 | 127 | 109 | 772 |  |  | C2 | 0.012939 | 0.019265 | 0.034062 | 0.055165 | 0.12939 | C2 | 149286.87 | 149286.87 | 149286.87 | 149286.87 | 149286.87 | C2 | 1931.6534 | 2876.0261 | 5085.075 | 8235.3412 | 19316.863 | C2 | 0 | 0 | 0 | 0 | 0 | 0 |  | 869244.0109 | 290478.6345 | 610209 | 329413.6493 | 1178328.6418 | 3277673.9365 |  | 809362.7568 | 258842.3476 | 666144.825 | 370590.3554 | 1680567.0793 | 3785507.3641 |  | 809362.7568 | 258842.3476 | 666144.825 | 370590.3554 | 1680567.0793 | 3785507.3641 |  | 689600.2487 | 273222.478 | 427146.3 | 1045888.3365 | 2105538.0649 | 4541395.428 |  | 689600.2487 | 273222.478 | 427146.3 | 1045888.3365 | 2105538.0649 | 4541395.428
|  |  | 99 | 99 | C3 | 53 | 9 | 23 | 6 | 8 | 99 | 0 | 0 | 0 | 0 | 0 | 0 | 0 | 0 | 0 | 0 | 0 | 0 | 45 | 10 | 26 | 5 | 13 | 99 | 0 | 0 | 0 | 0 | 0 | 0 | 41 | 11 | 18 | 13 | 16 | 99 |  |  | C3 | 0.012939 | 0.019265 | 0.034062 | 0.055165 | 0.12939 | C3 | 223930.305 | 223930.305 | 223930.305 | 223930.305 | 223930.305 | C3 | 2897.48 | 4314.0391 | 7627.6125 | 12353.0118 | 28975.2945 | C3 | 0 | 0 | 0 | 0 | 0 | 0 |  | 153566.4419 | 38826.3521 | 175435.0875 | 74118.0711 | 231802.3558 | 673748.3084 |  | 130386.6016 | 43140.3913 | 198317.925 | 61765.0592 | 376678.8281 | 810288.8053 |  | 130386.6016 | 43140.3913 | 198317.925 | 61765.0592 | 376678.8281 | 810288.8053 |  | 118796.6815 | 47454.4304 | 137297.025 | 160589.154 | 463604.7115 | 927742.0024 |  | 118796.6815 | 47454.4304 | 137297.025 | 160589.154 | 463604.7115 | 927742.0024
|  |  | 3 | 3 | C4 | 0 | 3 | 0 | 0 | 0 | 3 | 0 | 0 | 0 | 0 | 0 | 0 | 0 | 0 | 0 | 0 | 0 | 0 | 0 | 2 | 1 | 0 | 0 | 3 | 0 | 0 | 0 | 0 | 0 | 0 | 0 | 0 | 1 | 2 | 0 | 3 |  |  | C4 | 0.012939 | 0.019265 | 0.034062 | 0.055165 | 0.12939 | C4 | 373217.175 | 373217.175 | 373217.175 | 373217.175 | 373217.175 | C4 | 4829.1334 | 7190.0652 | 12712.6875 | 20588.3531 | 48292.1575 | C4 | 0 | 0 | 0 | 0 | 0 | 0 |  | 0 | 21570.1956 | 0 | 0 | 0 | 21570.1956 |  | 0 | 14380.1304 | 12712.6875 | 0 | 0 | 27092.8179 |  | 0 | 14380.1304 | 12712.6875 | 0 | 0 | 27092.8179 |  | 0 | 0 | 12712.6875 | 41176.7062 | 0 | 53889.3937 |  | 0 | 0 | 12712.6875 | 41176.7062 | 0 | 53889.3937
|  |  | 957 | 957 |  | 536 | 127 | 158 | 54 | 82 |  | 0 | 0 | 0 | 0 | 0 |  | 0 | 0 | 0 | 0 | 0 |  | 494 | 112 | 175 | 59 | 117 |  | 0 | 0 | 0 | 0 | 0 |  | 423 | 116 | 112 | 157 | 149 | [22 empty] | 0 | 0 | 0 | 0 | 0 | 0 |  | 1067431.6454 | 379060.2379 | 839037.375 | 449649.6313 | 1585914.4507 | 4321093.3402 |  | 980314.079 | 336495.0518 | 937687.83 | 484238.0644 | 2287116.5769 | 5025851.6021 |  | 980314.079 | 336495.0518 | 937687.83 | 484238.0644 | 2287116.5769 | 5025851.6021 |  | 842200.8639 | 340809.091 | 609191.985 | 1334125.2796 | 2893666.0745 | 6019993.2939 |  | 842200.8639 | 340809.091 | 609191.985 | 1334125.2796 | 2893666.0745 | 6019993.2939
| EHV UG Cable (Gas) |  | 0 | 0 | C1 | 0 | 0 | 0 | 0 | 0 | 0 | 0 | 0 | 0 | 0 | 0 | 0 | 0 | 0 | 0 | 0 | 0 | 0 | 0 | 0 | 0 | 0 | 0 | 0 | 0 | 0 | 0 | 0 | 0 | 0 | 0 | 0 | 0 | 0 | 0 | 0 |  |  | C1 | 0 | 0 | 0 | 0 | 0 | C1 | 0 | 0 | 0 | 0 | 0 | C1 | [5 empty] | C1 | [5 empty] | 0 | [6 empty] | 0 | [6 empty] | 0 | [6 empty] | 0 | [6 empty] | 0 | [6 empty] | 0
|  |  | 0 | 0 | C2 | 0 | 0 | 0 | 0 | 0 | 0 | 0 | 0 | 0 | 0 | 0 | 0 | 0 | 0 | 0 | 0 | 0 | 0 | 0 | 0 | 0 | 0 | 0 | 0 | 0 | 0 | 0 | 0 | 0 | 0 | 0 | 0 | 0 | 0 | 0 | 0 |  |  | C2 | 0 | 0 | 0 | 0 | 0 | C2 | 0 | 0 | 0 | 0 | 0 | C2 | [5 empty] | C2 | [5 empty] | 0 | [6 empty] | 0 | [6 empty] | 0 | [6 empty] | 0 | [6 empty] | 0 | [6 empty] | 0
|  |  | 0 | 0 | C3 | 0 | 0 | 0 | 0 | 0 | 0 | 0 | 0 | 0 | 0 | 0 | 0 | 0 | 0 | 0 | 0 | 0 | 0 | 0 | 0 | 0 | 0 | 0 | 0 | 0 | 0 | 0 | 0 | 0 | 0 | 0 | 0 | 0 | 0 | 0 | 0 |  |  | C3 | 0 | 0 | 0 | 0 | 0 | C3 | 0 | 0 | 0 | 0 | 0 | C3 | [5 empty] | C3 | [5 empty] | 0 | [6 empty] | 0 | [6 empty] | 0 | [6 empty] | 0 | [6 empty] | 0 | [6 empty] | 0
|  |  | 0 | 0 | C4 | 0 | 0 | 0 | 0 | 0 | 0 | 0 | 0 | 0 | 0 | 0 | 0 | 0 | 0 | 0 | 0 | 0 | 0 | 0 | 0 | 0 | 0 | 0 | 0 | 0 | 0 | 0 | 0 | 0 | 0 | 0 | 0 | 0 | 0 | 0 | 0 |  |  | C4 | 0 | 0 | 0 | 0 | 0 | C4 | 0 | 0 | 0 | 0 | 0 | C4 | [5 empty] | C4 | [5 empty] | 0 | [6 empty] | 0 | [6 empty] | 0 | [6 empty] | 0 | [6 empty] | 0 | [6 empty] | 0
|  |  | 0 | 0 |  | 0 | 0 | 0 | 0 | 0 |  | 0 | 0 | 0 | 0 | 0 |  | 0 | 0 | 0 | 0 | 0 |  | 0 | 0 | 0 | 0 | 0 |  | 0 | 0 | 0 | 0 | 0 |  | 0 | 0 | 0 | 0 | 0 | [22 empty] | 0 | 0 | 0 | 0 | 0 | 0 |  | 0 | 0 | 0 | 0 | 0 | 0 |  | 0 | 0 | 0 | 0 | 0 | 0 |  | 0 | 0 | 0 | 0 | 0 | 0 |  | 0 | 0 | 0 | 0 | 0 | 0 |  | 0 | 0 | 0 | 0 | 0 | 0
| EHV UG Cable (Oil) |  | 0 | 0 | C1 | 0 | 0 | 0 | 0 | 0 | 0 | 0 | 0 | 0 | 0 | 0 | 0 | 0 | 0 | 0 | 0 | 0 | 0 | 0 | 0 | 0 | 0 | 0 | 0 | 0 | 0 | 0 | 0 | 0 | 0 | 0 | 0 | 0 | 0 | 0 | 0 |  |  | C1 | 0 | 0 | 0 | 0 | 0 | C1 | 0 | 0 | 0 | 0 | 0 | C1 | [5 empty] | C1 | [5 empty] | 0 | [6 empty] | 0 | [6 empty] | 0 | [6 empty] | 0 | [6 empty] | 0 | [6 empty] | 0
|  |  | 0 | 0 | C2 | 0 | 0 | 0 | 0 | 0 | 0 | 0 | 0 | 0 | 0 | 0 | 0 | 0 | 0 | 0 | 0 | 0 | 0 | 0 | 0 | 0 | 0 | 0 | 0 | 0 | 0 | 0 | 0 | 0 | 0 | 0 | 0 | 0 | 0 | 0 | 0 |  |  | C2 | 0 | 0 | 0 | 0 | 0 | C2 | 0 | 0 | 0 | 0 | 0 | C2 | [5 empty] | C2 | [5 empty] | 0 | [6 empty] | 0 | [6 empty] | 0 | [6 empty] | 0 | [6 empty] | 0 | [6 empty] | 0
|  |  | 0 | 0 | C3 | 0 | 0 | 0 | 0 | 0 | 0 | 0 | 0 | 0 | 0 | 0 | 0 | 0 | 0 | 0 | 0 | 0 | 0 | 0 | 0 | 0 | 0 | 0 | 0 | 0 | 0 | 0 | 0 | 0 | 0 | 0 | 0 | 0 | 0 | 0 | 0 |  |  | C3 | 0 | 0 | 0 | 0 | 0 | C3 | 0 | 0 | 0 | 0 | 0 | C3 | [5 empty] | C3 | [5 empty] | 0 | [6 empty] | 0 | [6 empty] | 0 | [6 empty] | 0 | [6 empty] | 0 | [6 empty] | 0
|  |  | 0 | 0 | C4 | 0 | 0 | 0 | 0 | 0 | 0 | 0 | 0 | 0 | 0 | 0 | 0 | 0 | 0 | 0 | 0 | 0 | 0 | 0 | 0 | 0 | 0 | 0 | 0 | 0 | 0 | 0 | 0 | 0 | 0 | 0 | 0 | 0 | 0 | 0 | 0 |  |  | C4 | 0 | 0 | 0 | 0 | 0 | C4 | 0 | 0 | 0 | 0 | 0 | C4 | [5 empty] | C4 | [5 empty] | 0 | [6 empty] | 0 | [6 empty] | 0 | [6 empty] | 0 | [6 empty] | 0 | [6 empty] | 0
|  |  | 0 | 0 |  | 0 | 0 | 0 | 0 | 0 |  | 0 | 0 | 0 | 0 | 0 |  | 0 | 0 | 0 | 0 | 0 |  | 0 | 0 | 0 | 0 | 0 |  | 0 | 0 | 0 | 0 | 0 |  | 0 | 0 | 0 | 0 | 0 | [22 empty] | 0 | 0 | 0 | 0 | 0 | 0 |  | 0 | 0 | 0 | 0 | 0 | 0 |  | 0 | 0 | 0 | 0 | 0 | 0 |  | 0 | 0 | 0 | 0 | 0 | 0 |  | 0 | 0 | 0 | 0 | 0 | 0 |  | 0 | 0 | 0 | 0 | 0 | 0
| EHV UG Cable (Non Pressurised) |  | 0 | 0 | C1 | 0 | 0 | 0 | 0 | 0 | 0 | 0 | 0 | 0 | 0 | 0 | 0 | 0 | 0 | 0 | 0 | 0 | 0 | 0 | 0 | 0 | 0 | 0 | 0 | 0 | 0 | 0 | 0 | 0 | 0 | 0 | 0 | 0 | 0 | 0 | 0 |  |  | C1 | 0 | 0 | 0 | 0 | 0 | C1 | 0 | 0 | 0 | 0 | 0 | C1 | [5 empty] | C1 | [5 empty] | 0 | [6 empty] | 0 | [6 empty] | 0 | [6 empty] | 0 | [6 empty] | 0 | [6 empty] | 0
|  |  | 0 | 0 | C2 | 0 | 0 | 0 | 0 | 0 | 0 | 0 | 0 | 0 | 0 | 0 | 0 | 0 | 0 | 0 | 0 | 0 | 0 | 0 | 0 | 0 | 0 | 0 | 0 | 0 | 0 | 0 | 0 | 0 | 0 | 0 | 0 | 0 | 0 | 0 | 0 |  |  | C2 | 0 | 0 | 0 | 0 | 0 | C2 | 0 | 0 | 0 | 0 | 0 | C2 | [5 empty] | C2 | [5 empty] | 0 | [6 empty] | 0 | [6 empty] | 0 | [6 empty] | 0 | [6 empty] | 0 | [6 empty] | 0
|  |  | 0 | 0 | C3 | 0 | 0 | 0 | 0 | 0 | 0 | 0 | 0 | 0 | 0 | 0 | 0 | 0 | 0 | 0 | 0 | 0 | 0 | 0 | 0 | 0 | 0 | 0 | 0 | 0 | 0 | 0 | 0 | 0 | 0 | 0 | 0 | 0 | 0 | 0 | 0 |  |  | C3 | 0 | 0 | 0 | 0 | 0 | C3 | 0 | 0 | 0 | 0 | 0 | C3 | [5 empty] | C3 | [5 empty] | 0 | [6 empty] | 0 | [6 empty] | 0 | [6 empty] | 0 | [6 empty] | 0 | [6 empty] | 0
|  |  | 0 | 0 | C4 | 0 | 0 | 0 | 0 | 0 | 0 | 0 | 0 | 0 | 0 | 0 | 0 | 0 | 0 | 0 | 0 | 0 | 0 | 0 | 0 | 0 | 0 | 0 | 0 | 0 | 0 | 0 | 0 | 0 | 0 | 0 | 0 | 0 | 0 | 0 | 0 |  |  | C4 | 0 | 0 | 0 | 0 | 0 | C4 | 0 | 0 | 0 | 0 | 0 | C4 | [5 empty] | C4 | [5 empty] | 0 | [6 empty] | 0 | [6 empty] | 0 | [6 empty] | 0 | [6 empty] | 0 | [6 empty] | 0
|  |  | 0 | 0 |  | 0 | 0 | 0 | 0 | 0 |  | 0 | 0 | 0 | 0 | 0 |  | 0 | 0 | 0 | 0 | 0 |  | 0 | 0 | 0 | 0 | 0 |  | 0 | 0 | 0 | 0 | 0 |  | 0 | 0 | 0 | 0 | 0 | [22 empty] | 0 | 0 | 0 | 0 | 0 | 0 |  | 0 | 0 | 0 | 0 | 0 | 0 |  | 0 | 0 | 0 | 0 | 0 | 0 |  | 0 | 0 | 0 | 0 | 0 | 0 |  | 0 | 0 | 0 | 0 | 0 | 0 |  | 0 | 0 | 0 | 0 | 0 | 0
| EHV OHL Support - Towers |  | 0 | 0 | C1 | 0 | 0 | 0 | 0 | 0 | 0 | 0 | 0 | 0 | 0 | 0 | 0 | 0 | 0 | 0 | 0 | 0 | 0 | 0 | 0 | 0 | 0 | 0 | 0 | 0 | 0 | 0 | 0 | 0 | 0 | 0 | 0 | 0 | 0 | 0 | 0 |  |  | C1 | 0 | 0 | 0 | 0 | 0 | C1 | 0 | 0 | 0 | 0 | 0 | C1 | [5 empty] | C1 | [5 empty] | 0 | [6 empty] | 0 | [6 empty] | 0 | [6 empty] | 0 | [6 empty] | 0 | [6 empty] | 0
|  |  | 0 | 0 | C2 | 0 | 0 | 0 | 0 | 0 | 0 | 0 | 0 | 0 | 0 | 0 | 0 | 0 | 0 | 0 | 0 | 0 | 0 | 0 | 0 | 0 | 0 | 0 | 0 | 0 | 0 | 0 | 0 | 0 | 0 | 0 | 0 | 0 | 0 | 0 | 0 |  |  | C2 | 0 | 0 | 0 | 0 | 0 | C2 | 0 | 0 | 0 | 0 | 0 | C2 | [5 empty] | C2 | [5 empty] | 0 | [6 empty] | 0 | [6 empty] | 0 | [6 empty] | 0 | [6 empty] | 0 | [6 empty] | 0
|  |  | 0 | 0 | C3 | 0 | 0 | 0 | 0 | 0 | 0 | 0 | 0 | 0 | 0 | 0 | 0 | 0 | 0 | 0 | 0 | 0 | 0 | 0 | 0 | 0 | 0 | 0 | 0 | 0 | 0 | 0 | 0 | 0 | 0 | 0 | 0 | 0 | 0 | 0 | 0 |  |  | C3 | 0 | 0 | 0 | 0 | 0 | C3 | 0 | 0 | 0 | 0 | 0 | C3 | [5 empty] | C3 | [5 empty] | 0 | [6 empty] | 0 | [6 empty] | 0 | [6 empty] | 0 | [6 empty] | 0 | [6 empty] | 0
|  |  | 0 | 0 | C4 | 0 | 0 | 0 | 0 | 0 | 0 | 0 | 0 | 0 | 0 | 0 | 0 | 0 | 0 | 0 | 0 | 0 | 0 | 0 | 0 | 0 | 0 | 0 | 0 | 0 | 0 | 0 | 0 | 0 | 0 | 0 | 0 | 0 | 0 | 0 | 0 |  |  | C4 | 0 | 0 | 0 | 0 | 0 | C4 | 0 | 0 | 0 | 0 | 0 | C4 | [5 empty] | C4 | [5 empty] | 0 | [6 empty] | 0 | [6 empty] | 0 | [6 empty] | 0 | [6 empty] | 0 | [6 empty] | 0
|  |  | 0 | 0 |  | 0 | 0 | 0 | 0 | 0 |  | 0 | 0 | 0 | 0 | 0 |  | 0 | 0 | 0 | 0 | 0 |  | 0 | 0 | 0 | 0 | 0 |  | 0 | 0 | 0 | 0 | 0 |  | 0 | 0 | 0 | 0 | 0 | [22 empty] | 0 | 0 | 0 | 0 | 0 | 0 |  | 0 | 0 | 0 | 0 | 0 | 0 |  | 0 | 0 | 0 | 0 | 0 | 0 |  | 0 | 0 | 0 | 0 | 0 | 0 |  | 0 | 0 | 0 | 0 | 0 | 0 |  | 0 | 0 | 0 | 0 | 0 | 0
| EHV OHL Support - Poles |  | 20973 | 20973 | C1 | 9102 | 4861 | 3984 | 1721 | 1305 | 20973 | 0 | 0 | 0 | 0 | 0 | 0 | 0 | 0 | 0 | 0 | 0 | 0 | 7989 | 4640 | 4327 | 1490 | 2556 | 21002 | 0 | 0 | 0 | 0 | 0 | 0 | 7112 | 2701 | 3142 | 4449 | 3598 | 21002 |  |  | C1 | 0.0081226 | 0.012094 | 0.021383 | 0.03463 | 0.081228 | C1 | 2705.101 | 2705.101 | 2705.101 | 2705.101 | 2705.101 | C1 | 21.9725 | 32.7148 | 57.8427 | 93.6769 | 219.7291 | C1 | 0 | 0 | 0 | 0 | 0 | 0 |  | 199993.9712 | 159026.4343 | 230445.1498 | 161217.933 | 286746.4107 | 1037429.899 |  | 175538.5449 | 151796.4729 | 250285.1816 | 139578.5707 | 561627.4528 | 1278826.2229 |  | 175538.5449 | 151796.4729 | 250285.1816 | 139578.5707 | 561627.4528 | 1278826.2229 |  | 156268.6358 | 88362.5589 | 181741.6317 | 416768.4974 | 790585.1233 | 1633726.4471 |  | 156268.6358 | 88362.5589 | 181741.6317 | 416768.4974 | 790585.1233 | 1633726.4471
|  |  | 4 | 4 | C2 | 4 | 0 | 0 | 0 | 0 | 4 | 0 | 0 | 0 | 0 | 0 | 0 | 0 | 0 | 0 | 0 | 0 | 0 | 4 | 0 | 0 | 0 | 0 | 4 | 0 | 0 | 0 | 0 | 0 | 0 | 2 | 2 | 0 | 0 | 0 | 4 |  |  | C2 | 0.0081226 | 0.012094 | 0.021383 | 0.03463 | 0.081228 | C2 | 3864.43 | 3864.43 | 3864.43 | 3864.43 | 3864.43 | C2 | 31.3893 | 46.7354 | 82.6324 | 133.8241 | 313.8986 | C2 | 0 | 0 | 0 | 0 | 0 | 0 |  | 125.5573 | 0 | 0 | 0 | 0 | 125.5573 |  | 125.5573 | 0 | 0 | 0 | 0 | 125.5573 |  | 125.5573 | 0 | 0 | 0 | 0 | 125.5573 |  | 62.7787 | 93.4707 | 0 | 0 | 0 | 156.2494 |  | 62.7787 | 93.4707 | 0 | 0 | 0 | 156.2494
|  |  | 13434 | 13434 | C3 | 5451 | 3468 | 2726 | 1034 | 755 | 13434 | 0 | 0 | 0 | 0 | 0 | 0 | 0 | 0 | 0 | 0 | 0 | 0 | 4667 | 3242 | 3025 | 983 | 1488 | 13405 | 0 | 0 | 0 | 0 | 0 | 0 | 4094 | 1700 | 2301 | 3135 | 2175 | 13405 |  |  | C3 | 0.0081226 | 0.012094 | 0.021383 | 0.03463 | 0.081228 | C3 | 5796.645 | 5796.645 | 5796.645 | 5796.645 | 5796.645 | C3 | 47.084 | 70.1031 | 123.9486 | 200.7362 | 470.848 | C3 | 0 | 0 | 0 | 0 | 0 | 0 |  | 256654.849 | 243117.3806 | 337883.7556 | 207561.2303 | 355490.2136 | 1400707.4292 |  | 219740.9981 | 227274.0911 | 374944.373 | 197323.6841 | 700621.7721 | 1719904.9183 |  | 219740.9981 | 227274.0911 | 374944.373 | 197323.6841 | 700621.7721 | 1719904.9183 |  | 192761.8697 | 119175.1866 | 285205.6206 | 629307.9854 | 1024094.3241 | 2250544.9864 |  | 192761.8697 | 119175.1866 | 285205.6206 | 629307.9854 | 1024094.3241 | 2250544.9864
|  |  | 0 | 0 | C4 | 0 | 0 | 0 | 0 | 0 | 0 | 0 | 0 | 0 | 0 | 0 | 0 | 0 | 0 | 0 | 0 | 0 | 0 | 0 | 0 | 0 | 0 | 0 | 0 | 0 | 0 | 0 | 0 | 0 | 0 | 0 | 0 | 0 | 0 | 0 | 0 |  |  | C4 | 0.0081226 | 0.012094 | 0.021383 | 0.03463 | 0.081228 | C4 | 9661.075 | 9661.075 | 9661.075 | 9661.075 | 9661.075 | C4 | 78.4733 | 116.8384 | 206.5809 | 334.5603 | 784.7466 | C4 | 0 | 0 | 0 | 0 | 0 | 0 |  | 0 | 0 | 0 | 0 | 0 | 0 |  | 0 | 0 | 0 | 0 | 0 | 0 |  | 0 | 0 | 0 | 0 | 0 | 0 |  | 0 | 0 | 0 | 0 | 0 | 0 |  | 0 | 0 | 0 | 0 | 0 | 0
|  |  | 34411 | 34411 |  | 14557 | 8329 | 6710 | 2755 | 2060 |  | 0 | 0 | 0 | 0 | 0 |  | 0 | 0 | 0 | 0 | 0 |  | 12660 | 7882 | 7352 | 2473 | 4044 |  | 0 | 0 | 0 | 0 | 0 |  | 11208 | 4403 | 5443 | 7584 | 5773 | [22 empty] | 0 | 0 | 0 | 0 | 0 | 0 |  | 456774.3775 | 402143.8149 | 568328.9055 | 368779.1633 | 642236.6244 | 2438262.8855 |  | 395405.1003 | 379070.564 | 625229.5546 | 336902.2548 | 1262249.2248 | 2998856.6985 |  | 395405.1003 | 379070.564 | 625229.5546 | 336902.2548 | 1262249.2248 | 2998856.6985 |  | 349093.2842 | 207631.2162 | 466947.2523 | 1046076.4828 | 1814679.4473 | 3884427.6829 |  | 349093.2842 | 207631.2162 | 466947.2523 | 1046076.4828 | 1814679.4473 | 3884427.6829
| EHV OHL (Tower Line) Conductor |  | 0 | 0 | C1 | 0 | 0 | 0 | 0 | 0 | 0 | 0 | 0 | 0 | 0 | 0 | 0 | 0 | 0 | 0 | 0 | 0 | 0 | 0 | 0 | 0 | 0 | 0 | 0 | 0 | 0 | 0 | 0 | 0 | 0 | 0 | 0 | 0 | 0 | 0 | 0 |  |  | C1 | 0.00228 | 0.0033947 | 0.0060022 | 0.0097206 | 0.022801 | C1 | 12111.673 | 12111.673 | 12111.673 | 12111.673 | 12111.673 | C1 | 27.6151 | 41.1159 | 72.6966 | 117.733 | 276.1552 | C1 | 0 | 0 | 0 | 0 | 0 | 0 |  | 0 | 0 | 0 | 0 | 0 | 0 |  | 0 | 0 | 0 | 0 | 0 | 0 |  | 0 | 0 | 0 | 0 | 0 | 0 |  | 0 | 0 | 0 | 0 | 0 | 0 |  | 0 | 0 | 0 | 0 | 0 | 0
|  |  | 232.9 | 232.9 | C2 | 123.0461 | 0 | 87.6236 | 22.2303 | 0 | 232.9 | 0 | 0 | 0 | 0 | 0 | 0 | 0 | 0 | 0 | 0 | 0 | 0 | 123.0461 | 0 | 87.6236 | 22.2303 | 0 | 232.9 | 0 | 0 | 0 | 0 | 0 | 0 | 123.0461 | 0 | 87.6236 | 22.2303 | 0 | 232.9 |  |  | C2 | 0.00228 | 0.0033947 | 0.0060022 | 0.0097206 | 0.022801 | C2 | 17302.39 | 17302.39 | 17302.39 | 17302.39 | 17302.39 | C2 | 39.4501 | 58.737 | 103.8523 | 168.19 | 394.5075 | C2 | 0 | 0 | 0 | 0 | 0 | 0 |  | 4854.1791 | 0 | 9099.9109 | 3738.9092 | 0 | 17692.9991 |  | 4854.1791 | 0 | 9099.9109 | 3738.9092 | 0 | 17692.9991 |  | 4854.1791 | 0 | 9099.9109 | 3738.9092 | 0 | 17692.9991 |  | 4854.1791 | 0 | 9099.9109 | 3738.9092 | 0 | 17692.9991 |  | 4854.1791 | 0 | 9099.9109 | 3738.9092 | 0 | 17692.9991
|  |  | 7.8958 | 7.8958 | C3 | 7.5707 | 0 | 0.32513 | 0 | 0 | 7.8958 | 0 | 0 | 0 | 0 | 0 | 0 | 0 | 0 | 0 | 0 | 0 | 0 | 7.5707 | 0 | 0.32513 | 0 | 0 | 7.8958 | 0 | 0 | 0 | 0 | 0 | 0 | 7.5707 | 0 | 0.32513 | 0 | 0 | 7.8958 |  |  | C3 | 0.00228 | 0.0033947 | 0.0060022 | 0.0097206 | 0.022801 | C3 | 25953.585 | 25953.585 | 25953.585 | 25953.585 | 25953.585 | C3 | 59.1751 | 88.1054 | 155.7784 | 252.285 | 591.7612 | C3 | 0 | 0 | 0 | 0 | 0 | 0 |  | 447.9955 | 0 | 50.6489 | 0 | 0 | 498.6443 |  | 447.9955 | 0 | 50.6489 | 0 | 0 | 498.6443 |  | 447.9955 | 0 | 50.6489 | 0 | 0 | 498.6443 |  | 447.9955 | 0 | 50.6489 | 0 | 0 | 498.6443 |  | 447.9955 | 0 | 50.6489 | 0 | 0 | 498.6443
|  |  | 0 | 0 | C4 | 0 | 0 | 0 | 0 | 0 | 0 | 0 | 0 | 0 | 0 | 0 | 0 | 0 | 0 | 0 | 0 | 0 | 0 | 0 | 0 | 0 | 0 | 0 | 0 | 0 | 0 | 0 | 0 | 0 | 0 | 0 | 0 | 0 | 0 | 0 | 0 |  |  | C4 | 0.00228 | 0.0033947 | 0.0060022 | 0.0097206 | 0.022801 | C4 | 43255.975 | 43255.975 | 43255.975 | 43255.975 | 43255.975 | C4 | 98.6252 | 146.8424 | 259.6307 | 420.475 | 986.2686 | C4 | 0 | 0 | 0 | 0 | 0 | 0 |  | 0 | 0 | 0 | 0 | 0 | 0 |  | 0 | 0 | 0 | 0 | 0 | 0 |  | 0 | 0 | 0 | 0 | 0 | 0 |  | 0 | 0 | 0 | 0 | 0 | 0 |  | 0 | 0 | 0 | 0 | 0 | 0
|  |  | 240.7958 | 240.7958 |  | 130.6168 | 0 | 87.9487 | 22.2303 | 0 |  | 0 | 0 | 0 | 0 | 0 |  | 0 | 0 | 0 | 0 | 0 |  | 130.6168 | 0 | 87.9487 | 22.2303 | 0 |  | 0 | 0 | 0 | 0 | 0 |  | 130.6168 | 0 | 87.9487 | 22.2303 | 0 | [22 empty] | 0 | 0 | 0 | 0 | 0 | 0 |  | 5302.1746 | 0 | 9150.5597 | 3738.9092 | 0 | 18191.6434 |  | 5302.1746 | 0 | 9150.5597 | 3738.9092 | 0 | 18191.6434 |  | 5302.1746 | 0 | 9150.5597 | 3738.9092 | 0 | 18191.6434 |  | 5302.1746 | 0 | 9150.5597 | 3738.9092 | 0 | 18191.6434 |  | 5302.1746 | 0 | 9150.5597 | 3738.9092 | 0 | 18191.6434
| EHV OHL Fittings |  | 0 | 0 | C1 | 0 | 0 | 0 | 0 | 0 | 0 | 0 | 0 | 0 | 0 | 0 | 0 | 0 | 0 | 0 | 0 | 0 | 0 | 0 | 0 | 0 | 0 | 0 | 0 | 0 | 0 | 0 | 0 | 0 | 0 | 0 | 0 | 0 | 0 | 0 | 0 |  |  | C1 | 0.002736 | 0.0040737 | 0.0072026 | 0.011665 | 0.027361 | C1 | 1275.981 | 1275.981 | 1275.981 | 1275.981 | 1275.981 | C1 | 3.4911 | 5.1979 | 9.1904 | 14.884 | 34.912 | C1 | 0 | 0 | 0 | 0 | 0 | 0 |  | 0 | 0 | 0 | 0 | 0 | 0 |  | 0 | 0 | 0 | 0 | 0 | 0 |  | 0 | 0 | 0 | 0 | 0 | 0 |  | 0 | 0 | 0 | 0 | 0 | 0 |  | 0 | 0 | 0 | 0 | 0 | 0
|  |  | 1248 | 1248 | C2 | 287 | 302 | 495 | 50 | 114 | 1248 | 0 | 0 | 0 | 0 | 0 | 0 | 0 | 0 | 0 | 0 | 0 | 0 | 278 | 311 | 360 | 158 | 141 | 1248 | 0 | 0 | 0 | 0 | 0 | 0 | 238 | 346 | 363 | 147 | 154 | 1248 |  |  | C2 | 0.002736 | 0.0040737 | 0.0072026 | 0.011665 | 0.027361 | C2 | 1822.83 | 1822.83 | 1822.83 | 1822.83 | 1822.83 | C2 | 4.9873 | 7.4256 | 13.1292 | 21.2629 | 49.8743 | C2 | 0 | 0 | 0 | 0 | 0 | 0 |  | 1431.3671 | 2242.5374 | 6498.9395 | 1063.1426 | 5685.6665 | 16921.6532 |  | 1386.481 | 2309.368 | 4726.5015 | 3359.5308 | 7032.2718 | 18814.153 |  | 1386.481 | 2309.368 | 4726.5015 | 3359.5308 | 7032.2718 | 18814.153 |  | 1186.9873 | 2569.2647 | 4765.889 | 3125.6394 | 7680.6373 | 19328.4177 |  | 1186.9873 | 2569.2647 | 4765.889 | 3125.6394 | 7680.6373 | 19328.4177
|  |  | 6 | 6 | C3 | 3 | 2 | 1 | 0 | 0 | 6 | 0 | 0 | 0 | 0 | 0 | 0 | 0 | 0 | 0 | 0 | 0 | 0 | 3 | 2 | 1 | 0 | 0 | 6 | 0 | 0 | 0 | 0 | 0 | 0 | 3 | 2 | 1 | 0 | 0 | 6 |  |  | C3 | 0.002736 | 0.0040737 | 0.0072026 | 0.011665 | 0.027361 | C3 | 2734.245 | 2734.245 | 2734.245 | 2734.245 | 2734.245 | C3 | 7.481 | 11.1384 | 19.6938 | 31.8943 | 74.8114 | C3 | 0 | 0 | 0 | 0 | 0 | 0 |  | 22.443 | 22.2769 | 19.6938 | 0 | 0 | 64.4137 |  | 22.443 | 22.2769 | 19.6938 | 0 | 0 | 64.4137 |  | 22.443 | 22.2769 | 19.6938 | 0 | 0 | 64.4137 |  | 22.443 | 22.2769 | 19.6938 | 0 | 0 | 64.4137 |  | 22.443 | 22.2769 | 19.6938 | 0 | 0 | 64.4137
|  |  | 0 | 0 | C4 | 0 | 0 | 0 | 0 | 0 | 0 | 0 | 0 | 0 | 0 | 0 | 0 | 0 | 0 | 0 | 0 | 0 | 0 | 0 | 0 | 0 | 0 | 0 | 0 | 0 | 0 | 0 | 0 | 0 | 0 | 0 | 0 | 0 | 0 | 0 | 0 |  |  | C4 | 0.002736 | 0.0040737 | 0.0072026 | 0.011665 | 0.027361 | C4 | 4557.075 | 4557.075 | 4557.075 | 4557.075 | 4557.075 | C4 | 12.4684 | 18.5641 | 32.8229 | 53.1571 | 124.6857 | C4 | 0 | 0 | 0 | 0 | 0 | 0 |  | 0 | 0 | 0 | 0 | 0 | 0 |  | 0 | 0 | 0 | 0 | 0 | 0 |  | 0 | 0 | 0 | 0 | 0 | 0 |  | 0 | 0 | 0 | 0 | 0 | 0 |  | 0 | 0 | 0 | 0 | 0 | 0
|  |  | 1254 | 1254 |  | 290 | 304 | 496 | 50 | 114 |  | 0 | 0 | 0 | 0 | 0 |  | 0 | 0 | 0 | 0 | 0 |  | 281 | 313 | 361 | 158 | 141 |  | 0 | 0 | 0 | 0 | 0 |  | 241 | 348 | 364 | 147 | 154 | [22 empty] | 0 | 0 | 0 | 0 | 0 | 0 |  | 1453.8101 | 2264.8143 | 6518.6333 | 1063.1426 | 5685.6665 | 16986.0669 |  | 1408.924 | 2331.6449 | 4746.1952 | 3359.5308 | 7032.2718 | 18878.5667 |  | 1408.924 | 2331.6449 | 4746.1952 | 3359.5308 | 7032.2718 | 18878.5667 |  | 1209.4304 | 2591.5416 | 4785.5828 | 3125.6394 | 7680.6373 | 19392.8314 |  | 1209.4304 | 2591.5416 | 4785.5828 | 3125.6394 | 7680.6373 | 19392.8314
| [Please insert new asset category as required] |  | 0 | 0 | C1 | 0 | 0 | 0 | 0 | 0 | 0 | 0 | 0 | 0 | 0 | 0 | 0 | 0 | 0 | 0 | 0 | 0 | 0 | 0 | 0 | 0 | 0 | 0 | 0 | 0 | 0 | 0 | 0 | 0 | 0 | 0 | 0 | 0 | 0 | 0 | 0 |  |  | C1 | 0 | 0 | 0 | 0 | 0 | C1 | 0 | 0 | 0 | 0 | 0 | C1 | [5 empty] | C1 | [5 empty] | 0 | [6 empty] | 0 | [6 empty] | 0 | [6 empty] | 0 | [6 empty] | 0 | [6 empty] | 0
|  |  | 0 | 0 | C2 | 0 | 0 | 0 | 0 | 0 | 0 | 0 | 0 | 0 | 0 | 0 | 0 | 0 | 0 | 0 | 0 | 0 | 0 | 0 | 0 | 0 | 0 | 0 | 0 | 0 | 0 | 0 | 0 | 0 | 0 | 0 | 0 | 0 | 0 | 0 | 0 |  |  | C2 | 0 | 0 | 0 | 0 | 0 | C2 | 0 | 0 | 0 | 0 | 0 | C2 | [5 empty] | C2 | [5 empty] | 0 | [6 empty] | 0 | [6 empty] | 0 | [6 empty] | 0 | [6 empty] | 0 | [6 empty] | 0
|  |  | 0 | 0 | C3 | 0 | 0 | 0 | 0 | 0 | 0 | 0 | 0 | 0 | 0 | 0 | 0 | 0 | 0 | 0 | 0 | 0 | 0 | 0 | 0 | 0 | 0 | 0 | 0 | 0 | 0 | 0 | 0 | 0 | 0 | 0 | 0 | 0 | 0 | 0 | 0 |  |  | C3 | 0 | 0 | 0 | 0 | 0 | C3 | 0 | 0 | 0 | 0 | 0 | C3 | [5 empty] | C3 | [5 empty] | 0 | [6 empty] | 0 | [6 empty] | 0 | [6 empty] | 0 | [6 empty] | 0 | [6 empty] | 0
|  |  | 0 | 0 | C4 | 0 | 0 | 0 | 0 | 0 | 0 | 0 | 0 | 0 | 0 | 0 | 0 | 0 | 0 | 0 | 0 | 0 | 0 | 0 | 0 | 0 | 0 | 0 | 0 | 0 | 0 | 0 | 0 | 0 | 0 | 0 | 0 | 0 | 0 | 0 | 0 |  |  | C4 | 0 | 0 | 0 | 0 | 0 | C4 | 0 | 0 | 0 | 0 | 0 | C4 | [5 empty] | C4 | [5 empty] | 0 | [6 empty] | 0 | [6 empty] | 0 | [6 empty] | 0 | [6 empty] | 0 | [6 empty] | 0
|  |  | 0 | 0 |  | 0 | 0 | 0 | 0 | 0 |  | 0 | 0 | 0 | 0 | 0 |  | 0 | 0 | 0 | 0 | 0 |  | 0 | 0 | 0 | 0 | 0 |  | 0 | 0 | 0 | 0 | 0 |  | 0 | 0 | 0 | 0 | 0 | [22 empty] | 0 | 0 | 0 | 0 | 0 | 0 |  | 0 | 0 | 0 | 0 | 0 | 0 |  | 0 | 0 | 0 | 0 | 0 | 0 |  | 0 | 0 | 0 | 0 | 0 | 0 |  | 0 | 0 | 0 | 0 | 0 | 0 |  | 0 | 0 | 0 | 0 | 0 | 0
| [Please insert new asset category as required] |  | 0 | 0 | C1 | 0 | 0 | 0 | 0 | 0 | 0 | 0 | 0 | 0 | 0 | 0 | 0 | 0 | 0 | 0 | 0 | 0 | 0 | 0 | 0 | 0 | 0 | 0 | 0 | 0 | 0 | 0 | 0 | 0 | 0 | 0 | 0 | 0 | 0 | 0 | 0 |  |  | C1 | 0 | 0 | 0 | 0 | 0 | C1 | 0 | 0 | 0 | 0 | 0 | C1 | [5 empty] | C1 | [5 empty] | 0 | [6 empty] | 0 | [6 empty] | 0 | [6 empty] | 0 | [6 empty] | 0 | [6 empty] | 0
|  |  | 0 | 0 | C2 | 0 | 0 | 0 | 0 | 0 | 0 | 0 | 0 | 0 | 0 | 0 | 0 | 0 | 0 | 0 | 0 | 0 | 0 | 0 | 0 | 0 | 0 | 0 | 0 | 0 | 0 | 0 | 0 | 0 | 0 | 0 | 0 | 0 | 0 | 0 | 0 |  |  | C2 | 0 | 0 | 0 | 0 | 0 | C2 | 0 | 0 | 0 | 0 | 0 | C2 | [5 empty] | C2 | [5 empty] | 0 | [6 empty] | 0 | [6 empty] | 0 | [6 empty] | 0 | [6 empty] | 0 | [6 empty] | 0
|  |  | 0 | 0 | C3 | 0 | 0 | 0 | 0 | 0 | 0 | 0 | 0 | 0 | 0 | 0 | 0 | 0 | 0 | 0 | 0 | 0 | 0 | 0 | 0 | 0 | 0 | 0 | 0 | 0 | 0 | 0 | 0 | 0 | 0 | 0 | 0 | 0 | 0 | 0 | 0 |  |  | C3 | 0 | 0 | 0 | 0 | 0 | C3 | 0 | 0 | 0 | 0 | 0 | C3 | [5 empty] | C3 | [5 empty] | 0 | [6 empty] | 0 | [6 empty] | 0 | [6 empty] | 0 | [6 empty] | 0 | [6 empty] | 0
|  |  | 0 | 0 | C4 | 0 | 0 | 0 | 0 | 0 | 0 | 0 | 0 | 0 | 0 | 0 | 0 | 0 | 0 | 0 | 0 | 0 | 0 | 0 | 0 | 0 | 0 | 0 | 0 | 0 | 0 | 0 | 0 | 0 | 0 | 0 | 0 | 0 | 0 | 0 | 0 |  |  | C4 | 0 | 0 | 0 | 0 | 0 | C4 | 0 | 0 | 0 | 0 | 0 | C4 | [5 empty] | C4 | [5 empty] | 0 | [6 empty] | 0 | [6 empty] | 0 | [6 empty] | 0 | [6 empty] | 0 | [6 empty] | 0
|  |  | 0 | 0 |  | 0 | 0 | 0 | 0 | 0 |  | 0 | 0 | 0 | 0 | 0 |  | 0 | 0 | 0 | 0 | 0 |  | 0 | 0 | 0 | 0 | 0 |  | 0 | 0 | 0 | 0 | 0 |  | 0 | 0 | 0 | 0 | 0 | [22 empty] | 0 | 0 | 0 | 0 | 0 | 0 |  | 0 | 0 | 0 | 0 | 0 | 0 |  | 0 | 0 | 0 | 0 | 0 | 0 |  | 0 | 0 | 0 | 0 | 0 | 0 |  | 0 | 0 | 0 | 0 | 0 | 0 |  | 0 | 0 | 0 | 0 | 0 | 0
| [Please insert new asset category as required] |  | 0 | 0 | C1 | 0 | 0 | 0 | 0 | 0 | 0 | 0 | 0 | 0 | 0 | 0 | 0 | 0 | 0 | 0 | 0 | 0 | 0 | 0 | 0 | 0 | 0 | 0 | 0 | 0 | 0 | 0 | 0 | 0 | 0 | 0 | 0 | 0 | 0 | 0 | 0 |  |  | C1 | 0 | 0 | 0 | 0 | 0 | C1 | 0 | 0 | 0 | 0 | 0 | C1 | [5 empty] | C1 | [5 empty] | 0 | [6 empty] | 0 | [6 empty] | 0 | [6 empty] | 0 | [6 empty] | 0 | [6 empty] | 0
|  |  | 0 | 0 | C2 | 0 | 0 | 0 | 0 | 0 | 0 | 0 | 0 | 0 | 0 | 0 | 0 | 0 | 0 | 0 | 0 | 0 | 0 | 0 | 0 | 0 | 0 | 0 | 0 | 0 | 0 | 0 | 0 | 0 | 0 | 0 | 0 | 0 | 0 | 0 | 0 |  |  | C2 | 0 | 0 | 0 | 0 | 0 | C2 | 0 | 0 | 0 | 0 | 0 | C2 | [5 empty] | C2 | [5 empty] | 0 | [6 empty] | 0 | [6 empty] | 0 | [6 empty] | 0 | [6 empty] | 0 | [6 empty] | 0
|  |  | 0 | 0 | C3 | 0 | 0 | 0 | 0 | 0 | 0 | 0 | 0 | 0 | 0 | 0 | 0 | 0 | 0 | 0 | 0 | 0 | 0 | 0 | 0 | 0 | 0 | 0 | 0 | 0 | 0 | 0 | 0 | 0 | 0 | 0 | 0 | 0 | 0 | 0 | 0 |  |  | C3 | 0 | 0 | 0 | 0 | 0 | C3 | 0 | 0 | 0 | 0 | 0 | C3 | [5 empty] | C3 | [5 empty] | 0 | [6 empty] | 0 | [6 empty] | 0 | [6 empty] | 0 | [6 empty] | 0 | [6 empty] | 0
|  |  | 0 | 0 | C4 | 0 | 0 | 0 | 0 | 0 | 0 | 0 | 0 | 0 | 0 | 0 | 0 | 0 | 0 | 0 | 0 | 0 | 0 | 0 | 0 | 0 | 0 | 0 | 0 | 0 | 0 | 0 | 0 | 0 | 0 | 0 | 0 | 0 | 0 | 0 | 0 |  |  | C4 | 0 | 0 | 0 | 0 | 0 | C4 | 0 | 0 | 0 | 0 | 0 | C4 | [5 empty] | C4 | [5 empty] | 0 | [6 empty] | 0 | [6 empty] | 0 | [6 empty] | 0 | [6 empty] | 0 | [6 empty] | 0
|  |  | 0 | 0 |  | 0 | 0 | 0 | 0 | 0 |  | 0 | 0 | 0 | 0 | 0 |  | 0 | 0 | 0 | 0 | 0 |  | 0 | 0 | 0 | 0 | 0 |  | 0 | 0 | 0 | 0 | 0 |  | 0 | 0 | 0 | 0 | 0 | [22 empty] | 0 | 0 | 0 | 0 | 0 | 0 |  | 0 | 0 | 0 | 0 | 0 | 0 |  | 0 | 0 | 0 | 0 | 0 | 0 |  | 0 | 0 | 0 | 0 | 0 | 0 |  | 0 | 0 | 0 | 0 | 0 | 0 |  | 0 | 0 | 0 | 0 | 0 | 0
| [Please insert new asset category as required] |  | 0 | 0 | C1 | 0 | 0 | 0 | 0 | 0 | 0 | 0 | 0 | 0 | 0 | 0 | 0 | 0 | 0 | 0 | 0 | 0 | 0 | 0 | 0 | 0 | 0 | 0 | 0 | 0 | 0 | 0 | 0 | 0 | 0 | 0 | 0 | 0 | 0 | 0 | 0 |  |  | C1 | 0 | 0 | 0 | 0 | 0 | C1 | 0 | 0 | 0 | 0 | 0 | C1 | [5 empty] | C1 | [5 empty] | 0 | [6 empty] | 0 | [6 empty] | 0 | [6 empty] | 0 | [6 empty] | 0 | [6 empty] | 0
|  |  | 0 | 0 | C2 | 0 | 0 | 0 | 0 | 0 | 0 | 0 | 0 | 0 | 0 | 0 | 0 | 0 | 0 | 0 | 0 | 0 | 0 | 0 | 0 | 0 | 0 | 0 | 0 | 0 | 0 | 0 | 0 | 0 | 0 | 0 | 0 | 0 | 0 | 0 | 0 |  |  | C2 | 0 | 0 | 0 | 0 | 0 | C2 | 0 | 0 | 0 | 0 | 0 | C2 | [5 empty] | C2 | [5 empty] | 0 | [6 empty] | 0 | [6 empty] | 0 | [6 empty] | 0 | [6 empty] | 0 | [6 empty] | 0
|  |  | 0 | 0 | C3 | 0 | 0 | 0 | 0 | 0 | 0 | 0 | 0 | 0 | 0 | 0 | 0 | 0 | 0 | 0 | 0 | 0 | 0 | 0 | 0 | 0 | 0 | 0 | 0 | 0 | 0 | 0 | 0 | 0 | 0 | 0 | 0 | 0 | 0 | 0 | 0 |  |  | C3 | 0 | 0 | 0 | 0 | 0 | C3 | 0 | 0 | 0 | 0 | 0 | C3 | [5 empty] | C3 | [5 empty] | 0 | [6 empty] | 0 | [6 empty] | 0 | [6 empty] | 0 | [6 empty] | 0 | [6 empty] | 0
|  |  | 0 | 0 | C4 | 0 | 0 | 0 | 0 | 0 | 0 | 0 | 0 | 0 | 0 | 0 | 0 | 0 | 0 | 0 | 0 | 0 | 0 | 0 | 0 | 0 | 0 | 0 | 0 | 0 | 0 | 0 | 0 | 0 | 0 | 0 | 0 | 0 | 0 | 0 | 0 |  |  | C4 | 0 | 0 | 0 | 0 | 0 | C4 | 0 | 0 | 0 | 0 | 0 | C4 | [5 empty] | C4 | [5 empty] | 0 | [6 empty] | 0 | [6 empty] | 0 | [6 empty] | 0 | [6 empty] | 0 | [6 empty] | 0
|  |  | 0 | 0 |  | 0 | 0 | 0 | 0 | 0 |  | 0 | 0 | 0 | 0 | 0 |  | 0 | 0 | 0 | 0 | 0 |  | 0 | 0 | 0 | 0 | 0 |  | 0 | 0 | 0 | 0 | 0 |  | 0 | 0 | 0 | 0 | 0 | [22 empty] | 0 | 0 | 0 | 0 | 0 | 0 |  | 0 | 0 | 0 | 0 | 0 | 0 |  | 0 | 0 | 0 | 0 | 0 | 0 |  | 0 | 0 | 0 | 0 | 0 | 0 |  | 0 | 0 | 0 | 0 | 0 | 0 |  | 0 | 0 | 0 | 0 | 0 | 0
[63 empty] | 0 | 0 | 0 | 0 | 0 | 0 |  | 2037904.1129 | 858728.4264 | 1445183.798 | 823230.8464 | 3951940.3774 | 9116987.5612 |  | 1859658.3109 | 811300.6373 | 1645104.8069 | 828238.7592 | 5274501.7093 | 10418804.2235 |  | 1859658.3109 | 811300.6373 | 1645104.8069 | 828238.7592 | 5274501.7093 | 10418804.2235 |  | 1669224.518 | 626987.3354 | 1178405.0075 | 2429341.0586 | 6434129.7949 | 12338087.7144 |  | 1669224.518 | 626987.3354 | 1178405.0075 | 2429341.0586 | 6434129.7949 | 12338087.7144
| 132kV Network | [66 empty] | 0 | [6 empty] | 0 | [6 empty] | 0 | [6 empty] | 0 | [6 empty] | 0 | [6 empty] | 0
| 132kV CBs |  | 48 | 48 | C1 | 47 | 0 | 0 | 0 | 1 | 48 | 0 | 0 | 0 | 0 | 0 | 0 | 0 | 0 | 0 | 0 | 0 | 0 | 47 | 0 | 0 | 0 | 1 | 48 | 0 | 0 | 0 | 0 | 0 | 0 | 47 | 0 | 0 | 0 | 1 | 48 |  |  | C1 | 0.012284 | 0.018289 | 0.032337 | 0.05237 | 0.12284 | C1 | 74937.009 | 74937.009 | 74937.009 | 74937.009 | 74937.009 | C1 | 920.5033 | 1370.5314 | 2423.2238 | 3924.4406 | 9205.19 | C1 | 0 | 0 | 0 | 0 | 0 | 0 |  | 43263.6554 | 0 | 0 | 0 | 9205.19 | 52468.8455 |  | 43263.6554 | 0 | 0 | 0 | 9205.19 | 52468.8455 |  | 43263.6554 | 0 | 0 | 0 | 9205.19 | 52468.8455 |  | 43263.6554 | 0 | 0 | 0 | 9205.19 | 52468.8455 |  | 43263.6554 | 0 | 0 | 0 | 9205.19 | 52468.8455
|  |  | 204 | 204 | C2 | 193 | 0 | 0 | 0 | 11 | 204 | 0 | 0 | 0 | 0 | 0 | 0 | 0 | 0 | 0 | 0 | 0 | 0 | 193 | 0 | 0 | 0 | 11 | 204 | 0 | 0 | 0 | 0 | 0 | 0 | 193 | 0 | 0 | 0 | 11 | 204 |  |  | C2 | 0.012284 | 0.018289 | 0.032337 | 0.05237 | 0.12284 | C2 | 107052.87 | 107052.87 | 107052.87 | 107052.87 | 107052.87 | C2 | 1315.0047 | 1957.902 | 3461.7483 | 5606.3437 | 13150.2715 | C2 | 0 | 0 | 0 | 0 | 0 | 0 |  | 253795.9117 | 0 | 0 | 0 | 144652.9863 | 398448.898 |  | 253795.9117 | 0 | 0 | 0 | 144652.9863 | 398448.898 |  | 253795.9117 | 0 | 0 | 0 | 144652.9863 | 398448.898 |  | 253795.9117 | 0 | 0 | 0 | 144652.9863 | 398448.898 |  | 253795.9117 | 0 | 0 | 0 | 144652.9863 | 398448.898
|  |  | 10 | 10 | C3 | 10 | 0 | 0 | 0 | 0 | 10 | 0 | 0 | 0 | 0 | 0 | 0 | 0 | 0 | 0 | 0 | 0 | 0 | 10 | 0 | 0 | 0 | 0 | 10 | 0 | 0 | 0 | 0 | 0 | 0 | 10 | 0 | 0 | 0 | 0 | 10 |  |  | C3 | 0.012284 | 0.018289 | 0.032337 | 0.05237 | 0.12284 | C3 | 160579.305 | 160579.305 | 160579.305 | 160579.305 | 160579.305 | C3 | 1972.5071 | 2936.8529 | 5192.6224 | 8409.5155 | 19725.4072 | C3 | 0 | 0 | 0 | 0 | 0 | 0 |  | 19725.0709 | 0 | 0 | 0 | 0 | 19725.0709 |  | 19725.0709 | 0 | 0 | 0 | 0 | 19725.0709 |  | 19725.0709 | 0 | 0 | 0 | 0 | 19725.0709 |  | 19725.0709 | 0 | 0 | 0 | 0 | 19725.0709 |  | 19725.0709 | 0 | 0 | 0 | 0 | 19725.0709
|  |  | 23 | 23 | C4 | 23 | 0 | 0 | 0 | 0 | 23 | 0 | 0 | 0 | 0 | 0 | 0 | 0 | 0 | 0 | 0 | 0 | 0 | 23 | 0 | 0 | 0 | 0 | 23 | 0 | 0 | 0 | 0 | 0 | 0 | 23 | 0 | 0 | 0 | 0 | 23 |  |  | C4 | 0.012284 | 0.018289 | 0.032337 | 0.05237 | 0.12284 | C4 | 267632.175 | 267632.175 | 267632.175 | 267632.175 | 267632.175 | C4 | 3287.5118 | 4894.7549 | 8654.3706 | 14015.8592 | 32875.6787 | C4 | 0 | 0 | 0 | 0 | 0 | 0 |  | 75612.7716 | 0 | 0 | 0 | 0 | 75612.7716 |  | 75612.7716 | 0 | 0 | 0 | 0 | 75612.7716 |  | 75612.7716 | 0 | 0 | 0 | 0 | 75612.7716 |  | 75612.7716 | 0 | 0 | 0 | 0 | 75612.7716 |  | 75612.7716 | 0 | 0 | 0 | 0 | 75612.7716
|  |  | 285 | 285 |  | 273 | 0 | 0 | 0 | 12 |  | 0 | 0 | 0 | 0 | 0 |  | 0 | 0 | 0 | 0 | 0 |  | 273 | 0 | 0 | 0 | 12 |  | 0 | 0 | 0 | 0 | 0 |  | 273 | 0 | 0 | 0 | 12 | [22 empty] | 0 | 0 | 0 | 0 | 0 | 0 |  | 392397.4096 | 0 | 0 | 0 | 153858.1764 | 546255.586 |  | 392397.4096 | 0 | 0 | 0 | 153858.1764 | 546255.586 |  | 392397.4096 | 0 | 0 | 0 | 153858.1764 | 546255.586 |  | 392397.4096 | 0 | 0 | 0 | 153858.1764 | 546255.586 |  | 392397.4096 | 0 | 0 | 0 | 153858.1764 | 546255.586
| 132kV Transformer |  | 45 | 45 | C1 | 35 | 3 | 0 | 0 | 7 | 45 | 0 | 0 | 0 | 0 | 0 | 0 | 0 | 0 | 0 | 0 | 0 | 0 | 31 | 7 | 0 | 0 | 7 | 45 | 0 | 0 | 0 | 0 | 0 | 0 | 24 | 12 | 2 | 0 | 7 | 45 |  |  | C1 | 0.012939 | 0.019265 | 0.034062 | 0.055165 | 0.12939 | C1 | 300093.129 | 300093.129 | 300093.129 | 300093.129 | 300093.129 | C1 | 3882.9664 | 5781.3233 | 10221.9041 | 16554.4989 | 38830.3262 | C1 | 0 | 0 | 0 | 0 | 0 | 0 |  | 135903.824 | 17343.97 | 0 | 0 | 271812.2832 | 425060.0772 |  | 120371.9584 | 40469.2634 | 0 | 0 | 271812.2832 | 432653.505 |  | 120371.9584 | 40469.2634 | 0 | 0 | 271812.2832 | 432653.505 |  | 93191.1936 | 69375.8801 | 20443.8082 | 0 | 271812.2832 | 454823.1651 |  | 93191.1936 | 69375.8801 | 20443.8082 | 0 | 271812.2832 | 454823.1651
|  |  | 132 | 132 | C2 | 87 | 22 | 13 | 5 | 5 | 132 | 0 | 0 | 0 | 0 | 0 | 0 | 0 | 0 | 0 | 0 | 0 | 0 | 80 | 21 | 17 | 5 | 9 | 132 | 0 | 0 | 0 | 0 | 0 | 0 | 66 | 21 | 20 | 13 | 12 | 132 |  |  | C2 | 0.012939 | 0.019265 | 0.034062 | 0.055165 | 0.12939 | C2 | 428704.47 | 428704.47 | 428704.47 | 428704.47 | 428704.47 | C2 | 5547.0949 | 8259.0334 | 14602.7201 | 23649.2841 | 55471.8945 | C2 | 0 | 0 | 0 | 0 | 0 | 0 |  | 482597.2526 | 181698.7337 | 189835.3618 | 118246.4204 | 277359.4726 | 1249737.2411 |  | 443767.5886 | 173439.7004 | 248246.2423 | 118246.4204 | 499247.0507 | 1482947.0024 |  | 443767.5886 | 173439.7004 | 248246.2423 | 118246.4204 | 499247.0507 | 1482947.0024 |  | 366108.2606 | 173439.7004 | 292054.4027 | 307440.693 | 665662.7343 | 1804705.791 |  | 366108.2606 | 173439.7004 | 292054.4027 | 307440.693 | 665662.7343 | 1804705.791
|  |  | 28 | 28 | C3 | 14 | 8 | 5 | 0 | 1 | 28 | 0 | 0 | 0 | 0 | 0 | 0 | 0 | 0 | 0 | 0 | 0 | 0 | 12 | 2 | 10 | 3 | 1 | 28 | 0 | 0 | 0 | 0 | 0 | 0 | 11 | 3 | 6 | 7 | 1 | 28 |  |  | C3 | 0.012939 | 0.019265 | 0.034062 | 0.055165 | 0.12939 | C3 | 643056.705 | 643056.705 | 643056.705 | 643056.705 | 643056.705 | C3 | 8320.6423 | 12388.55 | 21904.0802 | 35473.9261 | 83207.8418 | C3 | 0 | 0 | 0 | 0 | 0 | 0 |  | 116488.992 | 99108.4002 | 109520.401 | 0 | 83207.8418 | 408325.635 |  | 99847.7074 | 24777.1001 | 219040.802 | 106421.7784 | 83207.8418 | 533295.2297 |  | 99847.7074 | 24777.1001 | 219040.802 | 106421.7784 | 83207.8418 | 533295.2297 |  | 91527.0652 | 37165.6501 | 131424.4812 | 248317.4828 | 83207.8418 | 591642.5211 |  | 91527.0652 | 37165.6501 | 131424.4812 | 248317.4828 | 83207.8418 | 591642.5211
|  |  | 0 | 0 | C4 | 0 | 0 | 0 | 0 | 0 | 0 | 0 | 0 | 0 | 0 | 0 | 0 | 0 | 0 | 0 | 0 | 0 | 0 | 0 | 0 | 0 | 0 | 0 | 0 | 0 | 0 | 0 | 0 | 0 | 0 | 0 | 0 | 0 | 0 | 0 | 0 |  |  | C4 | 0.012939 | 0.019265 | 0.034062 | 0.055165 | 0.12939 | C4 | 1071761.175 | 1071761.175 | 1071761.175 | 1071761.175 | 1071761.175 | C4 | 13867.7371 | 20647.5834 | 36506.8003 | 59123.2102 | 138679.7363 | C4 | 0 | 0 | 0 | 0 | 0 | 0 |  | 0 | 0 | 0 | 0 | 0 | 0 |  | 0 | 0 | 0 | 0 | 0 | 0 |  | 0 | 0 | 0 | 0 | 0 | 0 |  | 0 | 0 | 0 | 0 | 0 | 0 |  | 0 | 0 | 0 | 0 | 0 | 0
|  |  | 205 | 205 |  | 136 | 33 | 18 | 5 | 13 |  | 0 | 0 | 0 | 0 | 0 |  | 0 | 0 | 0 | 0 | 0 |  | 123 | 30 | 27 | 8 | 17 |  | 0 | 0 | 0 | 0 | 0 |  | 101 | 36 | 28 | 20 | 20 | [22 empty] | 0 | 0 | 0 | 0 | 0 | 0 |  | 734990.0686 | 298151.1039 | 299355.7628 | 118246.4204 | 632379.5976 | 2083122.9533 |  | 663987.2545 | 238686.0638 | 467287.0444 | 224668.1988 | 854267.1756 | 2448895.7371 |  | 663987.2545 | 238686.0638 | 467287.0444 | 224668.1988 | 854267.1756 | 2448895.7371 |  | 550826.5194 | 279981.2306 | 443922.6922 | 555758.1759 | 1020682.8592 | 2851171.4772 |  | 550826.5194 | 279981.2306 | 443922.6922 | 555758.1759 | 1020682.8592 | 2851171.4772
| 132kV UG Cable (Gas) |  | 0 | 0 | C1 | 0 | 0 | 0 | 0 | 0 | 0 | 0 | 0 | 0 | 0 | 0 | 0 | 0 | 0 | 0 | 0 | 0 | 0 | 0 | 0 | 0 | 0 | 0 | 0 | 0 | 0 | 0 | 0 | 0 | 0 | 0 | 0 | 0 | 0 | 0 | 0 |  |  | C1 | 0 | 0 | 0 | 0 | 0 | C1 | 0 | 0 | 0 | 0 | 0 | C1 | [5 empty] | C1 | [5 empty] | 0 | [6 empty] | 0 | [6 empty] | 0 | [6 empty] | 0 | [6 empty] | 0 | [6 empty] | 0
|  |  | 0 | 0 | C2 | 0 | 0 | 0 | 0 | 0 | 0 | 0 | 0 | 0 | 0 | 0 | 0 | 0 | 0 | 0 | 0 | 0 | 0 | 0 | 0 | 0 | 0 | 0 | 0 | 0 | 0 | 0 | 0 | 0 | 0 | 0 | 0 | 0 | 0 | 0 | 0 |  |  | C2 | 0 | 0 | 0 | 0 | 0 | C2 | 0 | 0 | 0 | 0 | 0 | C2 | [5 empty] | C2 | [5 empty] | 0 | [6 empty] | 0 | [6 empty] | 0 | [6 empty] | 0 | [6 empty] | 0 | [6 empty] | 0
|  |  | 0 | 0 | C3 | 0 | 0 | 0 | 0 | 0 | 0 | 0 | 0 | 0 | 0 | 0 | 0 | 0 | 0 | 0 | 0 | 0 | 0 | 0 | 0 | 0 | 0 | 0 | 0 | 0 | 0 | 0 | 0 | 0 | 0 | 0 | 0 | 0 | 0 | 0 | 0 |  |  | C3 | 0 | 0 | 0 | 0 | 0 | C3 | 0 | 0 | 0 | 0 | 0 | C3 | [5 empty] | C3 | [5 empty] | 0 | [6 empty] | 0 | [6 empty] | 0 | [6 empty] | 0 | [6 empty] | 0 | [6 empty] | 0
|  |  | 0 | 0 | C4 | 0 | 0 | 0 | 0 | 0 | 0 | 0 | 0 | 0 | 0 | 0 | 0 | 0 | 0 | 0 | 0 | 0 | 0 | 0 | 0 | 0 | 0 | 0 | 0 | 0 | 0 | 0 | 0 | 0 | 0 | 0 | 0 | 0 | 0 | 0 | 0 |  |  | C4 | 0 | 0 | 0 | 0 | 0 | C4 | 0 | 0 | 0 | 0 | 0 | C4 | [5 empty] | C4 | [5 empty] | 0 | [6 empty] | 0 | [6 empty] | 0 | [6 empty] | 0 | [6 empty] | 0 | [6 empty] | 0
|  |  | 0 | 0 |  | 0 | 0 | 0 | 0 | 0 |  | 0 | 0 | 0 | 0 | 0 |  | 0 | 0 | 0 | 0 | 0 |  | 0 | 0 | 0 | 0 | 0 |  | 0 | 0 | 0 | 0 | 0 |  | 0 | 0 | 0 | 0 | 0 | [22 empty] | 0 | 0 | 0 | 0 | 0 | 0 |  | 0 | 0 | 0 | 0 | 0 | 0 |  | 0 | 0 | 0 | 0 | 0 | 0 |  | 0 | 0 | 0 | 0 | 0 | 0 |  | 0 | 0 | 0 | 0 | 0 | 0 |  | 0 | 0 | 0 | 0 | 0 | 0
| 132kV UG Cable (Oil) |  | 0 | 0 | C1 | 0 | 0 | 0 | 0 | 0 | 0 | 0 | 0 | 0 | 0 | 0 | 0 | 0 | 0 | 0 | 0 | 0 | 0 | 0 | 0 | 0 | 0 | 0 | 0 | 0 | 0 | 0 | 0 | 0 | 0 | 0 | 0 | 0 | 0 | 0 | 0 |  |  | C1 | 0 | 0 | 0 | 0 | 0 | C1 | 0 | 0 | 0 | 0 | 0 | C1 | [5 empty] | C1 | [5 empty] | 0 | [6 empty] | 0 | [6 empty] | 0 | [6 empty] | 0 | [6 empty] | 0 | [6 empty] | 0
|  |  | 0 | 0 | C2 | 0 | 0 | 0 | 0 | 0 | 0 | 0 | 0 | 0 | 0 | 0 | 0 | 0 | 0 | 0 | 0 | 0 | 0 | 0 | 0 | 0 | 0 | 0 | 0 | 0 | 0 | 0 | 0 | 0 | 0 | 0 | 0 | 0 | 0 | 0 | 0 |  |  | C2 | 0 | 0 | 0 | 0 | 0 | C2 | 0 | 0 | 0 | 0 | 0 | C2 | [5 empty] | C2 | [5 empty] | 0 | [6 empty] | 0 | [6 empty] | 0 | [6 empty] | 0 | [6 empty] | 0 | [6 empty] | 0
|  |  | 0 | 0 | C3 | 0 | 0 | 0 | 0 | 0 | 0 | 0 | 0 | 0 | 0 | 0 | 0 | 0 | 0 | 0 | 0 | 0 | 0 | 0 | 0 | 0 | 0 | 0 | 0 | 0 | 0 | 0 | 0 | 0 | 0 | 0 | 0 | 0 | 0 | 0 | 0 |  |  | C3 | 0 | 0 | 0 | 0 | 0 | C3 | 0 | 0 | 0 | 0 | 0 | C3 | [5 empty] | C3 | [5 empty] | 0 | [6 empty] | 0 | [6 empty] | 0 | [6 empty] | 0 | [6 empty] | 0 | [6 empty] | 0
|  |  | 0 | 0 | C4 | 0 | 0 | 0 | 0 | 0 | 0 | 0 | 0 | 0 | 0 | 0 | 0 | 0 | 0 | 0 | 0 | 0 | 0 | 0 | 0 | 0 | 0 | 0 | 0 | 0 | 0 | 0 | 0 | 0 | 0 | 0 | 0 | 0 | 0 | 0 | 0 |  |  | C4 | 0 | 0 | 0 | 0 | 0 | C4 | 0 | 0 | 0 | 0 | 0 | C4 | [5 empty] | C4 | [5 empty] | 0 | [6 empty] | 0 | [6 empty] | 0 | [6 empty] | 0 | [6 empty] | 0 | [6 empty] | 0
|  |  | 0 | 0 |  | 0 | 0 | 0 | 0 | 0 |  | 0 | 0 | 0 | 0 | 0 |  | 0 | 0 | 0 | 0 | 0 |  | 0 | 0 | 0 | 0 | 0 |  | 0 | 0 | 0 | 0 | 0 |  | 0 | 0 | 0 | 0 | 0 | [22 empty] | 0 | 0 | 0 | 0 | 0 | 0 |  | 0 | 0 | 0 | 0 | 0 | 0 |  | 0 | 0 | 0 | 0 | 0 | 0 |  | 0 | 0 | 0 | 0 | 0 | 0 |  | 0 | 0 | 0 | 0 | 0 | 0 |  | 0 | 0 | 0 | 0 | 0 | 0
| 132kV UG Cable (Non Pressurised) |  | 0 | 0 | C1 | 0 | 0 | 0 | 0 | 0 | 0 | 0 | 0 | 0 | 0 | 0 | 0 | 0 | 0 | 0 | 0 | 0 | 0 | 0 | 0 | 0 | 0 | 0 | 0 | 0 | 0 | 0 | 0 | 0 | 0 | 0 | 0 | 0 | 0 | 0 | 0 |  |  | C1 | 0 | 0 | 0 | 0 | 0 | C1 | 0 | 0 | 0 | 0 | 0 | C1 | [5 empty] | C1 | [5 empty] | 0 | [6 empty] | 0 | [6 empty] | 0 | [6 empty] | 0 | [6 empty] | 0 | [6 empty] | 0
|  |  | 0 | 0 | C2 | 0 | 0 | 0 | 0 | 0 | 0 | 0 | 0 | 0 | 0 | 0 | 0 | 0 | 0 | 0 | 0 | 0 | 0 | 0 | 0 | 0 | 0 | 0 | 0 | 0 | 0 | 0 | 0 | 0 | 0 | 0 | 0 | 0 | 0 | 0 | 0 |  |  | C2 | 0 | 0 | 0 | 0 | 0 | C2 | 0 | 0 | 0 | 0 | 0 | C2 | [5 empty] | C2 | [5 empty] | 0 | [6 empty] | 0 | [6 empty] | 0 | [6 empty] | 0 | [6 empty] | 0 | [6 empty] | 0
|  |  | 0 | 0 | C3 | 0 | 0 | 0 | 0 | 0 | 0 | 0 | 0 | 0 | 0 | 0 | 0 | 0 | 0 | 0 | 0 | 0 | 0 | 0 | 0 | 0 | 0 | 0 | 0 | 0 | 0 | 0 | 0 | 0 | 0 | 0 | 0 | 0 | 0 | 0 | 0 |  |  | C3 | 0 | 0 | 0 | 0 | 0 | C3 | 0 | 0 | 0 | 0 | 0 | C3 | [5 empty] | C3 | [5 empty] | 0 | [6 empty] | 0 | [6 empty] | 0 | [6 empty] | 0 | [6 empty] | 0 | [6 empty] | 0
|  |  | 0 | 0 | C4 | 0 | 0 | 0 | 0 | 0 | 0 | 0 | 0 | 0 | 0 | 0 | 0 | 0 | 0 | 0 | 0 | 0 | 0 | 0 | 0 | 0 | 0 | 0 | 0 | 0 | 0 | 0 | 0 | 0 | 0 | 0 | 0 | 0 | 0 | 0 | 0 |  |  | C4 | 0 | 0 | 0 | 0 | 0 | C4 | 0 | 0 | 0 | 0 | 0 | C4 | [5 empty] | C4 | [5 empty] | 0 | [6 empty] | 0 | [6 empty] | 0 | [6 empty] | 0 | [6 empty] | 0 | [6 empty] | 0
|  |  | 0 | 0 |  | 0 | 0 | 0 | 0 | 0 |  | 0 | 0 | 0 | 0 | 0 |  | 0 | 0 | 0 | 0 | 0 |  | 0 | 0 | 0 | 0 | 0 |  | 0 | 0 | 0 | 0 | 0 |  | 0 | 0 | 0 | 0 | 0 | [22 empty] | 0 | 0 | 0 | 0 | 0 | 0 |  | 0 | 0 | 0 | 0 | 0 | 0 |  | 0 | 0 | 0 | 0 | 0 | 0 |  | 0 | 0 | 0 | 0 | 0 | 0 |  | 0 | 0 | 0 | 0 | 0 | 0 |  | 0 | 0 | 0 | 0 | 0 | 0
| 132kV OHL Support - Tower |  | 0 | 0 | C1 | 0 | 0 | 0 | 0 | 0 | 0 | 0 | 0 | 0 | 0 | 0 | 0 | 0 | 0 | 0 | 0 | 0 | 0 | 0 | 0 | 0 | 0 | 0 | 0 | 0 | 0 | 0 | 0 | 0 | 0 | 0 | 0 | 0 | 0 | 0 | 0 |  |  | C1 | 0 | 0 | 0 | 0 | 0 | C1 | 0 | 0 | 0 | 0 | 0 | C1 | [5 empty] | C1 | [5 empty] | 0 | [6 empty] | 0 | [6 empty] | 0 | [6 empty] | 0 | [6 empty] | 0 | [6 empty] | 0
|  |  | 0 | 0 | C2 | 0 | 0 | 0 | 0 | 0 | 0 | 0 | 0 | 0 | 0 | 0 | 0 | 0 | 0 | 0 | 0 | 0 | 0 | 0 | 0 | 0 | 0 | 0 | 0 | 0 | 0 | 0 | 0 | 0 | 0 | 0 | 0 | 0 | 0 | 0 | 0 |  |  | C2 | 0 | 0 | 0 | 0 | 0 | C2 | 0 | 0 | 0 | 0 | 0 | C2 | [5 empty] | C2 | [5 empty] | 0 | [6 empty] | 0 | [6 empty] | 0 | [6 empty] | 0 | [6 empty] | 0 | [6 empty] | 0
|  |  | 0 | 0 | C3 | 0 | 0 | 0 | 0 | 0 | 0 | 0 | 0 | 0 | 0 | 0 | 0 | 0 | 0 | 0 | 0 | 0 | 0 | 0 | 0 | 0 | 0 | 0 | 0 | 0 | 0 | 0 | 0 | 0 | 0 | 0 | 0 | 0 | 0 | 0 | 0 |  |  | C3 | 0 | 0 | 0 | 0 | 0 | C3 | 0 | 0 | 0 | 0 | 0 | C3 | [5 empty] | C3 | [5 empty] | 0 | [6 empty] | 0 | [6 empty] | 0 | [6 empty] | 0 | [6 empty] | 0 | [6 empty] | 0
|  |  | 0 | 0 | C4 | 0 | 0 | 0 | 0 | 0 | 0 | 0 | 0 | 0 | 0 | 0 | 0 | 0 | 0 | 0 | 0 | 0 | 0 | 0 | 0 | 0 | 0 | 0 | 0 | 0 | 0 | 0 | 0 | 0 | 0 | 0 | 0 | 0 | 0 | 0 | 0 |  |  | C4 | 0 | 0 | 0 | 0 | 0 | C4 | 0 | 0 | 0 | 0 | 0 | C4 | [5 empty] | C4 | [5 empty] | 0 | [6 empty] | 0 | [6 empty] | 0 | [6 empty] | 0 | [6 empty] | 0 | [6 empty] | 0
|  |  | 0 | 0 |  | 0 | 0 | 0 | 0 | 0 |  | 0 | 0 | 0 | 0 | 0 |  | 0 | 0 | 0 | 0 | 0 |  | 0 | 0 | 0 | 0 | 0 |  | 0 | 0 | 0 | 0 | 0 |  | 0 | 0 | 0 | 0 | 0 | [22 empty] | 0 | 0 | 0 | 0 | 0 | 0 |  | 0 | 0 | 0 | 0 | 0 | 0 |  | 0 | 0 | 0 | 0 | 0 | 0 |  | 0 | 0 | 0 | 0 | 0 | 0 |  | 0 | 0 | 0 | 0 | 0 | 0 |  | 0 | 0 | 0 | 0 | 0 | 0
| 132kV OHL (Tower Line) Conductor |  | 0 | 0 | C1 | 0 | 0 | 0 | 0 | 0 | 0 | 0 | 0 | 0 | 0 | 0 | 0 | 0 | 0 | 0 | 0 | 0 | 0 | 0 | 0 | 0 | 0 | 0 | 0 | 0 | 0 | 0 | 0 | 0 | 0 | 0 | 0 | 0 | 0 | 0 | 0 |  | 0 | C1 | 0.00228 | 0.0033947 | 0.0060022 | 0.0097206 | 0.022801 | C1 | 15922.053 | 15922.053 | 15922.053 | 15922.053 | 15922.053 | C1 | 36.3029 | 54.0511 | 95.5672 | 154.7723 | 363.0347 | C1 | 0 | 0 | 0 | 0 | 0 | 0 |  | 0 | 0 | 0 | 0 | 0 | 0 |  | 0 | 0 | 0 | 0 | 0 | 0 |  | 0 | 0 | 0 | 0 | 0 | 0 |  | 0 | 0 | 0 | 0 | 0 | 0 |  | 0 | 0 | 0 | 0 | 0 | 0
|  |  | 1749.299 | 1749.299 | C2 | 990.257 | 245.559 | 513.483 | 0 | 0 | 1749.299 | 0 | 0 | 0 | 0 | 0 | 0 | 0 | 0 | 0 | 0 | 0 | 0 | 922.362 | 126.328 | 700.609 | 0 | 0 | 1749.299 | 0 | 0 | 0 | 0 | 0 | 0 | 789.883 | 201.793 | 196.48 | 561.142 | 0 | 1749.298 |  |  | C2 | 0.00228 | 0.0033947 | 0.0060022 | 0.0097206 | 0.022801 | C2 | 22745.79 | 22745.79 | 22745.79 | 22745.79 | 22745.79 | C2 | 51.8612 | 77.2158 | 136.5246 | 221.1033 | 518.6211 | C2 | 0 | 0 | 0 | 0 | 0 | 0 |  | 51355.9374 | 18961.043 | 70103.0607 | 0 | 0 | 140420.0411 |  | 47834.8198 | 9754.5219 | 95650.3628 | 0 | 0 | 153239.7045 |  | 47834.8198 | 9754.5219 | 95650.3628 | 0 | 0 | 153239.7045 |  | 40964.2971 | 15581.6148 | 26824.3532 | 124070.3254 | 0 | 207440.5905 |  | 40964.2971 | 15581.6148 | 26824.3532 | 124070.3254 | 0 | 207440.5905
|  |  | 109.295 | 109.295 | C3 | 60.089 | 25.549 | 23.657 | 0 | 0 | 109.295 | 0 | 0 | 0 | 0 | 0 | 0 | 0 | 0 | 0 | 0 | 0 | 0 | 54.411 | 13.248 | 41.636 | 0 | 0 | 109.295 | 0 | 0 | 0 | 0 | 0 | 0 | 44.948 | 15.14 | 12.302 | 36.905 | 0 | 109.295 |  |  | C3 | 0.00228 | 0.0033947 | 0.0060022 | 0.0097206 | 0.022801 | C3 | 34118.685 | 34118.685 | 34118.685 | 34118.685 | 34118.685 | C3 | 77.7918 | 115.8238 | 204.7869 | 331.6549 | 777.9316 | C3 | 0 | 0 | 0 | 0 | 0 | 0 |  | 4674.4334 | 2959.181 | 4844.6437 | 0 | 0 | 12478.2581 |  | 4232.7314 | 1534.4331 | 8526.5073 | 0 | 0 | 14293.6717 |  | 4232.7314 | 1534.4331 | 8526.5073 | 0 | 0 | 14293.6717 |  | 3496.5873 | 1753.5716 | 2519.2884 | 12239.7237 | 0 | 20009.171 |  | 3496.5873 | 1753.5716 | 2519.2884 | 12239.7237 | 0 | 20009.171
|  |  | 0 | 0 | C4 | 0 | 0 | 0 | 0 | 0 | 0 | 0 | 0 | 0 | 0 | 0 | 0 | 0 | 0 | 0 | 0 | 0 | 0 | 0 | 0 | 0 | 0 | 0 | 0 | 0 | 0 | 0 | 0 | 0 | 0 | 0 | 0 | 0 | 0 | 0 | 0 |  |  | C4 | 0.00228 | 0.0033947 | 0.0060022 | 0.0097206 | 0.022801 | C4 | 56864.475 | 56864.475 | 56864.475 | 56864.475 | 56864.475 | C4 | 129.6531 | 193.0396 | 341.3115 | 552.7581 | 1296.5526 | C4 | 0 | 0 | 0 | 0 | 0 | 0 |  | 0 | 0 | 0 | 0 | 0 | 0 |  | 0 | 0 | 0 | 0 | 0 | 0 |  | 0 | 0 | 0 | 0 | 0 | 0 |  | 0 | 0 | 0 | 0 | 0 | 0 |  | 0 | 0 | 0 | 0 | 0 | 0
|  |  | 1858.594 | 1858.594 |  | 1050.346 | 271.108 | 537.14 | 0 | 0 |  | 0 | 0 | 0 | 0 | 0 |  | 0 | 0 | 0 | 0 | 0 |  | 976.773 | 139.576 | 742.245 | 0 | 0 |  | 0 | 0 | 0 | 0 | 0 |  | 834.831 | 216.933 | 208.782 | 598.047 | 0 | [22 empty] | 0 | 0 | 0 | 0 | 0 | 0 |  | 56030.3708 | 21920.224 | 74947.7043 | 0 | 0 | 152898.2992 |  | 52067.5512 | 11288.955 | 104176.8701 | 0 | 0 | 167533.3762 |  | 52067.5512 | 11288.955 | 104176.8701 | 0 | 0 | 167533.3762 |  | 44460.8843 | 17335.1864 | 29343.6416 | 136310.0491 | 0 | 227449.7615 |  | 44460.8843 | 17335.1864 | 29343.6416 | 136310.0491 | 0 | 227449.7615
| 132kV OHL Fittings |  | 0 | 0 | C1 | 0 | 0 | 0 | 0 | 0 | 0 | 0 | 0 | 0 | 0 | 0 | 0 | 0 | 0 | 0 | 0 | 0 | 0 | 0 | 0 | 0 | 0 | 0 | 0 | 0 | 0 | 0 | 0 | 0 | 0 | 0 | 0 | 0 | 0 | 0 | 0 |  |  | C1 | 0.002736 | 0.0040737 | 0.0072026 | 0.011665 | 0.027361 | C1 | 1861.398 | 1861.398 | 1861.398 | 1861.398 | 1861.398 | C1 | 5.0929 | 7.5827 | 13.407 | 21.7127 | 50.9295 | C1 | 0 | 0 | 0 | 0 | 0 | 0 |  | 0 | 0 | 0 | 0 | 0 | 0 |  | 0 | 0 | 0 | 0 | 0 | 0 |  | 0 | 0 | 0 | 0 | 0 | 0 |  | 0 | 0 | 0 | 0 | 0 | 0 |  | 0 | 0 | 0 | 0 | 0 | 0
|  |  | 7212 | 7212 | C2 | 1028 | 642 | 4338 | 585 | 619 | 7212 | 0 | 0 | 0 | 0 | 0 | 0 | 0 | 0 | 0 | 0 | 0 | 0 | 968 | 635 | 3364 | 1226 | 1019 | 7212 | 0 | 0 | 0 | 0 | 0 | 0 | 884 | 390 | 2903 | 1742 | 1293 | 7212 |  |  | C2 | 0.002736 | 0.0040737 | 0.0072026 | 0.011665 | 0.027361 | C2 | 2659.14 | 2659.14 | 2659.14 | 2659.14 | 2659.14 | C2 | 7.2755 | 10.8325 | 19.1528 | 31.0182 | 72.7565 | C2 | 0 | 0 | 0 | 0 | 0 | 0 |  | 7479.2367 | 6954.4505 | 83084.8578 | 18145.6461 | 45036.2497 | 160700.4408 |  | 7042.7054 | 6878.6231 | 64430.028 | 38028.3112 | 74138.8344 | 190518.5022 |  | 7042.7054 | 6878.6231 | 64430.028 | 38028.3112 | 74138.8344 | 190518.5022 |  | 6431.5615 | 4224.6662 | 55600.586 | 54033.7016 | 94074.1049 | 214364.6202 |  | 6431.5615 | 4224.6662 | 55600.586 | 54033.7016 | 94074.1049 | 214364.6202
|  |  | 190 | 190 | C3 | 35 | 19 | 104 | 14 | 18 | 190 | 0 | 0 | 0 | 0 | 0 | 0 | 0 | 0 | 0 | 0 | 0 | 0 | 32 | 17 | 89 | 23 | 29 | 190 | 0 | 0 | 0 | 0 | 0 | 0 | 25 | 21 | 64 | 44 | 36 | 190 |  |  | C3 | 0.002736 | 0.0040737 | 0.0072026 | 0.011665 | 0.027361 | C3 | 3988.71 | 3988.71 | 3988.71 | 3988.71 | 3988.71 | C3 | 10.9133 | 16.2487 | 28.7292 | 46.5273 | 109.1347 | C3 | 0 | 0 | 0 | 0 | 0 | 0 |  | 381.9649 | 308.7256 | 2987.8372 | 651.3822 | 1964.4245 | 6294.3344 |  | 349.2251 | 276.2282 | 2556.8992 | 1070.1278 | 3164.9061 | 7417.3863 |  | 349.2251 | 276.2282 | 2556.8992 | 1070.1278 | 3164.9061 | 7417.3863 |  | 272.8321 | 341.223 | 1838.6691 | 2047.2011 | 3928.8489 | 8428.7742 |  | 272.8321 | 341.223 | 1838.6691 | 2047.2011 | 3928.8489 | 8428.7742
|  |  | 0 | 0 | C4 | 0 | 0 | 0 | 0 | 0 | 0 | 0 | 0 | 0 | 0 | 0 | 0 | 0 | 0 | 0 | 0 | 0 | 0 | 0 | 0 | 0 | 0 | 0 | 0 | 0 | 0 | 0 | 0 | 0 | 0 | 0 | 0 | 0 | 0 | 0 | 0 |  |  | C4 | 0.002736 | 0.0040737 | 0.0072026 | 0.011665 | 0.027361 | C4 | 6647.85 | 6647.85 | 6647.85 | 6647.85 | 6647.85 | C4 | 18.1888 | 27.0812 | 47.882 | 77.5455 | 181.8912 | C4 | 0 | 0 | 0 | 0 | 0 | 0 |  | 0 | 0 | 0 | 0 | 0 | 0 |  | 0 | 0 | 0 | 0 | 0 | 0 |  | 0 | 0 | 0 | 0 | 0 | 0 |  | 0 | 0 | 0 | 0 | 0 | 0 |  | 0 | 0 | 0 | 0 | 0 | 0
|  |  | 7402 | 7402 |  | 1063 | 661 | 4442 | 599 | 637 |  | 0 | 0 | 0 | 0 | 0 |  | 0 | 0 | 0 | 0 | 0 |  | 1000 | 652 | 3453 | 1249 | 1048 |  | 0 | 0 | 0 | 0 | 0 |  | 909 | 411 | 2967 | 1786 | 1329 | [22 empty] | 0 | 0 | 0 | 0 | 0 | 0 |  | 7861.2016 | 7263.1761 | 86072.695 | 18797.0282 | 47000.6742 | 166994.7752 |  | 7391.9304 | 7154.8513 | 66986.9272 | 39098.4391 | 77303.7405 | 197935.8885 |  | 7391.9304 | 7154.8513 | 66986.9272 | 39098.4391 | 77303.7405 | 197935.8885 |  | 6704.3936 | 4565.8892 | 57439.2551 | 56080.9027 | 98002.9538 | 222793.3944 |  | 6704.3936 | 4565.8892 | 57439.2551 | 56080.9027 | 98002.9538 | 222793.3944
| [Please insert new asset category as required] |  | 0 | 0 | C1 | 0 | 0 | 0 | 0 | 0 | 0 | 0 | 0 | 0 | 0 | 0 | 0 | 0 | 0 | 0 | 0 | 0 | 0 | 0 | 0 | 0 | 0 | 0 | 0 | 0 | 0 | 0 | 0 | 0 | 0 | 0 | 0 | 0 | 0 | 0 | 0 |  |  | C1 | 0 | 0 | 0 | 0 | 0 | C1 | 0 | 0 | 0 | 0 | 0 | C1 | [5 empty] | C1 | [5 empty] | 0 | [6 empty] | 0 | [6 empty] | 0 | [6 empty] | 0 | [6 empty] | 0 | [6 empty] | 0
|  |  | 0 | 0 | C2 | 0 | 0 | 0 | 0 | 0 | 0 | 0 | 0 | 0 | 0 | 0 | 0 | 0 | 0 | 0 | 0 | 0 | 0 | 0 | 0 | 0 | 0 | 0 | 0 | 0 | 0 | 0 | 0 | 0 | 0 | 0 | 0 | 0 | 0 | 0 | 0 |  |  | C2 | 0 | 0 | 0 | 0 | 0 | C2 | 0 | 0 | 0 | 0 | 0 | C2 | [5 empty] | C2 | [5 empty] | 0 | [6 empty] | 0 | [6 empty] | 0 | [6 empty] | 0 | [6 empty] | 0 | [6 empty] | 0
|  |  | 0 | 0 | C3 | 0 | 0 | 0 | 0 | 0 | 0 | 0 | 0 | 0 | 0 | 0 | 0 | 0 | 0 | 0 | 0 | 0 | 0 | 0 | 0 | 0 | 0 | 0 | 0 | 0 | 0 | 0 | 0 | 0 | 0 | 0 | 0 | 0 | 0 | 0 | 0 |  |  | C3 | 0 | 0 | 0 | 0 | 0 | C3 | 0 | 0 | 0 | 0 | 0 | C3 | [5 empty] | C3 | [5 empty] | 0 | [6 empty] | 0 | [6 empty] | 0 | [6 empty] | 0 | [6 empty] | 0 | [6 empty] | 0
|  |  | 0 | 0 | C4 | 0 | 0 | 0 | 0 | 0 | 0 | 0 | 0 | 0 | 0 | 0 | 0 | 0 | 0 | 0 | 0 | 0 | 0 | 0 | 0 | 0 | 0 | 0 | 0 | 0 | 0 | 0 | 0 | 0 | 0 | 0 | 0 | 0 | 0 | 0 | 0 |  |  | C4 | 0 | 0 | 0 | 0 | 0 | C4 | 0 | 0 | 0 | 0 | 0 | C4 | [5 empty] | C4 | [5 empty] | 0 | [6 empty] | 0 | [6 empty] | 0 | [6 empty] | 0 | [6 empty] | 0 | [6 empty] | 0
|  |  | 0 | 0 |  | 0 | 0 | 0 | 0 | 0 |  | 0 | 0 | 0 | 0 | 0 |  | 0 | 0 | 0 | 0 | 0 |  | 0 | 0 | 0 | 0 | 0 |  | 0 | 0 | 0 | 0 | 0 |  | 0 | 0 | 0 | 0 | 0 | [22 empty] | 0 | 0 | 0 | 0 | 0 | 0 |  | 0 | 0 | 0 | 0 | 0 | 0 |  | 0 | 0 | 0 | 0 | 0 | 0 |  | 0 | 0 | 0 | 0 | 0 | 0 |  | 0 | 0 | 0 | 0 | 0 | 0 |  | 0 | 0 | 0 | 0 | 0 | 0
| [Please insert new asset category as required] |  | 0 | 0 | C1 | 0 | 0 | 0 | 0 | 0 | 0 | 0 | 0 | 0 | 0 | 0 | 0 | 0 | 0 | 0 | 0 | 0 | 0 | 0 | 0 | 0 | 0 | 0 | 0 | 0 | 0 | 0 | 0 | 0 | 0 | 0 | 0 | 0 | 0 | 0 | 0 |  |  | C1 | 0 | 0 | 0 | 0 | 0 | C1 | 0 | 0 | 0 | 0 | 0 | C1 | [5 empty] | C1 | [5 empty] | 0 | [6 empty] | 0 | [6 empty] | 0 | [6 empty] | 0 | [6 empty] | 0 | [6 empty] | 0
|  |  | 0 | 0 | C2 | 0 | 0 | 0 | 0 | 0 | 0 | 0 | 0 | 0 | 0 | 0 | 0 | 0 | 0 | 0 | 0 | 0 | 0 | 0 | 0 | 0 | 0 | 0 | 0 | 0 | 0 | 0 | 0 | 0 | 0 | 0 | 0 | 0 | 0 | 0 | 0 |  |  | C2 | 0 | 0 | 0 | 0 | 0 | C2 | 0 | 0 | 0 | 0 | 0 | C2 | [5 empty] | C2 | [5 empty] | 0 | [6 empty] | 0 | [6 empty] | 0 | [6 empty] | 0 | [6 empty] | 0 | [6 empty] | 0
|  |  | 0 | 0 | C3 | 0 | 0 | 0 | 0 | 0 | 0 | 0 | 0 | 0 | 0 | 0 | 0 | 0 | 0 | 0 | 0 | 0 | 0 | 0 | 0 | 0 | 0 | 0 | 0 | 0 | 0 | 0 | 0 | 0 | 0 | 0 | 0 | 0 | 0 | 0 | 0 |  |  | C3 | 0 | 0 | 0 | 0 | 0 | C3 | 0 | 0 | 0 | 0 | 0 | C3 | [5 empty] | C3 | [5 empty] | 0 | [6 empty] | 0 | [6 empty] | 0 | [6 empty] | 0 | [6 empty] | 0 | [6 empty] | 0
|  |  | 0 | 0 | C4 | 0 | 0 | 0 | 0 | 0 | 0 | 0 | 0 | 0 | 0 | 0 | 0 | 0 | 0 | 0 | 0 | 0 | 0 | 0 | 0 | 0 | 0 | 0 | 0 | 0 | 0 | 0 | 0 | 0 | 0 | 0 | 0 | 0 | 0 | 0 | 0 |  |  | C4 | 0 | 0 | 0 | 0 | 0 | C4 | 0 | 0 | 0 | 0 | 0 | C4 | [5 empty] | C4 | [5 empty] | 0 | [6 empty] | 0 | [6 empty] | 0 | [6 empty] | 0 | [6 empty] | 0 | [6 empty] | 0
|  |  | 0 | 0 |  | 0 | 0 | 0 | 0 | 0 |  | 0 | 0 | 0 | 0 | 0 |  | 0 | 0 | 0 | 0 | 0 |  | 0 | 0 | 0 | 0 | 0 |  | 0 | 0 | 0 | 0 | 0 |  | 0 | 0 | 0 | 0 | 0 | [22 empty] | 0 | 0 | 0 | 0 | 0 | 0 |  | 0 | 0 | 0 | 0 | 0 | 0 |  | 0 | 0 | 0 | 0 | 0 | 0 |  | 0 | 0 | 0 | 0 | 0 | 0 |  | 0 | 0 | 0 | 0 | 0 | 0 |  | 0 | 0 | 0 | 0 | 0 | 0
| [Please insert new asset category as required] |  | 0 | 0 | C1 | 0 | 0 | 0 | 0 | 0 | 0 | 0 | 0 | 0 | 0 | 0 | 0 | 0 | 0 | 0 | 0 | 0 | 0 | 0 | 0 | 0 | 0 | 0 | 0 | 0 | 0 | 0 | 0 | 0 | 0 | 0 | 0 | 0 | 0 | 0 | 0 |  |  | C1 | 0 | 0 | 0 | 0 | 0 | C1 | 0 | 0 | 0 | 0 | 0 | C1 | [5 empty] | C1 | [5 empty] | 0 | [6 empty] | 0 | [6 empty] | 0 | [6 empty] | 0 | [6 empty] | 0 | [6 empty] | 0
|  |  | 0 | 0 | C2 | 0 | 0 | 0 | 0 | 0 | 0 | 0 | 0 | 0 | 0 | 0 | 0 | 0 | 0 | 0 | 0 | 0 | 0 | 0 | 0 | 0 | 0 | 0 | 0 | 0 | 0 | 0 | 0 | 0 | 0 | 0 | 0 | 0 | 0 | 0 | 0 |  |  | C2 | 0 | 0 | 0 | 0 | 0 | C2 | 0 | 0 | 0 | 0 | 0 | C2 | [5 empty] | C2 | [5 empty] | 0 | [6 empty] | 0 | [6 empty] | 0 | [6 empty] | 0 | [6 empty] | 0 | [6 empty] | 0
|  |  | 0 | 0 | C3 | 0 | 0 | 0 | 0 | 0 | 0 | 0 | 0 | 0 | 0 | 0 | 0 | 0 | 0 | 0 | 0 | 0 | 0 | 0 | 0 | 0 | 0 | 0 | 0 | 0 | 0 | 0 | 0 | 0 | 0 | 0 | 0 | 0 | 0 | 0 | 0 |  |  | C3 | 0 | 0 | 0 | 0 | 0 | C3 | 0 | 0 | 0 | 0 | 0 | C3 | [5 empty] | C3 | [5 empty] | 0 | [6 empty] | 0 | [6 empty] | 0 | [6 empty] | 0 | [6 empty] | 0 | [6 empty] | 0
|  |  | 0 | 0 | C4 | 0 | 0 | 0 | 0 | 0 | 0 | 0 | 0 | 0 | 0 | 0 | 0 | 0 | 0 | 0 | 0 | 0 | 0 | 0 | 0 | 0 | 0 | 0 | 0 | 0 | 0 | 0 | 0 | 0 | 0 | 0 | 0 | 0 | 0 | 0 | 0 |  |  | C4 | 0 | 0 | 0 | 0 | 0 | C4 | 0 | 0 | 0 | 0 | 0 | C4 | [5 empty] | C4 | [5 empty] | 0 | [6 empty] | 0 | [6 empty] | 0 | [6 empty] | 0 | [6 empty] | 0 | [6 empty] | 0
|  |  | 0 | 0 |  | 0 | 0 | 0 | 0 | 0 |  | 0 | 0 | 0 | 0 | 0 |  | 0 | 0 | 0 | 0 | 0 |  | 0 | 0 | 0 | 0 | 0 |  | 0 | 0 | 0 | 0 | 0 |  | 0 | 0 | 0 | 0 | 0 | [22 empty] | 0 | 0 | 0 | 0 | 0 | 0 |  | 0 | 0 | 0 | 0 | 0 | 0 |  | 0 | 0 | 0 | 0 | 0 | 0 |  | 0 | 0 | 0 | 0 | 0 | 0 |  | 0 | 0 | 0 | 0 | 0 | 0 |  | 0 | 0 | 0 | 0 | 0 | 0
| [Please insert new asset category as required] |  | 0 | 0 | C1 | 0 | 0 | 0 | 0 | 0 | 0 | 0 | 0 | 0 | 0 | 0 | 0 | 0 | 0 | 0 | 0 | 0 | 0 | 0 | 0 | 0 | 0 | 0 | 0 | 0 | 0 | 0 | 0 | 0 | 0 | 0 | 0 | 0 | 0 | 0 | 0 |  |  | C1 | 0 | 0 | 0 | 0 | 0 | C1 | 0 | 0 | 0 | 0 | 0 | C1 | [5 empty] | C1 | [5 empty] | 0 | [6 empty] | 0 | [6 empty] | 0 | [6 empty] | 0 | [6 empty] | 0 | [6 empty] | 0
|  |  | 0 | 0 | C2 | 0 | 0 | 0 | 0 | 0 | 0 | 0 | 0 | 0 | 0 | 0 | 0 | 0 | 0 | 0 | 0 | 0 | 0 | 0 | 0 | 0 | 0 | 0 | 0 | 0 | 0 | 0 | 0 | 0 | 0 | 0 | 0 | 0 | 0 | 0 | 0 |  |  | C2 | 0 | 0 | 0 | 0 | 0 | C2 | 0 | 0 | 0 | 0 | 0 | C2 | [5 empty] | C2 | [5 empty] | 0 | [6 empty] | 0 | [6 empty] | 0 | [6 empty] | 0 | [6 empty] | 0 | [6 empty] | 0
|  |  | 0 | 0 | C3 | 0 | 0 | 0 | 0 | 0 | 0 | 0 | 0 | 0 | 0 | 0 | 0 | 0 | 0 | 0 | 0 | 0 | 0 | 0 | 0 | 0 | 0 | 0 | 0 | 0 | 0 | 0 | 0 | 0 | 0 | 0 | 0 | 0 | 0 | 0 | 0 |  |  | C3 | 0 | 0 | 0 | 0 | 0 | C3 | 0 | 0 | 0 | 0 | 0 | C3 | [5 empty] | C3 | [5 empty] | 0 | [6 empty] | 0 | [6 empty] | 0 | [6 empty] | 0 | [6 empty] | 0 | [6 empty] | 0
|  |  | 0 | 0 | C4 | 0 | 0 | 0 | 0 | 0 | 0 | 0 | 0 | 0 | 0 | 0 | 0 | 0 | 0 | 0 | 0 | 0 | 0 | 0 | 0 | 0 | 0 | 0 | 0 | 0 | 0 | 0 | 0 | 0 | 0 | 0 | 0 | 0 | 0 | 0 | 0 |  |  | C4 | 0 | 0 | 0 | 0 | 0 | C4 | 0 | 0 | 0 | 0 | 0 | C4 | [5 empty] | C4 | [5 empty] | 0 | [6 empty] | 0 | [6 empty] | 0 | [6 empty] | 0 | [6 empty] | 0 | [6 empty] | 0
|  |  | 0 | 0 |  | 0 | 0 | 0 | 0 | 0 |  | 0 | 0 | 0 | 0 | 0 |  | 0 | 0 | 0 | 0 | 0 |  | 0 | 0 | 0 | 0 | 0 |  | 0 | 0 | 0 | 0 | 0 |  | 0 | 0 | 0 | 0 | 0 | [22 empty] | 0 | 0 | 0 | 0 | 0 | 0 |  | 0 | 0 | 0 | 0 | 0 | 0 |  | 0 | 0 | 0 | 0 | 0 | 0 |  | 0 | 0 | 0 | 0 | 0 | 0 |  | 0 | 0 | 0 | 0 | 0 | 0 |  | 0 | 0 | 0 | 0 | 0 | 0
[63 empty] | 0 | 0 | 0 | 0 | 0 | 0 |  | 1191279.0507 | 327334.5041 | 460376.1621 | 137043.4486 | 833238.4481 | 2949271.6136 |  | 1115844.1457 | 257129.8701 | 638450.8416 | 263766.6378 | 1085429.0925 | 3360620.5877 |  | 1115844.1457 | 257129.8701 | 638450.8416 | 263766.6378 | 1085429.0925 | 3360620.5877 |  | 994389.2069 | 301882.3062 | 530705.5889 | 748149.1277 | 1272543.9894 | 3847670.2191 |  | 994389.2069 | 301882.3062 | 530705.5889 | 748149.1277 | 1272543.9894 | 3847670.2191
| Other | [66 empty] | 0 | [6 empty] | 0 | [6 empty] | 0 | [6 empty] | 0 | [6 empty] | 0 | [6 empty] | 0
| Submarine Cables |  | 2.036 | 2.036 | C1 | 0 | 0 | 2.036 | 0 | 0 | 2.036 | 0 | 0 | 0 | 0 | 0 | 0 | 0 | 0 | 0 | 0 | 0 | 0 | 0 | 0 | 2.036 | 0 | 0 | 2.036 | 0 | 0 | 0 | 0 | 0 | 0 | 0 | 0 | 0 | 2.036 | 0 | 2.036 |  |  | C1 | 0.0057571 | 0.0085717 | 0.015156 | 0.024545 | 0.057572 | C1 | 227449.544 | 227449.544 | 227449.544 | 227449.544 | 227449.544 | C1 | 1309.4477 | 1949.6282 | 3447.1195 | 5582.6522 | 13094.7006 | C1 | 0 | 0 | 0 | 0 | 0 | 0 |  | 0 | 0 | 7018.3353 | 0 | 0 | 7018.3353 |  | 0 | 0 | 7018.3353 | 0 | 0 | 7018.3353 |  | 0 | 0 | 7018.3353 | 0 | 0 | 7018.3353 |  | 0 | 0 | 0 | 11366.2799 | 0 | 11366.2799 |  | 0 | 0 | 0 | 11366.2799 | 0 | 11366.2799
|  |  | 2.665 | 2.665 | C2 | 0.768 | 0 | 1.897 | 0 | 0 | 2.665 | 0 | 0 | 0 | 0 | 0 | 0 | 0 | 0 | 0 | 0 | 0 | 0 | 0.768 | 0 | 1.897 | 0 | 0 | 2.665 | 0 | 0 | 0 | 0 | 0 | 0 | 0.768 | 0 | 0 | 1.897 | 0 | 2.665 |  |  | C2 | 0.0057571 | 0.0085717 | 0.015156 | 0.024545 | 0.057572 | C2 | 324927.92 | 324927.92 | 324927.92 | 324927.92 | 324927.92 | C2 | 1870.6396 | 2785.1831 | 4924.4564 | 7975.2175 | 18706.7152 | C2 | 0 | 0 | 0 | 0 | 0 | 0 |  | 1436.6512 | 0 | 9341.6938 | 0 | 0 | 10778.345 |  | 1436.6512 | 0 | 9341.6938 | 0 | 0 | 10778.345 |  | 1436.6512 | 0 | 9341.6938 | 0 | 0 | 10778.345 |  | 1436.6512 | 0 | 0 | 15128.9875 | 0 | 16565.6387 |  | 1436.6512 | 0 | 0 | 15128.9875 | 0 | 16565.6387
|  |  | 14.539 | 14.539 | C3 | 14.539 | 0 | 0 | 0 | 0 | 14.539 | 0 | 0 | 0 | 0 | 0 | 0 | 0 | 0 | 0 | 0 | 0 | 0 | 14.539 | 0 | 0 | 0 | 0 | 14.539 | 0 | 0 | 0 | 0 | 0 | 0 | 14.041 | 0.498 | 0 | 0 | 0 | 14.539 |  |  | C3 | 0.0057571 | 0.0085717 | 0.015156 | 0.024545 | 0.057572 | C3 | 487391.88 | 487391.88 | 487391.88 | 487391.88 | 487391.88 | C3 | 2805.9594 | 4177.7747 | 7386.6846 | 11962.8262 | 28060.0728 | C3 | 0 | 0 | 0 | 0 | 0 | 0 |  | 40795.8441 | 0 | 0 | 0 | 0 | 40795.8441 |  | 40795.8441 | 0 | 0 | 0 | 0 | 40795.8441 |  | 40795.8441 | 0 | 0 | 0 | 0 | 40795.8441 |  | 39398.4763 | 2080.5318 | 0 | 0 | 0 | 41479.0081 |  | 39398.4763 | 2080.5318 | 0 | 0 | 0 | 41479.0081
|  |  | 0 | 0 | C4 | 0 | 0 | 0 | 0 | 0 | 0 | 0 | 0 | 0 | 0 | 0 | 0 | 0 | 0 | 0 | 0 | 0 | 0 | 0 | 0 | 0 | 0 | 0 | 0 | 0 | 0 | 0 | 0 | 0 | 0 | 0 | 0 | 0 | 0 | 0 | 0 |  |  | C4 | 0.0057571 | 0.0085717 | 0.015156 | 0.024545 | 0.057572 | C4 | 812319.8 | 812319.8 | 812319.8 | 812319.8 | 812319.8 | C4 | 4676.599 | 6962.9578 | 12311.141 | 19938.0436 | 46766.7879 | C4 | 0 | 0 | 0 | 0 | 0 | 0 |  | 0 | 0 | 0 | 0 | 0 | 0 |  | 0 | 0 | 0 | 0 | 0 | 0 |  | 0 | 0 | 0 | 0 | 0 | 0 |  | 0 | 0 | 0 | 0 | 0 | 0 |  | 0 | 0 | 0 | 0 | 0 | 0
|  |  | 19.24 | 19.24 |  | 15.307 | 0 | 3.933 | 0 | 0 |  | 0 | 0 | 0 | 0 | 0 |  | 0 | 0 | 0 | 0 | 0 |  | 15.307 | 0 | 3.933 | 0 | 0 |  | 0 | 0 | 0 | 0 | 0 |  | 14.809 | 0.498 | 0 | 3.933 | 0 | [22 empty] | 0 | 0 | 0 | 0 | 0 | 0 |  | 42232.4953 | 0 | 16360.0291 | 0 | 0 | 58592.5244 |  | 42232.4953 | 0 | 16360.0291 | 0 | 0 | 58592.5244 |  | 42232.4953 | 0 | 16360.0291 | 0 | 0 | 58592.5244 |  | 40835.1275 | 2080.5318 | 0 | 26495.2674 | 0 | 69410.9267 |  | 40835.1275 | 2080.5318 | 0 | 26495.2674 | 0 | 69410.9267
| [Please insert new asset category as required] |  | 0 | 0 | C1 | 0 | 0 | 0 | 0 | 0 | 0 | 0 | 0 | 0 | 0 | 0 | 0 | 0 | 0 | 0 | 0 | 0 | 0 | 0 | 0 | 0 | 0 | 0 | 0 | 0 | 0 | 0 | 0 | 0 | 0 | 0 | 0 | 0 | 0 | 0 | 0 |  |  | C1 | 0 | 0 | 0 | 0 | 0 | C1 | 0 | 0 | 0 | 0 | 0 | C1 | [5 empty] | C1 | [5 empty] | 0 | [6 empty] | 0 | [6 empty] | 0 | [6 empty] | 0 | [6 empty] | 0 | [6 empty] | 0
|  |  | 0 | 0 | C2 | 0 | 0 | 0 | 0 | 0 | 0 | 0 | 0 | 0 | 0 | 0 | 0 | 0 | 0 | 0 | 0 | 0 | 0 | 0 | 0 | 0 | 0 | 0 | 0 | 0 | 0 | 0 | 0 | 0 | 0 | 0 | 0 | 0 | 0 | 0 | 0 |  |  | C2 | 0 | 0 | 0 | 0 | 0 | C2 | 0 | 0 | 0 | 0 | 0 | C2 | [5 empty] | C2 | [5 empty] | 0 | [6 empty] | 0 | [6 empty] | 0 | [6 empty] | 0 | [6 empty] | 0 | [6 empty] | 0
|  |  | 0 | 0 | C3 | 0 | 0 | 0 | 0 | 0 | 0 | 0 | 0 | 0 | 0 | 0 | 0 | 0 | 0 | 0 | 0 | 0 | 0 | 0 | 0 | 0 | 0 | 0 | 0 | 0 | 0 | 0 | 0 | 0 | 0 | 0 | 0 | 0 | 0 | 0 | 0 |  |  | C3 | 0 | 0 | 0 | 0 | 0 | C3 | 0 | 0 | 0 | 0 | 0 | C3 | [5 empty] | C3 | [5 empty] | 0 | [6 empty] | 0 | [6 empty] | 0 | [6 empty] | 0 | [6 empty] | 0 | [6 empty] | 0
|  |  | 0 | 0 | C4 | 0 | 0 | 0 | 0 | 0 | 0 | 0 | 0 | 0 | 0 | 0 | 0 | 0 | 0 | 0 | 0 | 0 | 0 | 0 | 0 | 0 | 0 | 0 | 0 | 0 | 0 | 0 | 0 | 0 | 0 | 0 | 0 | 0 | 0 | 0 | 0 |  |  | C4 | 0 | 0 | 0 | 0 | 0 | C4 | 0 | 0 | 0 | 0 | 0 | C4 | [5 empty] | C4 | [5 empty] | 0 | [6 empty] | 0 | [6 empty] | 0 | [6 empty] | 0 | [6 empty] | 0 | [6 empty] | 0
|  |  | 0 | 0 |  | 0 | 0 | 0 | 0 | 0 |  | 0 | 0 | 0 | 0 | 0 |  | 0 | 0 | 0 | 0 | 0 |  | 0 | 0 | 0 | 0 | 0 |  | 0 | 0 | 0 | 0 | 0 |  | 0 | 0 | 0 | 0 | 0 | [22 empty] | 0 | 0 | 0 | 0 | 0 | 0 |  | 0 | 0 | 0 | 0 | 0 | 0 |  | 0 | 0 | 0 | 0 | 0 | 0 |  | 0 | 0 | 0 | 0 | 0 | 0 |  | 0 | 0 | 0 | 0 | 0 | 0 |  | 0 | 0 | 0 | 0 | 0 | 0
| [Please insert new asset category as required] |  | 0 | 0 | C1 | 0 | 0 | 0 | 0 | 0 | 0 | 0 | 0 | 0 | 0 | 0 | 0 | 0 | 0 | 0 | 0 | 0 | 0 | 0 | 0 | 0 | 0 | 0 | 0 | 0 | 0 | 0 | 0 | 0 | 0 | 0 | 0 | 0 | 0 | 0 | 0 |  |  | C1 | 0 | 0 | 0 | 0 | 0 | C1 | 0 | 0 | 0 | 0 | 0 | C1 | [5 empty] | C1 | [5 empty] | 0 | [6 empty] | 0 | [6 empty] | 0 | [6 empty] | 0 | [6 empty] | 0 | [6 empty] | 0
|  |  | 0 | 0 | C2 | 0 | 0 | 0 | 0 | 0 | 0 | 0 | 0 | 0 | 0 | 0 | 0 | 0 | 0 | 0 | 0 | 0 | 0 | 0 | 0 | 0 | 0 | 0 | 0 | 0 | 0 | 0 | 0 | 0 | 0 | 0 | 0 | 0 | 0 | 0 | 0 |  |  | C2 | 0 | 0 | 0 | 0 | 0 | C2 | 0 | 0 | 0 | 0 | 0 | C2 | [5 empty] | C2 | [5 empty] | 0 | [6 empty] | 0 | [6 empty] | 0 | [6 empty] | 0 | [6 empty] | 0 | [6 empty] | 0
|  |  | 0 | 0 | C3 | 0 | 0 | 0 | 0 | 0 | 0 | 0 | 0 | 0 | 0 | 0 | 0 | 0 | 0 | 0 | 0 | 0 | 0 | 0 | 0 | 0 | 0 | 0 | 0 | 0 | 0 | 0 | 0 | 0 | 0 | 0 | 0 | 0 | 0 | 0 | 0 |  |  | C3 | 0 | 0 | 0 | 0 | 0 | C3 | 0 | 0 | 0 | 0 | 0 | C3 | [5 empty] | C3 | [5 empty] | 0 | [6 empty] | 0 | [6 empty] | 0 | [6 empty] | 0 | [6 empty] | 0 | [6 empty] | 0
|  |  | 0 | 0 | C4 | 0 | 0 | 0 | 0 | 0 | 0 | 0 | 0 | 0 | 0 | 0 | 0 | 0 | 0 | 0 | 0 | 0 | 0 | 0 | 0 | 0 | 0 | 0 | 0 | 0 | 0 | 0 | 0 | 0 | 0 | 0 | 0 | 0 | 0 | 0 | 0 |  |  | C4 | 0 | 0 | 0 | 0 | 0 | C4 | 0 | 0 | 0 | 0 | 0 | C4 | [5 empty] | C4 | [5 empty] | 0 | [6 empty] | 0 | [6 empty] | 0 | [6 empty] | 0 | [6 empty] | 0 | [6 empty] | 0
|  |  | 0 | 0 |  | 0 | 0 | 0 | 0 | 0 |  | 0 | 0 | 0 | 0 | 0 |  | 0 | 0 | 0 | 0 | 0 |  | 0 | 0 | 0 | 0 | 0 |  | 0 | 0 | 0 | 0 | 0 |  | 0 | 0 | 0 | 0 | 0 | [22 empty] | 0 | 0 | 0 | 0 | 0 | 0 |  | 0 | 0 | 0 | 0 | 0 | 0 |  | 0 | 0 | 0 | 0 | 0 | 0 |  | 0 | 0 | 0 | 0 | 0 | 0 |  | 0 | 0 | 0 | 0 | 0 | 0 |  | 0 | 0 | 0 | 0 | 0 | 0
| [Please insert new asset category as required] |  | 0 | 0 | C1 | 0 | 0 | 0 | 0 | 0 | 0 | 0 | 0 | 0 | 0 | 0 | 0 | 0 | 0 | 0 | 0 | 0 | 0 | 0 | 0 | 0 | 0 | 0 | 0 | 0 | 0 | 0 | 0 | 0 | 0 | 0 | 0 | 0 | 0 | 0 | 0 |  |  | C1 | 0 | 0 | 0 | 0 | 0 | C1 | 0 | 0 | 0 | 0 | 0 | C1 | [5 empty] | C1 | [5 empty] | 0 | [6 empty] | 0 | [6 empty] | 0 | [6 empty] | 0 | [6 empty] | 0 | [6 empty] | 0
|  |  | 0 | 0 | C2 | 0 | 0 | 0 | 0 | 0 | 0 | 0 | 0 | 0 | 0 | 0 | 0 | 0 | 0 | 0 | 0 | 0 | 0 | 0 | 0 | 0 | 0 | 0 | 0 | 0 | 0 | 0 | 0 | 0 | 0 | 0 | 0 | 0 | 0 | 0 | 0 |  |  | C2 | 0 | 0 | 0 | 0 | 0 | C2 | 0 | 0 | 0 | 0 | 0 | C2 | [5 empty] | C2 | [5 empty] | 0 | [6 empty] | 0 | [6 empty] | 0 | [6 empty] | 0 | [6 empty] | 0 | [6 empty] | 0
|  |  | 0 | 0 | C3 | 0 | 0 | 0 | 0 | 0 | 0 | 0 | 0 | 0 | 0 | 0 | 0 | 0 | 0 | 0 | 0 | 0 | 0 | 0 | 0 | 0 | 0 | 0 | 0 | 0 | 0 | 0 | 0 | 0 | 0 | 0 | 0 | 0 | 0 | 0 | 0 |  |  | C3 | 0 | 0 | 0 | 0 | 0 | C3 | 0 | 0 | 0 | 0 | 0 | C3 | [5 empty] | C3 | [5 empty] | 0 | [6 empty] | 0 | [6 empty] | 0 | [6 empty] | 0 | [6 empty] | 0 | [6 empty] | 0
|  |  | 0 | 0 | C4 | 0 | 0 | 0 | 0 | 0 | 0 | 0 | 0 | 0 | 0 | 0 | 0 | 0 | 0 | 0 | 0 | 0 | 0 | 0 | 0 | 0 | 0 | 0 | 0 | 0 | 0 | 0 | 0 | 0 | 0 | 0 | 0 | 0 | 0 | 0 | 0 |  |  | C4 | 0 | 0 | 0 | 0 | 0 | C4 | 0 | 0 | 0 | 0 | 0 | C4 | [5 empty] | C4 | [5 empty] | 0 | [6 empty] | 0 | [6 empty] | 0 | [6 empty] | 0 | [6 empty] | 0 | [6 empty] | 0
|  |  | 0 | 0 |  | 0 | 0 | 0 | 0 | 0 |  | 0 | 0 | 0 | 0 | 0 |  | 0 | 0 | 0 | 0 | 0 |  | 0 | 0 | 0 | 0 | 0 |  | 0 | 0 | 0 | 0 | 0 |  | 0 | 0 | 0 | 0 | 0 | [22 empty] | 0 | 0 | 0 | 0 | 0 | 0 |  | 0 | 0 | 0 | 0 | 0 | 0 |  | 0 | 0 | 0 | 0 | 0 | 0 |  | 0 | 0 | 0 | 0 | 0 | 0 |  | 0 | 0 | 0 | 0 | 0 | 0 |  | 0 | 0 | 0 | 0 | 0 | 0
| [Please insert new asset category as required] |  | 0 | 0 | C1 | 0 | 0 | 0 | 0 | 0 | 0 | 0 | 0 | 0 | 0 | 0 | 0 | 0 | 0 | 0 | 0 | 0 | 0 | 0 | 0 | 0 | 0 | 0 | 0 | 0 | 0 | 0 | 0 | 0 | 0 | 0 | 0 | 0 | 0 | 0 | 0 |  |  | C1 | 0 | 0 | 0 | 0 | 0 | C1 | 0 | 0 | 0 | 0 | 0 | C1 | [5 empty] | C1 | [5 empty] | 0 | [6 empty] | 0 | [6 empty] | 0 | [6 empty] | 0 | [6 empty] | 0 | [6 empty] | 0
|  |  | 0 | 0 | C2 | 0 | 0 | 0 | 0 | 0 | 0 | 0 | 0 | 0 | 0 | 0 | 0 | 0 | 0 | 0 | 0 | 0 | 0 | 0 | 0 | 0 | 0 | 0 | 0 | 0 | 0 | 0 | 0 | 0 | 0 | 0 | 0 | 0 | 0 | 0 | 0 |  |  | C2 | 0 | 0 | 0 | 0 | 0 | C2 | 0 | 0 | 0 | 0 | 0 | C2 | [5 empty] | C2 | [5 empty] | 0 | [6 empty] | 0 | [6 empty] | 0 | [6 empty] | 0 | [6 empty] | 0 | [6 empty] | 0
|  |  | 0 | 0 | C3 | 0 | 0 | 0 | 0 | 0 | 0 | 0 | 0 | 0 | 0 | 0 | 0 | 0 | 0 | 0 | 0 | 0 | 0 | 0 | 0 | 0 | 0 | 0 | 0 | 0 | 0 | 0 | 0 | 0 | 0 | 0 | 0 | 0 | 0 | 0 | 0 |  |  | C3 | 0 | 0 | 0 | 0 | 0 | C3 | 0 | 0 | 0 | 0 | 0 | C3 | [5 empty] | C3 | [5 empty] | 0 | [6 empty] | 0 | [6 empty] | 0 | [6 empty] | 0 | [6 empty] | 0 | [6 empty] | 0
|  |  | 0 | 0 | C4 | 0 | 0 | 0 | 0 | 0 | 0 | 0 | 0 | 0 | 0 | 0 | 0 | 0 | 0 | 0 | 0 | 0 | 0 | 0 | 0 | 0 | 0 | 0 | 0 | 0 | 0 | 0 | 0 | 0 | 0 | 0 | 0 | 0 | 0 | 0 | 0 |  |  | C4 | 0 | 0 | 0 | 0 | 0 | C4 | 0 | 0 | 0 | 0 | 0 | C4 | [5 empty] | C4 | [5 empty] | 0 | [6 empty] | 0 | [6 empty] | 0 | [6 empty] | 0 | [6 empty] | 0 | [6 empty] | 0
|  |  | 0 | 0 |  | 0 | 0 | 0 | 0 | 0 |  | 0 | 0 | 0 | 0 | 0 |  | 0 | 0 | 0 | 0 | 0 |  | 0 | 0 | 0 | 0 | 0 |  | 0 | 0 | 0 | 0 | 0 |  | 0 | 0 | 0 | 0 | 0 | [22 empty] | 0 | 0 | 0 | 0 | 0 | 0 |  | 0 | 0 | 0 | 0 | 0 | 0 |  | 0 | 0 | 0 | 0 | 0 | 0 |  | 0 | 0 | 0 | 0 | 0 | 0 |  | 0 | 0 | 0 | 0 | 0 | 0 |  | 0 | 0 | 0 | 0 | 0 | 0
| [Please insert new asset category as required] |  | 0 | 0 | C1 | 0 | 0 | 0 | 0 | 0 | 0 | 0 | 0 | 0 | 0 | 0 | 0 | 0 | 0 | 0 | 0 | 0 | 0 | 0 | 0 | 0 | 0 | 0 | 0 | 0 | 0 | 0 | 0 | 0 | 0 | 0 | 0 | 0 | 0 | 0 | 0 |  |  | C1 | 0 | 0 | 0 | 0 | 0 | C1 | 0 | 0 | 0 | 0 | 0 | C1 | [5 empty] | C1 | [5 empty] | 0 | [6 empty] | 0 | [6 empty] | 0 | [6 empty] | 0 | [6 empty] | 0 | [6 empty] | 0
|  |  | 0 | 0 | C2 | 0 | 0 | 0 | 0 | 0 | 0 | 0 | 0 | 0 | 0 | 0 | 0 | 0 | 0 | 0 | 0 | 0 | 0 | 0 | 0 | 0 | 0 | 0 | 0 | 0 | 0 | 0 | 0 | 0 | 0 | 0 | 0 | 0 | 0 | 0 | 0 |  |  | C2 | 0 | 0 | 0 | 0 | 0 | C2 | 0 | 0 | 0 | 0 | 0 | C2 | [5 empty] | C2 | [5 empty] | 0 | [6 empty] | 0 | [6 empty] | 0 | [6 empty] | 0 | [6 empty] | 0 | [6 empty] | 0
|  |  | 0 | 0 | C3 | 0 | 0 | 0 | 0 | 0 | 0 | 0 | 0 | 0 | 0 | 0 | 0 | 0 | 0 | 0 | 0 | 0 | 0 | 0 | 0 | 0 | 0 | 0 | 0 | 0 | 0 | 0 | 0 | 0 | 0 | 0 | 0 | 0 | 0 | 0 | 0 |  |  | C3 | 0 | 0 | 0 | 0 | 0 | C3 | 0 | 0 | 0 | 0 | 0 | C3 | [5 empty] | C3 | [5 empty] | 0 | [6 empty] | 0 | [6 empty] | 0 | [6 empty] | 0 | [6 empty] | 0 | [6 empty] | 0
|  |  | 0 | 0 | C4 | 0 | 0 | 0 | 0 | 0 | 0 | 0 | 0 | 0 | 0 | 0 | 0 | 0 | 0 | 0 | 0 | 0 | 0 | 0 | 0 | 0 | 0 | 0 | 0 | 0 | 0 | 0 | 0 | 0 | 0 | 0 | 0 | 0 | 0 | 0 | 0 |  |  | C4 | 0 | 0 | 0 | 0 | 0 | C4 | 0 | 0 | 0 | 0 | 0 | C4 | [5 empty] | C4 | [5 empty] | 0 | [6 empty] | 0 | [6 empty] | 0 | [6 empty] | 0 | [6 empty] | 0 | [6 empty] | 0
|  |  | 0 | 0 |  | 0 | 0 | 0 | 0 | 0 |  | 0 | 0 | 0 | 0 | 0 |  | 0 | 0 | 0 | 0 | 0 |  | 0 | 0 | 0 | 0 | 0 |  | 0 | 0 | 0 | 0 | 0 |  | 0 | 0 | 0 | 0 | 0 | [22 empty] | 0 | 0 | 0 | 0 | 0 | 0 |  | 0 | 0 | 0 | 0 | 0 | 0 |  | 0 | 0 | 0 | 0 | 0 | 0 |  | 0 | 0 | 0 | 0 | 0 | 0 |  | 0 | 0 | 0 | 0 | 0 | 0 |  | 0 | 0 | 0 | 0 | 0 | 0
[63 empty] | 0 | 0 | 0 | 0 | 0 | 0 |  | 42232.4953 | 0 | 16360.0291 | 0 | 0 | 58592.5244 |  | 42232.4953 | 0 | 16360.0291 | 0 | 0 | 58592.5244 |  | 42232.4953 | 0 | 16360.0291 | 0 | 0 | 58592.5244 |  | 40835.1275 | 2080.5318 | 0 | 26495.2674 | 0 | 69410.9267 |  | 40835.1275 | 2080.5318 | 0 | 26495.2674 | 0 | 69410.9267
| TOTAL |  | 586401.6298 | 586401.6298 |  | 346534.2698 | 61683.108 | 102203.0217 | 35008.2303 | 40973 |  | 0 | 0 | 0 | 0 | 0 |  | 0 | 0 | 0 | 0 | 0 |  | 323742.6968 | 64797.576 | 98849.1267 | 33470.2303 | 65542 |  | 0 | 0 | 0 | 0 | 0 |  | 296444.2568 | 59032.431 | 44453.7307 | 95275.2103 | 91196 |  |  |  |  | 0 | 0 | 0 | 0 | 0 |  | 0 | 0 | 0 | 0 | 0 | [7 empty] | 0 | 0 | 0 | 0 | 0 | 0 |  | 13129140.0066 | 3438330.5755 | 8457950.1803 | 4860200.985 | 17568024.8228 | 47453646.5702 |  | 12269778.8409 | 3493352.0175 | 8682877.9128 | 4593007.8998 | 25556961.9274 | 54595978.5984 |  | 12269778.8409 | 3493352.0175 | 8682877.9128 | 4593007.8998 | 25556961.9274 | 54595978.5984 |  | 11196335.1177 | 3272382.9151 | 4430731.8807 | 13342585.1855 | 33405450.1116 | 65647485.2107 |  | 11196335.1177 | 3272382.9151 | 4430731.8807 | 13342585.1855 | 33405450.1116 | 65647485.2107
Health Index Definitions
|  |  | HI1 | New or as new | [57 empty] | LV Network | 0 | 0 | 0 | 0 | 0 | 0 | LV Network | 4186467.506 | 927298.2264 | 3780445.524 | 1602131.4053 | 4273549.5256 | 14769892.1872 | LV Network | 3971805.7617 | 927081.1081 | 3491593.7468 | 1858562.0478 | 6917448.6444 | 17166491.3088 | LV Network | 3971805.7617 | 927081.1081 | 3491593.7468 | 1858562.0478 | 6917448.6444 | 17166491.3088 | LV Network | 3689870.5009 | 846265.4935 | 1151350.4854 | 5550451.1563 | 10509901.243 | 21747838.8791 | LV Network | 3689870.5009 | 846265.4935 | 1151350.4854 | 5550451.1563 | 10509901.243 | 21747838.8791
|  |  | HI2 | Good or seviceable condition | [57 empty] | HV Network | 0 | 0 | 0 | 0 | 0 | 0 | HV Network | 5671256.8416 | 1324969.4187 | 2755584.6671 | 2297795.2847 | 8509296.4716 | 20558902.6838 | HV Network | 5280238.1273 | 1497840.402 | 2891368.4884 | 1642440.4549 | 12279582.4813 | 23591469.9539 | HV Network | 5280238.1273 | 1497840.402 | 2891368.4884 | 1642440.4549 | 12279582.4813 | 23591469.9539 | HV Network | 4802015.7645 | 1495167.2482 | 1570270.799 | 4588148.5754 | 15188875.0843 | 27644477.4714 | HV Network | 4802015.7645 | 1495167.2482 | 1570270.799 | 4588148.5754 | 15188875.0843 | 27644477.4714
|  |  | HI3 | Deterioration requires assessment and monitoring | [57 empty] | EHV Network | 0 | 0 | 0 | 0 | 0 | 0 | EHV Network | 2037904.1129 | 858728.4264 | 1445183.798 | 823230.8464 | 3951940.3774 | 9116987.5612 | EHV Network | 1859658.3109 | 811300.6373 | 1645104.8069 | 828238.7592 | 5274501.7093 | 10418804.2235 | EHV Network | 1859658.3109 | 811300.6373 | 1645104.8069 | 828238.7592 | 5274501.7093 | 10418804.2235 | EHV Network | 1669224.518 | 626987.3354 | 1178405.0075 | 2429341.0586 | 6434129.7949 | 12338087.7144 | EHV Network | 1669224.518 | 626987.3354 | 1178405.0075 | 2429341.0586 | 6434129.7949 | 12338087.7144
|  |  | HI4 | Material deterioration, intervention requires consideration | [57 empty] | 132kV Network | 0 | 0 | 0 | 0 | 0 | 0 | 132kV Network | 1191279.0507 | 327334.5041 | 460376.1621 | 137043.4486 | 833238.4481 | 2949271.6136 | 132kV Network | 1115844.1457 | 257129.8701 | 638450.8416 | 263766.6378 | 1085429.0925 | 3360620.5877 | 132kV Network | 1115844.1457 | 257129.8701 | 638450.8416 | 263766.6378 | 1085429.0925 | 3360620.5877 | 132kV Network | 994389.2069 | 301882.3062 | 530705.5889 | 748149.1277 | 1272543.9894 | 3847670.2191 | 132kV Network | 994389.2069 | 301882.3062 | 530705.5889 | 748149.1277 | 1272543.9894 | 3847670.2191
|  |  | HI5 | End of serviceable life, intervention required | [57 empty] | Other | 0 | 0 | 0 | 0 | 0 | 0 | Other | 42232.4953 | 0 | 16360.0291 | 0 | 0 | 58592.5244 | Other | 42232.4953 | 0 | 16360.0291 | 0 | 0 | 58592.5244 | Other | 42232.4953 | 0 | 16360.0291 | 0 | 0 | 58592.5244 | Other | 40835.1275 | 2080.5318 | 0 | 26495.2674 | 0 | 69410.9267 | Other | 40835.1275 | 2080.5318 | 0 | 26495.2674 | 0 | 69410.9267
[62 empty] | Total | 0 | 0 | 0 | 0 | 0 | 0 | Total | 13129140.0066 | 3438330.5755 | 8457950.1803 | 4860200.985 | 17568024.8228 | 47453646.5702 | Total | 12269778.8409 | 3493352.0175 | 8682877.9128 | 4593007.8998 | 25556961.9274 | 54595978.5984 | Total | 12269778.8409 | 3493352.0175 | 8682877.9128 | 4593007.8998 | 25556961.9274 | 54595978.5984 | Total | 11196335.1177 | 3272382.9151 | 4430731.8807 | 13342585.1855 | 33405450.1116 | 65647485.2107 | Total | 11196335.1177 | 3272382.9151 | 4430731.8807 | 13342585.1855 | 33405450.1116 | 65647485.2107
Criticality Index Definitions
|  |  | C1 | Low criticality
|  |  | C2 | Average criticality
|  |  | C3 | High criticality
|  |  | C4 | Very high criticality

## SSES - Average Cons. of Failure
Secondary deliverables RIIO-ED1 - Average Consequence of Asset Failure
SSES
Price base (2012/13)
| ASSET CATEGORIES | RIIO-ED1 period |  |  |  |  | ASSET CATEGORIES | RIIO-ED1 period
|  | Network Performance | Safety | Environmental | Financial consequence of repair/ replacement | Average Consequence of Asset Failure |  | Network Performance | Safety | Environmental | Financial consequence of repair/ replacement | Average Consequence of Asset Failure
| LV Network | [5 empty] | LV Network
| LV Switchgear and Other | 6624.11 | 7484.05 | 18.05 | 5007.03 | 19133.24 | LV Switchgear and Other | 6624.11 | 7484.05 | 18.05 | 5007.03 | 19133.24
| LV UGB | 0 | 0 | 0 | 0 | 0 | LV UGB |  |  |  |  | 0
| LV OHL Support | 1217.92 | 447.09 | 75.05 | 1184.24 | 2924.29 | LV OHL Support | 1217.92 | 447.09 | 75.05 | 1184.24 | 2924.29
| [Please insert new asset category as required] | 0 | 0 | 0 | 0 | 0 | [Please insert new asset category as required] |  |  |  |  | 0
| [Please insert new asset category as required] | 0 | 0 | 0 | 0 | 0 | [Please insert new asset category as required] |  |  |  |  | 0
| [Please insert new asset category as required] | 0 | 0 | 0 | 0 | 0 | [Please insert new asset category as required] |  |  |  |  | 0
| [Please insert new asset category as required] | 0 | 0 | 0 | 0 | 0 | [Please insert new asset category as required] |  |  |  |  | 0
| [Please insert new asset category as required] | 0 | 0 | 0 | 0 | 0 | [Please insert new asset category as required] |  |  |  |  | 0
| HV Network | [5 empty] | HV Network
| HV Switchgear (GM) - Primary | 84169.57 | 20818.36 | 708.75 | 6314.75 | 112011.42 | HV Switchgear (GM) - Primary | 84169.57 | 20818.36 | 708.75 | 6314.75 | 112011.42
| HV Switchgear (GM) - Distribution | 1752.62 | 3941.02 | 1002.38 | 5874.06 | 12570.08 | HV Switchgear (GM) - Distribution | 1752.62 | 3941.02 | 1002.38 | 5874.06 | 12570.08
| HV Transformer (GM) | 4112.08 | 3155.92 | 3153.51 | 6783.53 | 17205.04 | HV Transformer (GM) | 4112.08 | 3155.92 | 3153.51 | 6783.53 | 17205.04
| HV UG Cable | 0 | 0 | 0 | 0 | 0 | HV UG Cable |  |  |  |  | 0
| HV OHL Support - Poles | 1622.65 | 135.86 | 75.05 | 2395.02 | 4228.58 | HV OHL Support - Poles | 1622.65 | 135.86 | 75.05 | 2395.02 | 4228.58
| [Please insert new asset category as required] | 0 | 0 | 0 | 0 | 0 | [Please insert new asset category as required] |  |  |  |  | 0
| [Please insert new asset category as required] | 0 | 0 | 0 | 0 | 0 | [Please insert new asset category as required] |  |  |  |  | 0
| [Please insert new asset category as required] | 0 | 0 | 0 | 0 | 0 | [Please insert new asset category as required] |  |  |  |  | 0
| [Please insert new asset category as required] | 0 | 0 | 0 | 0 | 0 | [Please insert new asset category as required] |  |  |  |  | 0
| [Please insert new asset category as required] | 0 | 0 | 0 | 0 | 0 | [Please insert new asset category as required] |  |  |  |  | 0
| EHV Network | [5 empty] | EHV Network
| EHV Switchgear (GM) | 12230.65 | 21797.27 | 952.62 | 16044.1 | 51024.63 | EHV Switchgear (GM) | 12230.65 | 21797.27 | 952.62 | 16044.1 | 51024.63
| EHV Transformer | 26311.06 | 20788.16 | 24073.96 | 78113.69 | 149286.87 | EHV Transformer | 26311.06 | 20788.16 | 24073.96 | 78113.69 | 149286.87
| EHV UG Cable (Gas) | 0 | 0 | 0 | 0 | 0 | EHV UG Cable (Gas) |  |  |  |  | 0
| EHV UG Cable (Oil) | 0 | 0 | 0 | 0 | 0 | EHV UG Cable (Oil) |  |  |  |  | 0
| EHV UG Cable (Non Pressurised) | 0 | 0 | 0 | 0 | 0 | EHV UG Cable (Non Pressurised) |  |  |  |  | 0
| EHV OHL Support - Towers | 0 | 0 | 0 | 0 | 0 | EHV OHL Support - Towers |  |  |  |  | 0
| EHV OHL Support - Poles | 57.16 | 138.38 | 75.05 | 3593.84 | 3864.43 | EHV OHL Support - Poles | 57.16 | 138.38 | 75.05 | 3593.84 | 3864.43
| EHV OHL Conductors (Tower Lines) | 848.92 | 1336.2 | 80 | 15037.27 | 17302.39 | EHV OHL Conductors (Tower Lines) | 848.92 | 1336.2 | 80 | 15037.27 | 17302.39
| EHV OHL Fittings | 170.01 | 1336.2 | 80 | 236.63 | 1822.83 | EHV OHL Fittings | 170.01 | 1336.2 | 80 | 236.63 | 1822.83
| [Please insert new asset category as required] | 0 | 0 | 0 | 0 | 0 | [Please insert new asset category as required] |  |  |  |  | 0
| [Please insert new asset category as required] | 0 | 0 | 0 | 0 | 0 | [Please insert new asset category as required] |  |  |  |  | 0
| [Please insert new asset category as required] | 0 | 0 | 0 | 0 | 0 | [Please insert new asset category as required] |  |  |  |  | 0
| [Please insert new asset category as required] | 0 | 0 | 0 | 0 | 0 | [Please insert new asset category as required] |  |  |  |  | 0
| 132kV Network | [5 empty] | 132kV Network
| 132kV CBs | 29857.26 | 32383.31 | 432.79 | 44379.52 | 107052.87 | 132kV CBs | 29857.26 | 32383.31 | 432.79 | 44379.52 | 107052.87
| 132kV Transformer | 168165.21 | 33582.22 | 16899.71 | 210057.33 | 428704.47 | 132kV Transformer | 168165.21 | 33582.22 | 16899.71 | 210057.33 | 428704.47
| 132kV UG Cable (Gas) | 0 | 0 | 0 | 0 | 0 | 132kV UG Cable (Gas) |  |  |  |  | 0
| 132kV UG Cable (Oil) | 0 | 0 | 0 | 0 | 0 | 132kV UG Cable (Oil) |  |  |  |  | 0
| 132kV UG Cable (Non Pressurised) | 0 | 0 | 0 | 0 | 0 | 132kV UG Cable (Non Pressurised) |  |  |  |  | 0
| 132kV OHL Support - Tower | 0 | 0 | 0 | 0 | 0 | 132kV OHL Support - Tower |  |  |  |  | 0
| 132kV OHL Conductors (Tower Lines) | 3331.05 | 1336.2 | 80 | 17998.54 | 22745.79 | 132kV OHL Conductors (Tower Lines) | 3331.05 | 1336.2 | 80 | 17998.54 | 22745.79
| 132kV OHL Fittings | 666.21 | 1336.2 | 80 | 576.73 | 2659.14 | 132kV OHL Fittings | 666.21 | 1336.2 | 80 | 576.73 | 2659.14
| [Please insert new asset category as required] | 0 | 0 | 0 | 0 | 0 | [Please insert new asset category as required] |  |  |  |  | 0
| [Please insert new asset category as required] | 0 | 0 | 0 | 0 | 0 | [Please insert new asset category as required] |  |  |  |  | 0
| [Please insert new asset category as required] | 0 | 0 | 0 | 0 | 0 | [Please insert new asset category as required] |  |  |  |  | 0
| [Please insert new asset category as required] | 0 | 0 | 0 | 0 | 0 | [Please insert new asset category as required] |  |  |  |  | 0
| Other | [5 empty] | Other
| Submarine Cables | 100875.71 | 1.54 | 3000 | 221050.67 | 324927.92 | Submarine Cables | 100875.71 | 1.54 | 3000 | 221050.67 | 324927.92
| [Please insert new asset category as required] | 0 | 0 | 0 | 0 | 0 | [Please insert new asset category as required] |  |  |  |  | 0
| [Please insert new asset category as required] | 0 | 0 | 0 | 0 | 0 | [Please insert new asset category as required] |  |  |  |  | 0
| [Please insert new asset category as required] | 0 | 0 | 0 | 0 | 0 | [Please insert new asset category as required] |  |  |  |  | 0
| [Please insert new asset category as required] | 0 | 0 | 0 | 0 | 0 | [Please insert new asset category as required] |  |  |  |  | 0
| [Please insert new asset category as required] | 0 | 0 | 0 | 0 | 0 | [Please insert new asset category as required] |  |  |  |  | 0

## SSES - Probs. of Failure
Probabilities of Asset Failure
SSES
Price base (2012/13)
Average Probabilities of Asset Failure
| ASSET CATEGORIES | HI Rating | [9 empty] | ASSET CATEGORIES | HI1 | HI2 | HI3 | HI4 | HI5
|  | HI 1 |  | HI 2 |  | HI 3 |  | HI 4 |  | HI 5
|  | Low boundary | High boundary | Low boundary | High boundary | Low boundary | High boundary | Low boundary | High boundary | Low boundary | High boundary
| LV Network | [10 empty] | LV Network
| LV Switchgear and Other | 0.0013421 | 0.0013421 | 0.0013421 | 0.0028472 | 0.0028472 | 0.0043234 | 0.0043234 | 0.007398 | 0.007398 | 0.041094 | LV Switchgear and Other | 0.0013421 | 0.0019982 | 0.003533 | 0.0057217 | 0.013421
| LV UGB | 0 | 0 | 0 | 0 | 0 | 0 | 0 | 0 | 0 | 0 | LV UGB | 0 | 0 | 0 | 0 | 0
| LV OHL Support | 0.0081226 | 0.0081226 | 0.0081226 | 0.017232 | 0.017232 | 0.026167 | 0.026167 | 0.044775 | 0.044775 | 0.24872 | LV OHL Support | 0.0081226 | 0.012094 | 0.021383 | 0.03463 | 0.081228
| [Please insert new asset category as required] | 0 | 0 | 0 | 0 | 0 | 0 | 0 | 0 | 0 | 0 | LV Switchgear (at s/s) | 0 | 0 | 0 | 0 | 0
| [Please insert new asset category as required] | 0 | 0 | 0 | 0 | 0 | 0 | 0 | 0 | 0 | 0 | LV UGB and LV Pillar OD (not at s/s) | 0 | 0 | 0 | 0 | 0
| [Please insert new asset category as required] | 0 | 0 | 0 | 0 | 0 | 0 | 0 | 0 | 0 | 0 |  | 0 | 0 | 0 | 0 | 0
| [Please insert new asset category as required] | 0 | 0 | 0 | 0 | 0 | 0 | 0 | 0 | 0 | 0 |  | 0 | 0 | 0 | 0 | 0
| [Please insert new asset category as required] | 0 | 0 | 0 | 0 | 0 | 0 | 0 | 0 | 0 | 0 |  | 0 | 0 | 0 | 0 | 0
| HV Network | [10 empty] | HV Network
| HV Switchgear (GM) - Primary | 0.001482 | 0.001482 | 0.001482 | 0.0031441 | 0.0031441 | 0.0047743 | 0.0047743 | 0.0081695 | 0.0081695 | 0.04538 | HV Switchgear (GM) - Primary | 0.001482 | 0.0022066 | 0.0039014 | 0.0063184 | 0.01482
| HV Switchgear (GM) - Distribution | 0.0019095 | 0.0019095 | 0.0019095 | 0.0040511 | 0.0040511 | 0.0061514 | 0.0061514 | 0.010526 | 0.010526 | 0.05847 | HV Switchgear (GM) - Distribution | 0.0019095 | 0.0028431 | 0.0050268 | 0.008141 | 0.019096
| HV Transformer (GM) | 0.002223 | 0.002223 | 0.002223 | 0.0047162 | 0.0047162 | 0.0071614 | 0.0071614 | 0.012254 | 0.012254 | 0.06807 | HV Transformer (GM) | 0.002223 | 0.0033099 | 0.0058521 | 0.0094776 | 0.022231
| HV UG Cable | 0 | 0 | 0 | 0 | 0 | 0 | 0 | 0 | 0 | 0 | HV UG Cable | 0 | 0 | 0 | 0 | 0
| HV OHL Support - Poles | 0.0081226 | 0.0081226 | 0.0081226 | 0.017232 | 0.017232 | 0.026167 | 0.026167 | 0.044775 | 0.044775 | 0.24872 | HV OHL Support - Poles | 0.0081226 | 0.012094 | 0.021383 | 0.03463 | 0.081228
| [Please insert new asset category as required] | 0 | 0 | 0 | 0 | 0 | 0 | 0 | 0 | 0 | 0 |  | 0 | 0 | 0 | 0 | 0
| [Please insert new asset category as required] | 0 | 0 | 0 | 0 | 0 | 0 | 0 | 0 | 0 | 0 |  | 0 | 0 | 0 | 0 | 0
| [Please insert new asset category as required] | 0 | 0 | 0 | 0 | 0 | 0 | 0 | 0 | 0 | 0 |  | 0 | 0 | 0 | 0 | 0
| [Please insert new asset category as required] | 0 | 0 | 0 | 0 | 0 | 0 | 0 | 0 | 0 | 0 |  | 0 | 0 | 0 | 0 | 0
| [Please insert new asset category as required] | 0 | 0 | 0 | 0 | 0 | 0 | 0 | 0 | 0 | 0 |  | 0 | 0 | 0 | 0 | 0
| EHV Network | [10 empty] | EHV Network
| EHV Switchgear (GM) | 0.0065432 | 0.0065432 | 0.0065432 | 0.013882 | 0.013882 | 0.021079 | 0.021079 | 0.036069 | 0.036069 | 0.20035 | EHV Switchgear (GM) | 0.0065432 | 0.0097422 | 0.017225 | 0.027896 | 0.065433
| EHV Transformer | 0.012939 | 0.012939 | 0.012939 | 0.027451 | 0.027451 | 0.041683 | 0.041683 | 0.071326 | 0.071326 | 0.3962 | EHV Transformer | 0.012939 | 0.019265 | 0.034062 | 0.055165 | 0.12939
| EHV UG Cable (Gas) | 0 | 0 | 0 | 0 | 0 | 0 | 0 | 0 | 0 | 0 | EHV UG Cable (Gas) | 0 | 0 | 0 | 0 | 0
| EHV UG Cable (Oil) | 0 | 0 | 0 | 0 | 0 | 0 | 0 | 0 | 0 | 0 | EHV UG Cable (Oil) | 0 | 0 | 0 | 0 | 0
| EHV UG Cable (Non Pressurised) | 0 | 0 | 0 | 0 | 0 | 0 | 0 | 0 | 0 | 0 | EHV UG Cable (Non Pressurised) | 0 | 0 | 0 | 0 | 0
| EHV OHL Support - Towers | 0 | 0 | 0 | 0 | 0 | 0 | 0 | 0 | 0 | 0 | EHV OHL Support - Towers | 0 | 0 | 0 | 0 | 0
| EHV OHL Support - Poles | 0.0081226 | 0.0081226 | 0.0081226 | 0.017232 | 0.017232 | 0.026167 | 0.026167 | 0.044775 | 0.044775 | 0.24872 | EHV OHL Support - Poles | 0.0081226 | 0.012094 | 0.021383 | 0.03463 | 0.081228
| EHV OHL Conductors (Tower Lines) | 0.00228 | 0.00228 | 0.00228 | 0.0048371 | 0.0048371 | 0.007345 | 0.007345 | 0.012568 | 0.012568 | 0.069815 | EHV OHL (Tower Line) Conductor | 0.00228 | 0.0033947 | 0.0060022 | 0.0097206 | 0.022801
| EHV OHL Fittings | 0.002736 | 0.002736 | 0.002736 | 0.0058046 | 0.0058046 | 0.008814 | 0.008814 | 0.015082 | 0.015082 | 0.083778 | EHV OHL Fittings | 0.002736 | 0.0040737 | 0.0072026 | 0.011665 | 0.027361
| [Please insert new asset category as required] | 0 | 0 | 0 | 0 | 0 | 0 | 0 | 0 | 0 | 0 |  | 0 | 0 | 0 | 0 | 0
| [Please insert new asset category as required] | 0 | 0 | 0 | 0 | 0 | 0 | 0 | 0 | 0 | 0 |  | 0 | 0 | 0 | 0 | 0
| [Please insert new asset category as required] | 0 | 0 | 0 | 0 | 0 | 0 | 0 | 0 | 0 | 0 |  | 0 | 0 | 0 | 0 | 0
| [Please insert new asset category as required] | 0 | 0 | 0 | 0 | 0 | 0 | 0 | 0 | 0 | 0 |  | 0 | 0 | 0 | 0 | 0
| 132kV Network | [10 empty] | 132kV Network
| 132kV CBs | 0.012284 | 0.012284 | 0.012284 | 0.02606 | 0.02606 | 0.039571 | 0.039571 | 0.067712 | 0.067712 | 0.37613 | 132kV CBs | 0.012284 | 0.018289 | 0.032337 | 0.05237 | 0.12284
| 132kV Transformer | 0.012939 | 0.012939 | 0.012939 | 0.027451 | 0.027451 | 0.041683 | 0.041683 | 0.071326 | 0.071326 | 0.3962 | 132kV Transformer | 0.012939 | 0.019265 | 0.034062 | 0.055165 | 0.12939
| 132kV UG Cable (Gas) | 0 | 0 | 0 | 0 | 0 | 0 | 0 | 0 | 0 | 0 | 132kV UG Cable (Gas) | 0 | 0 | 0 | 0 | 0
| 132kV UG Cable (Oil) | 0 | 0 | 0 | 0 | 0 | 0 | 0 | 0 | 0 | 0 | 132kV UG Cable (Oil) | 0 | 0 | 0 | 0 | 0
| 132kV UG Cable (Non Pressurised) | 0 | 0 | 0 | 0 | 0 | 0 | 0 | 0 | 0 | 0 | 132kV UG Cable (Non Pressurised) | 0 | 0 | 0 | 0 | 0
| 132kV OHL Support - Tower | 0 | 0 | 0 | 0 | 0 | 0 | 0 | 0 | 0 | 0 | 132kV OHL Support - Tower | 0 | 0 | 0 | 0 | 0
| 132kV OHL Conductors (Tower Lines) | 0.00228 | 0.00228 | 0.00228 | 0.0048371 | 0.0048371 | 0.007345 | 0.007345 | 0.012568 | 0.012568 | 0.069815 | 132kV OHL (Tower Line) Conductor | 0.00228 | 0.0033947 | 0.0060022 | 0.0097206 | 0.022801
| 132kV OHL Fittings | 0.002736 | 0.002736 | 0.002736 | 0.0058046 | 0.0058046 | 0.008814 | 0.008814 | 0.015082 | 0.015082 | 0.083778 | 132kV OHL Fittings | 0.002736 | 0.0040737 | 0.0072026 | 0.011665 | 0.027361
| [Please insert new asset category as required] | 0 | 0 | 0 | 0 | 0 | 0 | 0 | 0 | 0 | 0 |  | 0 | 0 | 0 | 0 | 0
| [Please insert new asset category as required] | 0 | 0 | 0 | 0 | 0 | 0 | 0 | 0 | 0 | 0 |  | 0 | 0 | 0 | 0 | 0
| [Please insert new asset category as required] | 0 | 0 | 0 | 0 | 0 | 0 | 0 | 0 | 0 | 0 |  | 0 | 0 | 0 | 0 | 0
| [Please insert new asset category as required] | 0 | 0 | 0 | 0 | 0 | 0 | 0 | 0 | 0 | 0 |  | 0 | 0 | 0 | 0 | 0
| Other | [10 empty] | Other
| Submarine Cables | 0.0057571 | 0.0057571 | 0.0057571 | 0.012214 | 0.012214 | 0.018546 | 0.018546 | 0.031735 | 0.031735 | 0.17628 | Submarine Cables | 0.0057571 | 0.0085717 | 0.015156 | 0.024545 | 0.057572
| [Please insert new asset category as required] | 0 | 0 | 0 | 0 | 0 | 0 | 0 | 0 | 0 | 0
| [Please insert new asset category as required] | 0 | 0 | 0 | 0 | 0 | 0 | 0 | 0 | 0 | 0
| [Please insert new asset category as required] | 0 | 0 | 0 | 0 | 0 | 0 | 0 | 0 | 0 | 0
| [Please insert new asset category as required] | 0 | 0 | 0 | 0 | 0 | 0 | 0 | 0 | 0 | 0
| [Please insert new asset category as required] | 0 | 0 | 0 | 0 | 0 | 0 | 0 | 0 | 0 | 0

## SSES-RIIO-ED1 Monetised Risk Pr
| Start ED1 | Mid ED1 |  | End ED1
| Position at Beginning of RIIO-ED1 | Mid Period (Without Investment) | Mid Period (With Investment) | End of RIIO-ED1 (Without Investment) | End of RIIO-ED1 (With Investment)
LV Network | 14769892.1872 | 17166491.3088 | 13943066.6273 | 21747838.8791 | 15961612.4565
HV Network | 20558902.6838 | 23591469.9539 | 20572689.006 | 27644477.4714 | 22062399.7335
EHV Network | 9116987.5612 | 10418804.2235 | 8648832.4616 | 12338087.7144 | 8719178.1222
132kV Network | 2949271.6136 | 3360620.5877 | 2658895.6931 | 3847670.2191 | 2531266.0316
Other | 58592.5244 | 58592.5244 | 58592.5244 | 69410.9267 | 69410.9267
Total | 47453646.5702 | 54595978.5984 | 45882076.3122 | 65647485.2107 | 49343867.2705
|  | Increase in risk since start of RIIO-ED1 | Reduction in risk compared to mid-point without investment | Increase in risk since start of RIIO-ED1 | Reduction in risk compared to end-point without investment (Secondary deliverables target)
LV Network |  | 2396599.1216 | -3223424.6816 | 6977946.6919 | -5786226.4226
HV Network |  | 3032567.2701 | -3018780.948 | 7085574.7876 | -5582077.7379
EHV Network |  | 1301816.6624 | -1769971.762 | 3221100.1532 | -3618909.5922
132kV Network |  | 411348.9741 | -701724.8947 | 898398.6055 | -1316404.1875
Other |  | 0 | 0 | 10818.4023 | 0
|  | 0 | 0 | 0 | 0
Total |  | 7142332.0282 | -8713902.2862 | 18193838.6405 | -16303617.9402