## Cover
Feeder 9 Cost Benefit Analysis
Version | 1.01
Date | 2018-07-27
Team | Systems & Networks
Purpose | This spreadsheet supports our assessment of NGGT's request for funding for a replacement to Feeder 9 as part of the 2018 RIIO-T1 reopener

## Contents
TABLE OF CONTENTS
Worksheet names
Contents | Worksheet names, keys, acronyms
INPUT1 | Inputs for Scenario 1.
INPUT2 | Inputs for Scenario 2.
INPUT3 | Inputs for Scenario 3.
CALC¦1 | Calculations for Scenario 1
CALC¦2 | Calculations for Scenario 2
CALC¦3 | Calculations for Scenario 3
OUTPUT¦ Summary results | Key results from different scenarios presented.
FOOTNOTES | Footnotes that are hyperlinked in the remainder of the model.
KEY
Text
Input
Calculation / formula
Explanatory text
Acronyms
NGGT | National Grid Gas Transmission
TPI | Third Party Incident
WACC | Weighted Average Cost of Capital

## INPUT1
Scenario 1
|  | Tunnel efficient costs, £m (2009/10 prices) | 139.887
|  | Probabilities | NGGT
|  | Enduring WACC | 4.375%
` |  | Item | Unit | Index | Source | Comments | Constant | 1 | 2 | 3 | 4 | 5 | 6 | 7 | 8 | 9 | 10 | 11 | 12 | 13 | 14 | 15 | 16 | 17 | 18 | 19 | 20 | 21 | 22 | 23 | 24 | 25 | 26 | 27 | 28 | 29 | 30 | 31 | 32 | 33 | 34 | 35 | 36 | 37 | 38 | 39 | 40 | 41 | 42 | 43 | 44 | 45 | 46 | 47 | 48 | 49 | 50 | 51 | 52 | 53 | 54 | 55 | 56 | 57 | 58 | 59 | 60 | 61 | 62 | 63 | 64 | 65
[8 empty] | 2013/14 | 2014/15 | 2015/16 | 2016/17 | 2017/18 | 2018/19 | 2019/20 | 2020/21 | 2021/22 | 2022/23 | 2023/24 | 2024/25 | 2025/26 | 2026/27 | 2027/28 | 2028/29 | 2029/30 | 2030/31 | 2031/32 | 2032/33 | 2033/34 | 2034/35 | 2035/36 | 2036/37 | 2037/38 | 2038/39 | 2039/40 | 2040/41 | 2041/42 | 2042/43 | 2043/44 | 2044/45 | 2045/46 | 2046/47 | 2047/48 | 2048/49 | 2049/50 | 2050/51 | 2051/52 | 2052/53 | 2053/54 | 2054/55 | 2055/56 | 2056/57 | 2057/58 | 2058/59 | 2059/60 | 2060/61 | 2061/62 | 2062/63 | 2063/64 | 2064/65 | 2065/66 | 2066/67 | 2067/68 | 2068/69 | 2069/70 | 2070/71 | 2071/72 | 2072/73 | 2073/74 | 2074/75 | 2075/76 | 2076/77 | 2077/78
General note: We have used the assumptions used by NGGT unless otherwise specified. This does not imply endorsement of these assumptions.
| 1 | Discount rate
|  | Discount rate for future costs (up to 30 years) | % |  | Treasury Green Book 2018 |  | 3.5%
|  | Discount rate for future costs (beyond 30 years) | % |  | Treasury Green Book 2018 |  | 3%
|  | Discount rate for loss of life (up to 30 years) | % |  | Treasury Green Book 2018 |  | 1.5%
|  | Discount rate for loss of life (beyond 30 years) | % |  | Treasury Green Book 2018 |  | 1.29%
| 2 | Capital Expenditure
| 2.1 | Tunnel capital expenditure
|  | NGGT proposed expenditure profile | £m | 09/10 | NGGT |  |  | 1 2013/14: 0.072393; 2 2014/15: 3.8383; 3 2015/16: 2.4318; 4 2016/17: 25.0318; 5 2017/18: 42.9279; 6 2018/19: 50.8127; 7 2019/20: 11.7378; 8 2020/21: 3.0342
|  | Adjustment factor to reflect outcome of Ofgem's efficiency challenge (if the needs case were to be approved) | % |  | NGGT |  | 1
| 2.1 | Revenue profile
|  | NGGT estimate of revenue profile for tunnel option (before efficiency challenge) | £m | 09/10 | NGGT |  |  | 0.56455 | 0.57303 | 2.8901 | 5.2498 | 5.648 | 6.7417 | 5.0916 | 5.1811 | 7.6863 | 7.5661 | 7.4459 | 7.3258 | 7.2056 | 7.0855 | 6.9653 | 6.8451 | 6.725 | 6.6048 | 6.4847 | 6.3645 | 6.2443 | 6.1242 | 6.004 | 5.8839 | 5.7637 | 5.6435 | 5.5234 | 5.4032 | 5.2831 | 5.1629 | 5.0427 | 4.9226 | 4.8024 | 4.6823 | 4.5621 | 4.4419 | 4.3218 | 4.2016 | 4.0815 | 3.9613 | 3.8411 | 3.721 | 3.6008 | 3.4807 | 3.3605 | 3.2403 | 2.9572 | 2.7549 | 1.9131 | 1.172 | 0.59855 | 0.032968 | 0 | 0 | 0 | 0 | 0 | 0 | 0 | 0
|  | Ofgem estimate of revenue profile (after efficiency challenge) | £m | 09/10 | Ofgem calculations |  |  | 0.56455 | 0.57303 | 2.8901 | 5.2498 | 5.648 | 6.7417 | 5.0916 | 5.1811 | 7.6863 | 7.5661 | 7.4459 | 7.3258 | 7.2056 | 7.0855 | 6.9653 | 6.8451 | 6.725 | 6.6048 | 6.4847 | 6.3645 | 6.2443 | 6.1242 | 6.004 | 5.8839 | 5.7637 | 5.6435 | 5.5234 | 5.4032 | 5.2831 | 5.1629 | 5.0427 | 4.9226 | 4.8024 | 4.6823 | 4.5621 | 4.4419 | 4.3218 | 4.2016 | 4.0815 | 3.9613 | 3.8411 | 3.721 | 3.6008 | 3.4807 | 3.3605 | 3.2403 | 2.9572 | 2.7549 | 1.9131 | 1.172 | 0.59855 | 0.032968 | 0 | 0 | 0 | 0 | 0 | 0 | 0 | 0
| 3 | Operating Expenediture
| 3.1 | Option: Mitigation
|  | Annual cost of regular inspections of the riverbed/pipeline | £m | 09/10 | NGGT |  | 0.28599
|  | Annual cost of pigging | £m | 09/10 | NGGT |  | 0.013516
|  | Cost minor mattressing work | £m | 09/10 | NGGT |  | 0.882
|  | Cost of major mattressing work | £m | 09/10 | NGGT |  | 7.081
| 3.2 | Option: Tunnel
|  | Annual cost of regular inspections/pigging | £m | 09/10 | NGGT |  | 0.059745
| 4 | Probabilities |  |  |  | See footnote 1
| 4.1 | Probability of scouring, freespan and third party incidents (TPI)
|  | Probability that a section of the pipeline is exposed (scouring) | % |  | NGGT |  | 35%
|  | Probability that major work is required following exposure | % |  | NGGT |  | 20%
|  | Probability that minor work is required following exposure | % |  | NGGT |  | 80%
|  | Probability of freespan of less than 20m developing | % |  | Various |  | 12.3% | 1 2013/14: <--- NGGT used 12.3% as opposed to 1.23%
|  | Probability of freespan of between 20m and 55m developing | % |  | Various |  | 2.4%
|  | Probability of freespan greater than 55m developing | % |  | Various |  | 0.511%
|  | Probability of TPI/anchor strike on the pipeline | % |  | NGGT |  | 0.03125%
| 4.2 | Loss of lease
|  | Probability of loss of lease | % |  | NGGT, Ofgem | See footnote 2 | 0.965%
| 4.3 | Probability of third party incidents (TPI)
|  | Estimated casualties following TPI - base case | fraction |  | NGGT | Number/year | 0.00221
|  | Estimated casualties following TPI - worst case | fraction |  | NGGT | Number/year | 0.0155
| 4.4 | Probability of gas price impact and constraint costs
|  | Probability that loss of Feeder 9 occurs in winter | % |  | Various | See footnote 3 | 50% | 1 2013/14: <---- NGGT 50% likely in Winter
|  | Days of constraint following loss of Feeder 9 | days |  | NGGT |  | 90 | 1 2013/14: <---- Middle of range 78-103 quoted by NGGT to Ofgem
|  | Prompt constraints - Probability of a 3-day constraint cost event in the summer | % |  | NGGT |  | 80% | 2 2014/15: 0.8
|  | Prompt constraints - Probability of a 7-day constraint cost event in the summer | % |  | NGGT |  | 20% | 2 2014/15: 0.2
|  | Prompt constraints - Probability of a 3-day constraint cost event in the winter | % |  | NGGT |  | 80% | 2 2014/15: 0.8
|  | Prompt constraints - Probability of a 7-day constraint cost event in the winter | % |  | NGGT |  | 20% | 2 2014/15: 0.2
|  | Fixed constraints - Probability of a low cost scenario | % |  | NGGT |  | 25% | 2 2014/15: 0.25
|  | Fixed constraints - Probability of a medium cost scenario | % |  | NGGT |  | 65% | 2 2014/15: 0.65
|  | Fixed constraints - Probability of a high cost scenario | % |  | NGGT |  | 10% | 2 2014/15: 0.1
| 5 | Potential delays from damage to existing pipeline
| 5.1 | Delays from damage
|  | Repair clamp following localised mechanical/impact damage | weeks |  | NGGT |  | 48
|  | Probability minor | % |  | NGGT |  | 90%
|  | Probability of major | % |  | NGGT |  | 50%
|  | Short replacement spool following localised failure | weeks |  | NGGT |  | 69
|  | Probability minor | % |  | NGGT |  | 5%
|  | Probability of major | % |  | NGGT |  | 30%
|  | Long replacement spool following extensive failure | weeks |  | NGGT |  | 75
|  | Probability minor | % |  | NGGT |  | 5%
|  | Probability of major | % |  | NGGT |  | 10%
|  | Tunnel replacement following extensive failure | weeks |  | NGGT |  | 312
|  | Probability minor | % |  | NGGT |  | 0%
|  | Probability of major | % |  | NGGT |  | 10%
| 6 | Costs of adverse events
| 6.1 | Gas price impact
|  | Total annual domestic gas consumption | kWh |  | NGGT |  | 297563000000
|  | kWh to Therm conversion factor | kWh/therm |  | NGGT |  | 29.3
|  | Duration of gas price increase following a 20-55m freespan (months) | Months |  | NGGT |  | 3
|  | Duration of gas price increase following a >55m freespan (months) | Months |  | NGGT |  | 16
|  | Gas price impact in first month (summer) (to 2024) | p/therm | 16/17 | NGGT |  | 2 | 1 2013/14: <---- Updated info based on security of supply
|  | Gas price impact in first month (winter) (to 2024) | p/therm | 16/17 | NGGT |  | 25
|  | Gas price impact in subsequent months (to 2024) | p/therm | 16/17 | NGGT |  | 7.8 | 1 2013/14: <---- Updated info based on security of supply
|  | Gas price impact in first month (summer) (2024 onwards) | p/therm | 16/17 | NGGT |  | 1.5 | 1 2013/14: <---- Updated info based on security of supply
|  | Gas price impact in first month (winter) (2024 onwards) | p/therm | 16/17 | NGGT |  | 18.75
|  | Gas price impact in subsequent months (2024 onwards) | p/therm | 16/17 | NGGT |  | 5.85 | 1 2013/14: <---- Updated info based on security of supply
| 6.1a | Electricity price impact
|  | Total annual domestic elec consumption | kWh |  | NGGT |  | 84628524400 | 1 2013/14: <---- New info based on Security of supply
|  | kWh to Therm conversion factor | kWh/therm |  | NGGT |  | 29.3 | 1 2013/14: <---- New info based on Security of supply
|  | Duration of elec price increase following a 20-55m freespan (months) | Months |  | NGGT |  | 3 | 1 2013/14: <---- New info based on Security of supply
|  | Duration of elec price increase following a >55m freespan (months) | Months |  | NGGT |  | 16 | 1 2013/14: <---- New info based on Security of supply
|  | Elec price impact in first month (summer) (to 2024) | p/therm | 16/17 | NGGT |  | 5.8 | 1 2013/14: <---- New info based on Security of supply
|  | Elec price impact in first month (winter) (to 2024) | p/therm | 16/17 | NGGT |  | 72.5 | 1 2013/14: <---- New info based on Security of supply
|  | Elec price impact in subsequent months (to 2024) | p/therm | 16/17 | NGGT |  | 22.62 | 1 2013/14: <---- New info based on Security of supply
|  | Elec price impact in first month (summer) (2024 onwards) | p/therm | 16/17 | NGGT |  | 4.35 | 1 2013/14: <---- New info based on Security of supply
|  | Elec price impact in first month (winter) (2024 onwards) | p/therm | 16/17 | NGGT |  | 54.375 | 1 2013/14: <---- New info based on Security of supply
|  | Elec price impact in subsequent months (2024 onwards) | p/therm | 16/17 | NGGT |  | 16.965 | 1 2013/14: <---- New info based on Security of supply
| 6.2 | Constraint costs
|  | Daily Constraint Cost @ 10p/kwh | £m | 16/17 | NGGT |  | 28 | 1 2013/14: <---- Updated info based on security of supply
|  | Prompt constraints - Cost of a 3-day constraint event in the summer | £m | 16/17 | NGGT |  |  | 1 2013/14: <---- Superceded as per above assumption
|  | Prompt constraints - Cost of a 7-day constraint event in the summer | £m | 16/17 | NGGT |  |  | 1 2013/14: <---- Superceded as per above assumption
|  | Prompt constraints - Cost of a 3-day constraint event in the winter | £m | 16/17 | NGGT |  |  | 1 2013/14: <---- Superceded as per above assumption
|  | Prompt constraints - Cost of a 7-day constraint event in the winter | £m | 16/17 | NGGT |  |  | 1 2013/14: <---- Superceded as per above assumption
|  | Fixed constraints costs - Low scenario (Min) | £m | 16/17 | NGGT |  |  | 1 2013/14: <---- Superceded as per above assumption
|  | Fixed constraints costs - Low scenario (Max) | £m | 16/17 | NGGT |  |  | 1 2013/14: <---- Superceded as per above assumption
|  | Fixed constraints costs - Medium scenario (Min) | £m | 16/17 | NGGT |  |  | 1 2013/14: <---- Superceded as per above assumption
|  | Fixed constraints costs - Medium scenario (Max) | £m | 16/17 | NGGT |  |  | 1 2013/14: <---- Superceded as per above assumption
|  | Fixed constraints costs - High scenario (Min) | £m | 16/17 | NGGT |  |  | 1 2013/14: <---- Superceded as per above assumption
|  | Fixed constraints costs - High scenario (Max) | £m | 16/17 | NGGT |  |  | 1 2013/14: <---- Superceded as per above assumption
| 6.2a | Value of Lost Load (VoLL)
|  | Cost for VoLL over a 10 day period per isolation | £m | 09/10 | NGGT |  | 33.5 | 1 2013/14: <---- New info based on Security of supply
| 6.3 | Possible loss of life
|  | Assumed cost of a life | £m | 16/17 | NGGT |  | 1.6
|  | Disproportionality factor | No. |  | NGGT |  | 10
| 6.4 | Cost of pipeline repair/replacement following damage
|  | Repair clamp following localised mechanical/impact damage - 2 | £m | 16/17 | NGGT |  | 2.61
|  | Short replacement spool following localised failure - 2 | £m | 16/17 | NGGT |  | 12.6
|  | Long replacement spool following extensive failure - 2 | £m | 16/17 | NGGT |  | 18.14
|  | Tunnel replacement following extensive failure - 2 | £m | 16/17 | NGGT |  | 181.717
| 6.5 | Other adverse consequences
|  | Daily cost of shipping lane closure following TPI | £m | 16/17 | NGGT |  | 8.5
|  | Ship clear up costs following accident | £m | 16/17 | NGGT |  | 241
| 7 | General
|  | Conversion factor from 09/10 to 16/17 prices |  |  | Ofgem calculation |  | 1.2281
|  | Tunnel construction time | years |  | NGGT |  | 8

## INPUT2
Scenario 2
|  | Tunnel efficient costs, £m (2009/10 prices) | 94.642
|  | Probabilities | High
|  | Enduring WACC | 1.27%
` |  | Item | Unit | Index | Source | Comments | Constant | 1 | 2 | 3 | 4 | 5 | 6 | 7 | 8 | 9 | 10 | 11 | 12 | 13 | 14 | 15 | 16 | 17 | 18 | 19 | 20 | 21 | 22 | 23 | 24 | 25 | 26 | 27 | 28 | 29 | 30 | 31 | 32 | 33 | 34 | 35 | 36 | 37 | 38 | 39 | 40 | 41 | 42 | 43 | 44 | 45 | 46 | 47 | 48 | 49 | 50 | 51 | 52 | 53 | 54 | 55 | 56 | 57 | 58 | 59 | 60 | 61 | 62 | 63 | 64 | 65
[8 empty] | 2013/14 | 2014/15 | 2015/16 | 2016/17 | 2017/18 | 2018/19 | 2019/20 | 2020/21 | 2021/22 | 2022/23 | 2023/24 | 2024/25 | 2025/26 | 2026/27 | 2027/28 | 2028/29 | 2029/30 | 2030/31 | 2031/32 | 2032/33 | 2033/34 | 2034/35 | 2035/36 | 2036/37 | 2037/38 | 2038/39 | 2039/40 | 2040/41 | 2041/42 | 2042/43 | 2043/44 | 2044/45 | 2045/46 | 2046/47 | 2047/48 | 2048/49 | 2049/50 | 2050/51 | 2051/52 | 2052/53 | 2053/54 | 2054/55 | 2055/56 | 2056/57 | 2057/58 | 2058/59 | 2059/60 | 2060/61 | 2061/62 | 2062/63 | 2063/64 | 2064/65 | 2065/66 | 2066/67 | 2067/68 | 2068/69 | 2069/70 | 2070/71 | 2071/72 | 2072/73 | 2073/74 | 2074/75 | 2075/76 | 2076/77 | 2077/78
General note: We have used the assumptions used by NGGT unless otherwise specified. This does not imply endorsement of these assumptions.
| 1 | Discount rate
|  | Discount rate for future costs (up to 30 years) | % |  | Treasury Green Book 2018 |  | 3.5%
|  | Discount rate for future costs (beyond 30 years) | % |  | Treasury Green Book 2018 |  | 3%
|  | Discount rate for loss of life (up to 30 years) | % |  | Treasury Green Book 2018 |  | 1.5%
|  | Discount rate for loss of life (beyond 30 years) | % |  | Treasury Green Book 2018 |  | 1.29%
| 2 | Capital Expenditure
| 2.1 | Tunnel capital expenditure
|  | NGGT proposed expenditure profile | £m | 09/10 | NGGT |  |  | 1 2013/14: 0.072393; 2 2014/15: 3.8383; 3 2015/16: 2.4318; 4 2016/17: 25.0318; 5 2017/18: 42.9279; 6 2018/19: 50.8127; 7 2019/20: 11.7378; 8 2020/21: 3.0342
|  | Adjustment factor to reflect outcome of Ofgem's efficiency challenge (if the needs case were to be approved) | % |  | NGGT |  | 0.67545
| 2.1 | Revenue profile
|  | NGGT estimate of revenue profile for tunnel option (before efficiency challenge) | £m | 09/10 | NGGT |  |  | 0.56455 | 0.57303 | 2.8901 | 5.2498 | 5.648 | 6.7417 | 5.0916 | 5.1811 | 7.6863 | 7.5661 | 7.4459 | 7.3258 | 7.2056 | 7.0855 | 6.9653 | 6.8451 | 6.725 | 6.6048 | 6.4847 | 6.3645 | 6.2443 | 6.1242 | 6.004 | 5.8839 | 5.7637 | 5.6435 | 5.5234 | 5.4032 | 5.2831 | 5.1629 | 5.0427 | 4.9226 | 4.8024 | 4.6823 | 4.5621 | 4.4419 | 4.3218 | 4.2016 | 4.0815 | 3.9613 | 3.8411 | 3.721 | 3.6008 | 3.4807 | 3.3605 | 3.2403 | 2.9572 | 2.7549 | 1.9131 | 1.172 | 0.59855 | 0.032968 | 0 | 0 | 0 | 0 | 0 | 0 | 0 | 0
|  | Ofgem estimate of revenue profile (after efficiency challenge) | £m | 09/10 | Ofgem calculations |  |  | 0.0047735 | 0.26013 | 0.28661 | 1.8828 | 3.8724 | 5.623 | 4.2351 | 4.0162 | 2.1854 | 2.2675 | 2.3385 | 2.3996 | 2.4518 | 2.4961 | 2.5334 | 2.5644 | 2.5899 | 2.6104 | 2.6264 | 2.6385 | 2.647 | 2.6524 | 2.655 | 2.6552 | 2.653 | 2.6489 | 2.6431 | 2.6356 | 2.6268 | 2.6166 | 2.6054 | 2.5932 | 2.5801 | 2.5662 | 2.5516 | 2.5364 | 2.5206 | 2.5043 | 2.4875 | 2.4704 | 2.4529 | 2.4351 | 2.417 | 2.3987 | 2.3801 | 2.3613 | 2.3412 | 2.2599 | 2.2019 | 1.7778 | 1.0673 | 0.23522 | -0.023777 | 0 | 0 | 0 | 0 | 0 | 0 | 0
| 3 | Operating Expenediture
| 3.1 | Option: Mitigation
|  | Annual cost of regular inspections of the riverbed/pipeline | £m | 09/10 | NGGT |  | 0.28599
|  | Annual cost of pigging | £m | 09/10 | NGGT |  | 0.013516
|  | Cost minor mattressing work | £m | 09/10 | NGGT |  | 0.882
|  | Cost of major mattressing work | £m | 09/10 | NGGT |  | 7.081
| 3.2 | Option: Tunnel
|  | Annual cost of regular inspections/pigging | £m | 09/10 | NGGT |  | 0.059745
| 4 | Probabilities |  |  |  | See footnote 1
| 4.1 | Probability of scouring, freespan and third party incidents (TPI)
|  | Probability that a section of the pipeline is exposed (scouring) | % |  | NGGT |  | 20%
|  | Probability that major work is required following exposure | % |  | NGGT |  | 20%
|  | Probability that minor work is required following exposure | % |  | NGGT |  | 80%
|  | Probability of freespan of less than 20m developing | % |  | Various |  | 2%
|  | Probability of freespan of between 20m and 55m developing | % |  | Various |  | 0.4%
|  | Probability of freespan greater than 55m developing | % |  | Various |  | 0.08%
|  | Probability of TPI/anchor strike on the pipeline | % |  | NGGT |  | 0.03125%
| 4.2 | Loss of lease
|  | Probability of loss of lease | % |  | NGGT, Ofgem | See footnote 2 | 0.965%
| 4.3 | Probability of third party incidents (TPI)
|  | Estimated casualties following TPI - base case | fraction |  | NGGT | Number/year | 0.00221
|  | Estimated casualties following TPI - worst case | fraction |  | NGGT | Number/year | 0.0155
| 4.4 | Probability of gas price impact and constraint costs
|  | Probability that loss of Feeder 9 occurs in winter | % |  | Various | See footnote 3 | 28.22% | 1 2013/14: <---- As a % of the year
|  | Days of constraint following loss of Feeder 9 | days |  | NGGT |  | 103 | 1 2013/14: <---- Higher bound of constraint days quoted by NGGT to Ofgem
|  | Prompt constraints - Probability of a 3-day constraint cost event in the summer | % |  | NGGT |  | 80% | 2 2014/15: 0.8
|  | Prompt constraints - Probability of a 7-day constraint cost event in the summer | % |  | NGGT |  | 20% | 2 2014/15: 0.2
|  | Prompt constraints - Probability of a 3-day constraint cost event in the winter | % |  | NGGT |  | 80% | 2 2014/15: 0.8
|  | Prompt constraints - Probability of a 7-day constraint cost event in the winter | % |  | NGGT |  | 20% | 2 2014/15: 0.2
|  | Fixed constraints - Probability of a low cost scenario | % |  | NGGT |  | 25% | 2 2014/15: 0.25
|  | Fixed constraints - Probability of a medium cost scenario | % |  | NGGT |  | 65% | 2 2014/15: 0.65
|  | Fixed constraints - Probability of a high cost scenario | % |  | NGGT |  | 10% | 2 2014/15: 0.1
| 5 | Potential delays from damage to existing pipeline
| 5.1 | Delays from damage
|  | Repair clamp following localised mechanical/impact damage | weeks |  | NGGT |  | 48
|  | Probability minor | % |  | NGGT |  | 90%
|  | Probability of major | % |  | NGGT |  | 50%
|  | Short replacement spool following localised failure | weeks |  | NGGT |  | 69
|  | Probability minor | % |  | NGGT |  | 5%
|  | Probability of major | % |  | NGGT |  | 30%
|  | Long replacement spool following extensive failure | weeks |  | NGGT |  | 75
|  | Probability minor | % |  | NGGT |  | 5%
|  | Probability of major | % |  | NGGT |  | 10%
|  | Tunnel replacement following extensive failure | weeks |  | NGGT |  | 312
|  | Probability minor | % |  | NGGT |  | 0%
|  | Probability of major | % |  | NGGT |  | 10%
| 6 | Costs of adverse events
| 6.1 | Gas price impact
|  | Total annual domestic gas consumption | kWh |  | NGGT |  | 297563000000
|  | kWh to Therm conversion factor | kWh/therm |  | NGGT |  | 29.3
|  | Duration of gas price increase following a 20-55m freespan (months) | Months |  | NGGT |  | 3
|  | Duration of gas price increase following a >55m freespan (months) | Months |  | NGGT |  | 16
|  | Gas price impact in first month (summer) (to 2024) | p/therm | 16/17 | NGGT |  | 2 | 1 2013/14: <---- Updated info based on security of supply
|  | Gas price impact in first month (winter) (to 2024) | p/therm | 16/17 | NGGT |  | 25
|  | Gas price impact in subsequent months (to 2024) | p/therm | 16/17 | NGGT |  | 7.8 | 1 2013/14: <---- Updated info based on security of supply
|  | Gas price impact in first month (summer) (2024 onwards) | p/therm | 16/17 | NGGT |  | 1.5 | 1 2013/14: <---- Updated info based on security of supply
|  | Gas price impact in first month (winter) (2024 onwards) | p/therm | 16/17 | NGGT |  | 18.75
|  | Gas price impact in subsequent months (2024 onwards) | p/therm | 16/17 | NGGT |  | 5.85 | 1 2013/14: <---- Updated info based on security of supply
| 6.1a | Electricity price impact
|  | Total annual domestic elec consumption | kWh |  | NGGT |  | 84628524400 | 1 2013/14: <---- New info based on Security of supply
|  | kWh to Therm conversion factor | kWh/therm |  | NGGT |  | 29.3 | 1 2013/14: <---- New info based on Security of supply
|  | Duration of elec price increase following a 20-55m freespan (months) | Months |  | NGGT |  | 3 | 1 2013/14: <---- New info based on Security of supply
|  | Duration of elec price increase following a >55m freespan (months) | Months |  | NGGT |  | 16 | 1 2013/14: <---- New info based on Security of supply
|  | Elec price impact in first month (summer) (to 2024) | p/therm | 16/17 | NGGT |  | 5.8 | 1 2013/14: <---- New info based on Security of supply
|  | Elec price impact in first month (winter) (to 2024) | p/therm | 16/17 | NGGT |  | 72.5 | 1 2013/14: <---- New info based on Security of supply
|  | Elec price impact in subsequent months (to 2024) | p/therm | 16/17 | NGGT |  | 22.62 | 1 2013/14: <---- New info based on Security of supply
|  | Elec price impact in first month (summer) (2024 onwards) | p/therm | 16/17 | NGGT |  | 4.35 | 1 2013/14: <---- New info based on Security of supply
|  | Elec price impact in first month (winter) (2024 onwards) | p/therm | 16/17 | NGGT |  | 54.375 | 1 2013/14: <---- New info based on Security of supply
|  | Elec price impact in subsequent months (2024 onwards) | p/therm | 16/17 | NGGT |  | 16.965 | 1 2013/14: <---- New info based on Security of supply
| 6.2 | Constraint costs
|  | Daily Constraint Cost @ 10p/kwh | £m | 16/17 | NGGT |  | 28 | 1 2013/14: <---- Updated info based on security of supply
|  | Prompt constraints - Cost of a 3-day constraint event in the summer | £m | 16/17 | NGGT |  |  | 1 2013/14: <---- Superceded as per above assumption
|  | Prompt constraints - Cost of a 7-day constraint event in the summer | £m | 16/17 | NGGT |  |  | 1 2013/14: <---- Superceded as per above assumption
|  | Prompt constraints - Cost of a 3-day constraint event in the winter | £m | 16/17 | NGGT |  |  | 1 2013/14: <---- Superceded as per above assumption
|  | Prompt constraints - Cost of a 7-day constraint event in the winter | £m | 16/17 | NGGT |  |  | 1 2013/14: <---- Superceded as per above assumption
|  | Fixed constraints costs - Low scenario (Min) | £m | 16/17 | NGGT |  |  | 1 2013/14: <---- Superceded as per above assumption
|  | Fixed constraints costs - Low scenario (Max) | £m | 16/17 | NGGT |  |  | 1 2013/14: <---- Superceded as per above assumption
|  | Fixed constraints costs - Medium scenario (Min) | £m | 16/17 | NGGT |  |  | 1 2013/14: <---- Superceded as per above assumption
|  | Fixed constraints costs - Medium scenario (Max) | £m | 16/17 | NGGT |  |  | 1 2013/14: <---- Superceded as per above assumption
|  | Fixed constraints costs - High scenario (Min) | £m | 16/17 | NGGT |  |  | 1 2013/14: <---- Superceded as per above assumption
|  | Fixed constraints costs - High scenario (Max) | £m | 16/17 | NGGT |  |  | 1 2013/14: <---- Superceded as per above assumption
| 6.2a | Value of Lost Load (VOLL)
|  | Cost for VOLL over a 10 day period per isolation | £m | 09/10 | NGGT |  | 33.5 | 1 2013/14: <---- New info based on Security of supply
| 6.3 | Possible loss of life
|  | Assumed cost of a life | £m | 16/17 | NGGT |  | 1.6
|  | Disproportionality factor | No. |  | NGGT |  | 10
| 6.4 | Cost of pipeline repair/replacement following damage
|  | Repair clamp following localised mechanical/impact damage | £m | 16/17 | NGGT |  | 2.61
|  | Short replacement spool following localised failure | £m | 16/17 | NGGT |  | 12.6
|  | Long replacement spool following extensive failure | £m | 16/17 | NGGT |  | 18.14
|  | Tunnel replacement following extensive failure | £m | 16/17 | NGGT |  | 181.717
| 6.5 | Other adverse consequences
|  | Daily cost of shipping lane closure following TPI | £m | 16/17 | NGGT |  | 8.5
|  | Ship clear up costs following accident | £m | 16/17 | NGGT |  | 241
| 7 | General
|  | Conversion factor from 09/10 to 16/17 prices |  |  | Ofgem calculation |  | 1.2281
|  | Tunnel construction time | years |  | NGGT |  | 8

## INPUT3
Scenario 3
|  | Tunnel efficient costs, £m (2009/10 prices) | 114.642
|  | Probabilities | Low
|  | Enduring WACC | 3.615%
` |  | Item | Unit | Index | Source | Comments | Constant | 1 | 2 | 3 | 4 | 5 | 6 | 7 | 8 | 9 | 10 | 11 | 12 | 13 | 14 | 15 | 16 | 17 | 18 | 19 | 20 | 21 | 22 | 23 | 24 | 25 | 26 | 27 | 28 | 29 | 30 | 31 | 32 | 33 | 34 | 35 | 36 | 37 | 38 | 39 | 40 | 41 | 42 | 43 | 44 | 45 | 46 | 47 | 48 | 49 | 50 | 51 | 52 | 53 | 54 | 55 | 56 | 57 | 58 | 59 | 60 | 61 | 62 | 63 | 64 | 65
[8 empty] | 2013/14 | 2014/15 | 2015/16 | 2016/17 | 2017/18 | 2018/19 | 2019/20 | 2020/21 | 2021/22 | 2022/23 | 2023/24 | 2024/25 | 2025/26 | 2026/27 | 2027/28 | 2028/29 | 2029/30 | 2030/31 | 2031/32 | 2032/33 | 2033/34 | 2034/35 | 2035/36 | 2036/37 | 2037/38 | 2038/39 | 2039/40 | 2040/41 | 2041/42 | 2042/43 | 2043/44 | 2044/45 | 2045/46 | 2046/47 | 2047/48 | 2048/49 | 2049/50 | 2050/51 | 2051/52 | 2052/53 | 2053/54 | 2054/55 | 2055/56 | 2056/57 | 2057/58 | 2058/59 | 2059/60 | 2060/61 | 2061/62 | 2062/63 | 2063/64 | 2064/65 | 2065/66 | 2066/67 | 2067/68 | 2068/69 | 2069/70 | 2070/71 | 2071/72 | 2072/73 | 2073/74 | 2074/75 | 2075/76 | 2076/77 | 2077/78
General note: We have used the assumptions used by NGGT unless otherwise specified. This does not imply endorsement of these assumptions.
| 1 | Discount rate
|  | Discount rate for future costs (up to 30 years) | % |  | Treasury Green Book 2018 |  | 3.5%
|  | Discount rate for future costs (beyond 30 years) | % |  | Treasury Green Book 2018 |  | 3%
|  | Discount rate for loss of life (up to 30 years) | % |  | Treasury Green Book 2018 |  | 1.5%
|  | Discount rate for loss of life (beyond 30 years) | % |  | Treasury Green Book 2018 |  | 1.29%
| 2 | Capital Expenditure
| 2.1 | Tunnel capital expenditure
|  | NGGT proposed expenditure profile | £m | 09/10 | NGGT |  |  | 1 2013/14: 0.072393; 2 2014/15: 3.8383; 3 2015/16: 2.4318; 4 2016/17: 25.0318; 5 2017/18: 42.9279; 6 2018/19: 50.8127; 7 2019/20: 11.7378; 8 2020/21: 3.0342
|  | Adjustment factor to reflect outcome of Ofgem's efficiency challenge (if the needs case were to be approved) | % |  | NGGT |  | 0.81842
| 2.1 | Revenue profile
|  | NGGT estimate of revenue profile for tunnel option (before efficiency challenge) | £m | 09/10 | NGGT |  |  | 0.56455 | 0.57303 | 2.8901 | 5.2498 | 5.648 | 6.7417 | 5.0916 | 5.1811 | 7.6863 | 7.5661 | 7.4459 | 7.3258 | 7.2056 | 7.0855 | 6.9653 | 6.8451 | 6.725 | 6.6048 | 6.4847 | 6.3645 | 6.2443 | 6.1242 | 6.004 | 5.8839 | 5.7637 | 5.6435 | 5.5234 | 5.4032 | 5.2831 | 5.1629 | 5.0427 | 4.9226 | 4.8024 | 4.6823 | 4.5621 | 4.4419 | 4.3218 | 4.2016 | 4.0815 | 3.9613 | 3.8411 | 3.721 | 3.6008 | 3.4807 | 3.3605 | 3.2403 | 2.9572 | 2.7549 | 1.9131 | 1.172 | 0.59855 | 0.032968 | 0 | 0 | 0 | 0 | 0 | 0 | 0 | 0
|  | Ofgem estimate of revenue profile (after efficiency challenge) | £m | 09/10 | Ofgem calculations |  |  | 0.0057839 | 0.31519 | 0.34728 | 2.2813 | 4.6921 | 6.8132 | 5.1315 | 4.8663 | 5.2003 | 5.2388 | 5.2637 | 5.2767 | 5.2789 | 5.2716 | 5.2557 | 5.2323 | 5.2021 | 5.1658 | 5.1242 | 5.0778 | 5.0271 | 4.9726 | 4.9147 | 4.8538 | 4.7902 | 4.7242 | 4.656 | 4.586 | 4.5142 | 4.4409 | 4.3662 | 4.2904 | 4.2135 | 4.1356 | 4.0568 | 3.9773 | 3.8971 | 3.8164 | 3.735 | 3.6532 | 3.571 | 3.4884 | 3.4054 | 3.3221 | 3.2386 | 3.1548 | 3.0694 | 2.9107 | 2.7815 | 2.2148 | 1.3157 | 0.28964 | -0.028131 | 0 | 0 | 0 | 0 | 0 | 0 | 0
| 3 | Operating Expenediture
| 3.1 | Option: Mitigation
|  | Annual cost of regular inspections of the riverbed/pipeline | £m | 09/10 | NGGT |  | 0.28599
|  | Annual cost of pigging | £m | 09/10 | NGGT |  | 0.013516
|  | Cost minor mattressing work | £m | 09/10 | NGGT |  | 0.882
|  | Cost of major mattressing work | £m | 09/10 | NGGT |  | 7.081
| 3.2 | Option: Tunnel
|  | Annual cost of regular inspections/pigging | £m | 09/10 | NGGT |  | 0.059745
| 4 | Probabilities |  |  |  | See footnote 1
| 4.1 | Probability of scouring, freespan and third party incidents (TPI)
|  | Probability that a section of the pipeline is exposed (scouring) | % |  | NGGT |  | 5.8%
|  | Probability that major work is required following exposure | % |  | NGGT |  | 20%
|  | Probability that minor work is required following exposure | % |  | NGGT |  | 80%
|  | Probability of freespan of less than 20m developing | % |  | Various |  | 0.58%
|  | Probability of freespan of between 20m and 55m developing | % |  | Various |  | 0.117%
|  | Probability of freespan greater than 55m developing | % |  | Various |  | 0.023%
|  | Probability of TPI/anchor strike on the pipeline | % |  | NGGT |  | 0.03125%
| 4.2 | Loss of lease
|  | Probability of loss of lease | % |  | NGGT, Ofgem | See footnote 2 | 0.965%
| 4.3 | Probability of third party incidents (TPI)
|  | Estimated casualties following TPI - base case | fraction |  | NGGT | Number/year | 0.00221
|  | Estimated casualties following TPI - worst case | fraction |  | NGGT | Number/year | 0.0155
| 4.4 | Probability of gas price impact and constraint costs
|  | Probability that loss of Feeder 9 occurs in winter | % |  | Various | See footnote 3 | 21.37% | 1 2013/14: <---- As a % of the year
|  | Days of constraint following loss of Feeder 9 | days |  | NGGT |  | 78 | 1 2013/14: <---- Lower bound of constraint days quoted by NGGT to Ofgem
|  | Prompt constraints - Probability of a 3-day constraint cost event in the summer | % |  | NGGT |  | 80%
|  | Prompt constraints - Probability of a 7-day constraint cost event in the summer | % |  | NGGT |  | 20% | 2 2014/15: 0.2
|  | Prompt constraints - Probability of a 3-day constraint cost event in the winter | % |  | NGGT |  | 80% | 2 2014/15: 0.8
|  | Prompt constraints - Probability of a 7-day constraint cost event in the winter | % |  | NGGT |  | 20% | 2 2014/15: 0.2
|  | Fixed constraints - Probability of a low cost scenario | % |  | NGGT |  | 25% | 2 2014/15: 0.25
|  | Fixed constraints - Probability of a medium cost scenario | % |  | NGGT |  | 65% | 2 2014/15: 0.65
|  | Fixed constraints - Probability of a high cost scenario | % |  | NGGT |  | 10% | 2 2014/15: 0.1
| 5 | Potential delays from damage to existing pipeline
| 5.1 | Delays from damage
|  | Repair clamp following localised mechanical/impact damage | weeks |  | NGGT |  | 48
|  | Probability minor | % |  | NGGT |  | 90%
|  | Probability of major | % |  | NGGT |  | 50%
|  | Short replacement spool following localised failure | weeks |  | NGGT |  | 69
|  | Probability minor | % |  | NGGT |  | 5%
|  | Probability of major | % |  | NGGT |  | 30%
|  | Long replacement spool following extensive failure | weeks |  | NGGT |  | 75
|  | Probability minor | % |  | NGGT |  | 5%
|  | Probability of major | % |  | NGGT |  | 10%
|  | Tunnel replacement following extensive failure | weeks |  | NGGT |  | 312
|  | Probability minor | % |  | NGGT |  | 0%
|  | Probability of major | % |  | NGGT |  | 10%
| 6 | Costs of adverse events
| 6.1 | Gas price impact
|  | Total annual domestic gas consumption | kWh |  | NGGT |  | 297563000000
|  | kWh to Therm conversion factor | kWh/therm |  | NGGT |  | 29.3
|  | Duration of gas price increase following a 20-55m freespan (months) | Months |  | NGGT |  | 3
|  | Duration of gas price increase following a >55m freespan (months) | Months |  | NGGT |  | 16
|  | Gas price impact in first month (summer) (to 2024) | p/therm | 16/17 | NGGT |  | 2 | 1 2013/14: <---- Updated info based on security of supply
|  | Gas price impact in first month (winter) (to 2024) | p/therm | 16/17 | NGGT |  | 25
|  | Gas price impact in subsequent months (to 2024) | p/therm | 16/17 | NGGT |  | 7.8 | 1 2013/14: <---- Updated info based on security of supply
|  | Gas price impact in first month (summer) (2024 onwards) | p/therm | 16/17 | NGGT |  | 1.5 | 1 2013/14: <---- Updated info based on security of supply
|  | Gas price impact in first month (winter) (2024 onwards) | p/therm | 16/17 | NGGT |  | 18.75
|  | Gas price impact in subsequent months (2024 onwards) | p/therm | 16/17 | NGGT |  | 5.85 | 1 2013/14: <---- Updated info based on security of supply
| 6.1a | Electricity price impact
|  | Total annual domestic elec consumption | kWh |  | NGGT |  | 84628524400 | 1 2013/14: <---- New info based on Security of supply
|  | kWh to Therm conversion factor | kWh/therm |  | NGGT |  | 29.3 | 1 2013/14: <---- New info based on Security of supply
|  | Duration of elec price increase following a 20-55m freespan (months) | Months |  | NGGT |  | 3 | 1 2013/14: <---- New info based on Security of supply
|  | Duration of elec price increase following a >55m freespan (months) | Months |  | NGGT |  | 16 | 1 2013/14: <---- New info based on Security of supply
|  | Elec price impact in first month (summer) (to 2024) | p/therm | 16/17 | NGGT |  | 5.8 | 1 2013/14: <---- New info based on Security of supply
|  | Elec price impact in first month (winter) (to 2024) | p/therm | 16/17 | NGGT |  | 72.5 | 1 2013/14: <---- New info based on Security of supply
|  | Elec price impact in subsequent months (to 2024) | p/therm | 16/17 | NGGT |  | 22.62 | 1 2013/14: <---- New info based on Security of supply
|  | Elec price impact in first month (summer) (2024 onwards) | p/therm | 16/17 | NGGT |  | 4.35 | 1 2013/14: <---- New info based on Security of supply
|  | Elec price impact in first month (winter) (2024 onwards) | p/therm | 16/17 | NGGT |  | 54.375 | 1 2013/14: <---- New info based on Security of supply
|  | Elec price impact in subsequent months (2024 onwards) | p/therm | 16/17 | NGGT |  | 16.965 | 1 2013/14: <---- New info based on Security of supply
| 6.2 | Constraint costs
|  | Daily Constraint Cost @ 10p/kwh | £m | 16/17 | NGGT |  | 28 | 1 2013/14: <---- Updated info based on security of supply
|  | Prompt constraints - Cost of a 3-day constraint event in the summer | £m | 16/17 | NGGT |  |  | 1 2013/14: <---- Superceded as per above assumption
|  | Prompt constraints - Cost of a 7-day constraint event in the summer | £m | 16/17 | NGGT |  |  | 1 2013/14: <---- Superceded as per above assumption
|  | Prompt constraints - Cost of a 3-day constraint event in the winter | £m | 16/17 | NGGT |  |  | 1 2013/14: <---- Superceded as per above assumption
|  | Prompt constraints - Cost of a 7-day constraint event in the winter | £m | 16/17 | NGGT |  |  | 1 2013/14: <---- Superceded as per above assumption
|  | Fixed constraints costs - Low scenario (Min) | £m | 16/17 | NGGT |  |  | 1 2013/14: <---- Superceded as per above assumption
|  | Fixed constraints costs - Low scenario (Max) | £m | 16/17 | NGGT |  |  | 1 2013/14: <---- Superceded as per above assumption
|  | Fixed constraints costs - Medium scenario (Min) | £m | 16/17 | NGGT |  |  | 1 2013/14: <---- Superceded as per above assumption
|  | Fixed constraints costs - Medium scenario (Max) | £m | 16/17 | NGGT |  |  | 1 2013/14: <---- Superceded as per above assumption
|  | Fixed constraints costs - High scenario (Min) | £m | 16/17 | NGGT |  |  | 1 2013/14: <---- Superceded as per above assumption
|  | Fixed constraints costs - High scenario (Max) | £m | 16/17 | NGGT |  |  | 1 2013/14: <---- Superceded as per above assumption
| 6.2a | Value of Lost Load (VOLL)
|  | Cost for VOLL over a 10 day period per isolation | £m | 09/10 | NGGT |  | 33.5 | 1 2013/14: <---- New info based on Security of supply
| 6.3 | Possible loss of life
|  | Assumed cost of a life | £m | 16/17 | NGGT |  | 1.6
|  | Disproportionality factor | No. |  | NGGT |  | 10
| 6.4 | Cost of pipeline repair/replacement following damage
|  | Repair clamp following localised mechanical/impact damage | £m | 16/17 | NGGT |  | 2.61
|  | Short replacement spool following localised failure | £m | 16/17 | NGGT |  | 12.6
|  | Long replacement spool following extensive failure | £m | 16/17 | NGGT |  | 18.14
|  | Tunnel replacement following extensive failure | £m | 16/17 | NGGT |  | 181.717
| 6.5 | Other adverse consequences
|  | Daily cost of shipping lane closure following TPI | £m | 16/17 | NGGT |  | 8.5
|  | Ship clear up costs following accident | £m | 16/17 | NGGT |  | 241
| 7 | General
|  | Conversion factor from 09/10 to 16/17 prices |  |  | Ofgem calculation |  | 1.2281
|  | Tunnel construction time | years |  | NGGT |  | 8

## CALC¦ 1
| Item | Unit | Index | Comments | Constant | 1 | 2 | 3 | 4 | 5 | 6 | 7 | 8 | 9 | 10 | 11 | 12 | 13 | 14 | 15 | 16 | 17 | 18 | 19 | 20 | 21 | 22 | 23 | 24 | 25 | 26 | 27 | 28 | 29 | 30 | 31 | 32 | 33 | 34 | 35 | 36 | 37 | 38 | 39 | 40 | 41 | 42 | 43 | 44 | 45 | 46 | 47 | 48 | 49 | 50 | 51 | 52 | 53 | 54 | 55 | 56 | 57 | 58 | 59 | 60 | 61 | 62 | 63 | 64 | 65
[6 empty] | 2013/14 | 2014/15 | 2015/16 | 2016/17 | 2017/18 | 2018/19 | 2019/20 | 2020/21 | 2021/22 | 2022/23 | 2023/24 | 2024/25 | 2025/26 | 2026/27 | 2027/28 | 2028/29 | 2029/30 | 2030/31 | 2031/32 | 2032/33 | 2033/34 | 2034/35 | 2035/36 | 2036/37 | 2037/38 | 2038/39 | 2039/40 | 2040/41 | 2041/42 | 2042/43 | 2043/44 | 2044/45 | 2045/46 | 2046/47 | 2047/48 | 2048/49 | 2049/50 | 2050/51 | 2051/52 | 2052/53 | 2053/54 | 2054/55 | 2055/56 | 2056/57 | 2057/58 | 2058/59 | 2059/60 | 2060/61 | 2061/62 | 2062/63 | 2063/64 | 2064/65 | 2065/66 | 2066/67 | 2067/68 | 2068/69 | 2069/70 | 2070/71 | 2071/72 | 2072/73 | 2073/74 | 2074/75 | 2075/76 | 2076/77 | 2077/78
1 | Costs and expenditure profile: Tunnel
| Tunnel construction period | years |  |  | 8
| Annual cost of inspections/pigging | £m | 09/10 |  | 0.059745
| Expenditure profile after Ofgem efficiency challenge | £m | 09/10 |  |  | 0.072393 | 3.8383 | 2.4318 | 25.0318 | 42.9279 | 50.8127 | 11.7378 | 3.0342 | 0 | 0 | 0 | 0 | 0 | 0 | 0 | 0 | 0 | 0 | 0 | 0 | 0 | 0 | 0 | 0 | 0 | 0 | 0 | 0 | 0 | 0 | 0 | 0 | 0 | 0 | 0 | 0 | 0 | 0 | 0 | 0 | 0 | 0 | 0 | 0 | 0 | 0 | 0 | 0 | 0 | 0 | 0 | 0 | 0 | 0 | 0 | 0 | 0 | 0 | 0 | 0
| Tunnel revenue profile to be used for modelling | £m | 09/10 |  |  | 0.56455 | 0.57303 | 2.8901 | 5.2498 | 5.648 | 6.7417 | 5.0916 | 5.1811 | 7.6863 | 7.5661 | 7.4459 | 7.3258 | 7.2056 | 7.0855 | 6.9653 | 6.8451 | 6.725 | 6.6048 | 6.4847 | 6.3645 | 6.2443 | 6.1242 | 6.004 | 5.8839 | 5.7637 | 5.6435 | 5.5234 | 5.4032 | 5.2831 | 5.1629 | 5.0427 | 4.9226 | 4.8024 | 4.6823 | 4.5621 | 4.4419 | 4.3218 | 4.2016 | 4.0815 | 3.9613 | 3.8411 | 3.721 | 3.6008 | 3.4807 | 3.3605 | 3.2403 | 2.9572 | 2.7549 | 1.9131 | 1.172 | 0.59855 | 0.032968 | 0 | 0 | 0 | 0 | 0 | 0 | 0 | 0
2 | Costs and expenditure profile: Mitigation
| Annual cost of inspections/pigging | £m | 09/10 |  | 0.29951
2.1 | Probablity adjusted cost of losing lease in any year
| Cost of replacing pipeline with a tunnel (after Ofgem efficiency challenge) | £m | 09/10 |  | 139.887
| Cost of loss of lease | £m | 09/10 |  |  | 1 2013/14: 1.2511; 2 2014/15: 1.239; 3 2015/16: 1.2271; 4 2016/17: 1.2152; 5 2017/18: 1.2035; 6 2018/19: 1.1919; 7 2019/20: 1.1804; 8 2020/21: 1.169; 9 2021/22: 1.1577; 10 2022/23: 1.1465; 11 2023/24: 1.1355; 12 2024/25: 1.1245; 13 2025/26: 1.1137; 14 2026/27: 1.1029; 15 2027/28: 1.0923; 16 2028/29: 1.0817; 17 2029/30: 1.0713; 18 2030/31: 1.061; 19 2031/32: 1.0507; 20 2032/33: 1.0406; 21 2033/34: 1.0305; 22 2034/35: 1.0206; 23 2035/36: 1.0107; 24 2036/37: 1.001; 25 2037/38: 0.99133; 26 2038/39: 0.98176; 27 2039/40: 0.97229; 28 2040/41: 0.96291; 29 2041/42: 0.95361; 30 2042/43: 0.94441; 31 2043/44: 0.9353; 32 2044/45: 0.92627
| Probability that the lease is still in force and current pipeline is operational | % |  |  |  | 100% | 100% | 100% | 100% | 100% | 100% | 100% | 100% | 98.52% | 97.07% | 95.64% | 94.23% | 92.83% | 91.46% | 90.11% | 88.78% | 87.47% | 86.18% | 84.91% | 83.66% | 82.42% | 81.21% | 80.01% | 78.83% | 77.66% | 76.52% | 75.39% | 74.27% | 73.18% | 72.1% | 71.03% | 69.99% | 68.95% | 67.93% | 66.93% | 65.94% | 64.97% | 64.01% | 63.07%
2.2 | Cost of mattressing
| Probability adjusted annual cost of mattressing | £m | 09/10 |  | 0.74263
2.3 | Freespan develops despite mattressing (less than 20m section)
| Probability of event | % |  |  | 12.3%
| Cost of emergency mattressing | £m | 09/10 | see footnote 4 | 0.26098
2.4 | Freespan develops despite mattressing (between 20m and 55m section)
| Probability of event |  |  |  | 2.4%
| Cost of emergency mattressing - major | £m | 09/10 |  | 0.16994
| Prompt constraint costs (£m) | £m | 09/10 |  | 12.3113
| Post-mod constraint costs - 16 months (£m) (09/10 prices) | £m | 09/10 |  | 0
| Wholesale gas price impact up to 2024 | £m | 09/10 |  | 8.782
| Wholesale gas price beyond 2024 | £m | 09/10 |  | 5.3998
| VoLL | £m | 09/10 |  | 0.19825
2.5 | Freespan develops despite mattressing (greater than 55m section)
| Probability of event | % |  |  | 0.511%
| Cost of building a tunnel replacement | £m | 09/10 |  |  | 1 2013/14: 0.66249; 2 2014/15: 0.65911; 3 2015/16: 0.65574; 4 2016/17: 0.65239; 5 2017/18: 0.64906; 6 2018/19: 0.64574; 7 2019/20: 0.64244; 8 2020/21: 0.63916; 9 2021/22: 0.63589; 10 2022/23: 0.63264; 11 2023/24: 0.62941; 12 2024/25: 0.62619; 13 2025/26: 0.62299; 14 2026/27: 0.61981; 15 2027/28: 0.61664; 16 2028/29: 0.61349; 17 2029/30: 0.61036; 18 2030/31: 0.60724; 19 2031/32: 0.60413; 20 2032/33: 0.60105; 21 2033/34: 0.59798; 22 2034/35: 0.59492; 23 2035/36: 0.59188; 24 2036/37: 0.58886; 25 2037/38: 0.58585; 26 2038/39: 0.58285; 27 2039/40: 0.57987; 28 2040/41: 0.57691; 29 2041/42: 0.57396; 30 2042/43: 0.57103; 31 2043/44: 0.56811; 32 2044/45: 0.56521
| Cost of emergency mattressing - major | £m | 09/10 |  | 0.036184
| Prompt constraint costs (£m) (09/10 prices) | £m | 09/10 |  | 13.9802
| Post-mod constraint costs - 16 months (£m) (09/10 prices) | £m | 09/10 |  | 0
| Wholesale gas price impact up to 2024 | £m | 09/10 |  | 8.3854
| Wholesale gas price beyond 2024 | £m | 09/10 |  | 4.394
| VoLL | £m | 09/10 |  | 0.04221
2.6 | Third party interference
| Probability of event | % |  |  | 0.03125%
| Probability adjusted cost associated with possible loss of life | £m | 09/10 |  | 0.11536
| Cost of intervention | £m | 09/10 |  | 0.0035579
| Prompt constraint costs | £m | 09/10 |  | 0.85495
| Post-mod constraint costs - 16 months | £m | 09/10 |  | 0
| Wholesale gas price impact for 16 months up to 2024 | £m | 09/10 |  | 0.5128
| Wholesale gas price impact for 16 months beyond 2024 | £m | 09/10 |  | 0.26871
| Shipping lane closure | £m | 09/10 |  | 0.0021628
| Shipwreck clear up costs | £m | 09/10 |  | 0.061322
| VoLL | £m | 09/10 |  | 0.0025813
3 | Detiled Working: Constraint costs
3.1 | Prompt constraint costs
| Weighted monthly costs | £m | 16/17 |  | 210
| Weighted summer 3 day costs | £m | 16/17 |  | 0
| Weighted summer 7 day costs | £m | 16/17 |  | 0
| Weighted summer costs | £m | 16/17 |  | 0
| Weighted winter 3 day costs | £m | 16/17 |  | 0
| Weighted winter 7 day costs | £m | 16/17 |  | 0
| Weighted winter costs | £m | 16/17 |  | 0
| Weighted total costs | £m | 16/17 |  | 0
3.2 | Fixed Price Constraint Costs
| Low scenario | £m | 16/17 |  | 0
| Mid scenario | £m | 16/17 |  | 0
| High scenario | £m | 16/17 |  | 0
| Weighted annual cost | £m | 16/17 |  | 0
| Monthly Cost | £m | 16/17 |  | 0
4 | Detailed Workings: Wholesale Energy Price Impact
4.1 | Gas consumption
| Monthy domestic gas consumption | therm |  |  | 846311149.033
| Monthly domestic electricity consumption | therm |  |  | 240695461.8885
4.2 | To 2024
| First month average | £m | 16/17 |  | 208.4843 | 1 2013/14: <---- Updated to account for new Electrcity info
| Monthly average (excluding first month) | £m | 16/17 |  | 120.4576 | 1 2013/14: <---- Updated to account for new Electrcity info
4.3 | From 2024 to 2072
| First month average | £m | 16/17 |  | 156.3632 | 1 2013/14: <---- Updated to account for new Electrcity info
| Monthly average (excluding first month) | £m | 16/17 |  | 59.9795 | 1 2013/14: <---- Updated to account for new Electrcity info
4.4 | Damage intervention
4.4.1 | Localised mechanical/impact damage leading to repair clamp
| Probability | % |  |  | 0.7
| Expected duration | weeks |  |  | 33.6
| Expected cost | £m | 09/10 |  | 1.4876
4.4.2 | Localised failure leadingto short replacement spool
| Probability | % |  |  | 0.175
| Expected duration | weeks |  |  | 12.075
| Expected cost | £m | 09/10 |  | 1.7954
4.4.3 | Extensive failure over pipeline span /rupture elading to long replacement spool
| Probability | % |  |  | 0.075
| Expected duration | weeks |  |  | 5.625
| Expected cost | £m | 09/10 |  | 1.1078
4.4.4 | Tunnel replacement
| Probability | % |  |  | 0.05
| Expected duration | weeks |  |  | 15.6
| Expected cost | £m | 09/10 |  | 6.9943
4.4.4 | Average cost of intervention | £m | 09/10 |  | 11.3851
| Item | Unit | Index | Notes | 1 | 2 | 3 | 4 | 5 | 6 | 7 | 8 | 9 | 10 | 11 | 12 | 13 | 14 | 15 | 16 | 17 | 18 | 19 | 20 | 21 | 22 | 23 | 24 | 25 | 26 | 27 | 28 | 29 | 30 | 31 | 32 | 33 | 34 | 35 | 36 | 37 | 38 | 39 | 40 | 41 | 42 | 43 | 44 | 45 | 46 | 47 | 48 | 49 | 50 | 51 | 52 | 53 | 54 | 55 | 56 | 57 | 58 | 59 | 60 | 61 | 62 | 63 | 64 | 65
[5 empty] | 2013/14 | 2014/15 | 2015/16 | 2016/17 | 2017/18 | 2018/19 | 2019/20 | 2020/21 | 2021/22 | 2022/23 | 2023/24 | 2024/25 | 2025/26 | 2026/27 | 2027/28 | 2028/29 | 2029/30 | 2030/31 | 2031/32 | 2032/33 | 2033/34 | 2034/35 | 2035/36 | 2036/37 | 2037/38 | 2038/39 | 2039/40 | 2040/41 | 2041/42 | 2042/43 | 2043/44 | 2044/45 | 2045/46 | 2046/47 | 2047/48 | 2048/49 | 2049/50 | 2050/51 | 2051/52 | 2052/53 | 2053/54 | 2054/55 | 2055/56 | 2056/57 | 2057/58 | 2058/59 | 2059/60 | 2060/61 | 2061/62 | 2062/63 | 2063/64 | 2064/65 | 2065/66 | 2066/67 | 2067/68 | 2068/69 | 2069/70 | 2070/71 | 2071/72 | 2072/73 | 2073/74 | 2074/75 | 2075/76 | 2076/77 | 2077/78
1 | Option: Tunnel 2012
| Revenue impact of construction cost | £m | 09/10 |  | 0.56455 | 0.57303 | 2.8901 | 5.2498 | 5.648 | 6.7417 | 5.0916 | 5.1811 | 7.6863 | 7.5661 | 7.4459 | 7.3258 | 7.2056 | 7.0855 | 6.9653 | 6.8451 | 6.725 | 6.6048 | 6.4847 | 6.3645 | 6.2443 | 6.1242 | 6.004 | 5.8839 | 5.7637 | 5.6435 | 5.5234 | 5.4032 | 5.2831 | 5.1629 | 5.0427 | 4.9226 | 4.8024 | 4.6823 | 4.5621 | 4.4419 | 4.3218 | 4.2016 | 4.0815 | 3.9613 | 3.8411 | 3.721 | 3.6008 | 3.4807 | 3.3605 | 3.2403 | 2.9572 | 2.7549 | 1.9131 | 1.172 | 0.59855 | 0.032968 | 0 | 0 | 0 | 0 | 0 | 0 | 0 | 0
| Operational costs | £m | 09/10 |  | 0.29951 | 0.29951 | 0.29951 | 0.29951 | 0.29951 | 0.29951 | 0.29951 | 0.29951 | 0.059745 | 0.059745 | 0.059745 | 0.059745 | 0.059745 | 0.059745 | 0.059745 | 0.059745 | 0.059745 | 0.059745 | 0.059745 | 0.059745 | 0.059745 | 0.059745 | 0.059745 | 0.059745 | 0.059745 | 0.059745 | 0.059745 | 0.059745 | 0.059745 | 0.059745 | 0.059745 | 0.059745 | 0.059745 | 0.059745 | 0.059745 | 0.059745 | 0.059745 | 0.059745 | 0.059745 | 0.059745 | 0.059745 | 0.059745 | 0.059745 | 0.059745 | 0.059745 | 0.059745 | 0.059745 | 0.059745 | 0.059745 | 0.059745 | 0.059745 | 0.059745 | 0.059745 | 0.059745 | 0.059745 | 0.059745 | 0.059745 | 0.059745 | 0.059745 | 0.059745
| Mattressing cost | £m | 09/10 |  | 0.74263 | 0.74263 | 0.74263 | 0.74263 | 0.74263 | 0.74263 | 0.74263 | 0.74263 | 0 | 0 | 0 | 0 | 0 | 0 | 0 | 0 | 0 | 0 | 0 | 0 | 0 | 0 | 0 | 0 | 0 | 0 | 0 | 0 | 0 | 0 | 0 | 0 | 0 | 0 | 0 | 0 | 0 | 0 | 0 | 0 | 0 | 0 | 0 | 0 | 0 | 0 | 0 | 0 | 0 | 0 | 0 | 0 | 0 | 0 | 0 | 0 | 0 | 0 | 0 | 0
Freespan (<20m)
| Emergency mattressing following freespan | £m | 09/10 |  | 0.26098 | 0.26098 | 0.26098 | 0.26098 | 0.26098 | 0.26098 | 0.26098 | 0.26098 | 0 | 0 | 0 | 0 | 0 | 0 | 0 | 0 | 0 | 0 | 0 | 0 | 0 | 0 | 0 | 0 | 0 | 0 | 0 | 0 | 0 | 0 | 0 | 0 | 0 | 0 | 0 | 0 | 0 | 0 | 0 | 0 | 0 | 0 | 0 | 0 | 0 | 0 | 0 | 0 | 0 | 0 | 0 | 0 | 0 | 0 | 0 | 0 | 0 | 0 | 0 | 0
Freespan (20-55m)
| Cost of emergency mattressing - major | £m | 09/10 |  | 0.16994 | 0.16994 | 0.16994 | 0.16994 | 0.16994 | 0.16994 | 0.16994 | 0.16994 | 0 | 0 | 0 | 0 | 0 | 0 | 0 | 0 | 0 | 0 | 0 | 0 | 0 | 0 | 0 | 0 | 0 | 0 | 0 | 0 | 0 | 0 | 0 | 0 | 0 | 0 | 0 | 0 | 0 | 0 | 0 | 0 | 0 | 0 | 0 | 0 | 0 | 0 | 0 | 0 | 0 | 0 | 0 | 0 | 0 | 0 | 0 | 0 | 0 | 0 | 0 | 0
| Prompt constraint costs | £m | 09/10 |  | 12.3113 | 12.3113 | 12.3113 | 12.3113 | 12.3113 | 12.3113 | 12.3113 | 12.3113 | 0 | 0 | 0 | 0 | 0 | 0 | 0 | 0 | 0 | 0 | 0 | 0 | 0 | 0 | 0 | 0 | 0 | 0 | 0 | 0 | 0 | 0 | 0 | 0 | 0 | 0 | 0 | 0 | 0 | 0 | 0 | 0 | 0 | 0 | 0 | 0 | 0 | 0 | 0 | 0 | 0 | 0 | 0 | 0 | 0 | 0 | 0 | 0 | 0 | 0 | 0 | 0
| Post-mod constraint costs - three months | £m | 09/10 |  | 0 | 0 | 0 | 0 | 0 | 0 | 0 | 0 | 0 | 0 | 0 | 0 | 0 | 0 | 0 | 0 | 0 | 0 | 0 | 0 | 0 | 0 | 0 | 0 | 0 | 0 | 0 | 0 | 0 | 0 | 0 | 0 | 0 | 0 | 0 | 0 | 0 | 0 | 0 | 0 | 0 | 0 | 0 | 0 | 0 | 0 | 0 | 0 | 0 | 0 | 0 | 0 | 0 | 0 | 0 | 0 | 0 | 0 | 0 | 0
| Wholesale gas price impact up to 2024 | £m | 09/10 |  | 8.782 | 8.782 | 8.782 | 8.782 | 8.782 | 8.782 | 8.782 | 8.782 | 0 | 0 | 0 | 0 | 0 | 0 | 0 | 0 | 0 | 0 | 0 | 0 | 0 | 0 | 0 | 0 | 0 | 0 | 0 | 0 | 0 | 0 | 0 | 0 | 0 | 0 | 0 | 0 | 0 | 0 | 0 | 0 | 0 | 0 | 0 | 0 | 0 | 0 | 0 | 0 | 0 | 0 | 0 | 0 | 0 | 0 | 0 | 0 | 0 | 0 | 0 | 0
| Wholesale gas price impact beyond 2024 | £m | 09/10 |  | 0 | 0 | 0 | 0 | 0 | 0 | 0 | 0 | 0 | 0 | 0 | 0 | 0 | 0 | 0 | 0 | 0 | 0 | 0 | 0 | 0 | 0 | 0 | 0 | 0 | 0 | 0 | 0 | 0 | 0 | 0 | 0 | 0 | 0 | 0 | 0 | 0 | 0 | 0 | 0 | 0 | 0 | 0 | 0 | 0 | 0 | 0 | 0 | 0 | 0 | 0 | 0 | 0 | 0 | 0 | 0 | 0 | 0 | 0 | 0
| VoLL | £m | 09/10 |  | 0.19825 | 0.19825 | 0.19825 | 0.19825 | 0.19825 | 0.19825 | 0.19825 | 0.19825 | 0 | 0 | 0 | 0 | 0 | 0 | 0 | 0 | 0 | 0 | 0 | 0 | 0 | 0 | 0 | 0 | 0 | 0 | 0 | 0 | 0 | 0 | 0 | 0 | 0 | 0 | 0 | 0 | 0 | 0 | 0 | 0 | 0 | 0 | 0 | 0 | 0 | 0 | 0 | 0 | 0 | 0 | 0 | 0 | 0 | 0 | 0 | 0 | 0 | 0 | 0 | 0
Freespan (>55m)
| Cost of emergency mattressing - major | £m | 09/10 |  | 0.036184 | 0.036184 | 0.036184 | 0.036184 | 0.036184 | 0.036184 | 0.036184 | 0.036184 | 0 | 0 | 0 | 0 | 0 | 0 | 0 | 0 | 0 | 0 | 0 | 0 | 0 | 0 | 0 | 0 | 0 | 0 | 0 | 0 | 0 | 0 | 0 | 0 | 0 | 0 | 0 | 0 | 0 | 0 | 0 | 0 | 0 | 0 | 0 | 0 | 0 | 0 | 0 | 0 | 0 | 0 | 0 | 0 | 0 | 0 | 0 | 0 | 0 | 0 | 0 | 0
| Prompt constraint costs | £m | 09/10 |  | 13.9802 | 13.9802 | 13.9802 | 13.9802 | 13.9802 | 13.9802 | 13.9802 | 13.9802 | 0 | 0 | 0 | 0 | 0 | 0 | 0 | 0 | 0 | 0 | 0 | 0 | 0 | 0 | 0 | 0 | 0 | 0 | 0 | 0 | 0 | 0 | 0 | 0 | 0 | 0 | 0 | 0 | 0 | 0 | 0 | 0 | 0 | 0 | 0 | 0 | 0 | 0 | 0 | 0 | 0 | 0 | 0 | 0 | 0 | 0 | 0 | 0 | 0 | 0 | 0 | 0
| Post-mod constraint costs - 16 months | £m | 09/10 |  | 0 | 0 | 0 | 0 | 0 | 0 | 0 | 0 | 0 | 0 | 0 | 0 | 0 | 0 | 0 | 0 | 0 | 0 | 0 | 0 | 0 | 0 | 0 | 0 | 0 | 0 | 0 | 0 | 0 | 0 | 0 | 0 | 0 | 0 | 0 | 0 | 0 | 0 | 0 | 0 | 0 | 0 | 0 | 0 | 0 | 0 | 0 | 0 | 0 | 0 | 0 | 0 | 0 | 0 | 0 | 0 | 0 | 0 | 0 | 0
| Wholesale gas price impact for 16 months(Up to 2024) | £m | 09/10 |  | 8.3854 | 8.3854 | 8.3854 | 8.3854 | 8.3854 | 8.3854 | 8.3854 | 8.3854 | 0 | 0 | 0 | 0 | 0 | 0 | 0 | 0 | 0 | 0 | 0 | 0 | 0 | 0 | 0 | 0 | 0 | 0 | 0 | 0 | 0 | 0 | 0 | 0 | 0 | 0 | 0 | 0 | 0 | 0 | 0 | 0 | 0 | 0 | 0 | 0 | 0 | 0 | 0 | 0 | 0 | 0 | 0 | 0 | 0 | 0 | 0 | 0 | 0 | 0 | 0 | 0
| Wholesale gas price impact for 16 months(Beyond 2024) | £m | 09/10
| VoLL | £m | 09/10 |  | 0.04221 | 0.04221 | 0.04221 | 0.04221 | 0.04221 | 0.04221 | 0.04221 | 0.04221 | 0 | 0 | 0 | 0 | 0 | 0 | 0 | 0 | 0 | 0 | 0 | 0 | 0 | 0 | 0 | 0 | 0 | 0 | 0 | 0 | 0 | 0 | 0 | 0 | 0 | 0 | 0 | 0 | 0 | 0 | 0 | 0 | 0 | 0 | 0 | 0 | 0 | 0 | 0 | 0 | 0 | 0 | 0 | 0 | 0 | 0 | 0 | 0 | 0 | 0 | 0 | 0
Third party impact
| Probability adjusted cost associated with possible loss of life |  |  |  | 0.11536 | 0.11536 | 0.11536 | 0.11536 | 0.11536 | 0.11536 | 0.11536 | 0.11536 | 0 | 0 | 0 | 0 | 0 | 0 | 0 | 0 | 0 | 0 | 0 | 0 | 0 | 0 | 0 | 0 | 0 | 0 | 0 | 0 | 0 | 0 | 0 | 0 | 0 | 0 | 0 | 0 | 0 | 0 | 0 | 0 | 0 | 0 | 0 | 0 | 0 | 0 | 0 | 0 | 0 | 0 | 0 | 0 | 0 | 0 | 0 | 0 | 0 | 0 | 0 | 0
| Cost of intervention |  |  |  | 0.0035579 | 0.0035579 | 0.0035579 | 0.0035579 | 0.0035579 | 0.0035579 | 0.0035579 | 0.0035579 | 0 | 0 | 0 | 0 | 0 | 0 | 0 | 0 | 0 | 0 | 0 | 0 | 0 | 0 | 0 | 0 | 0 | 0 | 0 | 0 | 0 | 0 | 0 | 0 | 0 | 0 | 0 | 0 | 0 | 0 | 0 | 0 | 0 | 0 | 0 | 0 | 0 | 0 | 0 | 0 | 0 | 0 | 0 | 0 | 0 | 0 | 0 | 0 | 0 | 0 | 0 | 0
| Prompt constraint costs | £m | 09/10 |  | 0.85495 | 0.85495 | 0.85495 | 0.85495 | 0.85495 | 0.85495 | 0.85495 | 0.85495 | 0 | 0 | 0 | 0 | 0 | 0 | 0 | 0 | 0 | 0 | 0 | 0 | 0 | 0 | 0 | 0 | 0 | 0 | 0 | 0 | 0 | 0 | 0 | 0 | 0 | 0 | 0 | 0 | 0 | 0 | 0 | 0 | 0 | 0 | 0 | 0 | 0 | 0 | 0 | 0 | 0 | 0 | 0 | 0 | 0 | 0 | 0 | 0 | 0 | 0 | 0 | 0
| Post-mod constraint costs - 16 months | £m | 09/10 |  | 0 | 0 | 0 | 0 | 0 | 0 | 0 | 0 | 0 | 0 | 0 | 0 | 0 | 0 | 0 | 0 | 0 | 0 | 0 | 0 | 0 | 0 | 0 | 0 | 0 | 0 | 0 | 0 | 0 | 0 | 0 | 0 | 0 | 0 | 0 | 0 | 0 | 0 | 0 | 0 | 0 | 0 | 0 | 0 | 0 | 0 | 0 | 0 | 0 | 0 | 0 | 0 | 0 | 0 | 0 | 0 | 0 | 0 | 0 | 0
| Wholesale gas price impact for 16 months(Up to 2024) | £m | 09/10 |  | 0.5128 | 0.5128 | 0.5128 | 0.5128 | 0.5128 | 0.5128 | 0.5128 | 0.5128 | 0 | 0 | 0 | 0 | 0 | 0 | 0 | 0 | 0 | 0 | 0 | 0 | 0 | 0 | 0 | 0 | 0 | 0 | 0 | 0 | 0 | 0 | 0 | 0 | 0 | 0 | 0 | 0 | 0 | 0 | 0 | 0 | 0 | 0 | 0 | 0 | 0 | 0 | 0 | 0 | 0 | 0 | 0 | 0 | 0 | 0 | 0 | 0 | 0 | 0 | 0 | 0
| Wholesale gas price impact for 16 months(Beyond 2024) | £m | 09/10
| Shipping lane closure | £m | 09/10 |  | 0.0021628 | 0.0021628 | 0.0021628 | 0.0021628 | 0.0021628 | 0.0021628 | 0.0021628 | 0.0021628 | 0 | 0 | 0 | 0 | 0 | 0 | 0 | 0 | 0 | 0 | 0 | 0 | 0 | 0 | 0 | 0 | 0 | 0 | 0 | 0 | 0 | 0 | 0 | 0 | 0 | 0 | 0 | 0 | 0 | 0 | 0 | 0 | 0 | 0 | 0 | 0 | 0 | 0 | 0 | 0 | 0 | 0 | 0 | 0 | 0 | 0 | 0 | 0 | 0 | 0 | 0 | 0
| Shipwreck clear up costs | £m | 09/10 |  | 0.061322 | 0.061322 | 0.061322 | 0.061322 | 0.061322 | 0.061322 | 0.061322 | 0.061322 | 0 | 0 | 0 | 0 | 0 | 0 | 0 | 0 | 0 | 0 | 0 | 0 | 0 | 0 | 0 | 0 | 0 | 0 | 0 | 0 | 0 | 0 | 0 | 0 | 0 | 0 | 0 | 0 | 0 | 0 | 0 | 0 | 0 | 0 | 0 | 0 | 0 | 0 | 0 | 0 | 0 | 0 | 0 | 0 | 0 | 0 | 0 | 0 | 0 | 0 | 0 | 0
| VoLL | £m | 09/10 |  | 0.0025813 | 0.0025813 | 0.0025813 | 0.0025813 | 0.0025813 | 0.0025813 | 0.0025813 | 0.0025813 | 0 | 0 | 0 | 0 | 0 | 0 | 0 | 0 | 0 | 0 | 0 | 0 | 0 | 0 | 0 | 0 | 0 | 0 | 0 | 0 | 0 | 0 | 0 | 0 | 0 | 0 | 0 | 0 | 0 | 0 | 0 | 0 | 0 | 0 | 0 | 0 | 0 | 0 | 0 | 0 | 0 | 0 | 0 | 0 | 0 | 0 | 0 | 0 | 0 | 0 | 0 | 0
| Total tunnel construction and operation cost | £m | 09/10 |  | 0.86406 | 0.87254 | 3.1896 | 5.5493 | 5.9475 | 7.0412 | 5.3911 | 5.4806 | 7.746 | 7.6258 | 7.5057 | 7.3855 | 7.2654 | 7.1452 | 7.025 | 6.9049 | 6.7847 | 6.6646 | 6.5444 | 6.4242 | 6.3041 | 6.1839 | 6.0638 | 5.9436 | 5.8234 | 5.7033 | 5.5831 | 5.463 | 5.3428 | 5.2226 | 5.1025 | 4.9823 | 4.8622 | 4.742 | 4.6218 | 4.5017 | 4.3815 | 4.2614 | 4.1412 | 4.021 | 3.9009 | 3.7807 | 3.6606 | 3.5404 | 3.4202 | 3.3001 | 3.017 | 2.8147 | 1.9729 | 1.2318 | 0.65829 | 0.092713 | 0.059745 | 0.059745 | 0.059745 | 0.059745 | 0.059745 | 0.059745 | 0.059745 | 0.059745
| Total costs (excluding loss of life) | £m | 09/10 |  | 47.2105 | 47.219 | 49.536 | 51.8957 | 52.2939 | 53.3876 | 51.7375 | 51.8271 | 7.746 | 7.6258 | 7.5057 | 7.3855 | 7.2654 | 7.1452 | 7.025 | 6.9049 | 6.7847 | 6.6646 | 6.5444 | 6.4242 | 6.3041 | 6.1839 | 6.0638 | 5.9436 | 5.8234 | 5.7033 | 5.5831 | 5.463 | 5.3428 | 5.2226 | 5.1025 | 4.9823 | 4.8622 | 4.742 | 4.6218 | 4.5017 | 4.3815 | 4.2614 | 4.1412 | 4.021 | 3.9009 | 3.7807 | 3.6606 | 3.5404 | 3.4202 | 3.3001 | 3.017 | 2.8147 | 1.9729 | 1.2318 | 0.65829 | 0.092713 | 0.059745 | 0.059745 | 0.059745 | 0.059745 | 0.059745 | 0.059745 | 0.059745 | 0.059745
| Cost of possible loss of life | £m | 09/10 |  | 0.11536 | 0.11536 | 0.11536 | 0.11536 | 0.11536 | 0.11536 | 0.11536 | 0.11536 | 0 | 0 | 0 | 0 | 0 | 0 | 0 | 0 | 0 | 0 | 0 | 0 | 0 | 0 | 0 | 0 | 0 | 0 | 0 | 0 | 0 | 0 | 0 | 0 | 0 | 0 | 0 | 0 | 0 | 0 | 0 | 0 | 0 | 0 | 0 | 0 | 0 | 0 | 0 | 0 | 0 | 0 | 0 | 0 | 0 | 0 | 0 | 0 | 0 | 0 | 0 | 0
| Discount factor for other costs |  |  |  | 0.96618 | 0.93351 | 0.90194 | 0.87144 | 0.84197 | 0.8135 | 0.78599 | 0.75941 | 0.73373 | 0.70892 | 0.68495 | 0.66178 | 0.6394 | 0.61778 | 0.59689 | 0.57671 | 0.5572 | 0.53836 | 0.52016 | 0.50257 | 0.48557 | 0.46915 | 0.45329 | 0.43796 | 0.42315 | 0.40884 | 0.39501 | 0.38165 | 0.36875 | 0.35628 | 0.39999 | 0.38834 | 0.37703 | 0.36604 | 0.35538 | 0.34503 | 0.33498 | 0.32523 | 0.31575 | 0.30656 | 0.29763 | 0.28896 | 0.28054 | 0.27237 | 0.26444 | 0.25674 | 0.24926 | 0.242 | 0.23495 | 0.22811 | 0.22146 | 0.21501 | 0.20875 | 0.20267 | 0.19677 | 0.19104 | 0.18547 | 0.18007 | 0.17483 | 0.16973
| Discount factor for loss of life costs |  |  |  | 0.98522 | 0.97066 | 0.95632 | 0.94218 | 0.92826 | 0.91454 | 0.90103 | 0.88771 | 0.87459 | 0.86167 | 0.84893 | 0.83639 | 0.82403 | 0.81185 | 0.79985 | 0.78803 | 0.77639 | 0.76491 | 0.75361 | 0.74247 | 0.7315 | 0.72069 | 0.71004 | 0.69954 | 0.68921 | 0.67902 | 0.66899 | 0.6591 | 0.64936 | 0.63976 | 0.6721 | 0.66354 | 0.65509 | 0.64675 | 0.63851 | 0.63038 | 0.62235 | 0.61443 | 0.6066 | 0.59888 | 0.59125 | 0.58372 | 0.57629 | 0.56895 | 0.5617 | 0.55455 | 0.54748 | 0.54051 | 0.53363 | 0.52683 | 0.52012 | 0.5135 | 0.50696 | 0.5005 | 0.49413 | 0.48783 | 0.48162 | 0.47549 | 0.46943 | 0.46345
| Discounted total tunnel construction and operation cost | £m | 09/10 |  | 0.83484 | 0.81452 | 2.8768 | 4.8359 | 5.0076 | 5.728 | 4.2373 | 4.1621 | 5.6835 | 5.4061 | 5.141 | 4.8876 | 4.6455 | 4.4142 | 4.1932 | 3.9821 | 3.7805 | 3.5879 | 3.4041 | 3.2286 | 3.0611 | 2.9012 | 2.7486 | 2.603 | 2.4642 | 2.3317 | 2.2054 | 2.085 | 1.9701 | 1.8607 | 2.0409 | 1.9348 | 1.8332 | 1.7358 | 1.6425 | 1.5532 | 1.4677 | 1.3859 | 1.3076 | 1.2327 | 1.161 | 1.0925 | 1.0269 | 0.9643 | 0.90444 | 0.84725 | 0.752 | 0.68114 | 0.46353 | 0.28098 | 0.14579 | 0.019935 | 0.012472 | 0.012108 | 0.011756 | 0.011413 | 0.011081 | 0.010758 | 0.010445 | 0.010141
| Discounted costs (excluding loss of life) | £m | 09/10 |  | 45.614 | 44.0794 | 44.6786 | 45.2241 | 44.0301 | 43.4309 | 40.6652 | 39.3581 | 5.6835 | 5.4061 | 5.141 | 4.8876 | 4.6455 | 4.4142 | 4.1932 | 3.9821 | 3.7805 | 3.5879 | 3.4041 | 3.2286 | 3.0611 | 2.9012 | 2.7486 | 2.603 | 2.4642 | 2.3317 | 2.2054 | 2.085 | 1.9701 | 1.8607 | 2.0409 | 1.9348 | 1.8332 | 1.7358 | 1.6425 | 1.5532 | 1.4677 | 1.3859 | 1.3076 | 1.2327 | 1.161 | 1.0925 | 1.0269 | 0.9643 | 0.90444 | 0.84725 | 0.752 | 0.68114 | 0.46353 | 0.28098 | 0.14579 | 0.019935 | 0.012472 | 0.012108 | 0.011756 | 0.011413 | 0.011081 | 0.010758 | 0.010445 | 0.010141
| Discounted cost of loss of life | £m | 09/10 |  | 0.11366 | 0.11198 | 0.11032 | 0.10869 | 0.10709 | 0.1055 | 0.10394 | 0.10241 | 0 | 0 | 0 | 0 | 0 | 0 | 0 | 0 | 0 | 0 | 0 | 0 | 0 | 0 | 0 | 0 | 0 | 0 | 0 | 0 | 0 | 0 | 0 | 0 | 0 | 0 | 0 | 0 | 0 | 0 | 0 | 0 | 0 | 0 | 0 | 0 | 0 | 0 | 0 | 0 | 0 | 0 | 0 | 0 | 0 | 0 | 0 | 0 | 0 | 0 | 0 | 0
| Total discounted cost | £m | 09/10 |  | 45.7277 | 44.1914 | 44.789 | 45.3328 | 44.1372 | 43.5364 | 40.7692 | 39.4605 | 5.6835 | 5.4061 | 5.141 | 4.8876 | 4.6455 | 4.4142 | 4.1932 | 3.9821 | 3.7805 | 3.5879 | 3.4041 | 3.2286 | 3.0611 | 2.9012 | 2.7486 | 2.603 | 2.4642 | 2.3317 | 2.2054 | 2.085 | 1.9701 | 1.8607 | 2.0409 | 1.9348 | 1.8332 | 1.7358 | 1.6425 | 1.5532 | 1.4677 | 1.3859 | 1.3076 | 1.2327 | 1.161 | 1.0925 | 1.0269 | 0.9643 | 0.90444 | 0.84725 | 0.752 | 0.68114 | 0.46353 | 0.28098 | 0.14579 | 0.019935 | 0.012472 | 0.012108 | 0.011756 | 0.011413 | 0.011081 | 0.010758 | 0.010445 | 0.010141
| Cumulative discounted tunnel construction and operation cost | £m | 09/10 |  | 0.83484 | 1.6494 | 4.5262 | 9.3621 | 14.3697 | 20.0977 | 24.3351 | 28.4971 | 34.1806 | 39.5867 | 44.7277 | 49.6153 | 54.2608 | 58.675 | 62.8682 | 66.8502 | 70.6307 | 74.2187 | 77.6228 | 80.8514 | 83.9124 | 86.8136 | 89.5622 | 92.1653 | 94.6295 | 96.9612 | 99.1666 | 101.2515 | 103.2217 | 105.0824 | 107.1233 | 109.0581 | 110.8913 | 112.6271 | 114.2696 | 115.8228 | 117.2906 | 118.6765 | 119.9841 | 121.2168 | 122.3778 | 123.4702 | 124.4972 | 125.4615 | 126.3659 | 127.2132 | 127.9652 | 128.6463 | 129.1099 | 129.3908 | 129.5366 | 129.5566 | 129.569 | 129.5811 | 129.5929 | 129.6043 | 129.6154 | 129.6261 | 129.6366 | 129.6467
| Cumulative discounted costs (excluding loss of life) | £m | 09/10 |  | 45.614 | 89.6934 | 134.3721 | 179.5962 | 223.6263 | 267.0571 | 307.7224 | 347.0804 | 352.7639 | 358.17 | 363.311 | 368.1986 | 372.8441 | 377.2583 | 381.4515 | 385.4335 | 389.214 | 392.8019 | 396.2061 | 399.4347 | 402.4957 | 405.3969 | 408.1455 | 410.7486 | 413.2128 | 415.5445 | 417.7499 | 419.8348 | 421.805 | 423.6657 | 425.7066 | 427.6414 | 429.4746 | 431.2104 | 432.8529 | 434.4061 | 435.8739 | 437.2598 | 438.5674 | 439.8 | 440.9611 | 442.0535 | 443.0805 | 444.0448 | 444.9492 | 445.7965 | 446.5485 | 447.2296 | 447.6931 | 447.9741 | 448.1199 | 448.1399 | 448.1523 | 448.1644 | 448.1762 | 448.1876 | 448.1987 | 448.2094 | 448.2199 | 448.23
| Cumulative discounted cost of loss of life | £m | 09/10 |  | 0.11366 | 0.22563 | 0.33596 | 0.44465 | 0.55173 | 0.65724 | 0.76118 | 0.86359 | 0.86359 | 0.86359 | 0.86359 | 0.86359 | 0.86359 | 0.86359 | 0.86359 | 0.86359 | 0.86359 | 0.86359 | 0.86359 | 0.86359 | 0.86359 | 0.86359 | 0.86359 | 0.86359 | 0.86359 | 0.86359 | 0.86359 | 0.86359 | 0.86359 | 0.86359 | 0.86359 | 0.86359 | 0.86359 | 0.86359 | 0.86359 | 0.86359 | 0.86359 | 0.86359 | 0.86359 | 0.86359 | 0.86359 | 0.86359 | 0.86359 | 0.86359 | 0.86359 | 0.86359 | 0.86359 | 0.86359 | 0.86359 | 0.86359 | 0.86359 | 0.86359 | 0.86359 | 0.86359 | 0.86359 | 0.86359 | 0.86359 | 0.86359 | 0.86359 | 0.86359
| Cumulative total discounted cost | £m | 09/10 |  | 45.7277 | 89.919 | 134.708 | 180.0408 | 224.178 | 267.7144 | 308.4835 | 347.944 | 353.6275 | 359.0336 | 364.1746 | 369.0622 | 373.7077 | 378.1219 | 382.315 | 386.2971 | 390.0776 | 393.6655 | 397.0696 | 400.2982 | 403.3593 | 406.2605 | 409.0091 | 411.6122 | 414.0763 | 416.4081 | 418.6135 | 420.6984 | 422.6686 | 424.5293 | 426.5702 | 428.505 | 430.3382 | 432.074 | 433.7165 | 435.2697 | 436.7375 | 438.1234 | 439.431 | 440.6636 | 441.8246 | 442.9171 | 443.9441 | 444.9084 | 445.8128 | 446.6601 | 447.4121 | 448.0932 | 448.5567 | 448.8377 | 448.9835 | 449.0034 | 449.0159 | 449.028 | 449.0398 | 449.0512 | 449.0623 | 449.073 | 449.0835 | 449.0936
2 | Option: Mitigate 2044
| Operational costs | £m | 09/10 |  | 11.3851 1 2013/14: 0.29951; 11.3851 2 2014/15: 0.29951; 11.3851 3 2015/16: 0.29951; 11.3851 4 2016/17: 0.29951; 11.3851 5 2017/18: 0.29951; 11.3851 6 2018/19: 0.29951; 11.3851 7 2019/20: 0.29951; 11.3851 8 2020/21: 0.29951; 11.3851 9 2021/22: 0.29597; 11.3851 10 2022/23: 0.29248; 11.3851 11 2023/24: 0.28905; 11.3851 12 2024/25: 0.28566; 11.3851 13 2025/26: 0.28233; 11.3851 14 2026/27: 0.27904; 11.3851 15 2027/28: 0.27581; 11.3851 16 2028/29: 0.27262; 11.3851 17 2029/30: 0.26948; 11.3851 18 2030/31: 0.26638; 11.3851 19 2031/32: 0.26333; 11.3851 20 2032/33: 0.26033; 11.3851 21 2033/34: 0.25737; 11.3851 22 2034/35: 0.25445; 11.3851 23 2035/36: 0.25157; 11.3851 24 2036/37: 0.24874; 11.3851 25 2037/38: 0.24595; 11.3851 26 2038/39: 0.24321; 11.3851 27 2039/40: 0.2405; 11.3851 28 2040/41: 0.23783; 11.3851 29 2041/42: 0.2352; 11.3851 30 2042/43: 0.23261; 11.3851 31 2043/44: 0.23006; 11.3851 32 2044/45: 0.22755
| Loss of lease | £m | 09/10 |  | 11.3851 1 2013/14: 1.2511; 11.3851 2 2014/15: 1.239; 11.3851 3 2015/16: 1.2271; 11.3851 4 2016/17: 1.2152; 11.3851 5 2017/18: 1.2035; 11.3851 6 2018/19: 1.1919; 11.3851 7 2019/20: 1.1804; 11.3851 8 2020/21: 1.169; 11.3851 9 2021/22: 1.1577; 11.3851 10 2022/23: 1.1465; 11.3851 11 2023/24: 1.1355; 11.3851 12 2024/25: 1.1245; 11.3851 13 2025/26: 1.1137; 11.3851 14 2026/27: 1.1029; 11.3851 15 2027/28: 1.0923; 11.3851 16 2028/29: 1.0817; 11.3851 17 2029/30: 1.0713; 11.3851 18 2030/31: 1.061; 11.3851 19 2031/32: 1.0507; 11.3851 20 2032/33: 1.0406; 11.3851 21 2033/34: 1.0305; 11.3851 22 2034/35: 1.0206; 11.3851 23 2035/36: 1.0107; 11.3851 24 2036/37: 1.001; 11.3851 25 2037/38: 0.99133; 11.3851 26 2038/39: 0.98176; 11.3851 27 2039/40: 0.97229; 11.3851 28 2040/41: 0.96291; 11.3851 29 2041/42: 0.95361; 11.3851 30 2042/43: 0.94441; 11.3851 31 2043/44: 0.9353; 11.3851 32 2044/45: 0.92627
| Mattressing cost | £m | 09/10 |  | 11.3851 1 2013/14: 0.74263; 11.3851 2 2014/15: 0.74263; 11.3851 3 2015/16: 0.74263; 11.3851 4 2016/17: 0.74263; 11.3851 5 2017/18: 0.74263; 11.3851 6 2018/19: 0.74263; 11.3851 7 2019/20: 0.74263; 11.3851 8 2020/21: 0.74263; 11.3851 9 2021/22: 0.73167; 11.3851 10 2022/23: 0.72087; 11.3851 11 2023/24: 0.71023; 11.3851 12 2024/25: 0.69975; 11.3851 13 2025/26: 0.68942; 11.3851 14 2026/27: 0.67924; 11.3851 15 2027/28: 0.66922; 11.3851 16 2028/29: 0.65934; 11.3851 17 2029/30: 0.64961; 11.3851 18 2030/31: 0.64002; 11.3851 19 2031/32: 0.63057; 11.3851 20 2032/33: 0.62127; 11.3851 21 2033/34: 0.6121; 11.3851 22 2034/35: 0.60306; 11.3851 23 2035/36: 0.59416; 11.3851 24 2036/37: 0.58539; 11.3851 25 2037/38: 0.57675; 11.3851 26 2038/39: 0.56824; 11.3851 27 2039/40: 0.55985; 11.3851 28 2040/41: 0.55159; 11.3851 29 2041/42: 0.54344; 11.3851 30 2042/43: 0.53542; 11.3851 31 2043/44: 0.52752; 11.3851 32 2044/45: 0.51973
Freespan (<20m)
| Emergency mattressing following freespan | £m | 09/10 |  | 11.3851 1 2013/14: 0.26098; 11.3851 2 2014/15: 0.26098; 11.3851 3 2015/16: 0.26098; 11.3851 4 2016/17: 0.26098; 11.3851 5 2017/18: 0.26098; 11.3851 6 2018/19: 0.26098; 11.3851 7 2019/20: 0.26098; 11.3851 8 2020/21: 0.26098; 11.3851 9 2021/22: 0.25713; 11.3851 10 2022/23: 0.25333; 11.3851 11 2023/24: 0.24959; 11.3851 12 2024/25: 0.24591; 11.3851 13 2025/26: 0.24228; 11.3851 14 2026/27: 0.23871; 11.3851 15 2027/28: 0.23518; 11.3851 16 2028/29: 0.23171; 11.3851 17 2029/30: 0.22829; 11.3851 18 2030/31: 0.22492; 11.3851 19 2031/32: 0.2216; 11.3851 20 2032/33: 0.21833; 11.3851 21 2033/34: 0.21511; 11.3851 22 2034/35: 0.21193; 11.3851 23 2035/36: 0.2088; 11.3851 24 2036/37: 0.20572; 11.3851 25 2037/38: 0.20269; 11.3851 26 2038/39: 0.19969; 11.3851 27 2039/40: 0.19675; 11.3851 28 2040/41: 0.19384; 11.3851 29 2041/42: 0.19098; 11.3851 30 2042/43: 0.18816; 11.3851 31 2043/44: 0.18539; 11.3851 32 2044/45: 0.18265
Freespan (20-55m)
| Cost of emergency mattressing - major | £m | 09/10 |  | 11.3851 1 2013/14: 0.16994; 11.3851 2 2014/15: 0.16994; 11.3851 3 2015/16: 0.16994; 11.3851 4 2016/17: 0.16994; 11.3851 5 2017/18: 0.16994; 11.3851 6 2018/19: 0.16994; 11.3851 7 2019/20: 0.16994; 11.3851 8 2020/21: 0.16994; 11.3851 9 2021/22: 0.16744; 11.3851 10 2022/23: 0.16496; 11.3851 11 2023/24: 0.16253; 11.3851 12 2024/25: 0.16013; 11.3851 13 2025/26: 0.15777; 11.3851 14 2026/27: 0.15544; 11.3851 15 2027/28: 0.15314; 11.3851 16 2028/29: 0.15088; 11.3851 17 2029/30: 0.14866; 11.3851 18 2030/31: 0.14646; 11.3851 19 2031/32: 0.1443; 11.3851 20 2032/33: 0.14217; 11.3851 21 2033/34: 0.14007; 11.3851 22 2034/35: 0.138; 11.3851 23 2035/36: 0.13597; 11.3851 24 2036/37: 0.13396; 11.3851 25 2037/38: 0.13198; 11.3851 26 2038/39: 0.13004; 11.3851 27 2039/40: 0.12812; 11.3851 28 2040/41: 0.12623; 11.3851 29 2041/42: 0.12436; 11.3851 30 2042/43: 0.12253; 11.3851 31 2043/44: 0.12072; 11.3851 32 2044/45: 0.11894
| Prompt constraint costs | £m | 09/10 |  | 11.3851 1 2013/14: 12.3113; 11.3851 2 2014/15: 12.3113; 11.3851 3 2015/16: 12.3113; 11.3851 4 2016/17: 12.3113; 11.3851 5 2017/18: 12.3113; 11.3851 6 2018/19: 12.3113; 11.3851 7 2019/20: 12.3113; 11.3851 8 2020/21: 12.3113; 11.3851 9 2021/22: 12.1296; 11.3851 10 2022/23: 11.9505; 11.3851 11 2023/24: 11.7741; 11.3851 12 2024/25: 11.6004; 11.3851 13 2025/26: 11.4291; 11.3851 14 2026/27: 11.2604; 11.3851 15 2027/28: 11.0942; 11.3851 16 2028/29: 10.9305; 11.3851 17 2029/30: 10.7692; 11.3851 18 2030/31: 10.6102; 11.3851 19 2031/32: 10.4536; 11.3851 20 2032/33: 10.2993; 11.3851 21 2033/34: 10.1473; 11.3851 22 2034/35: 9.9975; 11.3851 23 2035/36: 9.8499; 11.3851 24 2036/37: 9.7046; 11.3851 25 2037/38: 9.5613; 11.3851 26 2038/39: 9.4202; 11.3851 27 2039/40: 9.2812; 11.3851 28 2040/41: 9.1442; 11.3851 29 2041/42: 9.0092; 11.3851 30 2042/43: 8.8762; 11.3851 31 2043/44: 8.7452; 11.3851 32 2044/45: 8.6161
| Post-mod constraint costs - three months | £m | 09/10 |  | 11.3851 1 2013/14: 0; 11.3851 2 2014/15: 0; 11.3851 3 2015/16: 0; 11.3851 4 2016/17: 0; 11.3851 5 2017/18: 0; 11.3851 6 2018/19: 0; 11.3851 7 2019/20: 0; 11.3851 8 2020/21: 0; 11.3851 9 2021/22: 0; 11.3851 10 2022/23: 0; 11.3851 11 2023/24: 0; 11.3851 12 2024/25: 0; 11.3851 13 2025/26: 0; 11.3851 14 2026/27: 0; 11.3851 15 2027/28: 0; 11.3851 16 2028/29: 0; 11.3851 17 2029/30: 0; 11.3851 18 2030/31: 0; 11.3851 19 2031/32: 0; 11.3851 20 2032/33: 0; 11.3851 21 2033/34: 0; 11.3851 22 2034/35: 0; 11.3851 23 2035/36: 0; 11.3851 24 2036/37: 0; 11.3851 25 2037/38: 0; 11.3851 26 2038/39: 0; 11.3851 27 2039/40: 0; 11.3851 28 2040/41: 0; 11.3851 29 2041/42: 0; 11.3851 30 2042/43: 0; 11.3851 31 2043/44: 0; 11.3851 32 2044/45: 0
| Wholesale gas price impact (Before 2024) | £m | 09/10 |  | 11.3851 1 2013/14: 8.782; 11.3851 2 2014/15: 8.782; 11.3851 3 2015/16: 8.782; 11.3851 4 2016/17: 8.782; 11.3851 5 2017/18: 8.782; 11.3851 6 2018/19: 8.782; 11.3851 7 2019/20: 8.782; 11.3851 8 2020/21: 8.782; 11.3851 9 2021/22: 8.6524; 11.3851 10 2022/23: 8.5247; 11.3851 11 2023/24: 8.3989; 11.3851 12 2024/25: 8.2749
| Wholesale gas price impact (Beyond 2024) | £m | 09/10 |  | 11.3851 13 2025/26: 5.0129; 11.3851 14 2026/27: 4.9389; 11.3851 15 2027/28: 4.866; 11.3851 16 2028/29: 4.7942; 11.3851 17 2029/30: 4.7234; 11.3851 18 2030/31: 4.6537; 11.3851 19 2031/32: 4.585; 11.3851 20 2032/33: 4.5173; 11.3851 21 2033/34: 4.4507; 11.3851 22 2034/35: 4.385; 11.3851 23 2035/36: 4.3203; 11.3851 24 2036/37: 4.2565; 11.3851 25 2037/38: 4.1937; 11.3851 26 2038/39: 4.1318; 11.3851 27 2039/40: 4.0708; 11.3851 28 2040/41: 4.0107; 11.3851 29 2041/42: 3.9515; 11.3851 30 2042/43: 3.8932; 11.3851 31 2043/44: 3.8357; 11.3851 32 2044/45: 3.7791
| VOLL | £m | 09/10 |  | 11.3851 1 2013/14: 0.19825; 11.3851 2 2014/15: 0.19825; 11.3851 3 2015/16: 0.19825; 11.3851 4 2016/17: 0.19825; 11.3851 5 2017/18: 0.19825; 11.3851 6 2018/19: 0.19825; 11.3851 7 2019/20: 0.19825; 11.3851 8 2020/21: 0.19825; 11.3851 9 2021/22: 0.19532; 11.3851 10 2022/23: 0.19244; 11.3851 11 2023/24: 0.1896; 11.3851 12 2024/25: 0.1868; 11.3851 13 2025/26: 0.18404; 11.3851 14 2026/27: 0.18133; 11.3851 15 2027/28: 0.17865; 11.3851 16 2028/29: 0.17601; 11.3851 17 2029/30: 0.17341; 11.3851 18 2030/31: 0.17085; 11.3851 19 2031/32: 0.16833; 11.3851 20 2032/33: 0.16585; 11.3851 21 2033/34: 0.1634; 11.3851 22 2034/35: 0.16099; 11.3851 23 2035/36: 0.15861; 11.3851 24 2036/37: 0.15627; 11.3851 25 2037/38: 0.15396; 11.3851 26 2038/39: 0.15169; 11.3851 27 2039/40: 0.14945; 11.3851 28 2040/41: 0.14725; 11.3851 29 2041/42: 0.14507; 11.3851 30 2042/43: 0.14293; 11.3851 31 2043/44: 0.14082; 11.3851 32 2044/45: 0.13874
Freespan (>55m)
| Cost of building a replacement tunnel | £m | 09/10 |  | 11.3851 1 2013/14: 0.66249; 11.3851 2 2014/15: 0.65911; 11.3851 3 2015/16: 0.65574; 11.3851 4 2016/17: 0.65239; 11.3851 5 2017/18: 0.64906; 11.3851 6 2018/19: 0.64574; 11.3851 7 2019/20: 0.64244; 11.3851 8 2020/21: 0.63916; 11.3851 9 2021/22: 0.63589; 11.3851 10 2022/23: 0.63264; 11.3851 11 2023/24: 0.62941; 11.3851 12 2024/25: 0.62619; 11.3851 13 2025/26: 0.62299; 11.3851 14 2026/27: 0.61981; 11.3851 15 2027/28: 0.61664; 11.3851 16 2028/29: 0.61349; 11.3851 17 2029/30: 0.61036; 11.3851 18 2030/31: 0.60724; 11.3851 19 2031/32: 0.60413; 11.3851 20 2032/33: 0.60105; 11.3851 21 2033/34: 0.59798; 11.3851 22 2034/35: 0.59492; 11.3851 23 2035/36: 0.59188; 11.3851 24 2036/37: 0.58886; 11.3851 25 2037/38: 0.58585; 11.3851 26 2038/39: 0.58285; 11.3851 27 2039/40: 0.57987; 11.3851 28 2040/41: 0.57691; 11.3851 29 2041/42: 0.57396; 11.3851 30 2042/43: 0.57103; 11.3851 31 2043/44: 0.56811; 11.3851 32 2044/45: 0.56521
| Cost of emergency mattressing - major | £m | 09/10 |  | 11.3851 1 2013/14: 0.036184; 11.3851 2 2014/15: 0.036184; 11.3851 3 2015/16: 0.036184; 11.3851 4 2016/17: 0.036184; 11.3851 5 2017/18: 0.036184; 11.3851 6 2018/19: 0.036184; 11.3851 7 2019/20: 0.036184; 11.3851 8 2020/21: 0.036184; 11.3851 9 2021/22: 0.03565; 11.3851 10 2022/23: 0.035124; 11.3851 11 2023/24: 0.034605; 11.3851 12 2024/25: 0.034094; 11.3851 13 2025/26: 0.033591; 11.3851 14 2026/27: 0.033095; 11.3851 15 2027/28: 0.032607; 11.3851 16 2028/29: 0.032126; 11.3851 17 2029/30: 0.031651; 11.3851 18 2030/31: 0.031184; 11.3851 19 2031/32: 0.030724; 11.3851 20 2032/33: 0.030271; 11.3851 21 2033/34: 0.029824; 11.3851 22 2034/35: 0.029384; 11.3851 23 2035/36: 0.02895; 11.3851 24 2036/37: 0.028523; 11.3851 25 2037/38: 0.028102; 11.3851 26 2038/39: 0.027687; 11.3851 27 2039/40: 0.027278; 11.3851 28 2040/41: 0.026875; 11.3851 29 2041/42: 0.026479; 11.3851 30 2042/43: 0.026088; 11.3851 31 2043/44: 0.025703; 11.3851 32 2044/45: 0.025324
| Prompt constraint costs - 16 months | £m | 09/10 |  | 11.3851 1 2013/14: 13.9802; 11.3851 2 2014/15: 13.9802; 11.3851 3 2015/16: 13.9802; 11.3851 4 2016/17: 13.9802; 11.3851 5 2017/18: 13.9802; 11.3851 6 2018/19: 13.9802; 11.3851 7 2019/20: 13.9802; 11.3851 8 2020/21: 13.9802; 11.3851 9 2021/22: 13.7738; 11.3851 10 2022/23: 13.5705; 11.3851 11 2023/24: 13.3702; 11.3851 12 2024/25: 13.1729; 11.3851 13 2025/26: 12.9784; 11.3851 14 2026/27: 12.7869; 11.3851 15 2027/28: 12.5981; 11.3851 16 2028/29: 12.4122; 11.3851 17 2029/30: 12.229; 11.3851 18 2030/31: 12.0485; 11.3851 19 2031/32: 11.8706; 11.3851 20 2032/33: 11.6954; 11.3851 21 2033/34: 11.5228; 11.3851 22 2034/35: 11.3527; 11.3851 23 2035/36: 11.1852; 11.3851 24 2036/37: 11.0201; 11.3851 25 2037/38: 10.8574; 11.3851 26 2038/39: 10.6972; 11.3851 27 2039/40: 10.5393; 11.3851 28 2040/41: 10.3837; 11.3851 29 2041/42: 10.2304; 11.3851 30 2042/43: 10.0794; 11.3851 31 2043/44: 9.9307; 11.3851 32 2044/45: 9.7841
| Post-mod constraint costs - 16 months | £m | 09/10 |  | 11.3851 1 2013/14: 0; 11.3851 2 2014/15: 0; 11.3851 3 2015/16: 0; 11.3851 4 2016/17: 0; 11.3851 5 2017/18: 0; 11.3851 6 2018/19: 0; 11.3851 7 2019/20: 0; 11.3851 8 2020/21: 0; 11.3851 9 2021/22: 0; 11.3851 10 2022/23: 0; 11.3851 11 2023/24: 0; 11.3851 12 2024/25: 0; 11.3851 13 2025/26: 0; 11.3851 14 2026/27: 0; 11.3851 15 2027/28: 0; 11.3851 16 2028/29: 0; 11.3851 17 2029/30: 0; 11.3851 18 2030/31: 0; 11.3851 19 2031/32: 0; 11.3851 20 2032/33: 0; 11.3851 21 2033/34: 0; 11.3851 22 2034/35: 0; 11.3851 23 2035/36: 0; 11.3851 24 2036/37: 0; 11.3851 25 2037/38: 0; 11.3851 26 2038/39: 0; 11.3851 27 2039/40: 0; 11.3851 28 2040/41: 0; 11.3851 29 2041/42: 0; 11.3851 30 2042/43: 0; 11.3851 31 2043/44: 0; 11.3851 32 2044/45: 0
Wholesale gas price impact for 16 months
| Wholesale gas price impact (Up to 2024) | £m | 09/10 |  | 11.3851 1 2013/14: 8.3854; 11.3851 2 2014/15: 8.3854; 11.3851 3 2015/16: 8.3854; 11.3851 4 2016/17: 8.3854; 11.3851 5 2017/18: 8.3854; 11.3851 6 2018/19: 8.3854; 11.3851 7 2019/20: 8.3854; 11.3851 8 2020/21: 8.3854; 11.3851 9 2021/22: 8.2616; 11.3851 10 2022/23: 8.1397; 11.3851 11 2023/24: 8.0195; 11.3851 12 2024/25: 7.9012
| Wholesale gas price impact (Beyond 2024) | £m | 09/10 |  | 11.3851 13 2025/26: 4.0791; 11.3851 14 2026/27: 4.0189; 11.3851 15 2027/28: 3.9596; 11.3851 16 2028/29: 3.9012; 11.3851 17 2029/30: 3.8436; 11.3851 18 2030/31: 3.7869; 11.3851 19 2031/32: 3.731; 11.3851 20 2032/33: 3.6759; 11.3851 21 2033/34: 3.6216; 11.3851 22 2034/35: 3.5682; 11.3851 23 2035/36: 3.5155; 11.3851 24 2036/37: 3.4636; 11.3851 25 2037/38: 3.4125; 11.3851 26 2038/39: 3.3621; 11.3851 27 2039/40: 3.3125; 11.3851 28 2040/41: 3.2636; 11.3851 29 2041/42: 3.2155; 11.3851 30 2042/43: 3.168; 11.3851 31 2043/44: 3.1212; 11.3851 32 2044/45: 3.0752
| VOLL | £m | 09/10 |  | 11.3851 1 2013/14: 0.04221; 11.3851 2 2014/15: 0.04221; 11.3851 3 2015/16: 0.04221; 11.3851 4 2016/17: 0.04221; 11.3851 5 2017/18: 0.04221; 11.3851 6 2018/19: 0.04221; 11.3851 7 2019/20: 0.04221; 11.3851 8 2020/21: 0.04221; 11.3851 9 2021/22: 0.041587; 11.3851 10 2022/23: 0.040973; 11.3851 11 2023/24: 0.040368; 11.3851 12 2024/25: 0.039773; 11.3851 13 2025/26: 0.039186; 11.3851 14 2026/27: 0.038607; 11.3851 15 2027/28: 0.038037; 11.3851 16 2028/29: 0.037476; 11.3851 17 2029/30: 0.036923; 11.3851 18 2030/31: 0.036378; 11.3851 19 2031/32: 0.035841; 11.3851 20 2032/33: 0.035312; 11.3851 21 2033/34: 0.034791; 11.3851 22 2034/35: 0.034277; 11.3851 23 2035/36: 0.033771; 11.3851 24 2036/37: 0.033273; 11.3851 25 2037/38: 0.032782; 11.3851 26 2038/39: 0.032298; 11.3851 27 2039/40: 0.031821; 11.3851 28 2040/41: 0.031351; 11.3851 29 2041/42: 0.030889; 11.3851 30 2042/43: 0.030433; 11.3851 31 2043/44: 0.029983; 11.3851 32 2044/45: 0.029541
Third party impact
| Probability adjusted cost associated with possible loss of life | £m | 09/10 |  | 11.3851 1 2013/14: 0.11536; 11.3851 2 2014/15: 0.11536; 11.3851 3 2015/16: 0.11536; 11.3851 4 2016/17: 0.11536; 11.3851 5 2017/18: 0.11536; 11.3851 6 2018/19: 0.11536; 11.3851 7 2019/20: 0.11536; 11.3851 8 2020/21: 0.11536; 11.3851 9 2021/22: 0.11366; 11.3851 10 2022/23: 0.11198; 11.3851 11 2023/24: 0.11033; 11.3851 12 2024/25: 0.1087; 11.3851 13 2025/26: 0.1071; 11.3851 14 2026/27: 0.10551; 11.3851 15 2027/28: 0.10396; 11.3851 16 2028/29: 0.10242; 11.3851 17 2029/30: 0.10091; 11.3851 18 2030/31: 0.099422; 11.3851 19 2031/32: 0.097954; 11.3851 20 2032/33: 0.096508; 11.3851 21 2033/34: 0.095084; 11.3851 22 2034/35: 0.09368; 11.3851 23 2035/36: 0.092298; 11.3851 24 2036/37: 0.090935; 11.3851 25 2037/38: 0.089593; 11.3851 26 2038/39: 0.088271; 11.3851 27 2039/40: 0.086968; 11.3851 28 2040/41: 0.085684; 11.3851 29 2041/42: 0.08442; 11.3851 30 2042/43: 0.083174; 11.3851 31 2043/44: 0.081946; 11.3851 32 2044/45: 0.080736
| Cost of intervention | £m | 09/10 |  | 11.3851 1 2013/14: 0.0035579; 11.3851 2 2014/15: 0.0035579; 11.3851 3 2015/16: 0.0035579; 11.3851 4 2016/17: 0.0035579; 11.3851 5 2017/18: 0.0035579; 11.3851 6 2018/19: 0.0035579; 11.3851 7 2019/20: 0.0035579; 11.3851 8 2020/21: 0.0035579; 11.3851 9 2021/22: 0.0035053; 11.3851 10 2022/23: 0.0034536; 11.3851 11 2023/24: 0.0034026; 11.3851 12 2024/25: 0.0033524; 11.3851 13 2025/26: 0.0033029; 11.3851 14 2026/27: 0.0032542; 11.3851 15 2027/28: 0.0032061; 11.3851 16 2028/29: 0.0031588; 11.3851 17 2029/30: 0.0031122; 11.3851 18 2030/31: 0.0030663; 11.3851 19 2031/32: 0.003021; 11.3851 20 2032/33: 0.0029764; 11.3851 21 2033/34: 0.0029325; 11.3851 22 2034/35: 0.0028892; 11.3851 23 2035/36: 0.0028465; 11.3851 24 2036/37: 0.0028045; 11.3851 25 2037/38: 0.0027631; 11.3851 26 2038/39: 0.0027224; 11.3851 27 2039/40: 0.0026822; 11.3851 28 2040/41: 0.0026426; 11.3851 29 2041/42: 0.0026036; 11.3851 30 2042/43: 0.0025652; 11.3851 31 2043/44: 0.0025273; 11.3851 32 2044/45: 0.00249
| Prompt constraint costs | £m | 09/10 |  | 11.3851 1 2013/14: 0.85495; 11.3851 2 2014/15: 0.85495; 11.3851 3 2015/16: 0.85495; 11.3851 4 2016/17: 0.85495; 11.3851 5 2017/18: 0.85495; 11.3851 6 2018/19: 0.85495; 11.3851 7 2019/20: 0.85495; 11.3851 8 2020/21: 0.85495; 11.3851 9 2021/22: 0.84233; 11.3851 10 2022/23: 0.8299; 11.3851 11 2023/24: 0.81765; 11.3851 12 2024/25: 0.80558; 11.3851 13 2025/26: 0.79369; 11.3851 14 2026/27: 0.78198; 11.3851 15 2027/28: 0.77043; 11.3851 16 2028/29: 0.75906; 11.3851 17 2029/30: 0.74786; 11.3851 18 2030/31: 0.73682; 11.3851 19 2031/32: 0.72594; 11.3851 20 2032/33: 0.71523; 11.3851 21 2033/34: 0.70467; 11.3851 22 2034/35: 0.69427; 11.3851 23 2035/36: 0.68402; 11.3851 24 2036/37: 0.67393; 11.3851 25 2037/38: 0.66398; 11.3851 26 2038/39: 0.65418; 11.3851 27 2039/40: 0.64452; 11.3851 28 2040/41: 0.63501; 11.3851 29 2041/42: 0.62564; 11.3851 30 2042/43: 0.6164; 11.3851 31 2043/44: 0.60731; 11.3851 32 2044/45: 0.59834
| Post-mod constraint costs - 16 months | £m | 09/10 |  | 11.3851 1 2013/14: 0; 11.3851 2 2014/15: 0; 11.3851 3 2015/16: 0; 11.3851 4 2016/17: 0; 11.3851 5 2017/18: 0; 11.3851 6 2018/19: 0; 11.3851 7 2019/20: 0; 11.3851 8 2020/21: 0; 11.3851 9 2021/22: 0; 11.3851 10 2022/23: 0; 11.3851 11 2023/24: 0; 11.3851 12 2024/25: 0; 11.3851 13 2025/26: 0; 11.3851 14 2026/27: 0; 11.3851 15 2027/28: 0; 11.3851 16 2028/29: 0; 11.3851 17 2029/30: 0; 11.3851 18 2030/31: 0; 11.3851 19 2031/32: 0; 11.3851 20 2032/33: 0; 11.3851 21 2033/34: 0; 11.3851 22 2034/35: 0; 11.3851 23 2035/36: 0; 11.3851 24 2036/37: 0; 11.3851 25 2037/38: 0; 11.3851 26 2038/39: 0; 11.3851 27 2039/40: 0; 11.3851 28 2040/41: 0; 11.3851 29 2041/42: 0; 11.3851 30 2042/43: 0; 11.3851 31 2043/44: 0; 11.3851 32 2044/45: 0
| Wholesale gas price impact for 16 months | £m | 09/10
| Up to 2024 | £m | 09/10 |  | 11.3851 1 2013/14: 0.5128; 11.3851 2 2014/15: 0.5128; 11.3851 3 2015/16: 0.5128; 11.3851 4 2016/17: 0.5128; 11.3851 5 2017/18: 0.5128; 11.3851 6 2018/19: 0.5128; 11.3851 7 2019/20: 0.5128; 11.3851 8 2020/21: 0.5128; 11.3851 9 2021/22: 0.50524; 11.3851 10 2022/23: 0.49778; 11.3851 11 2023/24: 0.49043; 11.3851 12 2024/25: 0.48319
| Beyond 2024 | £m | 09/10 |  | 11.3851 13 2025/26: 0.24946; 11.3851 14 2026/27: 0.24578; 11.3851 15 2027/28: 0.24215; 11.3851 16 2028/29: 0.23857; 11.3851 17 2029/30: 0.23505; 11.3851 18 2030/31: 0.23158; 11.3851 19 2031/32: 0.22817; 11.3851 20 2032/33: 0.2248; 11.3851 21 2033/34: 0.22148; 11.3851 22 2034/35: 0.21821; 11.3851 23 2035/36: 0.21499; 11.3851 24 2036/37: 0.21182; 11.3851 25 2037/38: 0.20869; 11.3851 26 2038/39: 0.20561; 11.3851 27 2039/40: 0.20258; 11.3851 28 2040/41: 0.19959; 11.3851 29 2041/42: 0.19664; 11.3851 30 2042/43: 0.19374; 11.3851 31 2043/44: 0.19088; 11.3851 32 2044/45: 0.18806
| Shipping lane closure | £m | 09/10 |  | 11.3851 1 2013/14: 0.0021628; 11.3851 2 2014/15: 0.0021628; 11.3851 3 2015/16: 0.0021628; 11.3851 4 2016/17: 0.0021628; 11.3851 5 2017/18: 0.0021628; 11.3851 6 2018/19: 0.0021628; 11.3851 7 2019/20: 0.0021628; 11.3851 8 2020/21: 0.0021628; 11.3851 9 2021/22: 0.0021309; 11.3851 10 2022/23: 0.0020994; 11.3851 11 2023/24: 0.0020685; 11.3851 12 2024/25: 0.0020379; 11.3851 13 2025/26: 0.0020078; 11.3851 14 2026/27: 0.0019782; 11.3851 15 2027/28: 0.001949; 11.3851 16 2028/29: 0.0019202; 11.3851 17 2029/30: 0.0018919; 11.3851 18 2030/31: 0.001864; 11.3851 19 2031/32: 0.0018365; 11.3851 20 2032/33: 0.0018094; 11.3851 21 2033/34: 0.0017827; 11.3851 22 2034/35: 0.0017563; 11.3851 23 2035/36: 0.0017304; 11.3851 24 2036/37: 0.0017049; 11.3851 25 2037/38: 0.0016797; 11.3851 26 2038/39: 0.0016549; 11.3851 27 2039/40: 0.0016305; 11.3851 28 2040/41: 0.0016064; 11.3851 29 2041/42: 0.0015827; 11.3851 30 2042/43: 0.0015594; 11.3851 31 2043/44: 0.0015363; 11.3851 32 2044/45: 0.0015137
| Shipwreck clear up costs | £m | 09/10 |  | 11.3851 1 2013/14: 0.061322; 11.3851 2 2014/15: 0.061322; 11.3851 3 2015/16: 0.061322; 11.3851 4 2016/17: 0.061322; 11.3851 5 2017/18: 0.061322; 11.3851 6 2018/19: 0.061322; 11.3851 7 2019/20: 0.061322; 11.3851 8 2020/21: 0.061322; 11.3851 9 2021/22: 0.060417; 11.3851 10 2022/23: 0.059525; 11.3851 11 2023/24: 0.058647; 11.3851 12 2024/25: 0.057781; 11.3851 13 2025/26: 0.056928; 11.3851 14 2026/27: 0.056088; 11.3851 15 2027/28: 0.05526; 11.3851 16 2028/29: 0.054445; 11.3851 17 2029/30: 0.053641; 11.3851 18 2030/31: 0.052849; 11.3851 19 2031/32: 0.052069; 11.3851 20 2032/33: 0.051301; 11.3851 21 2033/34: 0.050543; 11.3851 22 2034/35: 0.049797; 11.3851 23 2035/36: 0.049062; 11.3851 24 2036/37: 0.048338; 11.3851 25 2037/38: 0.047625; 11.3851 26 2038/39: 0.046922; 11.3851 27 2039/40: 0.046229; 11.3851 28 2040/41: 0.045547; 11.3851 29 2041/42: 0.044875; 11.3851 30 2042/43: 0.044212; 11.3851 31 2043/44: 0.04356; 11.3851 32 2044/45: 0.042917
| VOLL | £m | 09/10 |  | 11.3851 1 2013/14: 0.0025813; 11.3851 2 2014/15: 0.0025813; 11.3851 3 2015/16: 0.0025813; 11.3851 4 2016/17: 0.0025813; 11.3851 5 2017/18: 0.0025813; 11.3851 6 2018/19: 0.0025813; 11.3851 7 2019/20: 0.0025813; 11.3851 8 2020/21: 0.0025813; 11.3851 9 2021/22: 0.0025432; 11.3851 10 2022/23: 0.0025057; 11.3851 11 2023/24: 0.0024687; 11.3851 12 2024/25: 0.0024323; 11.3851 13 2025/26: 0.0023964; 11.3851 14 2026/27: 0.002361; 11.3851 15 2027/28: 0.0023262; 11.3851 16 2028/29: 0.0022918; 11.3851 17 2029/30: 0.002258; 11.3851 18 2030/31: 0.0022247; 11.3851 19 2031/32: 0.0021918; 11.3851 20 2032/33: 0.0021595; 11.3851 21 2033/34: 0.0021276; 11.3851 22 2034/35: 0.0020962; 11.3851 23 2035/36: 0.0020653; 11.3851 24 2036/37: 0.0020348; 11.3851 25 2037/38: 0.0020047; 11.3851 26 2038/39: 0.0019752; 11.3851 27 2039/40: 0.001946; 11.3851 28 2040/41: 0.0019173; 11.3851 29 2041/42: 0.001889; 11.3851 30 2042/43: 0.0018611; 11.3851 31 2043/44: 0.0018336; 11.3851 32 2044/45: 0.0018066
| Total costs (excluding loss of life) | £m | 09/10 |  | 11.3851 1 2013/14: 48.5595; 11.3851 2 2014/15: 48.5441; 11.3851 3 2015/16: 48.5287; 11.3851 4 2016/17: 48.5135; 11.3851 5 2017/18: 48.4985; 11.3851 6 2018/19: 48.4836; 11.3851 7 2019/20: 48.4688; 11.3851 8 2020/21: 48.4541; 11.3851 9 2021/22: 47.7519; 11.3851 10 2022/23: 47.06; 11.3851 11 2023/24: 46.3783; 11.3851 12 2024/25: 45.7065; 11.3851 13 2025/26: 37.9727; 11.3851 14 2026/27: 37.4248; 11.3851 15 2027/28: 36.8849; 11.3851 16 2028/29: 36.3529; 11.3851 17 2029/30: 35.8286; 11.3851 18 2030/31: 35.3121; 11.3851 19 2031/32: 34.803; 11.3851 20 2032/33: 34.3014; 11.3851 21 2033/34: 33.8071; 11.3851 22 2034/35: 33.32; 11.3851 23 2035/36: 32.8401; 11.3851 24 2036/37: 32.3671; 11.3851 25 2037/38: 31.901; 11.3851 26 2038/39: 31.4418; 11.3851 27 2039/40: 30.9892; 11.3851 28 2040/41: 30.5433; 11.3851 29 2041/42: 30.1038; 11.3851 30 2042/43: 29.6708; 11.3851 31 2043/44: 29.2441; 11.3851 32 2044/45: 28.8236
| Cost of possible loss of life | £m | 09/10 |  | 11.3851 1 2013/14: 0.11536; 11.3851 2 2014/15: 0.11536; 11.3851 3 2015/16: 0.11536; 11.3851 4 2016/17: 0.11536; 11.3851 5 2017/18: 0.11536; 11.3851 6 2018/19: 0.11536; 11.3851 7 2019/20: 0.11536; 11.3851 8 2020/21: 0.11536; 11.3851 9 2021/22: 0.11366; 11.3851 10 2022/23: 0.11198; 11.3851 11 2023/24: 0.11033; 11.3851 12 2024/25: 0.1087; 11.3851 13 2025/26: 0.1071; 11.3851 14 2026/27: 0.10551; 11.3851 15 2027/28: 0.10396; 11.3851 16 2028/29: 0.10242; 11.3851 17 2029/30: 0.10091; 11.3851 18 2030/31: 0.099422; 11.3851 19 2031/32: 0.097954; 11.3851 20 2032/33: 0.096508; 11.3851 21 2033/34: 0.095084; 11.3851 22 2034/35: 0.09368; 11.3851 23 2035/36: 0.092298; 11.3851 24 2036/37: 0.090935; 11.3851 25 2037/38: 0.089593; 11.3851 26 2038/39: 0.088271; 11.3851 27 2039/40: 0.086968; 11.3851 28 2040/41: 0.085684; 11.3851 29 2041/42: 0.08442; 11.3851 30 2042/43: 0.083174; 11.3851 31 2043/44: 0.081946; 11.3851 32 2044/45: 0.080736
| Discount factor for other costs |  |  |  | 11.3851 1 2013/14: 0.96618; 11.3851 2 2014/15: 0.93351; 11.3851 3 2015/16: 0.90194; 11.3851 4 2016/17: 0.87144; 11.3851 5 2017/18: 0.84197; 11.3851 6 2018/19: 0.8135; 11.3851 7 2019/20: 0.78599; 11.3851 8 2020/21: 0.75941; 11.3851 9 2021/22: 0.73373; 11.3851 10 2022/23: 0.70892; 11.3851 11 2023/24: 0.68495; 11.3851 12 2024/25: 0.66178; 11.3851 13 2025/26: 0.6394; 11.3851 14 2026/27: 0.61778; 11.3851 15 2027/28: 0.59689; 11.3851 16 2028/29: 0.57671; 11.3851 17 2029/30: 0.5572; 11.3851 18 2030/31: 0.53836; 11.3851 19 2031/32: 0.52016; 11.3851 20 2032/33: 0.50257; 11.3851 21 2033/34: 0.48557; 11.3851 22 2034/35: 0.46915; 11.3851 23 2035/36: 0.45329; 11.3851 24 2036/37: 0.43796; 11.3851 25 2037/38: 0.42315; 11.3851 26 2038/39: 0.40884; 11.3851 27 2039/40: 0.39501; 11.3851 28 2040/41: 0.38165; 11.3851 29 2041/42: 0.36875; 11.3851 30 2042/43: 0.35628; 11.3851 31 2043/44: 0.39999; 11.3851 32 2044/45: 0.38834
| Discount factor for loss of life costs |  |  |  | 11.3851 1 2013/14: 0.98522; 11.3851 2 2014/15: 0.97066; 11.3851 3 2015/16: 0.95632; 11.3851 4 2016/17: 0.94218; 11.3851 5 2017/18: 0.92826; 11.3851 6 2018/19: 0.91454; 11.3851 7 2019/20: 0.90103; 11.3851 8 2020/21: 0.88771; 11.3851 9 2021/22: 0.87459; 11.3851 10 2022/23: 0.86167; 11.3851 11 2023/24: 0.84893; 11.3851 12 2024/25: 0.83639; 11.3851 13 2025/26: 0.82403; 11.3851 14 2026/27: 0.81185; 11.3851 15 2027/28: 0.79985; 11.3851 16 2028/29: 0.78803; 11.3851 17 2029/30: 0.77639; 11.3851 18 2030/31: 0.76491; 11.3851 19 2031/32: 0.75361; 11.3851 20 2032/33: 0.74247; 11.3851 21 2033/34: 0.7315; 11.3851 22 2034/35: 0.72069; 11.3851 23 2035/36: 0.71004; 11.3851 24 2036/37: 0.69954; 11.3851 25 2037/38: 0.68921; 11.3851 26 2038/39: 0.67902; 11.3851 27 2039/40: 0.66899; 11.3851 28 2040/41: 0.6591; 11.3851 29 2041/42: 0.64936; 11.3851 30 2042/43: 0.63976; 11.3851 31 2043/44: 0.6721; 11.3851 32 2044/45: 0.66354
| Discounted costs (excluding loss of life) | £m | 09/10 |  | 11.3851 1 2013/14: 46.9174; 11.3851 2 2014/15: 45.3164; 11.3851 3 2015/16: 43.7701; 11.3851 4 2016/17: 42.2768; 11.3851 5 2017/18: 40.8344; 11.3851 6 2018/19: 39.4414; 11.3851 7 2019/20: 38.096; 11.3851 8 2020/21: 36.7966; 11.3851 9 2021/22: 35.0371; 11.3851 10 2022/23: 33.3617; 11.3851 11 2023/24: 31.7666; 11.3851 12 2024/25: 30.2478; 11.3851 13 2025/26: 24.2799; 11.3851 14 2026/27: 23.1203; 11.3851 15 2027/28: 22.0162; 11.3851 16 2028/29: 20.9649; 11.3851 17 2029/30: 19.9639; 11.3851 18 2030/31: 19.0106; 11.3851 19 2031/32: 18.103; 11.3851 20 2032/33: 17.2387; 11.3851 21 2033/34: 16.4157; 11.3851 22 2034/35: 15.6321; 11.3851 23 2035/36: 14.8859; 11.3851 24 2036/37: 14.1754; 11.3851 25 2037/38: 13.4988; 11.3851 26 2038/39: 12.8546; 11.3851 27 2039/40: 12.2411; 11.3851 28 2040/41: 11.657; 11.3851 29 2041/42: 11.1007; 11.3851 30 2042/43: 10.5711; 11.3851 31 2043/44: 11.6973; 11.3851 32 2044/45: 11.1933
| Discounted cost of loss of life | £m | 09/10 |  | 11.3851 1 2013/14: 0.11366; 11.3851 2 2014/15: 0.11198; 11.3851 3 2015/16: 0.11032; 11.3851 4 2016/17: 0.10869; 11.3851 5 2017/18: 0.10709; 11.3851 6 2018/19: 0.1055; 11.3851 7 2019/20: 0.10394; 11.3851 8 2020/21: 0.10241; 11.3851 9 2021/22: 0.099405; 11.3851 10 2022/23: 0.09649; 11.3851 11 2023/24: 0.093661; 11.3851 12 2024/25: 0.090915; 11.3851 13 2025/26: 0.088249; 11.3851 14 2026/27: 0.085662; 11.3851 15 2027/28: 0.08315; 11.3851 16 2028/29: 0.080712; 11.3851 17 2029/30: 0.078346; 11.3851 18 2030/31: 0.076049; 11.3851 19 2031/32: 0.073819; 11.3851 20 2032/33: 0.071655; 11.3851 21 2033/34: 0.069554; 11.3851 22 2034/35: 0.067514; 11.3851 23 2035/36: 0.065535; 11.3851 24 2036/37: 0.063613; 11.3851 25 2037/38: 0.061748; 11.3851 26 2038/39: 0.059938; 11.3851 27 2039/40: 0.05818; 11.3851 28 2040/41: 0.056474; 11.3851 29 2041/42: 0.054819; 11.3851 30 2042/43: 0.053211; 11.3851 31 2043/44: 0.055076; 11.3851 32 2044/45: 0.053572
| Total discounted cost | £m | 09/10 |  | 11.3851 1 2013/14: 47.0311; 11.3851 2 2014/15: 45.4284; 11.3851 3 2015/16: 43.8805; 11.3851 4 2016/17: 42.3854; 11.3851 5 2017/18: 40.9415; 11.3851 6 2018/19: 39.5469; 11.3851 7 2019/20: 38.1999; 11.3851 8 2020/21: 36.899; 11.3851 9 2021/22: 35.1365; 11.3851 10 2022/23: 33.4582; 11.3851 11 2023/24: 31.8603; 11.3851 12 2024/25: 30.3387; 11.3851 13 2025/26: 24.3681; 11.3851 14 2026/27: 23.206; 11.3851 15 2027/28: 22.0994; 11.3851 16 2028/29: 21.0456; 11.3851 17 2029/30: 20.0422; 11.3851 18 2030/31: 19.0867; 11.3851 19 2031/32: 18.1768; 11.3851 20 2032/33: 17.3104; 11.3851 21 2033/34: 16.4853; 11.3851 22 2034/35: 15.6996; 11.3851 23 2035/36: 14.9515; 11.3851 24 2036/37: 14.239; 11.3851 25 2037/38: 13.5606; 11.3851 26 2038/39: 12.9145; 11.3851 27 2039/40: 12.2993; 11.3851 28 2040/41: 11.7134; 11.3851 29 2041/42: 11.1555; 11.3851 30 2042/43: 10.6243; 11.3851 31 2043/44: 11.7523; 11.3851 32 2044/45: 11.2468
| Cumulative discounted costs (excluding loss of life) | £m | 09/10 |  | 11.3851 1 2013/14: 46.9174; 11.3851 2 2014/15: 92.2338; 11.3851 3 2015/16: 136.004; 11.3851 4 2016/17: 178.2807; 11.3851 5 2017/18: 219.1151; 11.3851 6 2018/19: 258.5566; 11.3851 7 2019/20: 296.6526; 11.3851 8 2020/21: 333.4492; 11.3851 9 2021/22: 368.4862; 11.3851 10 2022/23: 401.848; 11.3851 11 2023/24: 433.6146; 11.3851 12 2024/25: 463.8624; 11.3851 13 2025/26: 488.1422; 11.3851 14 2026/27: 511.2626; 11.3851 15 2027/28: 533.2788; 11.3851 16 2028/29: 554.2437; 11.3851 17 2029/30: 574.2076; 11.3851 18 2030/31: 593.2182; 11.3851 19 2031/32: 611.3212; 11.3851 20 2032/33: 628.5599; 11.3851 21 2033/34: 644.9757; 11.3851 22 2034/35: 660.6078; 11.3851 23 2035/36: 675.4937; 11.3851 24 2036/37: 689.6691; 11.3851 25 2037/38: 703.168; 11.3851 26 2038/39: 716.0225; 11.3851 27 2039/40: 728.2637; 11.3851 28 2040/41: 739.9206; 11.3851 29 2041/42: 751.0214; 11.3851 30 2042/43: 761.5924; 11.3851 31 2043/44: 773.2897; 11.3851 32 2044/45: 784.4829
| Cumulative discounted cost of loss of life | £m | 09/10 |  | 11.3851 1 2013/14: 0.11366; 11.3851 2 2014/15: 0.22563; 11.3851 3 2015/16: 0.33596; 11.3851 4 2016/17: 0.44465; 11.3851 5 2017/18: 0.55173; 11.3851 6 2018/19: 0.65724; 11.3851 7 2019/20: 0.76118; 11.3851 8 2020/21: 0.86359; 11.3851 9 2021/22: 0.96299; 11.3851 10 2022/23: 1.0595; 11.3851 11 2023/24: 1.1531; 11.3851 12 2024/25: 1.2441; 11.3851 13 2025/26: 1.3323; 11.3851 14 2026/27: 1.418; 11.3851 15 2027/28: 1.5011; 11.3851 16 2028/29: 1.5818; 11.3851 17 2029/30: 1.6602; 11.3851 18 2030/31: 1.7362; 11.3851 19 2031/32: 1.81; 11.3851 20 2032/33: 1.8817; 11.3851 21 2033/34: 1.9513; 11.3851 22 2034/35: 2.0188; 11.3851 23 2035/36: 2.0843; 11.3851 24 2036/37: 2.1479; 11.3851 25 2037/38: 2.2097; 11.3851 26 2038/39: 2.2696; 11.3851 27 2039/40: 2.3278; 11.3851 28 2040/41: 2.3843; 11.3851 29 2041/42: 2.4391; 11.3851 30 2042/43: 2.4923; 11.3851 31 2043/44: 2.5474; 11.3851 32 2044/45: 2.6009
| Cumulative total discounted cost | £m | 09/10 |  | 11.3851 1 2013/14: 47.0311; 11.3851 2 2014/15: 92.4595; 11.3851 3 2015/16: 136.3399; 11.3851 4 2016/17: 178.7254; 11.3851 5 2017/18: 219.6669; 11.3851 6 2018/19: 259.2138; 11.3851 7 2019/20: 297.4137; 11.3851 8 2020/21: 334.3127; 11.3851 9 2021/22: 369.4492; 11.3851 10 2022/23: 402.9074; 11.3851 11 2023/24: 434.7677; 11.3851 12 2024/25: 465.1064; 11.3851 13 2025/26: 489.4746; 11.3851 14 2026/27: 512.6806; 11.3851 15 2027/28: 534.7799; 11.3851 16 2028/29: 555.8256; 11.3851 17 2029/30: 575.8678; 11.3851 18 2030/31: 594.9545; 11.3851 19 2031/32: 613.1313; 11.3851 20 2032/33: 630.4416; 11.3851 21 2033/34: 646.9269; 11.3851 22 2034/35: 662.6266; 11.3851 23 2035/36: 677.578; 11.3851 24 2036/37: 691.817; 11.3851 25 2037/38: 705.3776; 11.3851 26 2038/39: 718.2921; 11.3851 27 2039/40: 730.5914; 11.3851 28 2040/41: 742.3049; 11.3851 29 2041/42: 753.4604; 11.3851 30 2042/43: 764.0847; 11.3851 31 2043/44: 775.837; 11.3851 32 2044/45: 787.0839
3 | Option: Mitigate with tunnel replacement in 2044
| Revenue impact of tunnel commissioned in 2045/46 | £m | 09/10 | See footnote 5 | 11.3851 25 2037/38: 0.44501; 11.3851 26 2038/39: 0.4517; 11.3851 27 2039/40: 2.2781; 11.3851 28 2040/41: 4.1382; 11.3851 29 2041/42: 4.4521; 11.3851 30 2042/43: 5.3143; 11.3851 31 2043/44: 4.0135; 11.3851 32 2044/45: 4.0841; 11.3851 33 2045/46: 6.0588; 11.3851 34 2046/47: 5.9641; 11.3851 35 2047/48: 5.8694; 11.3851 36 2048/49: 5.7747; 11.3851 37 2049/50: 5.6799; 11.3851 38 2050/51: 5.5852; 11.3851 39 2051/52: 5.4905; 11.3851 40 2052/53: 5.3958; 11.3851 41 2053/54: 5.3011; 11.3851 42 2054/55: 5.2063; 11.3851 43 2055/56: 5.1116; 11.3851 44 2056/57: 5.0169; 11.3851 45 2057/58: 4.9222; 11.3851 46 2058/59: 4.8275; 11.3851 47 2059/60: 4.7328; 11.3851 48 2060/61: 4.638; 11.3851 49 2061/62: 4.5433; 11.3851 50 2062/63: 4.4486; 11.3851 51 2063/64: 4.3539; 11.3851 52 2064/65: 4.2592; 11.3851 53 2065/66: 4.1644; 11.3851 54 2066/67: 4.0697; 11.3851 55 2067/68: 3.975; 11.3851 56 2068/69: 3.8803; 11.3851 57 2069/70: 3.7856; 11.3851 58 2070/71: 3.6909; 11.3851 59 2071/72: 3.5961; 11.3851 60 2072/73: 3.5014
| Operational costs untill 2044/45 | £m | 09/10 |  | 11.3851 1 2013/14: 0.29951; 11.3851 2 2014/15: 0.29951; 11.3851 3 2015/16: 0.29951; 11.3851 4 2016/17: 0.29951; 11.3851 5 2017/18: 0.29951; 11.3851 6 2018/19: 0.29951; 11.3851 7 2019/20: 0.29951; 11.3851 8 2020/21: 0.29951; 11.3851 9 2021/22: 0.29597; 11.3851 10 2022/23: 0.29248; 11.3851 11 2023/24: 0.28905; 11.3851 12 2024/25: 0.28566; 11.3851 13 2025/26: 0.28233; 11.3851 14 2026/27: 0.27904; 11.3851 15 2027/28: 0.27581; 11.3851 16 2028/29: 0.27262; 11.3851 17 2029/30: 0.26948; 11.3851 18 2030/31: 0.26638; 11.3851 19 2031/32: 0.26333; 11.3851 20 2032/33: 0.26033; 11.3851 21 2033/34: 0.25737; 11.3851 22 2034/35: 0.25445; 11.3851 23 2035/36: 0.25157; 11.3851 24 2036/37: 0.24874; 11.3851 25 2037/38: 0.24595; 11.3851 26 2038/39: 0.24321; 11.3851 27 2039/40: 0.2405; 11.3851 28 2040/41: 0.23783; 11.3851 29 2041/42: 0.2352; 11.3851 30 2042/43: 0.23261; 11.3851 31 2043/44: 0.23006; 11.3851 32 2044/45: 0.22755
| Operational costs for tunnel commissioned in 2045/46 |  |  |  | 11.3851 33 2045/46: 0.059745; 11.3851 34 2046/47: 0.059745; 11.3851 35 2047/48: 0.059745; 11.3851 36 2048/49: 0.059745; 11.3851 37 2049/50: 0.059745; 11.3851 38 2050/51: 0.059745; 11.3851 39 2051/52: 0.059745; 11.3851 40 2052/53: 0.059745; 11.3851 41 2053/54: 0.059745; 11.3851 42 2054/55: 0.059745; 11.3851 43 2055/56: 0.059745; 11.3851 44 2056/57: 0.059745; 11.3851 45 2057/58: 0.059745; 11.3851 46 2058/59: 0.059745; 11.3851 47 2059/60: 0.059745; 11.3851 48 2060/61: 0.059745; 11.3851 49 2061/62: 0.059745; 11.3851 50 2062/63: 0.059745; 11.3851 51 2063/64: 0.059745; 11.3851 52 2064/65: 0.059745; 11.3851 53 2065/66: 0.059745; 11.3851 54 2066/67: 0.059745; 11.3851 55 2067/68: 0.059745; 11.3851 56 2068/69: 0.059745; 11.3851 57 2069/70: 0.059745; 11.3851 58 2070/71: 0.059745; 11.3851 59 2071/72: 0.059745; 11.3851 60 2072/73: 0.059745
| Loss of lease | £m | 09/10 |  | 11.3851 1 2013/14: 1.2511; 11.3851 2 2014/15: 1.239; 11.3851 3 2015/16: 1.2271; 11.3851 4 2016/17: 1.2152; 11.3851 5 2017/18: 1.2035; 11.3851 6 2018/19: 1.1919; 11.3851 7 2019/20: 1.1804; 11.3851 8 2020/21: 1.169; 11.3851 9 2021/22: 1.1577; 11.3851 10 2022/23: 1.1465; 11.3851 11 2023/24: 1.1355; 11.3851 12 2024/25: 1.1245; 11.3851 13 2025/26: 1.1137; 11.3851 14 2026/27: 1.1029; 11.3851 15 2027/28: 1.0923; 11.3851 16 2028/29: 1.0817; 11.3851 17 2029/30: 1.0713; 11.3851 18 2030/31: 1.061; 11.3851 19 2031/32: 1.0507; 11.3851 20 2032/33: 1.0406; 11.3851 21 2033/34: 1.0305; 11.3851 22 2034/35: 1.0206; 11.3851 23 2035/36: 1.0107; 11.3851 24 2036/37: 1.001; 11.3851 25 2037/38: 0.99133; 11.3851 26 2038/39: 0.98176; 11.3851 27 2039/40: 0.97229; 11.3851 28 2040/41: 0.96291; 11.3851 29 2041/42: 0.95361; 11.3851 30 2042/43: 0.94441; 11.3851 31 2043/44: 0.9353; 11.3851 32 2044/45: 0.92627
| Mattressing cost | £m | 09/10 |  | 11.3851 1 2013/14: 0.74263; 11.3851 2 2014/15: 0.74263; 11.3851 3 2015/16: 0.74263; 11.3851 4 2016/17: 0.74263; 11.3851 5 2017/18: 0.74263; 11.3851 6 2018/19: 0.74263; 11.3851 7 2019/20: 0.74263; 11.3851 8 2020/21: 0.74263; 11.3851 9 2021/22: 0.73167; 11.3851 10 2022/23: 0.72087; 11.3851 11 2023/24: 0.71023; 11.3851 12 2024/25: 0.69975; 11.3851 13 2025/26: 0.68942; 11.3851 14 2026/27: 0.67924; 11.3851 15 2027/28: 0.66922; 11.3851 16 2028/29: 0.65934; 11.3851 17 2029/30: 0.64961; 11.3851 18 2030/31: 0.64002; 11.3851 19 2031/32: 0.63057; 11.3851 20 2032/33: 0.62127; 11.3851 21 2033/34: 0.6121; 11.3851 22 2034/35: 0.60306; 11.3851 23 2035/36: 0.59416; 11.3851 24 2036/37: 0.58539; 11.3851 25 2037/38: 0.57675; 11.3851 26 2038/39: 0.56824; 11.3851 27 2039/40: 0.55985; 11.3851 28 2040/41: 0.55159; 11.3851 29 2041/42: 0.54344; 11.3851 30 2042/43: 0.53542; 11.3851 31 2043/44: 0.52752; 11.3851 32 2044/45: 0.51973
Freespan (<20m)
| Emergency mattressing following freespan | £m | 09/10 |  | 11.3851 1 2013/14: 0.26098; 11.3851 2 2014/15: 0.26098; 11.3851 3 2015/16: 0.26098; 11.3851 4 2016/17: 0.26098; 11.3851 5 2017/18: 0.26098; 11.3851 6 2018/19: 0.26098; 11.3851 7 2019/20: 0.26098; 11.3851 8 2020/21: 0.26098; 11.3851 9 2021/22: 0.25713; 11.3851 10 2022/23: 0.25333; 11.3851 11 2023/24: 0.24959; 11.3851 12 2024/25: 0.24591; 11.3851 13 2025/26: 0.24228; 11.3851 14 2026/27: 0.23871; 11.3851 15 2027/28: 0.23518; 11.3851 16 2028/29: 0.23171; 11.3851 17 2029/30: 0.22829; 11.3851 18 2030/31: 0.22492; 11.3851 19 2031/32: 0.2216; 11.3851 20 2032/33: 0.21833; 11.3851 21 2033/34: 0.21511; 11.3851 22 2034/35: 0.21193; 11.3851 23 2035/36: 0.2088; 11.3851 24 2036/37: 0.20572; 11.3851 25 2037/38: 0.20269; 11.3851 26 2038/39: 0.19969; 11.3851 27 2039/40: 0.19675; 11.3851 28 2040/41: 0.19384; 11.3851 29 2041/42: 0.19098; 11.3851 30 2042/43: 0.18816; 11.3851 31 2043/44: 0.18539; 11.3851 32 2044/45: 0.18265
Freespan (20-55m)
| Cost of emergency mattressing - major | £m | 09/10 |  | 11.3851 1 2013/14: 0.16994; 11.3851 2 2014/15: 0.16994; 11.3851 3 2015/16: 0.16994; 11.3851 4 2016/17: 0.16994; 11.3851 5 2017/18: 0.16994; 11.3851 6 2018/19: 0.16994; 11.3851 7 2019/20: 0.16994; 11.3851 8 2020/21: 0.16994; 11.3851 9 2021/22: 0.16744; 11.3851 10 2022/23: 0.16496; 11.3851 11 2023/24: 0.16253; 11.3851 12 2024/25: 0.16013; 11.3851 13 2025/26: 0.15777; 11.3851 14 2026/27: 0.15544; 11.3851 15 2027/28: 0.15314; 11.3851 16 2028/29: 0.15088; 11.3851 17 2029/30: 0.14866; 11.3851 18 2030/31: 0.14646; 11.3851 19 2031/32: 0.1443; 11.3851 20 2032/33: 0.14217; 11.3851 21 2033/34: 0.14007; 11.3851 22 2034/35: 0.138; 11.3851 23 2035/36: 0.13597; 11.3851 24 2036/37: 0.13396; 11.3851 25 2037/38: 0.13198; 11.3851 26 2038/39: 0.13004; 11.3851 27 2039/40: 0.12812; 11.3851 28 2040/41: 0.12623; 11.3851 29 2041/42: 0.12436; 11.3851 30 2042/43: 0.12253; 11.3851 31 2043/44: 0.12072; 11.3851 32 2044/45: 0.11894
| Prompt constraint costs | £m | 09/10 |  | 11.3851 1 2013/14: 12.3113; 11.3851 2 2014/15: 12.3113; 11.3851 3 2015/16: 12.3113; 11.3851 4 2016/17: 12.3113; 11.3851 5 2017/18: 12.3113; 11.3851 6 2018/19: 12.3113; 11.3851 7 2019/20: 12.3113; 11.3851 8 2020/21: 12.3113; 11.3851 9 2021/22: 12.1296; 11.3851 10 2022/23: 11.9505; 11.3851 11 2023/24: 11.7741; 11.3851 12 2024/25: 11.6004; 11.3851 13 2025/26: 11.4291; 11.3851 14 2026/27: 11.2604; 11.3851 15 2027/28: 11.0942; 11.3851 16 2028/29: 10.9305; 11.3851 17 2029/30: 10.7692; 11.3851 18 2030/31: 10.6102; 11.3851 19 2031/32: 10.4536; 11.3851 20 2032/33: 10.2993; 11.3851 21 2033/34: 10.1473; 11.3851 22 2034/35: 9.9975; 11.3851 23 2035/36: 9.8499; 11.3851 24 2036/37: 9.7046; 11.3851 25 2037/38: 9.5613; 11.3851 26 2038/39: 9.4202; 11.3851 27 2039/40: 9.2812; 11.3851 28 2040/41: 9.1442; 11.3851 29 2041/42: 9.0092; 11.3851 30 2042/43: 8.8762; 11.3851 31 2043/44: 8.7452; 11.3851 32 2044/45: 8.6161
| Post-mod constraint costs - three months | £m | 09/10 |  | 11.3851 1 2013/14: 0; 11.3851 2 2014/15: 0; 11.3851 3 2015/16: 0; 11.3851 4 2016/17: 0; 11.3851 5 2017/18: 0; 11.3851 6 2018/19: 0; 11.3851 7 2019/20: 0; 11.3851 8 2020/21: 0; 11.3851 9 2021/22: 0; 11.3851 10 2022/23: 0; 11.3851 11 2023/24: 0; 11.3851 12 2024/25: 0; 11.3851 13 2025/26: 0; 11.3851 14 2026/27: 0; 11.3851 15 2027/28: 0; 11.3851 16 2028/29: 0; 11.3851 17 2029/30: 0; 11.3851 18 2030/31: 0; 11.3851 19 2031/32: 0; 11.3851 20 2032/33: 0; 11.3851 21 2033/34: 0; 11.3851 22 2034/35: 0; 11.3851 23 2035/36: 0; 11.3851 24 2036/37: 0; 11.3851 25 2037/38: 0; 11.3851 26 2038/39: 0; 11.3851 27 2039/40: 0; 11.3851 28 2040/41: 0; 11.3851 29 2041/42: 0; 11.3851 30 2042/43: 0; 11.3851 31 2043/44: 0; 11.3851 32 2044/45: 0
| Wholesale gas price impact for 16 months (up to 2024) | £m | 09/10 |  | 11.3851 1 2013/14: 8.782; 11.3851 2 2014/15: 8.782; 11.3851 3 2015/16: 8.782; 11.3851 4 2016/17: 8.782; 11.3851 5 2017/18: 8.782; 11.3851 6 2018/19: 8.782; 11.3851 7 2019/20: 8.782; 11.3851 8 2020/21: 8.782; 11.3851 9 2021/22: 8.6524; 11.3851 10 2022/23: 8.5247; 11.3851 11 2023/24: 8.3989; 11.3851 12 2024/25: 8.2749
| Wholesale gas price impact for 16 months (beyond 2024) | £m | 09/10 |  | 11.3851 13 2025/26: 5.0129; 11.3851 14 2026/27: 4.9389; 11.3851 15 2027/28: 4.866; 11.3851 16 2028/29: 4.7942; 11.3851 17 2029/30: 4.7234; 11.3851 18 2030/31: 4.6537; 11.3851 19 2031/32: 4.585; 11.3851 20 2032/33: 4.5173; 11.3851 21 2033/34: 4.4507; 11.3851 22 2034/35: 4.385; 11.3851 23 2035/36: 4.3203; 11.3851 24 2036/37: 4.2565; 11.3851 25 2037/38: 4.1937; 11.3851 26 2038/39: 4.1318; 11.3851 27 2039/40: 4.0708; 11.3851 28 2040/41: 4.0107; 11.3851 29 2041/42: 3.9515; 11.3851 30 2042/43: 3.8932; 11.3851 31 2043/44: 3.8357; 11.3851 32 2044/45: 3.7791
| VOLL | £m | 09/10 |  | 11.3851 1 2013/14: 0.19825; 11.3851 2 2014/15: 0.19825; 11.3851 3 2015/16: 0.19825; 11.3851 4 2016/17: 0.19825; 11.3851 5 2017/18: 0.19825; 11.3851 6 2018/19: 0.19825; 11.3851 7 2019/20: 0.19825; 11.3851 8 2020/21: 0.19825; 11.3851 9 2021/22: 0.19532; 11.3851 10 2022/23: 0.19244; 11.3851 11 2023/24: 0.1896; 11.3851 12 2024/25: 0.1868; 11.3851 13 2025/26: 0.18404; 11.3851 14 2026/27: 0.18133; 11.3851 15 2027/28: 0.17865; 11.3851 16 2028/29: 0.17601; 11.3851 17 2029/30: 0.17341; 11.3851 18 2030/31: 0.17085; 11.3851 19 2031/32: 0.16833; 11.3851 20 2032/33: 0.16585; 11.3851 21 2033/34: 0.1634; 11.3851 22 2034/35: 0.16099; 11.3851 23 2035/36: 0.15861; 11.3851 24 2036/37: 0.15627; 11.3851 25 2037/38: 0.15396; 11.3851 26 2038/39: 0.15169; 11.3851 27 2039/40: 0.14945; 11.3851 28 2040/41: 0.14725; 11.3851 29 2041/42: 0.14507; 11.3851 30 2042/43: 0.14293; 11.3851 31 2043/44: 0.14082; 11.3851 32 2044/45: 0.13874
Freespan (>55m)
| Cost of building a replacement tunnel | £m | 09/10 |  | 11.3851 1 2013/14: 0.66249; 11.3851 2 2014/15: 0.65911; 11.3851 3 2015/16: 0.65574; 11.3851 4 2016/17: 0.65239; 11.3851 5 2017/18: 0.64906; 11.3851 6 2018/19: 0.64574; 11.3851 7 2019/20: 0.64244; 11.3851 8 2020/21: 0.63916; 11.3851 9 2021/22: 0.63589; 11.3851 10 2022/23: 0.63264; 11.3851 11 2023/24: 0.62941; 11.3851 12 2024/25: 0.62619; 11.3851 13 2025/26: 0.62299; 11.3851 14 2026/27: 0.61981; 11.3851 15 2027/28: 0.61664; 11.3851 16 2028/29: 0.61349; 11.3851 17 2029/30: 0.61036; 11.3851 18 2030/31: 0.60724; 11.3851 19 2031/32: 0.60413; 11.3851 20 2032/33: 0.60105; 11.3851 21 2033/34: 0.59798; 11.3851 22 2034/35: 0.59492; 11.3851 23 2035/36: 0.59188; 11.3851 24 2036/37: 0.58886; 11.3851 25 2037/38: 0.58585; 11.3851 26 2038/39: 0.58285; 11.3851 27 2039/40: 0.57987; 11.3851 28 2040/41: 0.57691; 11.3851 29 2041/42: 0.57396; 11.3851 30 2042/43: 0.57103; 11.3851 31 2043/44: 0.56811; 11.3851 32 2044/45: 0.56521
| Cost of emergency mattressing - major | £m | 09/10 |  | 11.3851 1 2013/14: 0.036184; 11.3851 2 2014/15: 0.036184; 11.3851 3 2015/16: 0.036184; 11.3851 4 2016/17: 0.036184; 11.3851 5 2017/18: 0.036184; 11.3851 6 2018/19: 0.036184; 11.3851 7 2019/20: 0.036184; 11.3851 8 2020/21: 0.036184; 11.3851 9 2021/22: 0.03565; 11.3851 10 2022/23: 0.035124; 11.3851 11 2023/24: 0.034605; 11.3851 12 2024/25: 0.034094; 11.3851 13 2025/26: 0.033591; 11.3851 14 2026/27: 0.033095; 11.3851 15 2027/28: 0.032607; 11.3851 16 2028/29: 0.032126; 11.3851 17 2029/30: 0.031651; 11.3851 18 2030/31: 0.031184; 11.3851 19 2031/32: 0.030724; 11.3851 20 2032/33: 0.030271; 11.3851 21 2033/34: 0.029824; 11.3851 22 2034/35: 0.029384; 11.3851 23 2035/36: 0.02895; 11.3851 24 2036/37: 0.028523; 11.3851 25 2037/38: 0.028102; 11.3851 26 2038/39: 0.027687; 11.3851 27 2039/40: 0.027278; 11.3851 28 2040/41: 0.026875; 11.3851 29 2041/42: 0.026479; 11.3851 30 2042/43: 0.026088; 11.3851 31 2043/44: 0.025703; 11.3851 32 2044/45: 0.025324
| Prompt constraint costs | £m | 09/10 |  | 11.3851 1 2013/14: 13.9802; 11.3851 2 2014/15: 13.9802; 11.3851 3 2015/16: 13.9802; 11.3851 4 2016/17: 13.9802; 11.3851 5 2017/18: 13.9802; 11.3851 6 2018/19: 13.9802; 11.3851 7 2019/20: 13.9802; 11.3851 8 2020/21: 13.9802; 11.3851 9 2021/22: 13.7738; 11.3851 10 2022/23: 13.5705; 11.3851 11 2023/24: 13.3702; 11.3851 12 2024/25: 13.1729; 11.3851 13 2025/26: 12.9784; 11.3851 14 2026/27: 12.7869; 11.3851 15 2027/28: 12.5981; 11.3851 16 2028/29: 12.4122; 11.3851 17 2029/30: 12.229; 11.3851 18 2030/31: 12.0485; 11.3851 19 2031/32: 11.8706; 11.3851 20 2032/33: 11.6954; 11.3851 21 2033/34: 11.5228; 11.3851 22 2034/35: 11.3527; 11.3851 23 2035/36: 11.1852; 11.3851 24 2036/37: 11.0201; 11.3851 25 2037/38: 10.8574; 11.3851 26 2038/39: 10.6972; 11.3851 27 2039/40: 10.5393; 11.3851 28 2040/41: 10.3837; 11.3851 29 2041/42: 10.2304; 11.3851 30 2042/43: 10.0794; 11.3851 31 2043/44: 9.9307; 11.3851 32 2044/45: 9.7841
| Post-mod constraint costs - 16 months | £m | 09/10 |  | 11.3851 1 2013/14: 0; 11.3851 2 2014/15: 0; 11.3851 3 2015/16: 0; 11.3851 4 2016/17: 0; 11.3851 5 2017/18: 0; 11.3851 6 2018/19: 0; 11.3851 7 2019/20: 0; 11.3851 8 2020/21: 0; 11.3851 9 2021/22: 0; 11.3851 10 2022/23: 0; 11.3851 11 2023/24: 0; 11.3851 12 2024/25: 0; 11.3851 13 2025/26: 0; 11.3851 14 2026/27: 0; 11.3851 15 2027/28: 0; 11.3851 16 2028/29: 0; 11.3851 17 2029/30: 0; 11.3851 18 2030/31: 0; 11.3851 19 2031/32: 0; 11.3851 20 2032/33: 0; 11.3851 21 2033/34: 0; 11.3851 22 2034/35: 0; 11.3851 23 2035/36: 0; 11.3851 24 2036/37: 0; 11.3851 25 2037/38: 0; 11.3851 26 2038/39: 0; 11.3851 27 2039/40: 0; 11.3851 28 2040/41: 0; 11.3851 29 2041/42: 0; 11.3851 30 2042/43: 0; 11.3851 31 2043/44: 0; 11.3851 32 2044/45: 0
| Wholesale gas price impact for 16 months(up to 2024) | £m | 09/10 |  | 11.3851 1 2013/14: 8.3854; 11.3851 2 2014/15: 8.3854; 11.3851 3 2015/16: 8.3854; 11.3851 4 2016/17: 8.3854; 11.3851 5 2017/18: 8.3854; 11.3851 6 2018/19: 8.3854; 11.3851 7 2019/20: 8.3854; 11.3851 8 2020/21: 8.3854; 11.3851 9 2021/22: 8.2616; 11.3851 10 2022/23: 8.1397; 11.3851 11 2023/24: 8.0195; 11.3851 12 2024/25: 7.9012
| Wholesale gas price impact for 16 months(beyond 2024) | £m | 09/10 |  | 11.3851 13 2025/26: 4.0791; 11.3851 14 2026/27: 4.0189; 11.3851 15 2027/28: 3.9596; 11.3851 16 2028/29: 3.9012; 11.3851 17 2029/30: 3.8436; 11.3851 18 2030/31: 3.7869; 11.3851 19 2031/32: 3.731; 11.3851 20 2032/33: 3.6759; 11.3851 21 2033/34: 3.6216; 11.3851 22 2034/35: 3.5682; 11.3851 23 2035/36: 3.5155; 11.3851 24 2036/37: 3.4636; 11.3851 25 2037/38: 3.4125; 11.3851 26 2038/39: 3.3621; 11.3851 27 2039/40: 3.3125; 11.3851 28 2040/41: 3.2636; 11.3851 29 2041/42: 3.2155; 11.3851 30 2042/43: 3.168; 11.3851 31 2043/44: 3.1212; 11.3851 32 2044/45: 3.0752
| VOLL | £m | 09/10 |  | 11.3851 1 2013/14: 0.04221; 11.3851 2 2014/15: 0.04221; 11.3851 3 2015/16: 0.04221; 11.3851 4 2016/17: 0.04221; 11.3851 5 2017/18: 0.04221; 11.3851 6 2018/19: 0.04221; 11.3851 7 2019/20: 0.04221; 11.3851 8 2020/21: 0.04221; 11.3851 9 2021/22: 0.041587; 11.3851 10 2022/23: 0.040973; 11.3851 11 2023/24: 0.040368; 11.3851 12 2024/25: 0.039773; 11.3851 13 2025/26: 0.039186; 11.3851 14 2026/27: 0.038607; 11.3851 15 2027/28: 0.038037; 11.3851 16 2028/29: 0.037476; 11.3851 17 2029/30: 0.036923; 11.3851 18 2030/31: 0.036378; 11.3851 19 2031/32: 0.035841; 11.3851 20 2032/33: 0.035312; 11.3851 21 2033/34: 0.034791; 11.3851 22 2034/35: 0.034277; 11.3851 23 2035/36: 0.033771; 11.3851 24 2036/37: 0.033273; 11.3851 25 2037/38: 0.032782; 11.3851 26 2038/39: 0.032298; 11.3851 27 2039/40: 0.031821; 11.3851 28 2040/41: 0.031351; 11.3851 29 2041/42: 0.030889; 11.3851 30 2042/43: 0.030433; 11.3851 31 2043/44: 0.029983; 11.3851 32 2044/45: 0.029541
Third party impact
| Probability adjusted cost associated with possible loss of life | £m | 09/10 |  | 11.3851 1 2013/14: 0.11536; 11.3851 2 2014/15: 0.11536; 11.3851 3 2015/16: 0.11536; 11.3851 4 2016/17: 0.11536; 11.3851 5 2017/18: 0.11536; 11.3851 6 2018/19: 0.11536; 11.3851 7 2019/20: 0.11536; 11.3851 8 2020/21: 0.11536; 11.3851 9 2021/22: 0.11366; 11.3851 10 2022/23: 0.11198; 11.3851 11 2023/24: 0.11033; 11.3851 12 2024/25: 0.1087; 11.3851 13 2025/26: 0.1071; 11.3851 14 2026/27: 0.10551; 11.3851 15 2027/28: 0.10396; 11.3851 16 2028/29: 0.10242; 11.3851 17 2029/30: 0.10091; 11.3851 18 2030/31: 0.099422; 11.3851 19 2031/32: 0.097954; 11.3851 20 2032/33: 0.096508; 11.3851 21 2033/34: 0.095084; 11.3851 22 2034/35: 0.09368; 11.3851 23 2035/36: 0.092298; 11.3851 24 2036/37: 0.090935; 11.3851 25 2037/38: 0.089593; 11.3851 26 2038/39: 0.088271; 11.3851 27 2039/40: 0.086968; 11.3851 28 2040/41: 0.085684; 11.3851 29 2041/42: 0.08442; 11.3851 30 2042/43: 0.083174; 11.3851 31 2043/44: 0.081946; 11.3851 32 2044/45: 0.080736
| Cost of intervention | £m | 09/10 |  | 11.3851 1 2013/14: 0.0035579; 11.3851 2 2014/15: 0.0035579; 11.3851 3 2015/16: 0.0035579; 11.3851 4 2016/17: 0.0035579; 11.3851 5 2017/18: 0.0035579; 11.3851 6 2018/19: 0.0035579; 11.3851 7 2019/20: 0.0035579; 11.3851 8 2020/21: 0.0035579; 11.3851 9 2021/22: 0.0035053; 11.3851 10 2022/23: 0.0034536; 11.3851 11 2023/24: 0.0034026; 11.3851 12 2024/25: 0.0033524; 11.3851 13 2025/26: 0.0033029; 11.3851 14 2026/27: 0.0032542; 11.3851 15 2027/28: 0.0032061; 11.3851 16 2028/29: 0.0031588; 11.3851 17 2029/30: 0.0031122; 11.3851 18 2030/31: 0.0030663; 11.3851 19 2031/32: 0.003021; 11.3851 20 2032/33: 0.0029764; 11.3851 21 2033/34: 0.0029325; 11.3851 22 2034/35: 0.0028892; 11.3851 23 2035/36: 0.0028465; 11.3851 24 2036/37: 0.0028045; 11.3851 25 2037/38: 0.0027631; 11.3851 26 2038/39: 0.0027224; 11.3851 27 2039/40: 0.0026822; 11.3851 28 2040/41: 0.0026426; 11.3851 29 2041/42: 0.0026036; 11.3851 30 2042/43: 0.0025652; 11.3851 31 2043/44: 0.0025273; 11.3851 32 2044/45: 0.00249
| Prompt constraint costs (£m) (09/10 prices) | £m | 09/10 |  | 11.3851 1 2013/14: 0.85495; 11.3851 2 2014/15: 0.85495; 11.3851 3 2015/16: 0.85495; 11.3851 4 2016/17: 0.85495; 11.3851 5 2017/18: 0.85495; 11.3851 6 2018/19: 0.85495; 11.3851 7 2019/20: 0.85495; 11.3851 8 2020/21: 0.85495; 11.3851 9 2021/22: 0.84233; 11.3851 10 2022/23: 0.8299; 11.3851 11 2023/24: 0.81765; 11.3851 12 2024/25: 0.80558; 11.3851 13 2025/26: 0.79369; 11.3851 14 2026/27: 0.78198; 11.3851 15 2027/28: 0.77043; 11.3851 16 2028/29: 0.75906; 11.3851 17 2029/30: 0.74786; 11.3851 18 2030/31: 0.73682; 11.3851 19 2031/32: 0.72594; 11.3851 20 2032/33: 0.71523; 11.3851 21 2033/34: 0.70467; 11.3851 22 2034/35: 0.69427; 11.3851 23 2035/36: 0.68402; 11.3851 24 2036/37: 0.67393; 11.3851 25 2037/38: 0.66398; 11.3851 26 2038/39: 0.65418; 11.3851 27 2039/40: 0.64452; 11.3851 28 2040/41: 0.63501; 11.3851 29 2041/42: 0.62564; 11.3851 30 2042/43: 0.6164; 11.3851 31 2043/44: 0.60731; 11.3851 32 2044/45: 0.59834
| Post-mod constraint costs - 16 months (£m) (09/10 prices) | £m | 09/10 |  | 11.3851 1 2013/14: 0; 11.3851 2 2014/15: 0; 11.3851 3 2015/16: 0; 11.3851 4 2016/17: 0; 11.3851 5 2017/18: 0; 11.3851 6 2018/19: 0; 11.3851 7 2019/20: 0; 11.3851 8 2020/21: 0; 11.3851 9 2021/22: 0; 11.3851 10 2022/23: 0; 11.3851 11 2023/24: 0; 11.3851 12 2024/25: 0; 11.3851 13 2025/26: 0; 11.3851 14 2026/27: 0; 11.3851 15 2027/28: 0; 11.3851 16 2028/29: 0; 11.3851 17 2029/30: 0; 11.3851 18 2030/31: 0; 11.3851 19 2031/32: 0; 11.3851 20 2032/33: 0; 11.3851 21 2033/34: 0; 11.3851 22 2034/35: 0; 11.3851 23 2035/36: 0; 11.3851 24 2036/37: 0; 11.3851 25 2037/38: 0; 11.3851 26 2038/39: 0; 11.3851 27 2039/40: 0; 11.3851 28 2040/41: 0; 11.3851 29 2041/42: 0; 11.3851 30 2042/43: 0; 11.3851 31 2043/44: 0; 11.3851 32 2044/45: 0
| Wholesale gas price impact for 16 months (up to 2024) | £m | 09/10 |  | 11.3851 1 2013/14: 0.5128; 11.3851 2 2014/15: 0.5128; 11.3851 3 2015/16: 0.5128; 11.3851 4 2016/17: 0.5128; 11.3851 5 2017/18: 0.5128; 11.3851 6 2018/19: 0.5128; 11.3851 7 2019/20: 0.5128; 11.3851 8 2020/21: 0.5128; 11.3851 9 2021/22: 0.50524; 11.3851 10 2022/23: 0.49778; 11.3851 11 2023/24: 0.49043; 11.3851 12 2024/25: 0.48319
| Wholesale gas price impact for 16 months (beyond 2024) | £m | 09/10 |  | 11.3851 13 2025/26: 0.24946; 11.3851 14 2026/27: 0.24578; 11.3851 15 2027/28: 0.24215; 11.3851 16 2028/29: 0.23857; 11.3851 17 2029/30: 0.23505; 11.3851 18 2030/31: 0.23158; 11.3851 19 2031/32: 0.22817; 11.3851 20 2032/33: 0.2248; 11.3851 21 2033/34: 0.22148; 11.3851 22 2034/35: 0.21821; 11.3851 23 2035/36: 0.21499; 11.3851 24 2036/37: 0.21182; 11.3851 25 2037/38: 0.20869; 11.3851 26 2038/39: 0.20561; 11.3851 27 2039/40: 0.20258; 11.3851 28 2040/41: 0.19959; 11.3851 29 2041/42: 0.19664; 11.3851 30 2042/43: 0.19374; 11.3851 31 2043/44: 0.19088; 11.3851 32 2044/45: 0.18806
| Shipping lane closure (£m) (09/10 prices) | £m | 09/10 |  | 11.3851 1 2013/14: 0.0021628; 11.3851 2 2014/15: 0.0021628; 11.3851 3 2015/16: 0.0021628; 11.3851 4 2016/17: 0.0021628; 11.3851 5 2017/18: 0.0021628; 11.3851 6 2018/19: 0.0021628; 11.3851 7 2019/20: 0.0021628; 11.3851 8 2020/21: 0.0021628; 11.3851 9 2021/22: 0.0021309; 11.3851 10 2022/23: 0.0020994; 11.3851 11 2023/24: 0.0020685; 11.3851 12 2024/25: 0.0020379; 11.3851 13 2025/26: 0.0020078; 11.3851 14 2026/27: 0.0019782; 11.3851 15 2027/28: 0.001949; 11.3851 16 2028/29: 0.0019202; 11.3851 17 2029/30: 0.0018919; 11.3851 18 2030/31: 0.001864; 11.3851 19 2031/32: 0.0018365; 11.3851 20 2032/33: 0.0018094; 11.3851 21 2033/34: 0.0017827; 11.3851 22 2034/35: 0.0017563; 11.3851 23 2035/36: 0.0017304; 11.3851 24 2036/37: 0.0017049; 11.3851 25 2037/38: 0.0016797; 11.3851 26 2038/39: 0.0016549; 11.3851 27 2039/40: 0.0016305; 11.3851 28 2040/41: 0.0016064; 11.3851 29 2041/42: 0.0015827; 11.3851 30 2042/43: 0.0015594; 11.3851 31 2043/44: 0.0015363; 11.3851 32 2044/45: 0.0015137
| Shipwreck clear up costs (£m) (09/10 prices) | £m | 09/10 |  | 11.3851 1 2013/14: 0.061322; 11.3851 2 2014/15: 0.061322; 11.3851 3 2015/16: 0.061322; 11.3851 4 2016/17: 0.061322; 11.3851 5 2017/18: 0.061322; 11.3851 6 2018/19: 0.061322; 11.3851 7 2019/20: 0.061322; 11.3851 8 2020/21: 0.061322; 11.3851 9 2021/22: 0.060417; 11.3851 10 2022/23: 0.059525; 11.3851 11 2023/24: 0.058647; 11.3851 12 2024/25: 0.057781; 11.3851 13 2025/26: 0.056928; 11.3851 14 2026/27: 0.056088; 11.3851 15 2027/28: 0.05526; 11.3851 16 2028/29: 0.054445; 11.3851 17 2029/30: 0.053641; 11.3851 18 2030/31: 0.052849; 11.3851 19 2031/32: 0.052069; 11.3851 20 2032/33: 0.051301; 11.3851 21 2033/34: 0.050543; 11.3851 22 2034/35: 0.049797; 11.3851 23 2035/36: 0.049062; 11.3851 24 2036/37: 0.048338; 11.3851 25 2037/38: 0.047625; 11.3851 26 2038/39: 0.046922; 11.3851 27 2039/40: 0.046229; 11.3851 28 2040/41: 0.045547; 11.3851 29 2041/42: 0.044875; 11.3851 30 2042/43: 0.044212; 11.3851 31 2043/44: 0.04356; 11.3851 32 2044/45: 0.042917
| VOLL | £m | 09/10 |  | 11.3851 1 2013/14: 0.0025813; 11.3851 2 2014/15: 0.0025813; 11.3851 3 2015/16: 0.0025813; 11.3851 4 2016/17: 0.0025813; 11.3851 5 2017/18: 0.0025813; 11.3851 6 2018/19: 0.0025813; 11.3851 7 2019/20: 0.0025813; 11.3851 8 2020/21: 0.0025813; 11.3851 9 2021/22: 0.0025432; 11.3851 10 2022/23: 0.0025057; 11.3851 11 2023/24: 0.0024687; 11.3851 12 2024/25: 0.0024323; 11.3851 13 2025/26: 0.0023964; 11.3851 14 2026/27: 0.002361; 11.3851 15 2027/28: 0.0023262; 11.3851 16 2028/29: 0.0022918; 11.3851 17 2029/30: 0.002258; 11.3851 18 2030/31: 0.0022247; 11.3851 19 2031/32: 0.0021918; 11.3851 20 2032/33: 0.0021595; 11.3851 21 2033/34: 0.0021276; 11.3851 22 2034/35: 0.0020962; 11.3851 23 2035/36: 0.0020653; 11.3851 24 2036/37: 0.0020348; 11.3851 25 2037/38: 0.0020047; 11.3851 26 2038/39: 0.0019752; 11.3851 27 2039/40: 0.001946; 11.3851 28 2040/41: 0.0019173; 11.3851 29 2041/42: 0.001889; 11.3851 30 2042/43: 0.0018611; 11.3851 31 2043/44: 0.0018336; 11.3851 32 2044/45: 0.0018066
| Total costs (excluding loss of life) | £m | 09/10 |  | 48.5595 | 48.5441 | 48.5287 | 48.5135 | 48.4985 | 48.4836 | 48.4688 | 48.4541 | 47.7519 | 47.06 | 46.3783 | 45.7065 | 37.9727 | 37.4248 | 36.8849 | 36.3529 | 35.8286 | 35.3121 | 34.803 | 34.3014 | 33.8071 | 33.32 | 32.8401 | 32.3671 | 32.3461 | 31.8935 | 33.2674 | 34.6815 | 34.5559 | 34.985 | 33.2576 | 32.9077 | 6.1186 | 6.0238 | 5.9291 | 5.8344 | 5.7397 | 5.645 | 5.5502 | 5.4555 | 5.3608 | 5.2661 | 5.1714 | 5.0767 | 4.9819 | 4.8872 | 4.7925 | 4.6978 | 4.6031 | 4.5083 | 4.4136 | 4.3189 | 4.2242 | 4.1295 | 4.0348 | 3.94 | 3.8453 | 3.7506 | 3.6559 | 3.5612
| Cost of possible loss of life | £m | 09/10 |  | 0.11536 | 0.11536 | 0.11536 | 0.11536 | 0.11536 | 0.11536 | 0.11536 | 0.11536 | 0.11366 | 0.11198 | 0.11033 | 0.1087 | 0.1071 | 0.10551 | 0.10396 | 0.10242 | 0.10091 | 0.099422 | 0.097954 | 0.096508 | 0.095084 | 0.09368 | 0.092298 | 0.090935 | 0.089593 | 0.088271 | 0.086968 | 0.085684 | 0.08442 | 0.083174 | 0.081946 | 0.080736 | 0 | 0 | 0 | 0 | 0 | 0 | 0 | 0 | 0 | 0 | 0 | 0 | 0 | 0 | 0 | 0 | 0 | 0 | 0 | 0 | 0 | 0 | 0 | 0 | 0 | 0 | 0 | 0
| Discount factor for other costs |  |  |  | 0.96618 | 0.93351 | 0.90194 | 0.87144 | 0.84197 | 0.8135 | 0.78599 | 0.75941 | 0.73373 | 0.70892 | 0.68495 | 0.66178 | 0.6394 | 0.61778 | 0.59689 | 0.57671 | 0.5572 | 0.53836 | 0.52016 | 0.50257 | 0.48557 | 0.46915 | 0.45329 | 0.43796 | 0.42315 | 0.40884 | 0.39501 | 0.38165 | 0.36875 | 0.35628 | 0.39999 | 0.38834 | 0.37703 | 0.36604 | 0.35538 | 0.34503 | 0.33498 | 0.32523 | 0.31575 | 0.30656 | 0.29763 | 0.28896 | 0.28054 | 0.27237 | 0.26444 | 0.25674 | 0.24926 | 0.242 | 0.23495 | 0.22811 | 0.22146 | 0.21501 | 0.20875 | 0.20267 | 0.19677 | 0.19104 | 0.18547 | 0.18007 | 0.17483 | 0.16973
| Discount factor for loss of life costs |  |  |  | 0.98522 | 0.97066 | 0.95632 | 0.94218 | 0.92826 | 0.91454 | 0.90103 | 0.88771 | 0.87459 | 0.86167 | 0.84893 | 0.83639 | 0.82403 | 0.81185 | 0.79985 | 0.78803 | 0.77639 | 0.76491 | 0.75361 | 0.74247 | 0.7315 | 0.72069 | 0.71004 | 0.69954 | 0.68921 | 0.67902 | 0.66899 | 0.6591 | 0.64936 | 0.63976 | 0.6721 | 0.66354 | 0.65509 | 0.64675 | 0.63851 | 0.63038 | 0.62235 | 0.61443 | 0.6066 | 0.59888 | 0.59125 | 0.58372 | 0.57629 | 0.56895 | 0.5617 | 0.55455 | 0.54748 | 0.54051 | 0.53363 | 0.52683 | 0.52012 | 0.5135 | 0.50696 | 0.5005 | 0.49413 | 0.48783 | 0.48162 | 0.47549 | 0.46943 | 0.46345
| Discounted costs (excluding loss of life) | £m | 09/10 |  | 46.9174 | 45.3164 | 43.7701 | 42.2768 | 40.8344 | 39.4414 | 38.096 | 36.7966 | 35.0371 | 33.3617 | 31.7666 | 30.2478 | 24.2799 | 23.1203 | 22.0162 | 20.9649 | 19.9639 | 19.0106 | 18.103 | 17.2387 | 16.4157 | 15.6321 | 14.8859 | 14.1754 | 13.6871 | 13.0393 | 13.141 | 13.2363 | 12.7424 | 12.4644 | 13.3026 | 12.7793 | 2.3069 | 2.205 | 2.1071 | 2.0131 | 1.9227 | 1.8359 | 1.7525 | 1.6724 | 1.5955 | 1.5217 | 1.4508 | 1.3827 | 1.3174 | 1.2547 | 1.1946 | 1.1369 | 1.0815 | 1.0284 | 0.97746 | 0.92862 | 0.8818 | 0.83692 | 0.79391 | 0.75269 | 0.7132 | 0.67537 | 0.63914 | 0.60445
| Discounted cost of loss of life | £m | 09/10 |  | 0.11366 | 0.11198 | 0.11032 | 0.10869 | 0.10709 | 0.1055 | 0.10394 | 0.10241 | 0.099405 | 0.09649 | 0.093661 | 0.090915 | 0.088249 | 0.085662 | 0.08315 | 0.080712 | 0.078346 | 0.076049 | 0.073819 | 0.071655 | 0.069554 | 0.067514 | 0.065535 | 0.063613 | 0.061748 | 0.059938 | 0.05818 | 0.056474 | 0.054819 | 0.053211 | 0.055076 | 0.053572 | 0 | 0 | 0 | 0 | 0 | 0 | 0 | 0 | 0 | 0 | 0 | 0 | 0 | 0 | 0 | 0 | 0 | 0 | 0 | 0 | 0 | 0 | 0 | 0 | 0 | 0 | 0 | 0
| Total discounted cost | £m | 09/10 |  | 47.0311 | 45.4284 | 43.8805 | 42.3854 | 40.9415 | 39.5469 | 38.1999 | 36.899 | 35.1365 | 33.4582 | 31.8603 | 30.3387 | 24.3681 | 23.206 | 22.0994 | 21.0456 | 20.0422 | 19.0867 | 18.1768 | 17.3104 | 16.4853 | 15.6996 | 14.9515 | 14.239 | 13.7489 | 13.0992 | 13.1992 | 13.2928 | 12.7973 | 12.5176 | 13.3577 | 12.8328 | 2.3069 | 2.205 | 2.1071 | 2.0131 | 1.9227 | 1.8359 | 1.7525 | 1.6724 | 1.5955 | 1.5217 | 1.4508 | 1.3827 | 1.3174 | 1.2547 | 1.1946 | 1.1369 | 1.0815 | 1.0284 | 0.97746 | 0.92862 | 0.8818 | 0.83692 | 0.79391 | 0.75269 | 0.7132 | 0.67537 | 0.63914 | 0.60445
| Cumulative discounted costs (excluding loss of life) | £m | 09/10 |  | 46.9174 | 92.2338 | 136.004 | 178.2807 | 219.1151 | 258.5566 | 296.6526 | 333.4492 | 368.4862 | 401.848 | 433.6146 | 463.8624 | 488.1422 | 511.2626 | 533.2788 | 554.2437 | 574.2076 | 593.2182 | 611.3212 | 628.5599 | 644.9757 | 660.6078 | 675.4937 | 689.6691 | 703.3563 | 716.3955 | 729.5365 | 742.7729 | 755.5153 | 767.9797 | 781.2823 | 794.0616 | 796.3685 | 798.5735 | 800.6806 | 802.6936 | 804.6163 | 806.4522 | 808.2047 | 809.8771 | 811.4727 | 812.9944 | 814.4452 | 815.8279 | 817.1453 | 818.4 | 819.5946 | 820.7315 | 821.813 | 822.8413 | 823.8188 | 824.7474 | 825.6292 | 826.4661 | 827.2601 | 828.0127 | 828.7259 | 829.4013 | 830.0405 | 830.6449
| Cumulative discounted cost of loss of life | £m | 09/10 |  | 0.11366 | 0.22563 | 0.33596 | 0.44465 | 0.55173 | 0.65724 | 0.76118 | 0.86359 | 0.96299 | 1.0595 | 1.1531 | 1.2441 | 1.3323 | 1.418 | 1.5011 | 1.5818 | 1.6602 | 1.7362 | 1.81 | 1.8817 | 1.9513 | 2.0188 | 2.0843 | 2.1479 | 2.2097 | 2.2696 | 2.3278 | 2.3843 | 2.4391 | 2.4923 | 2.5474 | 2.6009 | 2.6009 | 2.6009 | 2.6009 | 2.6009 | 2.6009 | 2.6009 | 2.6009 | 2.6009 | 2.6009 | 2.6009 | 2.6009 | 2.6009 | 2.6009 | 2.6009 | 2.6009 | 2.6009 | 2.6009 | 2.6009 | 2.6009 | 2.6009 | 2.6009 | 2.6009 | 2.6009 | 2.6009 | 2.6009 | 2.6009 | 2.6009 | 2.6009
| Cumulative total discounted cost | £m | 09/10 |  | 47.0311 | 92.4595 | 136.3399 | 178.7254 | 219.6669 | 259.2138 | 297.4137 | 334.3127 | 369.4492 | 402.9074 | 434.7677 | 465.1064 | 489.4746 | 512.6806 | 534.7799 | 555.8256 | 575.8678 | 594.9545 | 613.1313 | 630.4416 | 646.9269 | 662.6266 | 677.578 | 691.817 | 705.5659 | 718.6651 | 731.8643 | 745.1571 | 757.9544 | 770.472 | 783.8297 | 796.6625 | 798.9694 | 801.1744 | 803.2815 | 805.2946 | 807.2173 | 809.0531 | 810.8057 | 812.4781 | 814.0736 | 815.5953 | 817.0461 | 818.4288 | 819.7462 | 821.001 | 822.1955 | 823.3324 | 824.4139 | 825.4423 | 826.4197 | 827.3484 | 828.2302 | 829.0671 | 829.861 | 830.6137 | 831.3269 | 832.0023 | 832.6414 | 833.2458

## CALC¦ 2
| Item | Unit | Index | Comments | Constant | 1 | 2 | 3 | 4 | 5 | 6 | 7 | 8 | 9 | 10 | 11 | 12 | 13 | 14 | 15 | 16 | 17 | 18 | 19 | 20 | 21 | 22 | 23 | 24 | 25 | 26 | 27 | 28 | 29 | 30 | 31 | 32 | 33 | 34 | 35 | 36 | 37 | 38 | 39 | 40 | 41 | 42 | 43 | 44 | 45 | 46 | 47 | 48 | 49 | 50 | 51 | 52 | 53 | 54 | 55 | 56 | 57 | 58 | 59 | 60 | 61 | 62 | 63 | 64 | 65
[6 empty] | 2013/14 | 2014/15 | 2015/16 | 2016/17 | 2017/18 | 2018/19 | 2019/20 | 2020/21 | 2021/22 | 2022/23 | 2023/24 | 2024/25 | 2025/26 | 2026/27 | 2027/28 | 2028/29 | 2029/30 | 2030/31 | 2031/32 | 2032/33 | 2033/34 | 2034/35 | 2035/36 | 2036/37 | 2037/38 | 2038/39 | 2039/40 | 2040/41 | 2041/42 | 2042/43 | 2043/44 | 2044/45 | 2045/46 | 2046/47 | 2047/48 | 2048/49 | 2049/50 | 2050/51 | 2051/52 | 2052/53 | 2053/54 | 2054/55 | 2055/56 | 2056/57 | 2057/58 | 2058/59 | 2059/60 | 2060/61 | 2061/62 | 2062/63 | 2063/64 | 2064/65 | 2065/66 | 2066/67 | 2067/68 | 2068/69 | 2069/70 | 2070/71 | 2071/72 | 2072/73 | 2073/74 | 2074/75 | 2075/76 | 2076/77 | 2077/78
1 | Costs and expenditure profile Tunnel
| Tunnel construction period | years |  |  | 8
| Annual cost of inspections/pigging | £m | 09/10 |  | 0.059745
| Expenditure profile after Ofgem efficiency challenge | £m | 09/10 |  |  | 0.048898 | 2.5926 | 1.6426 | 16.9078 | 28.9958 | 34.3216 | 7.9283 | 2.0494 | 0 | 0 | 0 | 0 | 0 | 0 | 0 | 0 | 0 | 0 | 0 | 0 | 0 | 0 | 0 | 0 | 0 | 0 | 0 | 0 | 0 | 0 | 0 | 0 | 0 | 0 | 0 | 0 | 0 | 0 | 0 | 0 | 0 | 0 | 0 | 0 | 0 | 0 | 0 | 0 | 0 | 0 | 0 | 0 | 0 | 0 | 0 | 0 | 0 | 0 | 0 | 0
| Tunnel revenue profile to be used for modelling | £m | 09/10 |  |  | 0.0047735 | 0.26013 | 0.28661 | 1.8828 | 3.8724 | 5.623 | 4.2351 | 4.0162 | 2.1854 | 2.2675 | 2.3385 | 2.3996 | 2.4518 | 2.4961 | 2.5334 | 2.5644 | 2.5899 | 2.6104 | 2.6264 | 2.6385 | 2.647 | 2.6524 | 2.655 | 2.6552 | 2.653 | 2.6489 | 2.6431 | 2.6356 | 2.6268 | 2.6166 | 2.6054 | 2.5932 | 2.5801 | 2.5662 | 2.5516 | 2.5364 | 2.5206 | 2.5043 | 2.4875 | 2.4704 | 2.4529 | 2.4351 | 2.417 | 2.3987 | 2.3801 | 2.3613 | 2.3412 | 2.2599 | 2.2019 | 1.7778 | 1.0673 | 0.23522 | -0.023777 | 0 | 0 | 0 | 0 | 0 | 0 | 0
2 | Costs and expenditure profile Mitigation
| Annual cost of inspections/pigging | £m | 09/10 |  | 0.29951
2.1 | Probablity adjusted cost of losing lease in any year
| Cost of replacing pipeline with a tunnel (after Ofgem efficiency challenge) | £m | 09/10 |  | 94.487
| Cost of loss of lease | £m | 09/10 |  |  | 1 2013/14: 0.61726; 2 2014/15: 0.6113; 3 2015/16: 0.60541; 4 2016/17: 0.59956; 5 2017/18: 0.59378; 6 2018/19: 0.58805; 7 2019/20: 0.58237; 8 2020/21: 0.57675; 9 2021/22: 0.57119; 10 2022/23: 0.56568; 11 2023/24: 0.56022; 12 2024/25: 0.55481; 13 2025/26: 0.54946; 14 2026/27: 0.54415; 15 2027/28: 0.5389; 16 2028/29: 0.5337; 17 2029/30: 0.52855; 18 2030/31: 0.52345; 19 2031/32: 0.5184; 20 2032/33: 0.5134; 21 2033/34: 0.50844; 22 2034/35: 0.50354; 23 2035/36: 0.49868; 24 2036/37: 0.49387; 25 2037/38: 0.4891; 26 2038/39: 0.48438; 27 2039/40: 0.47971; 28 2040/41: 0.47508; 29 2041/42: 0.47049; 30 2042/43: 0.46595; 31 2043/44: 0.46146; 32 2044/45: 0.457
| Probability that the lease is still in force and current pipeline is operational | % |  |  |  | 100% | 100% | 100% | 100% | 100% | 100% | 100% | 100% | 98.95% | 97.92% | 96.9% | 95.89% | 94.88% | 93.89% | 92.91% | 91.94% | 90.98% | 90.03% | 89.09% | 88.16% | 87.23% | 86.32% | 85.42% | 84.53% | 83.65% | 82.77% | 81.91% | 81.05% | 80.2% | 79.37% | 78.54% | 77.72% | 76.9% | 76.1% | 75.3% | 74.52% | 73.74% | 72.97% | 72.21%
2.2 | Cost of mattressing
| Probability adjusted annual cost of mattressing | £m | 09/10 |  | 0.42436
2.3 | Freespan develops despite mattressing (less than 20m section)
| Probability of event | % |  |  | 2%
| Cost of emergency mattressing | £m | 09/10 | see footnote 4 | 0.042436
2.4 | Freespan develops despite mattressing (between 20m and 55m section)
| Probability of event |  |  |  | 0.4%
| Cost of emergency mattressing - major | £m | 09/10 |  | 0.028324
| Prompt constraint costs (£m) | £m | 09/10 |  | 2.3483
| Post-mod constraint costs - 16 months (£m) (09/10 prices) | £m | 09/10 |  | 0
| Wholesale gas price impact up to 2024 | £m | 09/10 |  | 1.2117
| Wholesale gas price beyond 2024 | £m | 09/10 |  | 0.71099
| VOLL | £m | 09/10 |  | 0.037814
2.5 | Freespan develops despite mattressing (greater than 55m section)
| Probability of event | % |  |  | 0.08%
| Cost of building a tunnel replacement | £m | 09/10 |  |  | 1 2013/14: 0.051172; 2 2014/15: 0.051131; 3 2015/16: 0.05109; 4 2016/17: 0.051049; 5 2017/18: 0.051008; 6 2018/19: 0.050968; 7 2019/20: 0.050927; 8 2020/21: 0.050886; 9 2021/22: 0.050845; 10 2022/23: 0.050805; 11 2023/24: 0.050764; 12 2024/25: 0.050723; 13 2025/26: 0.050683; 14 2026/27: 0.050642; 15 2027/28: 0.050602; 16 2028/29: 0.050561; 17 2029/30: 0.050521; 18 2030/31: 0.05048; 19 2031/32: 0.05044; 20 2032/33: 0.0504; 21 2033/34: 0.050359; 22 2034/35: 0.050319; 23 2035/36: 0.050279; 24 2036/37: 0.050239; 25 2037/38: 0.050198; 26 2038/39: 0.050158; 27 2039/40: 0.050118; 28 2040/41: 0.050078; 29 2041/42: 0.050038; 30 2042/43: 0.049998; 31 2043/44: 0.049958; 32 2044/45: 0.049918
| Cost of emergency mattressing - major | £m | 09/10 |  | 0.0056648
| Prompt constraint costs (£m) (09/10 prices) | £m | 09/10 |  | 2.5048
| Post-mod constraint costs - 16 months (£m) (09/10 prices) | £m | 09/10 |  | 0
| Wholesale gas price impact up to 2024 | £m | 09/10 |  | 1.2624
| Wholesale gas price beyond 2024 | £m | 09/10 |  | 0.65011
| VOLL | £m | 09/10 |  | 0.0075627
2.6 | Third party interference
| Probability of event | % |  |  | 0.03125%
| Probability adjusted cost associated with possible loss of life | £m | 09/10 |  | 0.11536
| Cost of intervention | £m | 09/10 |  | 0.0028485
| Prompt constraint costs | £m | 09/10 |  | 0.97844
| Post-mod constraint costs - 16 months | £m | 09/10 |  | 0
| Wholesale gas price impact for 16 months up to 2024 | £m | 09/10 |  | 0.49312
| Wholesale gas price impact for 16 months beyond 2024 | £m | 09/10 |  | 0.25395
| Shipping lane closure | £m | 09/10 |  | 0.0021628
| Shipwreck clear up costs | £m | 09/10 |  | 0.061322
| VOLL | £m | 09/10 |  | 0.0029542
3 | Detailed Working: Constraint costs
3.1 | Prompt constraint costs
| Weighted monthly costs | £m | 16/17 |  | 240.3333
| Weighted summer 3 day costs | £m | 16/17 |  | 0
| Weighted summer 7 day costs | £m | 16/17 |  | 0
| Weighted summer costs | £m | 16/17 |  | 0
| Weighted winter 3 day costs | £m | 16/17 |  | 0
| Weighted winter 7 day costs | £m | 16/17 |  | 0
| Weighted winter costs | £m | 16/17 |  | 0
| Weighted total costs | £m | 16/17 |  | 0
3.2 | Fixed Price Constraint Costs
| Low scenario | £m | 16/17 |  | 0
| Mid scenario | £m | 16/17 |  | 0
| High scenario | £m | 16/17 |  | 0
| Weighted annual cost | £m | 16/17 |  | 0
| Monthly cost | £m | 16/17 |  | 0
4 | Detailed Workings: Wholesale Energy Price Impact
4.1 | Gas consumption
| Monthy domestic gas consumption | therm |  |  | 846311149.033
| Monthly domestic electricity consumption | therm |  |  | 240695461.8885
4.2 | To 2024
| First month average | £m | 16/17 |  | 131.1198 | 1 2013/14: <---- Updated to account for new Electrcity info
| Monthly average (excluding first month) | £m | 16/17 |  | 120.4576 | 1 2013/14: <---- Updated to account for new Electrcity info
4.3 | From 2024 to 2072
| First month average | £m | 16/17 |  | 98.3398 | 1 2013/14: <---- Updated to account for new Electrcity info
| Monthly average (excluding first month) | £m | 16/17 |  | 59.9795 | 1 2013/14: <---- Updated to account for new Electrcity info
4.4 | Damage intervention
4.4.1 | Localised mechanical/impact damage leading to repair clamp
| Probability | % |  |  | 0.7
| Expected duration | weeks |  |  | 33.6
| Expected cost | £m | 09/10 |  | 1.4876
4.4.2 | Localised failure leadingto short replacement spool
| Probability | % |  |  | 0.175
| Expected duration | weeks |  |  | 12.075
| Expected cost | £m | 09/10 |  | 1.7954
4.4.3 | Extensive failure over pipeline span /rupture elading to long replacement spool
| Probability | % |  |  | 0.075
| Expected duration | weeks |  |  | 5.625
| Expected cost | £m | 09/10 |  | 1.1078
4.4.4 | Tunnel replacement
| Probability | % |  |  | 0.05
| Expected duration | weeks |  |  | 15.6
| Expected cost | £m | 09/10 |  | 4.7244
4.4.4 | Average cost of intervention | £m | 09/10 |  | 9.1151
| Item | Unit | Index | Notes | 1 | 2 | 3 | 4 | 5 | 6 | 7 | 8 | 9 | 10 | 11 | 12 | 13 | 14 | 15 | 16 | 17 | 18 | 19 | 20 | 21 | 22 | 23 | 24 | 25 | 26 | 27 | 28 | 29 | 30 | 31 | 32 | 33 | 34 | 35 | 36 | 37 | 38 | 39 | 40 | 41 | 42 | 43 | 44 | 45 | 46 | 47 | 48 | 49 | 50 | 51 | 52 | 53 | 54 | 55 | 56 | 57 | 58 | 59 | 60 | 61 | 62 | 63 | 64 | 65
[5 empty] | 2013/14 | 2014/15 | 2015/16 | 2016/17 | 2017/18 | 2018/19 | 2019/20 | 2020/21 | 2021/22 | 2022/23 | 2023/24 | 2024/25 | 2025/26 | 2026/27 | 2027/28 | 2028/29 | 2029/30 | 2030/31 | 2031/32 | 2032/33 | 2033/34 | 2034/35 | 2035/36 | 2036/37 | 2037/38 | 2038/39 | 2039/40 | 2040/41 | 2041/42 | 2042/43 | 2043/44 | 2044/45 | 2045/46 | 2046/47 | 2047/48 | 2048/49 | 2049/50 | 2050/51 | 2051/52 | 2052/53 | 2053/54 | 2054/55 | 2055/56 | 2056/57 | 2057/58 | 2058/59 | 2059/60 | 2060/61 | 2061/62 | 2062/63 | 2063/64 | 2064/65 | 2065/66 | 2066/67 | 2067/68 | 2068/69 | 2069/70 | 2070/71 | 2071/72 | 2072/73 | 2073/74 | 2074/75 | 2075/76 | 2076/77 | 2077/78
1 | Option: Tunnel 2012
| Revenue impact of construction cost | £m | 09/10 |  | 0.0047735 | 0.26013 | 0.28661 | 1.8828 | 3.8724 | 5.623 | 4.2351 | 4.0162 | 2.1854 | 2.2675 | 2.3385 | 2.3996 | 2.4518 | 2.4961 | 2.5334 | 2.5644 | 2.5899 | 2.6104 | 2.6264 | 2.6385 | 2.647 | 2.6524 | 2.655 | 2.6552 | 2.653 | 2.6489 | 2.6431 | 2.6356 | 2.6268 | 2.6166 | 2.6054 | 2.5932 | 2.5801 | 2.5662 | 2.5516 | 2.5364 | 2.5206 | 2.5043 | 2.4875 | 2.4704 | 2.4529 | 2.4351 | 2.417 | 2.3987 | 2.3801 | 2.3613 | 2.3412 | 2.2599 | 2.2019 | 1.7778 | 1.0673 | 0.23522 | -0.023777 | 0 | 0 | 0 | 0 | 0 | 0 | 0
| Operational costs | £m | 09/10 |  | 0.29951 | 0.29951 | 0.29951 | 0.29951 | 0.29951 | 0.29951 | 0.29951 | 0.29951 | 0.059745 | 0.059745 | 0.059745 | 0.059745 | 0.059745 | 0.059745 | 0.059745 | 0.059745 | 0.059745 | 0.059745 | 0.059745 | 0.059745 | 0.059745 | 0.059745 | 0.059745 | 0.059745 | 0.059745 | 0.059745 | 0.059745 | 0.059745 | 0.059745 | 0.059745 | 0.059745 | 0.059745 | 0.059745 | 0.059745 | 0.059745 | 0.059745 | 0.059745 | 0.059745 | 0.059745 | 0.059745 | 0.059745 | 0.059745 | 0.059745 | 0.059745 | 0.059745 | 0.059745 | 0.059745 | 0.059745 | 0.059745 | 0.059745 | 0.059745 | 0.059745 | 0.059745 | 0.059745 | 0.059745 | 0.059745 | 0.059745 | 0.059745 | 0.059745 | 0.059745
| Mattressing cost | £m | 09/10 |  | 0.42436 | 0.42436 | 0.42436 | 0.42436 | 0.42436 | 0.42436 | 0.42436 | 0.42436 | 0 | 0 | 0 | 0 | 0 | 0 | 0 | 0 | 0 | 0 | 0 | 0 | 0 | 0 | 0 | 0 | 0 | 0 | 0 | 0 | 0 | 0 | 0 | 0 | 0 | 0 | 0 | 0 | 0 | 0 | 0 | 0 | 0 | 0 | 0 | 0 | 0 | 0 | 0 | 0 | 0 | 0 | 0 | 0 | 0 | 0 | 0 | 0 | 0 | 0 | 0 | 0
Freespan (<20m)
| Emergency mattressing following freespan | £m | 09/10 |  | 0.042436 | 0.042436 | 0.042436 | 0.042436 | 0.042436 | 0.042436 | 0.042436 | 0.042436 | 0 | 0 | 0 | 0 | 0 | 0 | 0 | 0 | 0 | 0 | 0 | 0 | 0 | 0 | 0 | 0 | 0 | 0 | 0 | 0 | 0 | 0 | 0 | 0 | 0 | 0 | 0 | 0 | 0 | 0 | 0 | 0 | 0 | 0 | 0 | 0 | 0 | 0 | 0 | 0 | 0 | 0 | 0 | 0 | 0 | 0 | 0 | 0 | 0 | 0 | 0 | 0
Freespan (20-55m)
| Cost of emergency mattressing - major | £m | 09/10 |  | 0.028324 | 0.028324 | 0.028324 | 0.028324 | 0.028324 | 0.028324 | 0.028324 | 0.028324 | 0 | 0 | 0 | 0 | 0 | 0 | 0 | 0 | 0 | 0 | 0 | 0 | 0 | 0 | 0 | 0 | 0 | 0 | 0 | 0 | 0 | 0 | 0 | 0 | 0 | 0 | 0 | 0 | 0 | 0 | 0 | 0 | 0 | 0 | 0 | 0 | 0 | 0 | 0 | 0 | 0 | 0 | 0 | 0 | 0 | 0 | 0 | 0 | 0 | 0 | 0 | 0
| Prompt constraint costs | £m | 09/10 |  | 2.3483 | 2.3483 | 2.3483 | 2.3483 | 2.3483 | 2.3483 | 2.3483 | 2.3483 | 0 | 0 | 0 | 0 | 0 | 0 | 0 | 0 | 0 | 0 | 0 | 0 | 0 | 0 | 0 | 0 | 0 | 0 | 0 | 0 | 0 | 0 | 0 | 0 | 0 | 0 | 0 | 0 | 0 | 0 | 0 | 0 | 0 | 0 | 0 | 0 | 0 | 0 | 0 | 0 | 0 | 0 | 0 | 0 | 0 | 0 | 0 | 0 | 0 | 0 | 0 | 0
| Post-mod constraint costs - three months | £m | 09/10 |  | 0 | 0 | 0 | 0 | 0 | 0 | 0 | 0 | 0 | 0 | 0 | 0 | 0 | 0 | 0 | 0 | 0 | 0 | 0 | 0 | 0 | 0 | 0 | 0 | 0 | 0 | 0 | 0 | 0 | 0 | 0 | 0 | 0 | 0 | 0 | 0 | 0 | 0 | 0 | 0 | 0 | 0 | 0 | 0 | 0 | 0 | 0 | 0 | 0 | 0 | 0 | 0 | 0 | 0 | 0 | 0 | 0 | 0 | 0 | 0
| Wholesale gas price impact up to 2024 | £m | 09/10 |  | 1.2117 | 1.2117 | 1.2117 | 1.2117 | 1.2117 | 1.2117 | 1.2117 | 1.2117 | 0 | 0 | 0 | 0 | 0 | 0 | 0 | 0 | 0 | 0 | 0 | 0 | 0 | 0 | 0 | 0 | 0 | 0 | 0 | 0 | 0 | 0 | 0 | 0 | 0 | 0 | 0 | 0 | 0 | 0 | 0 | 0 | 0 | 0 | 0 | 0 | 0 | 0 | 0 | 0 | 0 | 0 | 0 | 0 | 0 | 0 | 0 | 0 | 0 | 0 | 0 | 0
| Wholesale gas price impact beyond 2024 | £m | 09/10 |  | 0 | 0 | 0 | 0 | 0 | 0 | 0 | 0 | 0 | 0 | 0 | 0 | 0 | 0 | 0 | 0 | 0 | 0 | 0 | 0 | 0 | 0 | 0 | 0 | 0 | 0 | 0 | 0 | 0 | 0 | 0 | 0 | 0 | 0 | 0 | 0 | 0 | 0 | 0 | 0 | 0 | 0 | 0 | 0 | 0 | 0 | 0 | 0 | 0 | 0 | 0 | 0 | 0 | 0 | 0 | 0 | 0 | 0 | 0 | 0
| VOLL | £m | 09/10 |  | 9.1151 1 2013/14: 0.037814; 9.1151 2 2014/15: 0.037814; 9.1151 3 2015/16: 0.037814; 9.1151 4 2016/17: 0.037814; 9.1151 5 2017/18: 0.037814; 9.1151 6 2018/19: 0.037814; 9.1151 7 2019/20: 0.037814; 9.1151 8 2020/21: 0.037814
Freespan (>55m)
| Cost of emergency mattressing - major | £m | 09/10 |  | 0.0056648 | 0.0056648 | 0.0056648 | 0.0056648 | 0.0056648 | 0.0056648 | 0.0056648 | 0.0056648 | 0 | 0 | 0 | 0 | 0 | 0 | 0 | 0 | 0 | 0 | 0 | 0 | 0 | 0 | 0 | 0 | 0 | 0 | 0 | 0 | 0 | 0 | 0 | 0 | 0 | 0 | 0 | 0 | 0 | 0 | 0 | 0 | 0 | 0 | 0 | 0 | 0 | 0 | 0 | 0 | 0 | 0 | 0 | 0 | 0 | 0 | 0 | 0 | 0 | 0 | 0 | 0
| Prompt constraint costs | £m | 09/10 |  | 2.5048 | 2.5048 | 2.5048 | 2.5048 | 2.5048 | 2.5048 | 2.5048 | 2.5048 | 0 | 0 | 0 | 0 | 0 | 0 | 0 | 0 | 0 | 0 | 0 | 0 | 0 | 0 | 0 | 0 | 0 | 0 | 0 | 0 | 0 | 0 | 0 | 0 | 0 | 0 | 0 | 0 | 0 | 0 | 0 | 0 | 0 | 0 | 0 | 0 | 0 | 0 | 0 | 0 | 0 | 0 | 0 | 0 | 0 | 0 | 0 | 0 | 0 | 0 | 0 | 0
| Post-mod constraint costs - 16 months | £m | 09/10 |  | 0 | 0 | 0 | 0 | 0 | 0 | 0 | 0 | 0 | 0 | 0 | 0 | 0 | 0 | 0 | 0 | 0 | 0 | 0 | 0 | 0 | 0 | 0 | 0 | 0 | 0 | 0 | 0 | 0 | 0 | 0 | 0 | 0 | 0 | 0 | 0 | 0 | 0 | 0 | 0 | 0 | 0 | 0 | 0 | 0 | 0 | 0 | 0 | 0 | 0 | 0 | 0 | 0 | 0 | 0 | 0 | 0 | 0 | 0 | 0
| Wholesale gas price impact for 16 months(Up to 2024) | £m | 09/10 |  | 1.2624 | 1.2624 | 1.2624 | 1.2624 | 1.2624 | 1.2624 | 1.2624 | 1.2624 | 0 | 0 | 0 | 0 | 0 | 0 | 0 | 0 | 0 | 0 | 0 | 0 | 0 | 0 | 0 | 0 | 0 | 0 | 0 | 0 | 0 | 0 | 0 | 0 | 0 | 0 | 0 | 0 | 0 | 0 | 0 | 0 | 0 | 0 | 0 | 0 | 0 | 0 | 0 | 0 | 0 | 0 | 0 | 0 | 0 | 0 | 0 | 0 | 0 | 0 | 0 | 0
| Wholesale gas price impact for 16 months(Beyond 2024) | £m | 09/10
| VOLL | £m | 09/10 |  | 9.1151 1 2013/14: 0.0075627; 9.1151 2 2014/15: 0.0075627; 9.1151 3 2015/16: 0.0075627; 9.1151 4 2016/17: 0.0075627; 9.1151 5 2017/18: 0.0075627; 9.1151 6 2018/19: 0.0075627; 9.1151 7 2019/20: 0.0075627; 9.1151 8 2020/21: 0.0075627
Third party impact
| Probability adjusted cost associated with possible loss of life |  |  |  | 0.11536 | 0.11536 | 0.11536 | 0.11536 | 0.11536 | 0.11536 | 0.11536 | 0.11536 | 0 | 0 | 0 | 0 | 0 | 0 | 0 | 0 | 0 | 0 | 0 | 0 | 0 | 0 | 0 | 0 | 0 | 0 | 0 | 0 | 0 | 0 | 0 | 0 | 0 | 0 | 0 | 0 | 0 | 0 | 0 | 0 | 0 | 0 | 0 | 0 | 0 | 0 | 0 | 0 | 0 | 0 | 0 | 0 | 0 | 0 | 0 | 0 | 0 | 0 | 0 | 0
| Cost of intervention |  |  |  | 0.0028485 | 0.0028485 | 0.0028485 | 0.0028485 | 0.0028485 | 0.0028485 | 0.0028485 | 0.0028485 | 0 | 0 | 0 | 0 | 0 | 0 | 0 | 0 | 0 | 0 | 0 | 0 | 0 | 0 | 0 | 0 | 0 | 0 | 0 | 0 | 0 | 0 | 0 | 0 | 0 | 0 | 0 | 0 | 0 | 0 | 0 | 0 | 0 | 0 | 0 | 0 | 0 | 0 | 0 | 0 | 0 | 0 | 0 | 0 | 0 | 0 | 0 | 0 | 0 | 0 | 0 | 0
| Prompt constraint costs | £m | 09/10 |  | 0.97844 | 0.97844 | 0.97844 | 0.97844 | 0.97844 | 0.97844 | 0.97844 | 0.97844 | 0 | 0 | 0 | 0 | 0 | 0 | 0 | 0 | 0 | 0 | 0 | 0 | 0 | 0 | 0 | 0 | 0 | 0 | 0 | 0 | 0 | 0 | 0 | 0 | 0 | 0 | 0 | 0 | 0 | 0 | 0 | 0 | 0 | 0 | 0 | 0 | 0 | 0 | 0 | 0 | 0 | 0 | 0 | 0 | 0 | 0 | 0 | 0 | 0 | 0 | 0 | 0
| Post-mod constraint costs - 16 months | £m | 09/10 |  | 0 | 0 | 0 | 0 | 0 | 0 | 0 | 0 | 0 | 0 | 0 | 0 | 0 | 0 | 0 | 0 | 0 | 0 | 0 | 0 | 0 | 0 | 0 | 0 | 0 | 0 | 0 | 0 | 0 | 0 | 0 | 0 | 0 | 0 | 0 | 0 | 0 | 0 | 0 | 0 | 0 | 0 | 0 | 0 | 0 | 0 | 0 | 0 | 0 | 0 | 0 | 0 | 0 | 0 | 0 | 0 | 0 | 0 | 0 | 0
| Wholesale gas price impact for 16 months(Up to 2024) | £m | 09/10 |  | 0.49312 | 0.49312 | 0.49312 | 0.49312 | 0.49312 | 0.49312 | 0.49312 | 0.49312 | 0 | 0 | 0 | 0 | 0 | 0 | 0 | 0 | 0 | 0 | 0 | 0 | 0 | 0 | 0 | 0 | 0 | 0 | 0 | 0 | 0 | 0 | 0 | 0 | 0 | 0 | 0 | 0 | 0 | 0 | 0 | 0 | 0 | 0 | 0 | 0 | 0 | 0 | 0 | 0 | 0 | 0 | 0 | 0 | 0 | 0 | 0 | 0 | 0 | 0 | 0 | 0
| Wholesale gas price impact for 16 months(Beyond 2024) | £m | 09/10
| Shipping lane closure | £m | 09/10 |  | 0.0021628 | 0.0021628 | 0.0021628 | 0.0021628 | 0.0021628 | 0.0021628 | 0.0021628 | 0.0021628 | 0 | 0 | 0 | 0 | 0 | 0 | 0 | 0 | 0 | 0 | 0 | 0 | 0 | 0 | 0 | 0 | 0 | 0 | 0 | 0 | 0 | 0 | 0 | 0 | 0 | 0 | 0 | 0 | 0 | 0 | 0 | 0 | 0 | 0 | 0 | 0 | 0 | 0 | 0 | 0 | 0 | 0 | 0 | 0 | 0 | 0 | 0 | 0 | 0 | 0 | 0 | 0
| Shipwreck clear up costs | £m | 09/10 |  | 0.061322 | 0.061322 | 0.061322 | 0.061322 | 0.061322 | 0.061322 | 0.061322 | 0.061322 | 0 | 0 | 0 | 0 | 0 | 0 | 0 | 0 | 0 | 0 | 0 | 0 | 0 | 0 | 0 | 0 | 0 | 0 | 0 | 0 | 0 | 0 | 0 | 0 | 0 | 0 | 0 | 0 | 0 | 0 | 0 | 0 | 0 | 0 | 0 | 0 | 0 | 0 | 0 | 0 | 0 | 0 | 0 | 0 | 0 | 0 | 0 | 0 | 0 | 0 | 0 | 0
| VOLL | £m | 09/10 |  | 9.1151 1 2013/14: 0.0029542; 9.1151 2 2014/15: 0.0029542; 9.1151 3 2015/16: 0.0029542; 9.1151 4 2016/17: 0.0029542; 9.1151 5 2017/18: 0.0029542; 9.1151 6 2018/19: 0.0029542; 9.1151 7 2019/20: 0.0029542; 9.1151 8 2020/21: 0.0029542
| Total tunnel construction and operation cost | £m | 09/10 |  | 0.30428 | 0.55964 | 0.58612 | 2.1823 | 4.1719 | 5.9225 | 4.5346 | 4.3157 | 2.2452 | 2.3273 | 2.3983 | 2.4593 | 2.5115 | 2.5559 | 2.5932 | 2.6242 | 2.6496 | 2.6701 | 2.6861 | 2.6982 | 2.7068 | 2.7122 | 2.7148 | 2.7149 | 2.7128 | 2.7087 | 2.7028 | 2.6954 | 2.6865 | 2.6764 | 2.6652 | 2.6529 | 2.6398 | 2.6259 | 2.6113 | 2.5961 | 2.5803 | 2.564 | 2.5473 | 2.5301 | 2.5126 | 2.4948 | 2.4767 | 2.4584 | 2.4398 | 2.4211 | 2.401 | 2.3197 | 2.2616 | 1.8376 | 1.1271 | 0.29497 | 0.035968 | 0.059745 | 0.059745 | 0.059745 | 0.059745 | 0.059745 | 0.059745 | 0.059745
| Total costs (excluding loss of life) | £m | 09/10 |  | 9.7185 | 9.9738 | 10.0003 | 11.5965 | 13.5861 | 15.3367 | 13.9488 | 13.7299 | 2.2452 | 2.3273 | 2.3983 | 2.4593 | 2.5115 | 2.5559 | 2.5932 | 2.6242 | 2.6496 | 2.6701 | 2.6861 | 2.6982 | 2.7068 | 2.7122 | 2.7148 | 2.7149 | 2.7128 | 2.7087 | 2.7028 | 2.6954 | 2.6865 | 2.6764 | 2.6652 | 2.6529 | 2.6398 | 2.6259 | 2.6113 | 2.5961 | 2.5803 | 2.564 | 2.5473 | 2.5301 | 2.5126 | 2.4948 | 2.4767 | 2.4584 | 2.4398 | 2.4211 | 2.401 | 2.3197 | 2.2616 | 1.8376 | 1.1271 | 0.29497 | 0.035968 | 0.059745 | 0.059745 | 0.059745 | 0.059745 | 0.059745 | 0.059745 | 0.059745
| Cost of possible loss of life | £m | 09/10 |  | 0.11536 | 0.11536 | 0.11536 | 0.11536 | 0.11536 | 0.11536 | 0.11536 | 0.11536 | 0 | 0 | 0 | 0 | 0 | 0 | 0 | 0 | 0 | 0 | 0 | 0 | 0 | 0 | 0 | 0 | 0 | 0 | 0 | 0 | 0 | 0 | 0 | 0 | 0 | 0 | 0 | 0 | 0 | 0 | 0 | 0 | 0 | 0 | 0 | 0 | 0 | 0 | 0 | 0 | 0 | 0 | 0 | 0 | 0 | 0 | 0 | 0 | 0 | 0 | 0 | 0
| Discount factor for other costs |  |  |  | 0.96618 | 0.93351 | 0.90194 | 0.87144 | 0.84197 | 0.8135 | 0.78599 | 0.75941 | 0.73373 | 0.70892 | 0.68495 | 0.66178 | 0.6394 | 0.61778 | 0.59689 | 0.57671 | 0.5572 | 0.53836 | 0.52016 | 0.50257 | 0.48557 | 0.46915 | 0.45329 | 0.43796 | 0.42315 | 0.40884 | 0.39501 | 0.38165 | 0.36875 | 0.35628 | 0.39999 | 0.38834 | 0.37703 | 0.36604 | 0.35538 | 0.34503 | 0.33498 | 0.32523 | 0.31575 | 0.30656 | 0.29763 | 0.28896 | 0.28054 | 0.27237 | 0.26444 | 0.25674 | 0.24926 | 0.242 | 0.23495 | 0.22811 | 0.22146 | 0.21501 | 0.20875 | 0.20267 | 0.19677 | 0.19104 | 0.18547 | 0.18007 | 0.17483 | 0.16973
| Discount factor for loss of life costs |  |  |  | 0.98522 | 0.97066 | 0.95632 | 0.94218 | 0.92826 | 0.91454 | 0.90103 | 0.88771 | 0.87459 | 0.86167 | 0.84893 | 0.83639 | 0.82403 | 0.81185 | 0.79985 | 0.78803 | 0.77639 | 0.76491 | 0.75361 | 0.74247 | 0.7315 | 0.72069 | 0.71004 | 0.69954 | 0.68921 | 0.67902 | 0.66899 | 0.6591 | 0.64936 | 0.63976 | 0.6721 | 0.66354 | 0.65509 | 0.64675 | 0.63851 | 0.63038 | 0.62235 | 0.61443 | 0.6066 | 0.59888 | 0.59125 | 0.58372 | 0.57629 | 0.56895 | 0.5617 | 0.55455 | 0.54748 | 0.54051 | 0.53363 | 0.52683 | 0.52012 | 0.5135 | 0.50696 | 0.5005 | 0.49413 | 0.48783 | 0.48162 | 0.47549 | 0.46943 | 0.46345
| Discounted total tunnel construction and operation cost | £m | 09/10 |  | 0.29399 | 0.52243 | 0.52865 | 1.9017 | 3.5127 | 4.818 | 3.5641 | 3.2774 | 1.6473 | 1.6498 | 1.6427 | 1.6275 | 1.6059 | 1.579 | 1.5478 | 1.5134 | 1.4764 | 1.4375 | 1.3972 | 1.356 | 1.3143 | 1.2724 | 1.2306 | 1.189 | 1.1479 | 1.1074 | 1.0676 | 1.0287 | 0.99064 | 0.95354 | 1.066 | 1.0302 | 0.99529 | 0.96121 | 0.92802 | 0.89574 | 0.86436 | 0.83388 | 0.80431 | 0.77563 | 0.74783 | 0.7209 | 0.69483 | 0.6696 | 0.64519 | 0.62158 | 0.59846 | 0.56136 | 0.53136 | 0.41916 | 0.2496 | 0.063421 | 0.0075084 | 0.012108 | 0.011756 | 0.011413 | 0.011081 | 0.010758 | 0.010445 | 0.010141
| Discounted costs (excluding loss of life) | £m | 09/10 |  | 9.3898 | 9.3107 | 9.0197 | 10.1056 | 11.4391 | 12.4764 | 10.9636 | 10.4266 | 1.6473 | 1.6498 | 1.6427 | 1.6275 | 1.6059 | 1.579 | 1.5478 | 1.5134 | 1.4764 | 1.4375 | 1.3972 | 1.356 | 1.3143 | 1.2724 | 1.2306 | 1.189 | 1.1479 | 1.1074 | 1.0676 | 1.0287 | 0.99064 | 0.95354 | 1.066 | 1.0302 | 0.99529 | 0.96121 | 0.92802 | 0.89574 | 0.86436 | 0.83388 | 0.80431 | 0.77563 | 0.74783 | 0.7209 | 0.69483 | 0.6696 | 0.64519 | 0.62158 | 0.59846 | 0.56136 | 0.53136 | 0.41916 | 0.2496 | 0.063421 | 0.0075084 | 0.012108 | 0.011756 | 0.011413 | 0.011081 | 0.010758 | 0.010445 | 0.010141
| Discounted cost of loss of life | £m | 09/10 |  | 0.11366 | 0.11198 | 0.11032 | 0.10869 | 0.10709 | 0.1055 | 0.10394 | 0.10241 | 0 | 0 | 0 | 0 | 0 | 0 | 0 | 0 | 0 | 0 | 0 | 0 | 0 | 0 | 0 | 0 | 0 | 0 | 0 | 0 | 0 | 0 | 0 | 0 | 0 | 0 | 0 | 0 | 0 | 0 | 0 | 0 | 0 | 0 | 0 | 0 | 0 | 0 | 0 | 0 | 0 | 0 | 0 | 0 | 0 | 0 | 0 | 0 | 0 | 0 | 0 | 0
| Total discounted cost | £m | 09/10 |  | 9.5035 | 9.4226 | 9.13 | 10.2143 | 11.5462 | 12.5819 | 11.0675 | 10.529 | 1.6473 | 1.6498 | 1.6427 | 1.6275 | 1.6059 | 1.579 | 1.5478 | 1.5134 | 1.4764 | 1.4375 | 1.3972 | 1.356 | 1.3143 | 1.2724 | 1.2306 | 1.189 | 1.1479 | 1.1074 | 1.0676 | 1.0287 | 0.99064 | 0.95354 | 1.066 | 1.0302 | 0.99529 | 0.96121 | 0.92802 | 0.89574 | 0.86436 | 0.83388 | 0.80431 | 0.77563 | 0.74783 | 0.7209 | 0.69483 | 0.6696 | 0.64519 | 0.62158 | 0.59846 | 0.56136 | 0.53136 | 0.41916 | 0.2496 | 0.063421 | 0.0075084 | 0.012108 | 0.011756 | 0.011413 | 0.011081 | 0.010758 | 0.010445 | 0.010141
| Cumulative discounted tunnel construction and operation cost | £m | 09/10 |  | 0.29399 | 0.81642 | 1.3451 | 3.2468 | 6.7595 | 11.5774 | 15.1416 | 18.419 | 20.0663 | 21.7162 | 23.3588 | 24.9864 | 26.5922 | 28.1712 | 29.719 | 31.2324 | 32.7088 | 34.1463 | 35.5435 | 36.8995 | 38.2139 | 39.4863 | 40.7169 | 41.9059 | 43.0538 | 44.1612 | 45.2288 | 46.2575 | 47.2482 | 48.2017 | 49.2678 | 50.298 | 51.2933 | 52.2545 | 53.1825 | 54.0783 | 54.9426 | 55.7765 | 56.5808 | 57.3564 | 58.1043 | 58.8252 | 59.52 | 60.1896 | 60.8348 | 61.4563 | 62.0548 | 62.6162 | 63.1475 | 63.5667 | 63.8163 | 63.8797 | 63.8872 | 63.8993 | 63.9111 | 63.9225 | 63.9336 | 63.9443 | 63.9548 | 63.9649
| Cumulative discounted costs (excluding loss of life) | £m | 09/10 |  | 9.3898 | 18.7005 | 27.7202 | 37.8258 | 49.265 | 61.7414 | 72.705 | 83.1316 | 84.7789 | 86.4288 | 88.0715 | 89.699 | 91.3049 | 92.8838 | 94.4317 | 95.945 | 97.4214 | 98.8589 | 100.2561 | 101.6122 | 102.9265 | 104.1989 | 105.4295 | 106.6185 | 107.7664 | 108.8738 | 109.9415 | 110.9702 | 111.9608 | 112.9143 | 113.9804 | 115.0106 | 116.0059 | 116.9671 | 117.8951 | 118.7909 | 119.6552 | 120.4891 | 121.2934 | 122.069 | 122.8169 | 123.5378 | 124.2326 | 124.9022 | 125.5474 | 126.169 | 126.7674 | 127.3288 | 127.8602 | 128.2793 | 128.5289 | 128.5923 | 128.5999 | 128.612 | 128.6237 | 128.6351 | 128.6462 | 128.657 | 128.6674 | 128.6776
| Cumulative discounted cost of loss of life | £m | 09/10 |  | 0.11366 | 0.22563 | 0.33596 | 0.44465 | 0.55173 | 0.65724 | 0.76118 | 0.86359 | 0.86359 | 0.86359 | 0.86359 | 0.86359 | 0.86359 | 0.86359 | 0.86359 | 0.86359 | 0.86359 | 0.86359 | 0.86359 | 0.86359 | 0.86359 | 0.86359 | 0.86359 | 0.86359 | 0.86359 | 0.86359 | 0.86359 | 0.86359 | 0.86359 | 0.86359 | 0.86359 | 0.86359 | 0.86359 | 0.86359 | 0.86359 | 0.86359 | 0.86359 | 0.86359 | 0.86359 | 0.86359 | 0.86359 | 0.86359 | 0.86359 | 0.86359 | 0.86359 | 0.86359 | 0.86359 | 0.86359 | 0.86359 | 0.86359 | 0.86359 | 0.86359 | 0.86359 | 0.86359 | 0.86359 | 0.86359 | 0.86359 | 0.86359 | 0.86359 | 0.86359
| Cumulative total discounted cost | £m | 09/10 |  | 9.5035 | 18.9261 | 28.0561 | 38.2705 | 49.8167 | 62.3986 | 73.4661 | 83.9952 | 85.6425 | 87.2924 | 88.9351 | 90.5626 | 92.1685 | 93.7474 | 95.2952 | 96.8086 | 98.285 | 99.7225 | 101.1197 | 102.4758 | 103.7901 | 105.0625 | 106.2931 | 107.4821 | 108.63 | 109.7374 | 110.8051 | 111.8338 | 112.8244 | 113.7779 | 114.844 | 115.8742 | 116.8695 | 117.8307 | 118.7587 | 119.6545 | 120.5188 | 121.3527 | 122.157 | 122.9326 | 123.6805 | 124.4014 | 125.0962 | 125.7658 | 126.411 | 127.0326 | 127.631 | 128.1924 | 128.7237 | 129.1429 | 129.3925 | 129.4559 | 129.4634 | 129.4755 | 129.4873 | 129.4987 | 129.5098 | 129.5206 | 129.531 | 129.5411
2 | Option: Mitigate 2044
| Operational costs | £m | 09/10 |  | 9.1151 1 2013/14: 0.29951; 9.1151 2 2014/15: 0.29951; 9.1151 3 2015/16: 0.29951; 9.1151 4 2016/17: 0.29951; 9.1151 5 2017/18: 0.29951; 9.1151 6 2018/19: 0.29951; 9.1151 7 2019/20: 0.29951; 9.1151 8 2020/21: 0.29951; 9.1151 9 2021/22: 0.297; 9.1151 10 2022/23: 0.29452; 9.1151 11 2023/24: 0.29207; 9.1151 12 2024/25: 0.28964; 9.1151 13 2025/26: 0.28724; 9.1151 14 2026/27: 0.28486; 9.1151 15 2027/28: 0.28251; 9.1151 16 2028/29: 0.28018; 9.1151 17 2029/30: 0.27788; 9.1151 18 2030/31: 0.2756; 9.1151 19 2031/32: 0.27334; 9.1151 20 2032/33: 0.27111; 9.1151 21 2033/34: 0.2689; 9.1151 22 2034/35: 0.26672; 9.1151 23 2035/36: 0.26455; 9.1151 24 2036/37: 0.26241; 9.1151 25 2037/38: 0.2603; 9.1151 26 2038/39: 0.2582; 9.1151 27 2039/40: 0.25613; 9.1151 28 2040/41: 0.25407; 9.1151 29 2041/42: 0.25204; 9.1151 30 2042/43: 0.25003; 9.1151 31 2043/44: 0.24805; 9.1151 32 2044/45: 0.24608
| Loss of lease | £m | 09/10 |  | 9.1151 1 2013/14: 0.61726; 9.1151 2 2014/15: 0.6113; 9.1151 3 2015/16: 0.60541; 9.1151 4 2016/17: 0.59956; 9.1151 5 2017/18: 0.59378; 9.1151 6 2018/19: 0.58805; 9.1151 7 2019/20: 0.58237; 9.1151 8 2020/21: 0.57675; 9.1151 9 2021/22: 0.57119; 9.1151 10 2022/23: 0.56568; 9.1151 11 2023/24: 0.56022; 9.1151 12 2024/25: 0.55481; 9.1151 13 2025/26: 0.54946; 9.1151 14 2026/27: 0.54415; 9.1151 15 2027/28: 0.5389; 9.1151 16 2028/29: 0.5337; 9.1151 17 2029/30: 0.52855; 9.1151 18 2030/31: 0.52345; 9.1151 19 2031/32: 0.5184; 9.1151 20 2032/33: 0.5134; 9.1151 21 2033/34: 0.50844; 9.1151 22 2034/35: 0.50354; 9.1151 23 2035/36: 0.49868; 9.1151 24 2036/37: 0.49387; 9.1151 25 2037/38: 0.4891; 9.1151 26 2038/39: 0.48438; 9.1151 27 2039/40: 0.47971; 9.1151 28 2040/41: 0.47508; 9.1151 29 2041/42: 0.47049; 9.1151 30 2042/43: 0.46595; 9.1151 31 2043/44: 0.46146; 9.1151 32 2044/45: 0.457
| Mattressing cost | £m | 09/10 |  | 9.1151 1 2013/14: 0.42436; 9.1151 2 2014/15: 0.42436; 9.1151 3 2015/16: 0.42436; 9.1151 4 2016/17: 0.42436; 9.1151 5 2017/18: 0.42436; 9.1151 6 2018/19: 0.42436; 9.1151 7 2019/20: 0.42436; 9.1151 8 2020/21: 0.42436; 9.1151 9 2021/22: 0.41993; 9.1151 10 2022/23: 0.41554; 9.1151 11 2023/24: 0.41119; 9.1151 12 2024/25: 0.4069; 9.1151 13 2025/26: 0.40265; 9.1151 14 2026/27: 0.39844; 9.1151 15 2027/28: 0.39427; 9.1151 16 2028/29: 0.39015; 9.1151 17 2029/30: 0.38608; 9.1151 18 2030/31: 0.38204; 9.1151 19 2031/32: 0.37805; 9.1151 20 2032/33: 0.3741; 9.1151 21 2033/34: 0.37019; 9.1151 22 2034/35: 0.36632; 9.1151 23 2035/36: 0.36249; 9.1151 24 2036/37: 0.35871; 9.1151 25 2037/38: 0.35496; 9.1151 26 2038/39: 0.35125; 9.1151 27 2039/40: 0.34758; 9.1151 28 2040/41: 0.34395; 9.1151 29 2041/42: 0.34035; 9.1151 30 2042/43: 0.33679; 9.1151 31 2043/44: 0.33327; 9.1151 32 2044/45: 0.32979
Freespan (<20m)
| Emergency mattressing following freespan | £m | 09/10 |  | 9.1151 1 2013/14: 0.042436; 9.1151 2 2014/15: 0.042436; 9.1151 3 2015/16: 0.042436; 9.1151 4 2016/17: 0.042436; 9.1151 5 2017/18: 0.042436; 9.1151 6 2018/19: 0.042436; 9.1151 7 2019/20: 0.042436; 9.1151 8 2020/21: 0.042436; 9.1151 9 2021/22: 0.041993; 9.1151 10 2022/23: 0.041554; 9.1151 11 2023/24: 0.041119; 9.1151 12 2024/25: 0.04069; 9.1151 13 2025/26: 0.040265; 9.1151 14 2026/27: 0.039844; 9.1151 15 2027/28: 0.039427; 9.1151 16 2028/29: 0.039015; 9.1151 17 2029/30: 0.038608; 9.1151 18 2030/31: 0.038204; 9.1151 19 2031/32: 0.037805; 9.1151 20 2032/33: 0.03741; 9.1151 21 2033/34: 0.037019; 9.1151 22 2034/35: 0.036632; 9.1151 23 2035/36: 0.036249; 9.1151 24 2036/37: 0.035871; 9.1151 25 2037/38: 0.035496; 9.1151 26 2038/39: 0.035125; 9.1151 27 2039/40: 0.034758; 9.1151 28 2040/41: 0.034395; 9.1151 29 2041/42: 0.034035; 9.1151 30 2042/43: 0.033679; 9.1151 31 2043/44: 0.033327; 9.1151 32 2044/45: 0.032979
Freespan (20-55m)
| Cost of emergency mattressing - major | £m | 09/10 |  | 9.1151 1 2013/14: 0.028324; 9.1151 2 2014/15: 0.028324; 9.1151 3 2015/16: 0.028324; 9.1151 4 2016/17: 0.028324; 9.1151 5 2017/18: 0.028324; 9.1151 6 2018/19: 0.028324; 9.1151 7 2019/20: 0.028324; 9.1151 8 2020/21: 0.028324; 9.1151 9 2021/22: 0.028028; 9.1151 10 2022/23: 0.027735; 9.1151 11 2023/24: 0.027445; 9.1151 12 2024/25: 0.027158; 9.1151 13 2025/26: 0.026875; 9.1151 14 2026/27: 0.026594; 9.1151 15 2027/28: 0.026316; 9.1151 16 2028/29: 0.026041; 9.1151 17 2029/30: 0.025769; 9.1151 18 2030/31: 0.0255; 9.1151 19 2031/32: 0.025233; 9.1151 20 2032/33: 0.024969; 9.1151 21 2033/34: 0.024708; 9.1151 22 2034/35: 0.02445; 9.1151 23 2035/36: 0.024195; 9.1151 24 2036/37: 0.023942; 9.1151 25 2037/38: 0.023692; 9.1151 26 2038/39: 0.023444; 9.1151 27 2039/40: 0.023199; 9.1151 28 2040/41: 0.022957; 9.1151 29 2041/42: 0.022717; 9.1151 30 2042/43: 0.022479; 9.1151 31 2043/44: 0.022245; 9.1151 32 2044/45: 0.022012
| Prompt constraint costs | £m | 09/10 |  | 9.1151 1 2013/14: 2.3483; 9.1151 2 2014/15: 2.3483; 9.1151 3 2015/16: 2.3483; 9.1151 4 2016/17: 2.3483; 9.1151 5 2017/18: 2.3483; 9.1151 6 2018/19: 2.3483; 9.1151 7 2019/20: 2.3483; 9.1151 8 2020/21: 2.3483; 9.1151 9 2021/22: 2.3237; 9.1151 10 2022/23: 2.2994; 9.1151 11 2023/24: 2.2754; 9.1151 12 2024/25: 2.2516; 9.1151 13 2025/26: 2.2281; 9.1151 14 2026/27: 2.2048; 9.1151 15 2027/28: 2.1818; 9.1151 16 2028/29: 2.159; 9.1151 17 2029/30: 2.1364; 9.1151 18 2030/31: 2.1141; 9.1151 19 2031/32: 2.092; 9.1151 20 2032/33: 2.0701; 9.1151 21 2033/34: 2.0485; 9.1151 22 2034/35: 2.0271; 9.1151 23 2035/36: 2.0059; 9.1151 24 2036/37: 1.985; 9.1151 25 2037/38: 1.9642; 9.1151 26 2038/39: 1.9437; 9.1151 27 2039/40: 1.9234; 9.1151 28 2040/41: 1.9033; 9.1151 29 2041/42: 1.8834; 9.1151 30 2042/43: 1.8637; 9.1151 31 2043/44: 1.8442; 9.1151 32 2044/45: 1.825
| Post-mod constraint costs - three months | £m | 09/10 |  | 9.1151 1 2013/14: 0; 9.1151 2 2014/15: 0; 9.1151 3 2015/16: 0; 9.1151 4 2016/17: 0; 9.1151 5 2017/18: 0; 9.1151 6 2018/19: 0; 9.1151 7 2019/20: 0; 9.1151 8 2020/21: 0; 9.1151 9 2021/22: 0; 9.1151 10 2022/23: 0; 9.1151 11 2023/24: 0; 9.1151 12 2024/25: 0; 9.1151 13 2025/26: 0; 9.1151 14 2026/27: 0; 9.1151 15 2027/28: 0; 9.1151 16 2028/29: 0; 9.1151 17 2029/30: 0; 9.1151 18 2030/31: 0; 9.1151 19 2031/32: 0; 9.1151 20 2032/33: 0; 9.1151 21 2033/34: 0; 9.1151 22 2034/35: 0; 9.1151 23 2035/36: 0; 9.1151 24 2036/37: 0; 9.1151 25 2037/38: 0; 9.1151 26 2038/39: 0; 9.1151 27 2039/40: 0; 9.1151 28 2040/41: 0; 9.1151 29 2041/42: 0; 9.1151 30 2042/43: 0; 9.1151 31 2043/44: 0; 9.1151 32 2044/45: 0
| Wholesale gas price impact (Before 2024) | £m | 09/10 |  | 9.1151 1 2013/14: 1.2117; 9.1151 2 2014/15: 1.2117; 9.1151 3 2015/16: 1.2117; 9.1151 4 2016/17: 1.2117; 9.1151 5 2017/18: 1.2117; 9.1151 6 2018/19: 1.2117; 9.1151 7 2019/20: 1.2117; 9.1151 8 2020/21: 1.2117; 9.1151 9 2021/22: 1.199; 9.1151 10 2022/23: 1.1865; 9.1151 11 2023/24: 1.1741; 9.1151 12 2024/25: 1.1618
| Wholesale gas price impact (Beyond 2024) | £m | 09/10 |  | 9.1151 13 2025/26: 0.67461; 9.1151 14 2026/27: 0.66756; 9.1151 15 2027/28: 0.66058; 9.1151 16 2028/29: 0.65368; 9.1151 17 2029/30: 0.64685; 9.1151 18 2030/31: 0.64009; 9.1151 19 2031/32: 0.6334; 9.1151 20 2032/33: 0.62678; 9.1151 21 2033/34: 0.62023; 9.1151 22 2034/35: 0.61375; 9.1151 23 2035/36: 0.60734; 9.1151 24 2036/37: 0.60099; 9.1151 25 2037/38: 0.59471; 9.1151 26 2038/39: 0.58849; 9.1151 27 2039/40: 0.58234; 9.1151 28 2040/41: 0.57626; 9.1151 29 2041/42: 0.57024; 9.1151 30 2042/43: 0.56428; 9.1151 31 2043/44: 0.55838; 9.1151 32 2044/45: 0.55255
| VOLL | £m | 09/10 |  | 9.1151 1 2013/14: 0.037814; 9.1151 2 2014/15: 0.037814; 9.1151 3 2015/16: 0.037814; 9.1151 4 2016/17: 0.037814; 9.1151 5 2017/18: 0.037814; 9.1151 6 2018/19: 0.037814; 9.1151 7 2019/20: 0.037814; 9.1151 8 2020/21: 0.037814; 9.1151 9 2021/22: 0.037419; 9.1151 10 2022/23: 0.037028; 9.1151 11 2023/24: 0.036641; 9.1151 12 2024/25: 0.036258; 9.1151 13 2025/26: 0.035879; 9.1151 14 2026/27: 0.035504; 9.1151 15 2027/28: 0.035133; 9.1151 16 2028/29: 0.034766; 9.1151 17 2029/30: 0.034402; 9.1151 18 2030/31: 0.034043; 9.1151 19 2031/32: 0.033687; 9.1151 20 2032/33: 0.033335; 9.1151 21 2033/34: 0.032987; 9.1151 22 2034/35: 0.032642; 9.1151 23 2035/36: 0.032301; 9.1151 24 2036/37: 0.031963; 9.1151 25 2037/38: 0.031629; 9.1151 26 2038/39: 0.031299; 9.1151 27 2039/40: 0.030972; 9.1151 28 2040/41: 0.030648; 9.1151 29 2041/42: 0.030328; 9.1151 30 2042/43: 0.030011; 9.1151 31 2043/44: 0.029697; 9.1151 32 2044/45: 0.029387
Freespan (>55m)
| Cost of building a replacement tunnel | £m | 09/10 |  | 9.1151 1 2013/14: 0.051172; 9.1151 2 2014/15: 0.051131; 9.1151 3 2015/16: 0.05109; 9.1151 4 2016/17: 0.051049; 9.1151 5 2017/18: 0.051008; 9.1151 6 2018/19: 0.050968; 9.1151 7 2019/20: 0.050927; 9.1151 8 2020/21: 0.050886; 9.1151 9 2021/22: 0.050845; 9.1151 10 2022/23: 0.050805; 9.1151 11 2023/24: 0.050764; 9.1151 12 2024/25: 0.050723; 9.1151 13 2025/26: 0.050683; 9.1151 14 2026/27: 0.050642; 9.1151 15 2027/28: 0.050602; 9.1151 16 2028/29: 0.050561; 9.1151 17 2029/30: 0.050521; 9.1151 18 2030/31: 0.05048; 9.1151 19 2031/32: 0.05044; 9.1151 20 2032/33: 0.0504; 9.1151 21 2033/34: 0.050359; 9.1151 22 2034/35: 0.050319; 9.1151 23 2035/36: 0.050279; 9.1151 24 2036/37: 0.050239; 9.1151 25 2037/38: 0.050198; 9.1151 26 2038/39: 0.050158; 9.1151 27 2039/40: 0.050118; 9.1151 28 2040/41: 0.050078; 9.1151 29 2041/42: 0.050038; 9.1151 30 2042/43: 0.049998; 9.1151 31 2043/44: 0.049958; 9.1151 32 2044/45: 0.049918
| Cost of emergency mattressing - major | £m | 09/10 |  | 9.1151 1 2013/14: 0.0056648; 9.1151 2 2014/15: 0.0056648; 9.1151 3 2015/16: 0.0056648; 9.1151 4 2016/17: 0.0056648; 9.1151 5 2017/18: 0.0056648; 9.1151 6 2018/19: 0.0056648; 9.1151 7 2019/20: 0.0056648; 9.1151 8 2020/21: 0.0056648; 9.1151 9 2021/22: 0.0056056; 9.1151 10 2022/23: 0.005547; 9.1151 11 2023/24: 0.0054891; 9.1151 12 2024/25: 0.0054317; 9.1151 13 2025/26: 0.0053749; 9.1151 14 2026/27: 0.0053188; 9.1151 15 2027/28: 0.0052632; 9.1151 16 2028/29: 0.0052082; 9.1151 17 2029/30: 0.0051538; 9.1151 18 2030/31: 0.0050999; 9.1151 19 2031/32: 0.0050466; 9.1151 20 2032/33: 0.0049939; 9.1151 21 2033/34: 0.0049417; 9.1151 22 2034/35: 0.00489; 9.1151 23 2035/36: 0.0048389; 9.1151 24 2036/37: 0.0047884; 9.1151 25 2037/38: 0.0047383; 9.1151 26 2038/39: 0.0046888; 9.1151 27 2039/40: 0.0046398; 9.1151 28 2040/41: 0.0045913; 9.1151 29 2041/42: 0.0045434; 9.1151 30 2042/43: 0.0044959; 9.1151 31 2043/44: 0.0044489; 9.1151 32 2044/45: 0.0044024
| Prompt constraint costs - 16 months | £m | 09/10 |  | 9.1151 1 2013/14: 2.5048; 9.1151 2 2014/15: 2.5048; 9.1151 3 2015/16: 2.5048; 9.1151 4 2016/17: 2.5048; 9.1151 5 2017/18: 2.5048; 9.1151 6 2018/19: 2.5048; 9.1151 7 2019/20: 2.5048; 9.1151 8 2020/21: 2.5048; 9.1151 9 2021/22: 2.4786; 9.1151 10 2022/23: 2.4527; 9.1151 11 2023/24: 2.4271; 9.1151 12 2024/25: 2.4017; 9.1151 13 2025/26: 2.3766; 9.1151 14 2026/27: 2.3518; 9.1151 15 2027/28: 2.3272; 9.1151 16 2028/29: 2.3029; 9.1151 17 2029/30: 2.2788; 9.1151 18 2030/31: 2.255; 9.1151 19 2031/32: 2.2315; 9.1151 20 2032/33: 2.2081; 9.1151 21 2033/34: 2.1851; 9.1151 22 2034/35: 2.1622; 9.1151 23 2035/36: 2.1396; 9.1151 24 2036/37: 2.1173; 9.1151 25 2037/38: 2.0952; 9.1151 26 2038/39: 2.0733; 9.1151 27 2039/40: 2.0516; 9.1151 28 2040/41: 2.0302; 9.1151 29 2041/42: 2.0089; 9.1151 30 2042/43: 1.988; 9.1151 31 2043/44: 1.9672; 9.1151 32 2044/45: 1.9466
| Post-mod constraint costs - 16 months | £m | 09/10 |  | 9.1151 1 2013/14: 0; 9.1151 2 2014/15: 0; 9.1151 3 2015/16: 0; 9.1151 4 2016/17: 0; 9.1151 5 2017/18: 0; 9.1151 6 2018/19: 0; 9.1151 7 2019/20: 0; 9.1151 8 2020/21: 0; 9.1151 9 2021/22: 0; 9.1151 10 2022/23: 0; 9.1151 11 2023/24: 0; 9.1151 12 2024/25: 0; 9.1151 13 2025/26: 0; 9.1151 14 2026/27: 0; 9.1151 15 2027/28: 0; 9.1151 16 2028/29: 0; 9.1151 17 2029/30: 0; 9.1151 18 2030/31: 0; 9.1151 19 2031/32: 0; 9.1151 20 2032/33: 0; 9.1151 21 2033/34: 0; 9.1151 22 2034/35: 0; 9.1151 23 2035/36: 0; 9.1151 24 2036/37: 0; 9.1151 25 2037/38: 0; 9.1151 26 2038/39: 0; 9.1151 27 2039/40: 0; 9.1151 28 2040/41: 0; 9.1151 29 2041/42: 0; 9.1151 30 2042/43: 0; 9.1151 31 2043/44: 0; 9.1151 32 2044/45: 0
Wholesale gas price impact for 16 months
| Wholesale gas price impact (Up to 2024) | £m | 09/10 |  | 9.1151 1 2013/14: 1.2624; 9.1151 2 2014/15: 1.2624; 9.1151 3 2015/16: 1.2624; 9.1151 4 2016/17: 1.2624; 9.1151 5 2017/18: 1.2624; 9.1151 6 2018/19: 1.2624; 9.1151 7 2019/20: 1.2624; 9.1151 8 2020/21: 1.2624; 9.1151 9 2021/22: 1.2492; 9.1151 10 2022/23: 1.2361; 9.1151 11 2023/24: 1.2232; 9.1151 12 2024/25: 1.2104
| Wholesale gas price impact (Beyond 2024) | £m | 09/10 |  | 9.1151 13 2025/26: 0.61684; 9.1151 14 2026/27: 0.6104; 9.1151 15 2027/28: 0.60402; 9.1151 16 2028/29: 0.59771; 9.1151 17 2029/30: 0.59146; 9.1151 18 2030/31: 0.58528; 9.1151 19 2031/32: 0.57916; 9.1151 20 2032/33: 0.57311; 9.1151 21 2033/34: 0.56712; 9.1151 22 2034/35: 0.5612; 9.1151 23 2035/36: 0.55533; 9.1151 24 2036/37: 0.54953; 9.1151 25 2037/38: 0.54379; 9.1151 26 2038/39: 0.5381; 9.1151 27 2039/40: 0.53248; 9.1151 28 2040/41: 0.52692; 9.1151 29 2041/42: 0.52141; 9.1151 30 2042/43: 0.51596; 9.1151 31 2043/44: 0.51057; 9.1151 32 2044/45: 0.50523
| VOLL | £m | 09/10 |  | 9.1151 1 2013/14: 0.0075627; 9.1151 2 2014/15: 0.0075627; 9.1151 3 2015/16: 0.0075627; 9.1151 4 2016/17: 0.0075627; 9.1151 5 2017/18: 0.0075627; 9.1151 6 2018/19: 0.0075627; 9.1151 7 2019/20: 0.0075627; 9.1151 8 2020/21: 0.0075627; 9.1151 9 2021/22: 0.0074837; 9.1151 10 2022/23: 0.0074055; 9.1151 11 2023/24: 0.0073281; 9.1151 12 2024/25: 0.0072515; 9.1151 13 2025/26: 0.0071758; 9.1151 14 2026/27: 0.0071008; 9.1151 15 2027/28: 0.0070266; 9.1151 16 2028/29: 0.0069531; 9.1151 17 2029/30: 0.0068805; 9.1151 18 2030/31: 0.0068086; 9.1151 19 2031/32: 0.0067374; 9.1151 20 2032/33: 0.006667; 9.1151 21 2033/34: 0.0065974; 9.1151 22 2034/35: 0.0065284; 9.1151 23 2035/36: 0.0064602; 9.1151 24 2036/37: 0.0063927; 9.1151 25 2037/38: 0.0063259; 9.1151 26 2038/39: 0.0062598; 9.1151 27 2039/40: 0.0061944; 9.1151 28 2040/41: 0.0061296; 9.1151 29 2041/42: 0.0060656; 9.1151 30 2042/43: 0.0060022; 9.1151 31 2043/44: 0.0059395; 9.1151 32 2044/45: 0.0058774
Third party impact
| Probability adjusted cost associated with possible loss of life | £m | 09/10 |  | 9.1151 1 2013/14: 0.11536; 9.1151 2 2014/15: 0.11536; 9.1151 3 2015/16: 0.11536; 9.1151 4 2016/17: 0.11536; 9.1151 5 2017/18: 0.11536; 9.1151 6 2018/19: 0.11536; 9.1151 7 2019/20: 0.11536; 9.1151 8 2020/21: 0.11536; 9.1151 9 2021/22: 0.11416; 9.1151 10 2022/23: 0.11296; 9.1151 11 2023/24: 0.11178; 9.1151 12 2024/25: 0.11061; 9.1151 13 2025/26: 0.10946; 9.1151 14 2026/27: 0.10831; 9.1151 15 2027/28: 0.10718; 9.1151 16 2028/29: 0.10606; 9.1151 17 2029/30: 0.10495; 9.1151 18 2030/31: 0.10386; 9.1151 19 2031/32: 0.10277; 9.1151 20 2032/33: 0.1017; 9.1151 21 2033/34: 0.10064; 9.1151 22 2034/35: 0.099584; 9.1151 23 2035/36: 0.098543; 9.1151 24 2036/37: 0.097513; 9.1151 25 2037/38: 0.096494; 9.1151 26 2038/39: 0.095486; 9.1151 27 2039/40: 0.094488; 9.1151 28 2040/41: 0.093501; 9.1151 29 2041/42: 0.092524; 9.1151 30 2042/43: 0.091557; 9.1151 31 2043/44: 0.0906; 9.1151 32 2044/45: 0.089653
| Cost of intervention | £m | 09/10 |  | 9.1151 1 2013/14: 0.0028485; 9.1151 2 2014/15: 0.0028485; 9.1151 3 2015/16: 0.0028485; 9.1151 4 2016/17: 0.0028485; 9.1151 5 2017/18: 0.0028485; 9.1151 6 2018/19: 0.0028485; 9.1151 7 2019/20: 0.0028485; 9.1151 8 2020/21: 0.0028485; 9.1151 9 2021/22: 0.0028187; 9.1151 10 2022/23: 0.0027893; 9.1151 11 2023/24: 0.0027601; 9.1151 12 2024/25: 0.0027313; 9.1151 13 2025/26: 0.0027027; 9.1151 14 2026/27: 0.0026745; 9.1151 15 2027/28: 0.0026465; 9.1151 16 2028/29: 0.0026189; 9.1151 17 2029/30: 0.0025915; 9.1151 18 2030/31: 0.0025644; 9.1151 19 2031/32: 0.0025376; 9.1151 20 2032/33: 0.0025111; 9.1151 21 2033/34: 0.0024849; 9.1151 22 2034/35: 0.0024589; 9.1151 23 2035/36: 0.0024332; 9.1151 24 2036/37: 0.0024078; 9.1151 25 2037/38: 0.0023826; 9.1151 26 2038/39: 0.0023577; 9.1151 27 2039/40: 0.0023331; 9.1151 28 2040/41: 0.0023087; 9.1151 29 2041/42: 0.0022846; 9.1151 30 2042/43: 0.0022607; 9.1151 31 2043/44: 0.0022371; 9.1151 32 2044/45: 0.0022137
| Prompt constraint costs | £m | 09/10 |  | 9.1151 1 2013/14: 0.97844; 9.1151 2 2014/15: 0.97844; 9.1151 3 2015/16: 0.97844; 9.1151 4 2016/17: 0.97844; 9.1151 5 2017/18: 0.97844; 9.1151 6 2018/19: 0.97844; 9.1151 7 2019/20: 0.97844; 9.1151 8 2020/21: 0.97844; 9.1151 9 2021/22: 0.96822; 9.1151 10 2022/23: 0.9581; 9.1151 11 2023/24: 0.94809; 9.1151 12 2024/25: 0.93818; 9.1151 13 2025/26: 0.92838; 9.1151 14 2026/27: 0.91868; 9.1151 15 2027/28: 0.90908; 9.1151 16 2028/29: 0.89958; 9.1151 17 2029/30: 0.89017; 9.1151 18 2030/31: 0.88087; 9.1151 19 2031/32: 0.87167; 9.1151 20 2032/33: 0.86256; 9.1151 21 2033/34: 0.85354; 9.1151 22 2034/35: 0.84463; 9.1151 23 2035/36: 0.8358; 9.1151 24 2036/37: 0.82706; 9.1151 25 2037/38: 0.81842; 9.1151 26 2038/39: 0.80987; 9.1151 27 2039/40: 0.80141; 9.1151 28 2040/41: 0.79303; 9.1151 29 2041/42: 0.78474; 9.1151 30 2042/43: 0.77654; 9.1151 31 2043/44: 0.76843; 9.1151 32 2044/45: 0.7604
| Post-mod constraint costs - 16 months | £m | 09/10 |  | 9.1151 1 2013/14: 0; 9.1151 2 2014/15: 0; 9.1151 3 2015/16: 0; 9.1151 4 2016/17: 0; 9.1151 5 2017/18: 0; 9.1151 6 2018/19: 0; 9.1151 7 2019/20: 0; 9.1151 8 2020/21: 0; 9.1151 9 2021/22: 0; 9.1151 10 2022/23: 0; 9.1151 11 2023/24: 0; 9.1151 12 2024/25: 0; 9.1151 13 2025/26: 0; 9.1151 14 2026/27: 0; 9.1151 15 2027/28: 0; 9.1151 16 2028/29: 0; 9.1151 17 2029/30: 0; 9.1151 18 2030/31: 0; 9.1151 19 2031/32: 0; 9.1151 20 2032/33: 0; 9.1151 21 2033/34: 0; 9.1151 22 2034/35: 0; 9.1151 23 2035/36: 0; 9.1151 24 2036/37: 0; 9.1151 25 2037/38: 0; 9.1151 26 2038/39: 0; 9.1151 27 2039/40: 0; 9.1151 28 2040/41: 0; 9.1151 29 2041/42: 0; 9.1151 30 2042/43: 0; 9.1151 31 2043/44: 0; 9.1151 32 2044/45: 0
| Wholesale gas price impact for 16 months | £m | 09/10
| Up to 2024 | £m | 09/10 |  | 9.1151 1 2013/14: 0.49312; 9.1151 2 2014/15: 0.49312; 9.1151 3 2015/16: 0.49312; 9.1151 4 2016/17: 0.49312; 9.1151 5 2017/18: 0.49312; 9.1151 6 2018/19: 0.49312; 9.1151 7 2019/20: 0.49312; 9.1151 8 2020/21: 0.49312; 9.1151 9 2021/22: 0.48797; 9.1151 10 2022/23: 0.48287; 9.1151 11 2023/24: 0.47782; 9.1151 12 2024/25: 0.47283
| Beyond 2024 | £m | 09/10 |  | 9.1151 13 2025/26: 0.24095; 9.1151 14 2026/27: 0.23844; 9.1151 15 2027/28: 0.23594; 9.1151 16 2028/29: 0.23348; 9.1151 17 2029/30: 0.23104; 9.1151 18 2030/31: 0.22862; 9.1151 19 2031/32: 0.22624; 9.1151 20 2032/33: 0.22387; 9.1151 21 2033/34: 0.22153; 9.1151 22 2034/35: 0.21922; 9.1151 23 2035/36: 0.21693; 9.1151 24 2036/37: 0.21466; 9.1151 25 2037/38: 0.21242; 9.1151 26 2038/39: 0.2102; 9.1151 27 2039/40: 0.208; 9.1151 28 2040/41: 0.20583; 9.1151 29 2041/42: 0.20368; 9.1151 30 2042/43: 0.20155; 9.1151 31 2043/44: 0.19944; 9.1151 32 2044/45: 0.19736
| Shipping lane closure | £m | 09/10 |  | 9.1151 1 2013/14: 0.0021628; 9.1151 2 2014/15: 0.0021628; 9.1151 3 2015/16: 0.0021628; 9.1151 4 2016/17: 0.0021628; 9.1151 5 2017/18: 0.0021628; 9.1151 6 2018/19: 0.0021628; 9.1151 7 2019/20: 0.0021628; 9.1151 8 2020/21: 0.0021628; 9.1151 9 2021/22: 0.0021402; 9.1151 10 2022/23: 0.0021179; 9.1151 11 2023/24: 0.0020957; 9.1151 12 2024/25: 0.0020738; 9.1151 13 2025/26: 0.0020522; 9.1151 14 2026/27: 0.0020307; 9.1151 15 2027/28: 0.0020095; 9.1151 16 2028/29: 0.0019885; 9.1151 17 2029/30: 0.0019677; 9.1151 18 2030/31: 0.0019471; 9.1151 19 2031/32: 0.0019268; 9.1151 20 2032/33: 0.0019067; 9.1151 21 2033/34: 0.0018867; 9.1151 22 2034/35: 0.001867; 9.1151 23 2035/36: 0.0018475; 9.1151 24 2036/37: 0.0018282; 9.1151 25 2037/38: 0.0018091; 9.1151 26 2038/39: 0.0017902; 9.1151 27 2039/40: 0.0017715; 9.1151 28 2040/41: 0.001753; 9.1151 29 2041/42: 0.0017347; 9.1151 30 2042/43: 0.0017165; 9.1151 31 2043/44: 0.0016986; 9.1151 32 2044/45: 0.0016808
| Shipwreck clear up costs | £m | 09/10 |  | 9.1151 1 2013/14: 0.061322; 9.1151 2 2014/15: 0.061322; 9.1151 3 2015/16: 0.061322; 9.1151 4 2016/17: 0.061322; 9.1151 5 2017/18: 0.061322; 9.1151 6 2018/19: 0.061322; 9.1151 7 2019/20: 0.061322; 9.1151 8 2020/21: 0.061322; 9.1151 9 2021/22: 0.060682; 9.1151 10 2022/23: 0.060047; 9.1151 11 2023/24: 0.05942; 9.1151 12 2024/25: 0.058799; 9.1151 13 2025/26: 0.058185; 9.1151 14 2026/27: 0.057576; 9.1151 15 2027/28: 0.056975; 9.1151 16 2028/29: 0.056379; 9.1151 17 2029/30: 0.05579; 9.1151 18 2030/31: 0.055207; 9.1151 19 2031/32: 0.05463; 9.1151 20 2032/33: 0.054059; 9.1151 21 2033/34: 0.053495; 9.1151 22 2034/35: 0.052936; 9.1151 23 2035/36: 0.052382; 9.1151 24 2036/37: 0.051835; 9.1151 25 2037/38: 0.051293; 9.1151 26 2038/39: 0.050757; 9.1151 27 2039/40: 0.050227; 9.1151 28 2040/41: 0.049702; 9.1151 29 2041/42: 0.049183; 9.1151 30 2042/43: 0.048669; 9.1151 31 2043/44: 0.04816; 9.1151 32 2044/45: 0.047657
| VOLL | £m | 09/10 |  | 9.1151 1 2013/14: 0.0029542; 9.1151 2 2014/15: 0.0029542; 9.1151 3 2015/16: 0.0029542; 9.1151 4 2016/17: 0.0029542; 9.1151 5 2017/18: 0.0029542; 9.1151 6 2018/19: 0.0029542; 9.1151 7 2019/20: 0.0029542; 9.1151 8 2020/21: 0.0029542; 9.1151 9 2021/22: 0.0029233; 9.1151 10 2022/23: 0.0028928; 9.1151 11 2023/24: 0.0028625; 9.1151 12 2024/25: 0.0028326; 9.1151 13 2025/26: 0.002803; 9.1151 14 2026/27: 0.0027737; 9.1151 15 2027/28: 0.0027448; 9.1151 16 2028/29: 0.0027161; 9.1151 17 2029/30: 0.0026877; 9.1151 18 2030/31: 0.0026596; 9.1151 19 2031/32: 0.0026318; 9.1151 20 2032/33: 0.0026043; 9.1151 21 2033/34: 0.0025771; 9.1151 22 2034/35: 0.0025502; 9.1151 23 2035/36: 0.0025235; 9.1151 24 2036/37: 0.0024971; 9.1151 25 2037/38: 0.002471; 9.1151 26 2038/39: 0.0024452; 9.1151 27 2039/40: 0.0024197; 9.1151 28 2040/41: 0.0023944; 9.1151 29 2041/42: 0.0023694; 9.1151 30 2042/43: 0.0023446; 9.1151 31 2043/44: 0.0023201; 9.1151 32 2044/45: 0.0022959
| Total costs (excluding loss of life) | £m | 09/10 |  | 9.1151 1 2013/14: 10.3821; 9.1151 2 2014/15: 10.3761; 9.1151 3 2015/16: 10.3702; 9.1151 4 2016/17: 10.3643; 9.1151 5 2017/18: 10.3585; 9.1151 6 2018/19: 10.3527; 9.1151 7 2019/20: 10.347; 9.1151 8 2020/21: 10.3413; 9.1151 9 2021/22: 10.2348; 9.1151 10 2022/23: 10.1295; 9.1151 11 2023/24: 10.0252; 9.1151 12 2024/25: 9.922; 9.1151 13 2025/26: 8.5369; 9.1151 14 2026/27: 8.4492; 9.1151 15 2027/28: 8.3625; 9.1151 16 2028/29: 8.2766; 9.1151 17 2029/30: 8.1917; 9.1151 18 2030/31: 8.1076; 9.1151 19 2031/32: 8.0244; 9.1151 20 2032/33: 7.9421; 9.1151 21 2033/34: 7.8606; 9.1151 22 2034/35: 7.78; 9.1151 23 2035/36: 7.7002; 9.1151 24 2036/37: 7.6212; 9.1151 25 2037/38: 7.5431; 9.1151 26 2038/39: 7.4658; 9.1151 27 2039/40: 7.3892; 9.1151 28 2040/41: 7.3135; 9.1151 29 2041/42: 7.2386; 9.1151 30 2042/43: 7.1644; 9.1151 31 2043/44: 7.091; 9.1151 32 2044/45: 7.0184
| Cost of possible loss of life | £m | 09/10 |  | 9.1151 1 2013/14: 0.11536; 9.1151 2 2014/15: 0.11536; 9.1151 3 2015/16: 0.11536; 9.1151 4 2016/17: 0.11536; 9.1151 5 2017/18: 0.11536; 9.1151 6 2018/19: 0.11536; 9.1151 7 2019/20: 0.11536; 9.1151 8 2020/21: 0.11536; 9.1151 9 2021/22: 0.11416; 9.1151 10 2022/23: 0.11296; 9.1151 11 2023/24: 0.11178; 9.1151 12 2024/25: 0.11061; 9.1151 13 2025/26: 0.10946; 9.1151 14 2026/27: 0.10831; 9.1151 15 2027/28: 0.10718; 9.1151 16 2028/29: 0.10606; 9.1151 17 2029/30: 0.10495; 9.1151 18 2030/31: 0.10386; 9.1151 19 2031/32: 0.10277; 9.1151 20 2032/33: 0.1017; 9.1151 21 2033/34: 0.10064; 9.1151 22 2034/35: 0.099584; 9.1151 23 2035/36: 0.098543; 9.1151 24 2036/37: 0.097513; 9.1151 25 2037/38: 0.096494; 9.1151 26 2038/39: 0.095486; 9.1151 27 2039/40: 0.094488; 9.1151 28 2040/41: 0.093501; 9.1151 29 2041/42: 0.092524; 9.1151 30 2042/43: 0.091557; 9.1151 31 2043/44: 0.0906; 9.1151 32 2044/45: 0.089653
| Discount factor for other costs |  |  |  | 9.1151 1 2013/14: 0.96618; 9.1151 2 2014/15: 0.93351; 9.1151 3 2015/16: 0.90194; 9.1151 4 2016/17: 0.87144; 9.1151 5 2017/18: 0.84197; 9.1151 6 2018/19: 0.8135; 9.1151 7 2019/20: 0.78599; 9.1151 8 2020/21: 0.75941; 9.1151 9 2021/22: 0.73373; 9.1151 10 2022/23: 0.70892; 9.1151 11 2023/24: 0.68495; 9.1151 12 2024/25: 0.66178; 9.1151 13 2025/26: 0.6394; 9.1151 14 2026/27: 0.61778; 9.1151 15 2027/28: 0.59689; 9.1151 16 2028/29: 0.57671; 9.1151 17 2029/30: 0.5572; 9.1151 18 2030/31: 0.53836; 9.1151 19 2031/32: 0.52016; 9.1151 20 2032/33: 0.50257; 9.1151 21 2033/34: 0.48557; 9.1151 22 2034/35: 0.46915; 9.1151 23 2035/36: 0.45329; 9.1151 24 2036/37: 0.43796; 9.1151 25 2037/38: 0.42315; 9.1151 26 2038/39: 0.40884; 9.1151 27 2039/40: 0.39501; 9.1151 28 2040/41: 0.38165; 9.1151 29 2041/42: 0.36875; 9.1151 30 2042/43: 0.35628; 9.1151 31 2043/44: 0.39999; 9.1151 32 2044/45: 0.38834
| Discount factor for loss of life costs |  |  |  | 9.1151 1 2013/14: 0.98522; 9.1151 2 2014/15: 0.97066; 9.1151 3 2015/16: 0.95632; 9.1151 4 2016/17: 0.94218; 9.1151 5 2017/18: 0.92826; 9.1151 6 2018/19: 0.91454; 9.1151 7 2019/20: 0.90103; 9.1151 8 2020/21: 0.88771; 9.1151 9 2021/22: 0.87459; 9.1151 10 2022/23: 0.86167; 9.1151 11 2023/24: 0.84893; 9.1151 12 2024/25: 0.83639; 9.1151 13 2025/26: 0.82403; 9.1151 14 2026/27: 0.81185; 9.1151 15 2027/28: 0.79985; 9.1151 16 2028/29: 0.78803; 9.1151 17 2029/30: 0.77639; 9.1151 18 2030/31: 0.76491; 9.1151 19 2031/32: 0.75361; 9.1151 20 2032/33: 0.74247; 9.1151 21 2033/34: 0.7315; 9.1151 22 2034/35: 0.72069; 9.1151 23 2035/36: 0.71004; 9.1151 24 2036/37: 0.69954; 9.1151 25 2037/38: 0.68921; 9.1151 26 2038/39: 0.67902; 9.1151 27 2039/40: 0.66899; 9.1151 28 2040/41: 0.6591; 9.1151 29 2041/42: 0.64936; 9.1151 30 2042/43: 0.63976; 9.1151 31 2043/44: 0.6721; 9.1151 32 2044/45: 0.66354
| Discounted costs (excluding loss of life) | £m | 09/10 |  | 9.1151 1 2013/14: 10.031; 9.1151 2 2014/15: 9.6862; 9.1151 3 2015/16: 9.3533; 9.1151 4 2016/17: 9.0319; 9.1151 5 2017/18: 8.7216; 9.1151 6 2018/19: 8.4219; 9.1151 7 2019/20: 8.1326; 9.1151 8 2020/21: 7.8533; 9.1151 9 2021/22: 7.5096; 9.1151 10 2022/23: 7.181; 9.1151 11 2023/24: 6.8667; 9.1151 12 2024/25: 6.5662; 9.1151 13 2025/26: 5.4585; 9.1151 14 2026/27: 5.2198; 9.1151 15 2027/28: 4.9915; 9.1151 16 2028/29: 4.7732; 9.1151 17 2029/30: 4.5644; 9.1151 18 2030/31: 4.3648; 9.1151 19 2031/32: 4.1739; 9.1151 20 2032/33: 3.9914; 9.1151 21 2033/34: 3.8169; 9.1151 22 2034/35: 3.65; 9.1151 23 2035/36: 3.4904; 9.1151 24 2036/37: 3.3378; 9.1151 25 2037/38: 3.1918; 9.1151 26 2038/39: 3.0523; 9.1151 27 2039/40: 2.9188; 9.1151 28 2040/41: 2.7912; 9.1151 29 2041/42: 2.6692; 9.1151 30 2042/43: 2.5525; 9.1151 31 2043/44: 2.8363; 9.1151 32 2044/45: 2.7255
| Discounted cost of loss of life | £m | 09/10 |  | 9.1151 1 2013/14: 0.11366; 9.1151 2 2014/15: 0.11198; 9.1151 3 2015/16: 0.11032; 9.1151 4 2016/17: 0.10869; 9.1151 5 2017/18: 0.10709; 9.1151 6 2018/19: 0.1055; 9.1151 7 2019/20: 0.10394; 9.1151 8 2020/21: 0.10241; 9.1151 9 2021/22: 0.09984; 9.1151 10 2022/23: 0.097336; 9.1151 11 2023/24: 0.094896; 9.1151 12 2024/25: 0.092516; 9.1151 13 2025/26: 0.090197; 9.1151 14 2026/27: 0.087935; 9.1151 15 2027/28: 0.08573; 9.1151 16 2028/29: 0.083581; 9.1151 17 2029/30: 0.081485; 9.1151 18 2030/31: 0.079442; 9.1151 19 2031/32: 0.07745; 9.1151 20 2032/33: 0.075508; 9.1151 21 2033/34: 0.073615; 9.1151 22 2034/35: 0.071769; 9.1151 23 2035/36: 0.069969; 9.1151 24 2036/37: 0.068215; 9.1151 25 2037/38: 0.066504; 9.1151 26 2038/39: 0.064837; 9.1151 27 2039/40: 0.063211; 9.1151 28 2040/41: 0.061626; 9.1151 29 2041/42: 0.060081; 9.1151 30 2042/43: 0.058575; 9.1151 31 2043/44: 0.060893; 9.1151 32 2044/45: 0.059489
| Total discounted cost | £m | 09/10 |  | 9.1151 1 2013/14: 10.1447; 9.1151 2 2014/15: 9.7982; 9.1151 3 2015/16: 9.4636; 9.1151 4 2016/17: 9.1406; 9.1151 5 2017/18: 8.8286; 9.1151 6 2018/19: 8.5274; 9.1151 7 2019/20: 8.2366; 9.1151 8 2020/21: 7.9557; 9.1151 9 2021/22: 7.6095; 9.1151 10 2022/23: 7.2783; 9.1151 11 2023/24: 6.9616; 9.1151 12 2024/25: 6.6587; 9.1151 13 2025/26: 5.5487; 9.1151 14 2026/27: 5.3077; 9.1151 15 2027/28: 5.0772; 9.1151 16 2028/29: 4.8568; 9.1151 17 2029/30: 4.6459; 9.1151 18 2030/31: 4.4443; 9.1151 19 2031/32: 4.2514; 9.1151 20 2032/33: 4.0669; 9.1151 21 2033/34: 3.8905; 9.1151 22 2034/35: 3.7218; 9.1151 23 2035/36: 3.5604; 9.1151 24 2036/37: 3.406; 9.1151 25 2037/38: 3.2583; 9.1151 26 2038/39: 3.1171; 9.1151 27 2039/40: 2.9821; 9.1151 28 2040/41: 2.8529; 9.1151 29 2041/42: 2.7293; 9.1151 30 2042/43: 2.6111; 9.1151 31 2043/44: 2.8972; 9.1151 32 2044/45: 2.785
| Cumulative discounted costs (excluding loss of life) | £m | 09/10 |  | 9.1151 1 2013/14: 10.031; 9.1151 2 2014/15: 19.7173; 9.1151 3 2015/16: 29.0706; 9.1151 4 2016/17: 38.1024; 9.1151 5 2017/18: 46.824; 9.1151 6 2018/19: 55.2459; 9.1151 7 2019/20: 63.3786; 9.1151 8 2020/21: 71.2319; 9.1151 9 2021/22: 78.7415; 9.1151 10 2022/23: 85.9225; 9.1151 11 2023/24: 92.7892; 9.1151 12 2024/25: 99.3554; 9.1151 13 2025/26: 104.8139; 9.1151 14 2026/27: 110.0336; 9.1151 15 2027/28: 115.0251; 9.1151 16 2028/29: 119.7983; 9.1151 17 2029/30: 124.3627; 9.1151 18 2030/31: 128.7275; 9.1151 19 2031/32: 132.9015; 9.1151 20 2032/33: 136.8929; 9.1151 21 2033/34: 140.7098; 9.1151 22 2034/35: 144.3598; 9.1151 23 2035/36: 147.8501; 9.1151 24 2036/37: 151.1879; 9.1151 25 2037/38: 154.3798; 9.1151 26 2038/39: 157.4321; 9.1151 27 2039/40: 160.3509; 9.1151 28 2040/41: 163.1421; 9.1151 29 2041/42: 165.8113; 9.1151 30 2042/43: 168.3639; 9.1151 31 2043/44: 171.2002; 9.1151 32 2044/45: 173.9257
| Cumulative discounted cost of loss of life | £m | 09/10 |  | 9.1151 1 2013/14: 0.11366; 9.1151 2 2014/15: 0.22563; 9.1151 3 2015/16: 0.33596; 9.1151 4 2016/17: 0.44465; 9.1151 5 2017/18: 0.55173; 9.1151 6 2018/19: 0.65724; 9.1151 7 2019/20: 0.76118; 9.1151 8 2020/21: 0.86359; 9.1151 9 2021/22: 0.96343; 9.1151 10 2022/23: 1.0608; 9.1151 11 2023/24: 1.1557; 9.1151 12 2024/25: 1.2482; 9.1151 13 2025/26: 1.3384; 9.1151 14 2026/27: 1.4263; 9.1151 15 2027/28: 1.512; 9.1151 16 2028/29: 1.5956; 9.1151 17 2029/30: 1.6771; 9.1151 18 2030/31: 1.7565; 9.1151 19 2031/32: 1.834; 9.1151 20 2032/33: 1.9095; 9.1151 21 2033/34: 1.9831; 9.1151 22 2034/35: 2.0549; 9.1151 23 2035/36: 2.1249; 9.1151 24 2036/37: 2.1931; 9.1151 25 2037/38: 2.2596; 9.1151 26 2038/39: 2.3244; 9.1151 27 2039/40: 2.3876; 9.1151 28 2040/41: 2.4492; 9.1151 29 2041/42: 2.5093; 9.1151 30 2042/43: 2.5679; 9.1151 31 2043/44: 2.6288; 9.1151 32 2044/45: 2.6883
| Cumulative total discounted cost | £m | 09/10 |  | 9.1151 1 2013/14: 10.1447; 9.1151 2 2014/15: 19.9429; 9.1151 3 2015/16: 29.4065; 9.1151 4 2016/17: 38.5471; 9.1151 5 2017/18: 47.3757; 9.1151 6 2018/19: 55.9032; 9.1151 7 2019/20: 64.1397; 9.1151 8 2020/21: 72.0955; 9.1151 9 2021/22: 79.7049; 9.1151 10 2022/23: 86.9832; 9.1151 11 2023/24: 93.9448; 9.1151 12 2024/25: 100.6035; 9.1151 13 2025/26: 106.1522; 9.1151 14 2026/27: 111.4599; 9.1151 15 2027/28: 116.5371; 9.1151 16 2028/29: 121.3939; 9.1151 17 2029/30: 126.0398; 9.1151 18 2030/31: 130.4841; 9.1151 19 2031/32: 134.7355; 9.1151 20 2032/33: 138.8024; 9.1151 21 2033/34: 142.6929; 9.1151 22 2034/35: 146.4146; 9.1151 23 2035/36: 149.975; 9.1151 24 2036/37: 153.381; 9.1151 25 2037/38: 156.6393; 9.1151 26 2038/39: 159.7565; 9.1151 27 2039/40: 162.7385; 9.1151 28 2040/41: 165.5914; 9.1151 29 2041/42: 168.3207; 9.1151 30 2042/43: 170.9318; 9.1151 31 2043/44: 173.829; 9.1151 32 2044/45: 176.614
3 | Option: Mitigate with tunnel replacement in 2044
| Revenue impact of tunnel commissioned in 2045/46 | £m | 09/10 | See footnote 5 | 9.1151 25 2037/38: 0.004035; 9.1151 26 2038/39: 0.21988; 9.1151 27 2039/40: 0.24227; 9.1151 28 2040/41: 1.5915; 9.1151 29 2041/42: 3.2733; 9.1151 30 2042/43: 4.753; 9.1151 31 2043/44: 3.5799; 9.1151 32 2044/45: 3.3948; 9.1151 33 2045/46: 1.8473; 9.1151 34 2046/47: 1.9167; 9.1151 35 2047/48: 1.9767; 9.1151 36 2048/49: 2.0283; 9.1151 37 2049/50: 2.0725; 9.1151 38 2050/51: 2.1099; 9.1151 39 2051/52: 2.1415; 9.1151 40 2052/53: 2.1677; 9.1151 41 2053/54: 2.1892; 9.1151 42 2054/55: 2.2065; 9.1151 43 2055/56: 2.2201; 9.1151 44 2056/57: 2.2303; 9.1151 45 2057/58: 2.2375; 9.1151 46 2058/59: 2.2421; 9.1151 47 2059/60: 2.2443; 9.1151 48 2060/61: 2.2444; 9.1151 49 2061/62: 2.2426; 9.1151 50 2062/63: 2.2391; 9.1151 51 2063/64: 2.2341; 9.1151 52 2064/65: 2.2278; 9.1151 53 2065/66: 2.2204; 9.1151 54 2066/67: 2.2118; 9.1151 55 2067/68: 2.2023; 9.1151 56 2068/69: 2.192; 9.1151 57 2069/70: 2.1809; 9.1151 58 2070/71: 2.1692; 9.1151 59 2071/72: 2.1568; 9.1151 60 2072/73: 2.1439
| Operational costs untill 2044/45 | £m | 09/10 |  | 9.1151 1 2013/14: 0.29951; 9.1151 2 2014/15: 0.29951; 9.1151 3 2015/16: 0.29951; 9.1151 4 2016/17: 0.29951; 9.1151 5 2017/18: 0.29951; 9.1151 6 2018/19: 0.29951; 9.1151 7 2019/20: 0.29951; 9.1151 8 2020/21: 0.29951; 9.1151 9 2021/22: 0.297; 9.1151 10 2022/23: 0.29452; 9.1151 11 2023/24: 0.29207; 9.1151 12 2024/25: 0.28964; 9.1151 13 2025/26: 0.28724; 9.1151 14 2026/27: 0.28486; 9.1151 15 2027/28: 0.28251; 9.1151 16 2028/29: 0.28018; 9.1151 17 2029/30: 0.27788; 9.1151 18 2030/31: 0.2756; 9.1151 19 2031/32: 0.27334; 9.1151 20 2032/33: 0.27111; 9.1151 21 2033/34: 0.2689; 9.1151 22 2034/35: 0.26672; 9.1151 23 2035/36: 0.26455; 9.1151 24 2036/37: 0.26241; 9.1151 25 2037/38: 0.2603; 9.1151 26 2038/39: 0.2582; 9.1151 27 2039/40: 0.25613; 9.1151 28 2040/41: 0.25407; 9.1151 29 2041/42: 0.25204; 9.1151 30 2042/43: 0.25003; 9.1151 31 2043/44: 0.24805; 9.1151 32 2044/45: 0.24608
| Operational costs for tunnel commissioned in 2045/46 |  |  |  | 9.1151 33 2045/46: 0.059745; 9.1151 34 2046/47: 0.059745; 9.1151 35 2047/48: 0.059745; 9.1151 36 2048/49: 0.059745; 9.1151 37 2049/50: 0.059745; 9.1151 38 2050/51: 0.059745; 9.1151 39 2051/52: 0.059745; 9.1151 40 2052/53: 0.059745; 9.1151 41 2053/54: 0.059745; 9.1151 42 2054/55: 0.059745; 9.1151 43 2055/56: 0.059745; 9.1151 44 2056/57: 0.059745; 9.1151 45 2057/58: 0.059745; 9.1151 46 2058/59: 0.059745; 9.1151 47 2059/60: 0.059745; 9.1151 48 2060/61: 0.059745; 9.1151 49 2061/62: 0.059745; 9.1151 50 2062/63: 0.059745; 9.1151 51 2063/64: 0.059745; 9.1151 52 2064/65: 0.059745; 9.1151 53 2065/66: 0.059745; 9.1151 54 2066/67: 0.059745; 9.1151 55 2067/68: 0.059745; 9.1151 56 2068/69: 0.059745; 9.1151 57 2069/70: 0.059745; 9.1151 58 2070/71: 0.059745; 9.1151 59 2071/72: 0.059745; 9.1151 60 2072/73: 0.059745
| Loss of lease | £m | 09/10 |  | 9.1151 1 2013/14: 0.61726; 9.1151 2 2014/15: 0.6113; 9.1151 3 2015/16: 0.60541; 9.1151 4 2016/17: 0.59956; 9.1151 5 2017/18: 0.59378; 9.1151 6 2018/19: 0.58805; 9.1151 7 2019/20: 0.58237; 9.1151 8 2020/21: 0.57675; 9.1151 9 2021/22: 0.57119; 9.1151 10 2022/23: 0.56568; 9.1151 11 2023/24: 0.56022; 9.1151 12 2024/25: 0.55481; 9.1151 13 2025/26: 0.54946; 9.1151 14 2026/27: 0.54415; 9.1151 15 2027/28: 0.5389; 9.1151 16 2028/29: 0.5337; 9.1151 17 2029/30: 0.52855; 9.1151 18 2030/31: 0.52345; 9.1151 19 2031/32: 0.5184; 9.1151 20 2032/33: 0.5134; 9.1151 21 2033/34: 0.50844; 9.1151 22 2034/35: 0.50354; 9.1151 23 2035/36: 0.49868; 9.1151 24 2036/37: 0.49387; 9.1151 25 2037/38: 0.4891; 9.1151 26 2038/39: 0.48438; 9.1151 27 2039/40: 0.47971; 9.1151 28 2040/41: 0.47508; 9.1151 29 2041/42: 0.47049; 9.1151 30 2042/43: 0.46595; 9.1151 31 2043/44: 0.46146; 9.1151 32 2044/45: 0.457
| Mattressing cost | £m | 09/10 |  | 9.1151 1 2013/14: 0.42436; 9.1151 2 2014/15: 0.42436; 9.1151 3 2015/16: 0.42436; 9.1151 4 2016/17: 0.42436; 9.1151 5 2017/18: 0.42436; 9.1151 6 2018/19: 0.42436; 9.1151 7 2019/20: 0.42436; 9.1151 8 2020/21: 0.42436; 9.1151 9 2021/22: 0.41993; 9.1151 10 2022/23: 0.41554; 9.1151 11 2023/24: 0.41119; 9.1151 12 2024/25: 0.4069; 9.1151 13 2025/26: 0.40265; 9.1151 14 2026/27: 0.39844; 9.1151 15 2027/28: 0.39427; 9.1151 16 2028/29: 0.39015; 9.1151 17 2029/30: 0.38608; 9.1151 18 2030/31: 0.38204; 9.1151 19 2031/32: 0.37805; 9.1151 20 2032/33: 0.3741; 9.1151 21 2033/34: 0.37019; 9.1151 22 2034/35: 0.36632; 9.1151 23 2035/36: 0.36249; 9.1151 24 2036/37: 0.35871; 9.1151 25 2037/38: 0.35496; 9.1151 26 2038/39: 0.35125; 9.1151 27 2039/40: 0.34758; 9.1151 28 2040/41: 0.34395; 9.1151 29 2041/42: 0.34035; 9.1151 30 2042/43: 0.33679; 9.1151 31 2043/44: 0.33327; 9.1151 32 2044/45: 0.32979
Freespan (<20m)
| Emergency mattressing following freespan | £m | 09/10 |  | 9.1151 1 2013/14: 0.042436; 9.1151 2 2014/15: 0.042436; 9.1151 3 2015/16: 0.042436; 9.1151 4 2016/17: 0.042436; 9.1151 5 2017/18: 0.042436; 9.1151 6 2018/19: 0.042436; 9.1151 7 2019/20: 0.042436; 9.1151 8 2020/21: 0.042436; 9.1151 9 2021/22: 0.041993; 9.1151 10 2022/23: 0.041554; 9.1151 11 2023/24: 0.041119; 9.1151 12 2024/25: 0.04069; 9.1151 13 2025/26: 0.040265; 9.1151 14 2026/27: 0.039844; 9.1151 15 2027/28: 0.039427; 9.1151 16 2028/29: 0.039015; 9.1151 17 2029/30: 0.038608; 9.1151 18 2030/31: 0.038204; 9.1151 19 2031/32: 0.037805; 9.1151 20 2032/33: 0.03741; 9.1151 21 2033/34: 0.037019; 9.1151 22 2034/35: 0.036632; 9.1151 23 2035/36: 0.036249; 9.1151 24 2036/37: 0.035871; 9.1151 25 2037/38: 0.035496; 9.1151 26 2038/39: 0.035125; 9.1151 27 2039/40: 0.034758; 9.1151 28 2040/41: 0.034395; 9.1151 29 2041/42: 0.034035; 9.1151 30 2042/43: 0.033679; 9.1151 31 2043/44: 0.033327; 9.1151 32 2044/45: 0.032979
Freespan (20-55m)
| Cost of emergency mattressing - major | £m | 09/10 |  | 9.1151 1 2013/14: 0.028324; 9.1151 2 2014/15: 0.028324; 9.1151 3 2015/16: 0.028324; 9.1151 4 2016/17: 0.028324; 9.1151 5 2017/18: 0.028324; 9.1151 6 2018/19: 0.028324; 9.1151 7 2019/20: 0.028324; 9.1151 8 2020/21: 0.028324; 9.1151 9 2021/22: 0.028028; 9.1151 10 2022/23: 0.027735; 9.1151 11 2023/24: 0.027445; 9.1151 12 2024/25: 0.027158; 9.1151 13 2025/26: 0.026875; 9.1151 14 2026/27: 0.026594; 9.1151 15 2027/28: 0.026316; 9.1151 16 2028/29: 0.026041; 9.1151 17 2029/30: 0.025769; 9.1151 18 2030/31: 0.0255; 9.1151 19 2031/32: 0.025233; 9.1151 20 2032/33: 0.024969; 9.1151 21 2033/34: 0.024708; 9.1151 22 2034/35: 0.02445; 9.1151 23 2035/36: 0.024195; 9.1151 24 2036/37: 0.023942; 9.1151 25 2037/38: 0.023692; 9.1151 26 2038/39: 0.023444; 9.1151 27 2039/40: 0.023199; 9.1151 28 2040/41: 0.022957; 9.1151 29 2041/42: 0.022717; 9.1151 30 2042/43: 0.022479; 9.1151 31 2043/44: 0.022245; 9.1151 32 2044/45: 0.022012
| Prompt constraint costs | £m | 09/10 |  | 9.1151 1 2013/14: 2.3483; 9.1151 2 2014/15: 2.3483; 9.1151 3 2015/16: 2.3483; 9.1151 4 2016/17: 2.3483; 9.1151 5 2017/18: 2.3483; 9.1151 6 2018/19: 2.3483; 9.1151 7 2019/20: 2.3483; 9.1151 8 2020/21: 2.3483; 9.1151 9 2021/22: 2.3237; 9.1151 10 2022/23: 2.2994; 9.1151 11 2023/24: 2.2754; 9.1151 12 2024/25: 2.2516; 9.1151 13 2025/26: 2.2281; 9.1151 14 2026/27: 2.2048; 9.1151 15 2027/28: 2.1818; 9.1151 16 2028/29: 2.159; 9.1151 17 2029/30: 2.1364; 9.1151 18 2030/31: 2.1141; 9.1151 19 2031/32: 2.092; 9.1151 20 2032/33: 2.0701; 9.1151 21 2033/34: 2.0485; 9.1151 22 2034/35: 2.0271; 9.1151 23 2035/36: 2.0059; 9.1151 24 2036/37: 1.985; 9.1151 25 2037/38: 1.9642; 9.1151 26 2038/39: 1.9437; 9.1151 27 2039/40: 1.9234; 9.1151 28 2040/41: 1.9033; 9.1151 29 2041/42: 1.8834; 9.1151 30 2042/43: 1.8637; 9.1151 31 2043/44: 1.8442; 9.1151 32 2044/45: 1.825
| Post-mod constraint costs - three months | £m | 09/10 |  | 9.1151 1 2013/14: 0; 9.1151 2 2014/15: 0; 9.1151 3 2015/16: 0; 9.1151 4 2016/17: 0; 9.1151 5 2017/18: 0; 9.1151 6 2018/19: 0; 9.1151 7 2019/20: 0; 9.1151 8 2020/21: 0; 9.1151 9 2021/22: 0; 9.1151 10 2022/23: 0; 9.1151 11 2023/24: 0; 9.1151 12 2024/25: 0; 9.1151 13 2025/26: 0; 9.1151 14 2026/27: 0; 9.1151 15 2027/28: 0; 9.1151 16 2028/29: 0; 9.1151 17 2029/30: 0; 9.1151 18 2030/31: 0; 9.1151 19 2031/32: 0; 9.1151 20 2032/33: 0; 9.1151 21 2033/34: 0; 9.1151 22 2034/35: 0; 9.1151 23 2035/36: 0; 9.1151 24 2036/37: 0; 9.1151 25 2037/38: 0; 9.1151 26 2038/39: 0; 9.1151 27 2039/40: 0; 9.1151 28 2040/41: 0; 9.1151 29 2041/42: 0; 9.1151 30 2042/43: 0; 9.1151 31 2043/44: 0; 9.1151 32 2044/45: 0
| Wholesale gas price impact for 16 months (up to 2024) | £m | 09/10 |  | 9.1151 1 2013/14: 1.2117; 9.1151 2 2014/15: 1.2117; 9.1151 3 2015/16: 1.2117; 9.1151 4 2016/17: 1.2117; 9.1151 5 2017/18: 1.2117; 9.1151 6 2018/19: 1.2117; 9.1151 7 2019/20: 1.2117; 9.1151 8 2020/21: 1.2117; 9.1151 9 2021/22: 1.199; 9.1151 10 2022/23: 1.1865; 9.1151 11 2023/24: 1.1741; 9.1151 12 2024/25: 1.1618
| Wholesale gas price impact for 16 months (beyond 2024) | £m | 09/10 |  | 9.1151 13 2025/26: 0.67461; 9.1151 14 2026/27: 0.66756; 9.1151 15 2027/28: 0.66058; 9.1151 16 2028/29: 0.65368; 9.1151 17 2029/30: 0.64685; 9.1151 18 2030/31: 0.64009; 9.1151 19 2031/32: 0.6334; 9.1151 20 2032/33: 0.62678; 9.1151 21 2033/34: 0.62023; 9.1151 22 2034/35: 0.61375; 9.1151 23 2035/36: 0.60734; 9.1151 24 2036/37: 0.60099; 9.1151 25 2037/38: 0.59471; 9.1151 26 2038/39: 0.58849; 9.1151 27 2039/40: 0.58234; 9.1151 28 2040/41: 0.57626; 9.1151 29 2041/42: 0.57024; 9.1151 30 2042/43: 0.56428; 9.1151 31 2043/44: 0.55838; 9.1151 32 2044/45: 0.55255
| VOLL | £m | 09/10 |  | 9.1151 1 2013/14: 0.037814; 9.1151 2 2014/15: 0.037814; 9.1151 3 2015/16: 0.037814; 9.1151 4 2016/17: 0.037814; 9.1151 5 2017/18: 0.037814; 9.1151 6 2018/19: 0.037814; 9.1151 7 2019/20: 0.037814; 9.1151 8 2020/21: 0.037814; 9.1151 9 2021/22: 0.037419; 9.1151 10 2022/23: 0.037028; 9.1151 11 2023/24: 0.036641; 9.1151 12 2024/25: 0.036258; 9.1151 13 2025/26: 0.035879; 9.1151 14 2026/27: 0.035504; 9.1151 15 2027/28: 0.035133; 9.1151 16 2028/29: 0.034766; 9.1151 17 2029/30: 0.034402; 9.1151 18 2030/31: 0.034043; 9.1151 19 2031/32: 0.033687; 9.1151 20 2032/33: 0.033335; 9.1151 21 2033/34: 0.032987; 9.1151 22 2034/35: 0.032642; 9.1151 23 2035/36: 0.032301; 9.1151 24 2036/37: 0.031963; 9.1151 25 2037/38: 0.031629; 9.1151 26 2038/39: 0.031299; 9.1151 27 2039/40: 0.030972; 9.1151 28 2040/41: 0.030648; 9.1151 29 2041/42: 0.030328; 9.1151 30 2042/43: 0.030011; 9.1151 31 2043/44: 0.029697; 9.1151 32 2044/45: 0.029387
Freespan (>55m)
| Cost of building a replacement tunnel | £m | 09/10 |  | 9.1151 1 2013/14: 0.051172; 9.1151 2 2014/15: 0.051131; 9.1151 3 2015/16: 0.05109; 9.1151 4 2016/17: 0.051049; 9.1151 5 2017/18: 0.051008; 9.1151 6 2018/19: 0.050968; 9.1151 7 2019/20: 0.050927; 9.1151 8 2020/21: 0.050886; 9.1151 9 2021/22: 0.050845; 9.1151 10 2022/23: 0.050805; 9.1151 11 2023/24: 0.050764; 9.1151 12 2024/25: 0.050723; 9.1151 13 2025/26: 0.050683; 9.1151 14 2026/27: 0.050642; 9.1151 15 2027/28: 0.050602; 9.1151 16 2028/29: 0.050561; 9.1151 17 2029/30: 0.050521; 9.1151 18 2030/31: 0.05048; 9.1151 19 2031/32: 0.05044; 9.1151 20 2032/33: 0.0504; 9.1151 21 2033/34: 0.050359; 9.1151 22 2034/35: 0.050319; 9.1151 23 2035/36: 0.050279; 9.1151 24 2036/37: 0.050239; 9.1151 25 2037/38: 0.050198; 9.1151 26 2038/39: 0.050158; 9.1151 27 2039/40: 0.050118; 9.1151 28 2040/41: 0.050078; 9.1151 29 2041/42: 0.050038; 9.1151 30 2042/43: 0.049998; 9.1151 31 2043/44: 0.049958; 9.1151 32 2044/45: 0.049918
| Cost of emergency mattressing - major | £m | 09/10 |  | 9.1151 1 2013/14: 0.0056648; 9.1151 2 2014/15: 0.0056648; 9.1151 3 2015/16: 0.0056648; 9.1151 4 2016/17: 0.0056648; 9.1151 5 2017/18: 0.0056648; 9.1151 6 2018/19: 0.0056648; 9.1151 7 2019/20: 0.0056648; 9.1151 8 2020/21: 0.0056648; 9.1151 9 2021/22: 0.0056056; 9.1151 10 2022/23: 0.005547; 9.1151 11 2023/24: 0.0054891; 9.1151 12 2024/25: 0.0054317; 9.1151 13 2025/26: 0.0053749; 9.1151 14 2026/27: 0.0053188; 9.1151 15 2027/28: 0.0052632; 9.1151 16 2028/29: 0.0052082; 9.1151 17 2029/30: 0.0051538; 9.1151 18 2030/31: 0.0050999; 9.1151 19 2031/32: 0.0050466; 9.1151 20 2032/33: 0.0049939; 9.1151 21 2033/34: 0.0049417; 9.1151 22 2034/35: 0.00489; 9.1151 23 2035/36: 0.0048389; 9.1151 24 2036/37: 0.0047884; 9.1151 25 2037/38: 0.0047383; 9.1151 26 2038/39: 0.0046888; 9.1151 27 2039/40: 0.0046398; 9.1151 28 2040/41: 0.0045913; 9.1151 29 2041/42: 0.0045434; 9.1151 30 2042/43: 0.0044959; 9.1151 31 2043/44: 0.0044489; 9.1151 32 2044/45: 0.0044024
| Prompt constraint costs | £m | 09/10 |  | 9.1151 1 2013/14: 2.5048; 9.1151 2 2014/15: 2.5048; 9.1151 3 2015/16: 2.5048; 9.1151 4 2016/17: 2.5048; 9.1151 5 2017/18: 2.5048; 9.1151 6 2018/19: 2.5048; 9.1151 7 2019/20: 2.5048; 9.1151 8 2020/21: 2.5048; 9.1151 9 2021/22: 2.4786; 9.1151 10 2022/23: 2.4527; 9.1151 11 2023/24: 2.4271; 9.1151 12 2024/25: 2.4017; 9.1151 13 2025/26: 2.3766; 9.1151 14 2026/27: 2.3518; 9.1151 15 2027/28: 2.3272; 9.1151 16 2028/29: 2.3029; 9.1151 17 2029/30: 2.2788; 9.1151 18 2030/31: 2.255; 9.1151 19 2031/32: 2.2315; 9.1151 20 2032/33: 2.2081; 9.1151 21 2033/34: 2.1851; 9.1151 22 2034/35: 2.1622; 9.1151 23 2035/36: 2.1396; 9.1151 24 2036/37: 2.1173; 9.1151 25 2037/38: 2.0952; 9.1151 26 2038/39: 2.0733; 9.1151 27 2039/40: 2.0516; 9.1151 28 2040/41: 2.0302; 9.1151 29 2041/42: 2.0089; 9.1151 30 2042/43: 1.988; 9.1151 31 2043/44: 1.9672; 9.1151 32 2044/45: 1.9466
| Post-mod constraint costs - 16 months | £m | 09/10 |  | 9.1151 1 2013/14: 0; 9.1151 2 2014/15: 0; 9.1151 3 2015/16: 0; 9.1151 4 2016/17: 0; 9.1151 5 2017/18: 0; 9.1151 6 2018/19: 0; 9.1151 7 2019/20: 0; 9.1151 8 2020/21: 0; 9.1151 9 2021/22: 0; 9.1151 10 2022/23: 0; 9.1151 11 2023/24: 0; 9.1151 12 2024/25: 0; 9.1151 13 2025/26: 0; 9.1151 14 2026/27: 0; 9.1151 15 2027/28: 0; 9.1151 16 2028/29: 0; 9.1151 17 2029/30: 0; 9.1151 18 2030/31: 0; 9.1151 19 2031/32: 0; 9.1151 20 2032/33: 0; 9.1151 21 2033/34: 0; 9.1151 22 2034/35: 0; 9.1151 23 2035/36: 0; 9.1151 24 2036/37: 0; 9.1151 25 2037/38: 0; 9.1151 26 2038/39: 0; 9.1151 27 2039/40: 0; 9.1151 28 2040/41: 0; 9.1151 29 2041/42: 0; 9.1151 30 2042/43: 0; 9.1151 31 2043/44: 0; 9.1151 32 2044/45: 0
| Wholesale gas price impact for 16 months(up to 2024) | £m | 09/10 |  | 9.1151 1 2013/14: 1.2624; 9.1151 2 2014/15: 1.2624; 9.1151 3 2015/16: 1.2624; 9.1151 4 2016/17: 1.2624; 9.1151 5 2017/18: 1.2624; 9.1151 6 2018/19: 1.2624; 9.1151 7 2019/20: 1.2624; 9.1151 8 2020/21: 1.2624; 9.1151 9 2021/22: 1.2492; 9.1151 10 2022/23: 1.2361; 9.1151 11 2023/24: 1.2232; 9.1151 12 2024/25: 1.2104
| Wholesale gas price impact for 16 months(beyond 2024) | £m | 09/10 |  | 9.1151 13 2025/26: 0.61684; 9.1151 14 2026/27: 0.6104; 9.1151 15 2027/28: 0.60402; 9.1151 16 2028/29: 0.59771; 9.1151 17 2029/30: 0.59146; 9.1151 18 2030/31: 0.58528; 9.1151 19 2031/32: 0.57916; 9.1151 20 2032/33: 0.57311; 9.1151 21 2033/34: 0.56712; 9.1151 22 2034/35: 0.5612; 9.1151 23 2035/36: 0.55533; 9.1151 24 2036/37: 0.54953; 9.1151 25 2037/38: 0.54379; 9.1151 26 2038/39: 0.5381; 9.1151 27 2039/40: 0.53248; 9.1151 28 2040/41: 0.52692; 9.1151 29 2041/42: 0.52141; 9.1151 30 2042/43: 0.51596; 9.1151 31 2043/44: 0.51057; 9.1151 32 2044/45: 0.50523
| VOLL | £m | 09/10 |  | 9.1151 1 2013/14: 0.0075627; 9.1151 2 2014/15: 0.0075627; 9.1151 3 2015/16: 0.0075627; 9.1151 4 2016/17: 0.0075627; 9.1151 5 2017/18: 0.0075627; 9.1151 6 2018/19: 0.0075627; 9.1151 7 2019/20: 0.0075627; 9.1151 8 2020/21: 0.0075627; 9.1151 9 2021/22: 0.0074837; 9.1151 10 2022/23: 0.0074055; 9.1151 11 2023/24: 0.0073281; 9.1151 12 2024/25: 0.0072515; 9.1151 13 2025/26: 0.0071758; 9.1151 14 2026/27: 0.0071008; 9.1151 15 2027/28: 0.0070266; 9.1151 16 2028/29: 0.0069531; 9.1151 17 2029/30: 0.0068805; 9.1151 18 2030/31: 0.0068086; 9.1151 19 2031/32: 0.0067374; 9.1151 20 2032/33: 0.006667; 9.1151 21 2033/34: 0.0065974; 9.1151 22 2034/35: 0.0065284; 9.1151 23 2035/36: 0.0064602; 9.1151 24 2036/37: 0.0063927; 9.1151 25 2037/38: 0.0063259; 9.1151 26 2038/39: 0.0062598; 9.1151 27 2039/40: 0.0061944; 9.1151 28 2040/41: 0.0061296; 9.1151 29 2041/42: 0.0060656; 9.1151 30 2042/43: 0.0060022; 9.1151 31 2043/44: 0.0059395; 9.1151 32 2044/45: 0.0058774
Third party impact
| Probability adjusted cost associated with possible loss of life | £m | 09/10 |  | 9.1151 1 2013/14: 0.11536; 9.1151 2 2014/15: 0.11536; 9.1151 3 2015/16: 0.11536; 9.1151 4 2016/17: 0.11536; 9.1151 5 2017/18: 0.11536; 9.1151 6 2018/19: 0.11536; 9.1151 7 2019/20: 0.11536; 9.1151 8 2020/21: 0.11536; 9.1151 9 2021/22: 0.11416; 9.1151 10 2022/23: 0.11296; 9.1151 11 2023/24: 0.11178; 9.1151 12 2024/25: 0.11061; 9.1151 13 2025/26: 0.10946; 9.1151 14 2026/27: 0.10831; 9.1151 15 2027/28: 0.10718; 9.1151 16 2028/29: 0.10606; 9.1151 17 2029/30: 0.10495; 9.1151 18 2030/31: 0.10386; 9.1151 19 2031/32: 0.10277; 9.1151 20 2032/33: 0.1017; 9.1151 21 2033/34: 0.10064; 9.1151 22 2034/35: 0.099584; 9.1151 23 2035/36: 0.098543; 9.1151 24 2036/37: 0.097513; 9.1151 25 2037/38: 0.096494; 9.1151 26 2038/39: 0.095486; 9.1151 27 2039/40: 0.094488; 9.1151 28 2040/41: 0.093501; 9.1151 29 2041/42: 0.092524; 9.1151 30 2042/43: 0.091557; 9.1151 31 2043/44: 0.0906; 9.1151 32 2044/45: 0.089653
| Cost of intervention | £m | 09/10 |  | 9.1151 1 2013/14: 0.0028485; 9.1151 2 2014/15: 0.0028485; 9.1151 3 2015/16: 0.0028485; 9.1151 4 2016/17: 0.0028485; 9.1151 5 2017/18: 0.0028485; 9.1151 6 2018/19: 0.0028485; 9.1151 7 2019/20: 0.0028485; 9.1151 8 2020/21: 0.0028485; 9.1151 9 2021/22: 0.0028187; 9.1151 10 2022/23: 0.0027893; 9.1151 11 2023/24: 0.0027601; 9.1151 12 2024/25: 0.0027313; 9.1151 13 2025/26: 0.0027027; 9.1151 14 2026/27: 0.0026745; 9.1151 15 2027/28: 0.0026465; 9.1151 16 2028/29: 0.0026189; 9.1151 17 2029/30: 0.0025915; 9.1151 18 2030/31: 0.0025644; 9.1151 19 2031/32: 0.0025376; 9.1151 20 2032/33: 0.0025111; 9.1151 21 2033/34: 0.0024849; 9.1151 22 2034/35: 0.0024589; 9.1151 23 2035/36: 0.0024332; 9.1151 24 2036/37: 0.0024078; 9.1151 25 2037/38: 0.0023826; 9.1151 26 2038/39: 0.0023577; 9.1151 27 2039/40: 0.0023331; 9.1151 28 2040/41: 0.0023087; 9.1151 29 2041/42: 0.0022846; 9.1151 30 2042/43: 0.0022607; 9.1151 31 2043/44: 0.0022371; 9.1151 32 2044/45: 0.0022137
| Prompt constraint costs (£m) (09/10 prices) | £m | 09/10 |  | 9.1151 1 2013/14: 0.97844; 9.1151 2 2014/15: 0.97844; 9.1151 3 2015/16: 0.97844; 9.1151 4 2016/17: 0.97844; 9.1151 5 2017/18: 0.97844; 9.1151 6 2018/19: 0.97844; 9.1151 7 2019/20: 0.97844; 9.1151 8 2020/21: 0.97844; 9.1151 9 2021/22: 0.96822; 9.1151 10 2022/23: 0.9581; 9.1151 11 2023/24: 0.94809; 9.1151 12 2024/25: 0.93818; 9.1151 13 2025/26: 0.92838; 9.1151 14 2026/27: 0.91868; 9.1151 15 2027/28: 0.90908; 9.1151 16 2028/29: 0.89958; 9.1151 17 2029/30: 0.89017; 9.1151 18 2030/31: 0.88087; 9.1151 19 2031/32: 0.87167; 9.1151 20 2032/33: 0.86256; 9.1151 21 2033/34: 0.85354; 9.1151 22 2034/35: 0.84463; 9.1151 23 2035/36: 0.8358; 9.1151 24 2036/37: 0.82706; 9.1151 25 2037/38: 0.81842; 9.1151 26 2038/39: 0.80987; 9.1151 27 2039/40: 0.80141; 9.1151 28 2040/41: 0.79303; 9.1151 29 2041/42: 0.78474; 9.1151 30 2042/43: 0.77654; 9.1151 31 2043/44: 0.76843; 9.1151 32 2044/45: 0.7604
| Post-mod constraint costs - 16 months (£m) (09/10 prices) | £m | 09/10 |  | 9.1151 1 2013/14: 0; 9.1151 2 2014/15: 0; 9.1151 3 2015/16: 0; 9.1151 4 2016/17: 0; 9.1151 5 2017/18: 0; 9.1151 6 2018/19: 0; 9.1151 7 2019/20: 0; 9.1151 8 2020/21: 0; 9.1151 9 2021/22: 0; 9.1151 10 2022/23: 0; 9.1151 11 2023/24: 0; 9.1151 12 2024/25: 0; 9.1151 13 2025/26: 0; 9.1151 14 2026/27: 0; 9.1151 15 2027/28: 0; 9.1151 16 2028/29: 0; 9.1151 17 2029/30: 0; 9.1151 18 2030/31: 0; 9.1151 19 2031/32: 0; 9.1151 20 2032/33: 0; 9.1151 21 2033/34: 0; 9.1151 22 2034/35: 0; 9.1151 23 2035/36: 0; 9.1151 24 2036/37: 0; 9.1151 25 2037/38: 0; 9.1151 26 2038/39: 0; 9.1151 27 2039/40: 0; 9.1151 28 2040/41: 0; 9.1151 29 2041/42: 0; 9.1151 30 2042/43: 0; 9.1151 31 2043/44: 0; 9.1151 32 2044/45: 0
| Wholesale gas price impact for 16 months (up to 2024) | £m | 09/10 |  | 9.1151 1 2013/14: 0.49312; 9.1151 2 2014/15: 0.49312; 9.1151 3 2015/16: 0.49312; 9.1151 4 2016/17: 0.49312; 9.1151 5 2017/18: 0.49312; 9.1151 6 2018/19: 0.49312; 9.1151 7 2019/20: 0.49312; 9.1151 8 2020/21: 0.49312; 9.1151 9 2021/22: 0.48797; 9.1151 10 2022/23: 0.48287; 9.1151 11 2023/24: 0.47782; 9.1151 12 2024/25: 0.47283
| Wholesale gas price impact for 16 months (beyond 2024) | £m | 09/10 |  | 9.1151 13 2025/26: 0.24095; 9.1151 14 2026/27: 0.23844; 9.1151 15 2027/28: 0.23594; 9.1151 16 2028/29: 0.23348; 9.1151 17 2029/30: 0.23104; 9.1151 18 2030/31: 0.22862; 9.1151 19 2031/32: 0.22624; 9.1151 20 2032/33: 0.22387; 9.1151 21 2033/34: 0.22153; 9.1151 22 2034/35: 0.21922; 9.1151 23 2035/36: 0.21693; 9.1151 24 2036/37: 0.21466; 9.1151 25 2037/38: 0.21242; 9.1151 26 2038/39: 0.2102; 9.1151 27 2039/40: 0.208; 9.1151 28 2040/41: 0.20583; 9.1151 29 2041/42: 0.20368; 9.1151 30 2042/43: 0.20155; 9.1151 31 2043/44: 0.19944; 9.1151 32 2044/45: 0.19736
| Shipping lane closure (£m) (09/10 prices) | £m | 09/10 |  | 9.1151 1 2013/14: 0.0021628; 9.1151 2 2014/15: 0.0021628; 9.1151 3 2015/16: 0.0021628; 9.1151 4 2016/17: 0.0021628; 9.1151 5 2017/18: 0.0021628; 9.1151 6 2018/19: 0.0021628; 9.1151 7 2019/20: 0.0021628; 9.1151 8 2020/21: 0.0021628; 9.1151 9 2021/22: 0.0021402; 9.1151 10 2022/23: 0.0021179; 9.1151 11 2023/24: 0.0020957; 9.1151 12 2024/25: 0.0020738; 9.1151 13 2025/26: 0.0020522; 9.1151 14 2026/27: 0.0020307; 9.1151 15 2027/28: 0.0020095; 9.1151 16 2028/29: 0.0019885; 9.1151 17 2029/30: 0.0019677; 9.1151 18 2030/31: 0.0019471; 9.1151 19 2031/32: 0.0019268; 9.1151 20 2032/33: 0.0019067; 9.1151 21 2033/34: 0.0018867; 9.1151 22 2034/35: 0.001867; 9.1151 23 2035/36: 0.0018475; 9.1151 24 2036/37: 0.0018282; 9.1151 25 2037/38: 0.0018091; 9.1151 26 2038/39: 0.0017902; 9.1151 27 2039/40: 0.0017715; 9.1151 28 2040/41: 0.001753; 9.1151 29 2041/42: 0.0017347; 9.1151 30 2042/43: 0.0017165; 9.1151 31 2043/44: 0.0016986; 9.1151 32 2044/45: 0.0016808
| Shipwreck clear up costs (£m) (09/10 prices) | £m | 09/10 |  | 9.1151 1 2013/14: 0.061322; 9.1151 2 2014/15: 0.061322; 9.1151 3 2015/16: 0.061322; 9.1151 4 2016/17: 0.061322; 9.1151 5 2017/18: 0.061322; 9.1151 6 2018/19: 0.061322; 9.1151 7 2019/20: 0.061322; 9.1151 8 2020/21: 0.061322; 9.1151 9 2021/22: 0.060682; 9.1151 10 2022/23: 0.060047; 9.1151 11 2023/24: 0.05942; 9.1151 12 2024/25: 0.058799; 9.1151 13 2025/26: 0.058185; 9.1151 14 2026/27: 0.057576; 9.1151 15 2027/28: 0.056975; 9.1151 16 2028/29: 0.056379; 9.1151 17 2029/30: 0.05579; 9.1151 18 2030/31: 0.055207; 9.1151 19 2031/32: 0.05463; 9.1151 20 2032/33: 0.054059; 9.1151 21 2033/34: 0.053495; 9.1151 22 2034/35: 0.052936; 9.1151 23 2035/36: 0.052382; 9.1151 24 2036/37: 0.051835; 9.1151 25 2037/38: 0.051293; 9.1151 26 2038/39: 0.050757; 9.1151 27 2039/40: 0.050227; 9.1151 28 2040/41: 0.049702; 9.1151 29 2041/42: 0.049183; 9.1151 30 2042/43: 0.048669; 9.1151 31 2043/44: 0.04816; 9.1151 32 2044/45: 0.047657
| VOLL | £m | 09/10 |  | 9.1151 1 2013/14: 0.0029542; 9.1151 2 2014/15: 0.0029542; 9.1151 3 2015/16: 0.0029542; 9.1151 4 2016/17: 0.0029542; 9.1151 5 2017/18: 0.0029542; 9.1151 6 2018/19: 0.0029542; 9.1151 7 2019/20: 0.0029542; 9.1151 8 2020/21: 0.0029542; 9.1151 9 2021/22: 0.0029233; 9.1151 10 2022/23: 0.0028928; 9.1151 11 2023/24: 0.0028625; 9.1151 12 2024/25: 0.0028326; 9.1151 13 2025/26: 0.002803; 9.1151 14 2026/27: 0.0027737; 9.1151 15 2027/28: 0.0027448; 9.1151 16 2028/29: 0.0027161; 9.1151 17 2029/30: 0.0026877; 9.1151 18 2030/31: 0.0026596; 9.1151 19 2031/32: 0.0026318; 9.1151 20 2032/33: 0.0026043; 9.1151 21 2033/34: 0.0025771; 9.1151 22 2034/35: 0.0025502; 9.1151 23 2035/36: 0.0025235; 9.1151 24 2036/37: 0.0024971; 9.1151 25 2037/38: 0.002471; 9.1151 26 2038/39: 0.0024452; 9.1151 27 2039/40: 0.0024197; 9.1151 28 2040/41: 0.0023944; 9.1151 29 2041/42: 0.0023694; 9.1151 30 2042/43: 0.0023446; 9.1151 31 2043/44: 0.0023201; 9.1151 32 2044/45: 0.0022959
| Total costs (excluding loss of life) | £m | 09/10 |  | 10.3821 | 10.3761 | 10.3702 | 10.3643 | 10.3585 | 10.3527 | 10.347 | 10.3413 | 10.2348 | 10.1295 | 10.0252 | 9.922 | 8.5369 | 8.4492 | 8.3625 | 8.2766 | 8.1917 | 8.1076 | 8.0244 | 7.9421 | 7.8606 | 7.78 | 7.7002 | 7.6212 | 7.5471 | 7.6857 | 7.6315 | 8.905 | 10.5119 | 11.9175 | 10.6709 | 10.4132 | 1.9071 | 1.9765 | 2.0365 | 2.0881 | 2.1322 | 2.1697 | 2.2012 | 2.2274 | 2.2489 | 2.2663 | 2.2798 | 2.29 | 2.2972 | 2.3018 | 2.304 | 2.3041 | 2.3023 | 2.2989 | 2.2939 | 2.2876 | 2.2801 | 2.2716 | 2.2621 | 2.2517 | 2.2407 | 2.2289 | 2.2166 | 2.2037
| Cost of possible loss of life | £m | 09/10 |  | 0.11536 | 0.11536 | 0.11536 | 0.11536 | 0.11536 | 0.11536 | 0.11536 | 0.11536 | 0.11416 | 0.11296 | 0.11178 | 0.11061 | 0.10946 | 0.10831 | 0.10718 | 0.10606 | 0.10495 | 0.10386 | 0.10277 | 0.1017 | 0.10064 | 0.099584 | 0.098543 | 0.097513 | 0.096494 | 0.095486 | 0.094488 | 0.093501 | 0.092524 | 0.091557 | 0.0906 | 0.089653 | 0 | 0 | 0 | 0 | 0 | 0 | 0 | 0 | 0 | 0 | 0 | 0 | 0 | 0 | 0 | 0 | 0 | 0 | 0 | 0 | 0 | 0 | 0 | 0 | 0 | 0 | 0 | 0
| Discount factor for other costs |  |  |  | 0.96618 | 0.93351 | 0.90194 | 0.87144 | 0.84197 | 0.8135 | 0.78599 | 0.75941 | 0.73373 | 0.70892 | 0.68495 | 0.66178 | 0.6394 | 0.61778 | 0.59689 | 0.57671 | 0.5572 | 0.53836 | 0.52016 | 0.50257 | 0.48557 | 0.46915 | 0.45329 | 0.43796 | 0.42315 | 0.40884 | 0.39501 | 0.38165 | 0.36875 | 0.35628 | 0.39999 | 0.38834 | 0.37703 | 0.36604 | 0.35538 | 0.34503 | 0.33498 | 0.32523 | 0.31575 | 0.30656 | 0.29763 | 0.28896 | 0.28054 | 0.27237 | 0.26444 | 0.25674 | 0.24926 | 0.242 | 0.23495 | 0.22811 | 0.22146 | 0.21501 | 0.20875 | 0.20267 | 0.19677 | 0.19104 | 0.18547 | 0.18007 | 0.17483 | 0.16973
| Discount factor for loss of life costs |  |  |  | 0.98522 | 0.97066 | 0.95632 | 0.94218 | 0.92826 | 0.91454 | 0.90103 | 0.88771 | 0.87459 | 0.86167 | 0.84893 | 0.83639 | 0.82403 | 0.81185 | 0.79985 | 0.78803 | 0.77639 | 0.76491 | 0.75361 | 0.74247 | 0.7315 | 0.72069 | 0.71004 | 0.69954 | 0.68921 | 0.67902 | 0.66899 | 0.6591 | 0.64936 | 0.63976 | 0.6721 | 0.66354 | 0.65509 | 0.64675 | 0.63851 | 0.63038 | 0.62235 | 0.61443 | 0.6066 | 0.59888 | 0.59125 | 0.58372 | 0.57629 | 0.56895 | 0.5617 | 0.55455 | 0.54748 | 0.54051 | 0.53363 | 0.52683 | 0.52012 | 0.5135 | 0.50696 | 0.5005 | 0.49413 | 0.48783 | 0.48162 | 0.47549 | 0.46943 | 0.46345
| Discounted costs (excluding loss of life) | £m | 09/10 |  | 10.031 | 9.6862 | 9.3533 | 9.0319 | 8.7216 | 8.4219 | 8.1326 | 7.8533 | 7.5096 | 7.181 | 6.8667 | 6.5662 | 5.4585 | 5.2198 | 4.9915 | 4.7732 | 4.5644 | 4.3648 | 4.1739 | 3.9914 | 3.8169 | 3.65 | 3.4904 | 3.3378 | 3.1935 | 3.1422 | 3.0145 | 3.3986 | 3.8762 | 4.2459 | 4.2682 | 4.0438 | 0.71901 | 0.72347 | 0.72372 | 0.72045 | 0.71425 | 0.70563 | 0.69504 | 0.68284 | 0.66935 | 0.65485 | 0.63958 | 0.62374 | 0.60748 | 0.59096 | 0.5743 | 0.55759 | 0.54093 | 0.52438 | 0.50801 | 0.49186 | 0.47597 | 0.46038 | 0.4451 | 0.43016 | 0.41558 | 0.40136 | 0.38751 | 0.37404
| Discounted cost of loss of life | £m | 09/10 |  | 0.11366 | 0.11198 | 0.11032 | 0.10869 | 0.10709 | 0.1055 | 0.10394 | 0.10241 | 0.09984 | 0.097336 | 0.094896 | 0.092516 | 0.090197 | 0.087935 | 0.08573 | 0.083581 | 0.081485 | 0.079442 | 0.07745 | 0.075508 | 0.073615 | 0.071769 | 0.069969 | 0.068215 | 0.066504 | 0.064837 | 0.063211 | 0.061626 | 0.060081 | 0.058575 | 0.060893 | 0.059489 | 0 | 0 | 0 | 0 | 0 | 0 | 0 | 0 | 0 | 0 | 0 | 0 | 0 | 0 | 0 | 0 | 0 | 0 | 0 | 0 | 0 | 0 | 0 | 0 | 0 | 0 | 0 | 0
| Total discounted cost | £m | 09/10 |  | 10.1447 | 9.7982 | 9.4636 | 9.1406 | 8.8286 | 8.5274 | 8.2366 | 7.9557 | 7.6095 | 7.2783 | 6.9616 | 6.6587 | 5.5487 | 5.3077 | 5.0772 | 4.8568 | 4.6459 | 4.4443 | 4.2514 | 4.0669 | 3.8905 | 3.7218 | 3.5604 | 3.406 | 3.2601 | 3.207 | 3.0778 | 3.4603 | 3.9363 | 4.3045 | 4.3291 | 4.1033 | 0.71901 | 0.72347 | 0.72372 | 0.72045 | 0.71425 | 0.70563 | 0.69504 | 0.68284 | 0.66935 | 0.65485 | 0.63958 | 0.62374 | 0.60748 | 0.59096 | 0.5743 | 0.55759 | 0.54093 | 0.52438 | 0.50801 | 0.49186 | 0.47597 | 0.46038 | 0.4451 | 0.43016 | 0.41558 | 0.40136 | 0.38751 | 0.37404
| Cumulative discounted costs (excluding loss of life) | £m | 09/10 |  | 10.031 | 19.7173 | 29.0706 | 38.1024 | 46.824 | 55.2459 | 63.3786 | 71.2319 | 78.7415 | 85.9225 | 92.7892 | 99.3554 | 104.8139 | 110.0336 | 115.0251 | 119.7983 | 124.3627 | 128.7275 | 132.9015 | 136.8929 | 140.7098 | 144.3598 | 147.8501 | 151.1879 | 154.3815 | 157.5237 | 160.5382 | 163.9368 | 167.8131 | 172.059 | 176.3272 | 180.3711 | 181.0901 | 181.8136 | 182.5373 | 183.2577 | 183.972 | 184.6776 | 185.3727 | 186.0555 | 186.7248 | 187.3797 | 188.0193 | 188.643 | 189.2505 | 189.8415 | 190.4157 | 190.9733 | 191.5143 | 192.0387 | 192.5467 | 193.0385 | 193.5145 | 193.9749 | 194.42 | 194.8501 | 195.2657 | 195.6671 | 196.0546 | 196.4286
| Cumulative discounted cost of loss of life | £m | 09/10 |  | 0.11366 | 0.22563 | 0.33596 | 0.44465 | 0.55173 | 0.65724 | 0.76118 | 0.86359 | 0.96343 | 1.0608 | 1.1557 | 1.2482 | 1.3384 | 1.4263 | 1.512 | 1.5956 | 1.6771 | 1.7565 | 1.834 | 1.9095 | 1.9831 | 2.0549 | 2.1249 | 2.1931 | 2.2596 | 2.3244 | 2.3876 | 2.4492 | 2.5093 | 2.5679 | 2.6288 | 2.6883 | 2.6883 | 2.6883 | 2.6883 | 2.6883 | 2.6883 | 2.6883 | 2.6883 | 2.6883 | 2.6883 | 2.6883 | 2.6883 | 2.6883 | 2.6883 | 2.6883 | 2.6883 | 2.6883 | 2.6883 | 2.6883 | 2.6883 | 2.6883 | 2.6883 | 2.6883 | 2.6883 | 2.6883 | 2.6883 | 2.6883 | 2.6883 | 2.6883
| Cumulative total discounted cost | £m | 09/10 |  | 10.1447 | 19.9429 | 29.4065 | 38.5471 | 47.3757 | 55.9032 | 64.1397 | 72.0955 | 79.7049 | 86.9832 | 93.9448 | 100.6035 | 106.1522 | 111.4599 | 116.5371 | 121.3939 | 126.0398 | 130.4841 | 134.7355 | 138.8024 | 142.6929 | 146.4146 | 149.975 | 153.381 | 156.641 | 159.8481 | 162.9258 | 166.3861 | 170.3224 | 174.6269 | 178.956 | 183.0594 | 183.7784 | 184.5018 | 185.2256 | 185.946 | 186.6603 | 187.3659 | 188.0609 | 188.7438 | 189.4131 | 190.068 | 190.7076 | 191.3313 | 191.9388 | 192.5297 | 193.104 | 193.6616 | 194.2026 | 194.7269 | 195.235 | 195.7268 | 196.2028 | 196.6632 | 197.1083 | 197.5384 | 197.954 | 198.3554 | 198.7429 | 199.1169

## CALC¦ 3
| Item | Unit | Index | Comments | Constant | 1 | 2 | 3 | 4 | 5 | 6 | 7 | 8 | 9 | 10 | 11 | 12 | 13 | 14 | 15 | 16 | 17 | 18 | 19 | 20 | 21 | 22 | 23 | 24 | 25 | 26 | 27 | 28 | 29 | 30 | 31 | 32 | 33 | 34 | 35 | 36 | 37 | 38 | 39 | 40 | 41 | 42 | 43 | 44 | 45 | 46 | 47 | 48 | 49 | 50 | 51 | 52 | 53 | 54 | 55 | 56 | 57 | 58 | 59 | 60 | 61 | 62 | 63 | 64 | 65
[6 empty] | 2013/14 | 2014/15 | 2015/16 | 2016/17 | 2017/18 | 2018/19 | 2019/20 | 2020/21 | 2021/22 | 2022/23 | 2023/24 | 2024/25 | 2025/26 | 2026/27 | 2027/28 | 2028/29 | 2029/30 | 2030/31 | 2031/32 | 2032/33 | 2033/34 | 2034/35 | 2035/36 | 2036/37 | 2037/38 | 2038/39 | 2039/40 | 2040/41 | 2041/42 | 2042/43 | 2043/44 | 2044/45 | 2045/46 | 2046/47 | 2047/48 | 2048/49 | 2049/50 | 2050/51 | 2051/52 | 2052/53 | 2053/54 | 2054/55 | 2055/56 | 2056/57 | 2057/58 | 2058/59 | 2059/60 | 2060/61 | 2061/62 | 2062/63 | 2063/64 | 2064/65 | 2065/66 | 2066/67 | 2067/68 | 2068/69 | 2069/70 | 2070/71 | 2071/72 | 2072/73 | 2073/74 | 2074/75 | 2075/76 | 2076/77 | 2077/78
1 | Costs and expenditure profile Tunnel
| Tunnel construction period | years |  |  | 8
| Annual cost of inspections/pigging | £m | 09/10 |  | 0.059745
| Expenditure profile after Ofgem efficiency challenge | £m | 09/10 |  |  | 0.059248 | 3.1414 | 1.9903 | 20.4866 | 35.1333 | 41.5864 | 9.6065 | 2.4832 | 0 | 0 | 0 | 0 | 0 | 0 | 0 | 0 | 0 | 0 | 0 | 0 | 0 | 0 | 0 | 0 | 0 | 0 | 0 | 0 | 0 | 0 | 0 | 0 | 0 | 0 | 0 | 0 | 0 | 0 | 0 | 0 | 0 | 0 | 0 | 0 | 0 | 0 | 0 | 0 | 0 | 0 | 0 | 0 | 0 | 0 | 0 | 0 | 0 | 0 | 0 | 0
| Tunnel revenue profile to be used for modelling | £m | 09/10 |  |  | 0.0057839 | 0.31519 | 0.34728 | 2.2813 | 4.6921 | 6.8132 | 5.1315 | 4.8663 | 5.2003 | 5.2388 | 5.2637 | 5.2767 | 5.2789 | 5.2716 | 5.2557 | 5.2323 | 5.2021 | 5.1658 | 5.1242 | 5.0778 | 5.0271 | 4.9726 | 4.9147 | 4.8538 | 4.7902 | 4.7242 | 4.656 | 4.586 | 4.5142 | 4.4409 | 4.3662 | 4.2904 | 4.2135 | 4.1356 | 4.0568 | 3.9773 | 3.8971 | 3.8164 | 3.735 | 3.6532 | 3.571 | 3.4884 | 3.4054 | 3.3221 | 3.2386 | 3.1548 | 3.0694 | 2.9107 | 2.7815 | 2.2148 | 1.3157 | 0.28964 | -0.028131 | 0 | 0 | 0 | 0 | 0 | 0 | 0
2 | Costs and expenditure profile Mitigation
| Annual cost of inspections/pigging | £m | 09/10 |  | 0.29951
2.1 | Probablity adjusted cost of losing lease in any year
| Cost of replacing pipeline with a tunnel (after Ofgem efficiency challenge) | £m | 09/10 |  | 114.487
| Cost of loss of lease | £m | 09/10 |  |  | 1 2013/14: 1.0039; 2 2014/15: 0.99423; 3 2015/16: 0.98464; 4 2016/17: 0.97514; 5 2017/18: 0.96573; 6 2018/19: 0.95641; 7 2019/20: 0.94718; 8 2020/21: 0.93804; 9 2021/22: 0.92899; 10 2022/23: 0.92002; 11 2023/24: 0.91114; 12 2024/25: 0.90235; 13 2025/26: 0.89364; 14 2026/27: 0.88502; 15 2027/28: 0.87648; 16 2028/29: 0.86802; 17 2029/30: 0.85965; 18 2030/31: 0.85135; 19 2031/32: 0.84313; 20 2032/33: 0.835; 21 2033/34: 0.82694; 22 2034/35: 0.81896; 23 2035/36: 0.81106; 24 2036/37: 0.80323; 25 2037/38: 0.79548; 26 2038/39: 0.7878; 27 2039/40: 0.7802; 28 2040/41: 0.77267; 29 2041/42: 0.76522; 30 2042/43: 0.75783; 31 2043/44: 0.75052; 32 2044/45: 0.74328
| Probability that the lease is still in force and current pipeline is operational | % |  |  |  | 100% | 100% | 100% | 100% | 100% | 100% | 100% | 100% | 99.01% | 98.03% | 97.07% | 96.11% | 95.16% | 94.22% | 93.29% | 92.36% | 91.45% | 90.55% | 89.65% | 88.77% | 87.89% | 87.02% | 86.16% | 85.31% | 84.47% | 83.63% | 82.81% | 81.99% | 81.18% | 80.38% | 79.58% | 78.8% | 78.02% | 77.25% | 76.48% | 75.73% | 74.98% | 74.24% | 73.51%
2.2 | Cost of mattressing
| Probability adjusted annual cost of mattressing | £m | 09/10 |  | 0.12306
2.3 | Freespan develops despite mattressing (less than 20m section)
| Probability of event | % |  |  | 0.58%
| Cost of emergency mattressing | £m | 09/10 | see footnote 4 | 0.012306
2.4 | Freespan develops despite mattressing (between 20m and 55m section)
| Probability of event |  |  |  | 0.117%
| Cost of emergency mattressing - major | £m | 09/10 |  | 0.0082848
| Prompt constraint costs (£m) | £m | 09/10 |  | 0.52015
| Post-mod constraint costs - 16 months (£m) (09/10 prices) | £m | 09/10 |  | 0
| Wholesale gas price impact up to 2024 | £m | 09/10 |  | 0.33125
| Wholesale gas price beyond 2024 | £m | 09/10 |  | 0.19058
| VOLL | £m | 09/10 |  | 0.0083759
2.5 | Freespan develops despite mattressing (greater than 55m section)
| Probability of event | % |  |  | 0.023%
| Cost of building a tunnel replacement | £m | 09/10 |  |  | 1 2013/14: 0.023928; 2 2014/15: 0.023922; 3 2015/16: 0.023917; 4 2016/17: 0.023911; 5 2017/18: 0.023906; 6 2018/19: 0.0239; 7 2019/20: 0.023895; 8 2020/21: 0.023889; 9 2021/22: 0.023884; 10 2022/23: 0.023878; 11 2023/24: 0.023873; 12 2024/25: 0.023867; 13 2025/26: 0.023862; 14 2026/27: 0.023856; 15 2027/28: 0.023851; 16 2028/29: 0.023845; 17 2029/30: 0.02384; 18 2030/31: 0.023834; 19 2031/32: 0.023829; 20 2032/33: 0.023823; 21 2033/34: 0.023818; 22 2034/35: 0.023812; 23 2035/36: 0.023807; 24 2036/37: 0.023801; 25 2037/38: 0.023796; 26 2038/39: 0.02379; 27 2039/40: 0.023785; 28 2040/41: 0.02378; 29 2041/42: 0.023774; 30 2042/43: 0.023769; 31 2043/44: 0.023763; 32 2044/45: 0.023758
| Cost of emergency mattressing - major | £m | 09/10 |  | 0.0016286
| Prompt constraint costs (£m) (09/10 prices) | £m | 09/10 |  | 0.54534
| Post-mod constraint costs - 16 months (£m) (09/10 prices) | £m | 09/10 |  | 0
| Wholesale gas price impact up to 2024 | £m | 09/10 |  | 0.35838
| Wholesale gas price beyond 2024 | £m | 09/10 |  | 0.18349
| VOLL | £m | 09/10 |  | 0.0016465
2.6 | Third party interference
| Probability of event | % |  |  | 0.03125%
| Probability adjusted cost associated with possible loss of life | £m | 09/10 |  | 0.11536
| Cost of intervention | £m | 09/10 |  | 0.003161
| Prompt constraint costs | £m | 09/10 |  | 0.74096
| Post-mod constraint costs - 16 months | £m | 09/10 |  | 0
| Wholesale gas price impact for 16 months up to 2024 | £m | 09/10 |  | 0.48693
| Wholesale gas price impact for 16 months beyond 2024 | £m | 09/10 |  | 0.24931
| Shipping lane closure | £m | 09/10 |  | 0.0021628
| Shipwreck clear up costs | £m | 09/10 |  | 0.061322
| VOLL | £m | 09/10 |  | 0.0022372
3 | Detailed Working: Constraint costs
3.1 | Prompt constraint costs
| Weighted monthly costs | £m | 16/17 |  | 182
| Weighted summer 3 day costs | £m | 16/17 |  | 0
| Weighted summer 7 day costs | £m | 16/17 |  | 0
| Weighted summer costs | £m | 16/17 |  | 0
| Weighted winter 3 day costs | £m | 16/17 |  | 0
| Weighted winter 7 day costs | £m | 16/17 |  | 0
| Weighted winter costs | £m | 16/17 |  | 0
| Weighted total costs | £m | 16/17 |  | 0
3.2 | Fixed Price Constraint Costs
| Low scenario | £m | 16/17 |  | 0
| Mid scenario | £m | 16/17 |  | 0
| High scenario | £m | 16/17 |  | 0
| Weighted annual cost | £m | 16/17 |  | 0
| Monthly cost | £m | 16/17 |  | 0
4 | Detailed Workings: Wholesale Energy Price Impact
4.1 | Gas consumption
| Monthy domestic gas consumption | therm |  |  | 846311149.033
| Monthly domestic electricity consumption | therm |  |  | 240695461.8885
4.2 | To 2024
| First month average | £m | 16/17 |  | 106.7913 | 1 2013/14: <---- Updated to account for new Electrcity info
| Monthly average (excluding first month) | £m | 16/17 |  | 120.4576 | 1 2013/14: <---- Updated to account for new Electrcity info
4.3 | From 2024 to 2072
| First month average | £m | 16/17 |  | 80.0935 | 1 2013/14: <---- Updated to account for new Electrcity info
| Monthly average (excluding first month) | £m | 16/17 |  | 59.9795 | 1 2013/14: <---- Updated to account for new Electrcity info
4.4 | Damage intervention
4.4.1 | Localised mechanical/impact damage leading to repair clamp
| Probability | % |  |  | 0.7
| Expected duration | weeks |  |  | 33.6
| Expected cost | £m | 09/10 |  | 1.4876
4.4.2 | Localised failure leadingto short replacement spool
| Probability | % |  |  | 0.175
| Expected duration | weeks |  |  | 12.075
| Expected cost | £m | 09/10 |  | 1.7954
4.4.3 | Extensive failure over pipeline span /rupture elading to long replacement spool
| Probability | % |  |  | 0.075
| Expected duration | weeks |  |  | 5.625
| Expected cost | £m | 09/10 |  | 1.1078
4.4.4 | Tunnel replacement
| Probability | % |  |  | 0.05
| Expected duration | weeks |  |  | 15.6
| Expected cost | £m | 09/10 |  | 5.7243
4.4.4 | Average cost of intervention | £m | 09/10 |  | 10.1151
| Item | Unit | Index | Notes | 1 | 2 | 3 | 4 | 5 | 6 | 7 | 8 | 9 | 10 | 11 | 12 | 13 | 14 | 15 | 16 | 17 | 18 | 19 | 20 | 21 | 22 | 23 | 24 | 25 | 26 | 27 | 28 | 29 | 30 | 31 | 32 | 33 | 34 | 35 | 36 | 37 | 38 | 39 | 40 | 41 | 42 | 43 | 44 | 45 | 46 | 47 | 48 | 49 | 50 | 51 | 52 | 53 | 54 | 55 | 56 | 57 | 58 | 59 | 60 | 61 | 62 | 63 | 64 | 65
[5 empty] | 2013/14 | 2014/15 | 2015/16 | 2016/17 | 2017/18 | 2018/19 | 2019/20 | 2020/21 | 2021/22 | 2022/23 | 2023/24 | 2024/25 | 2025/26 | 2026/27 | 2027/28 | 2028/29 | 2029/30 | 2030/31 | 2031/32 | 2032/33 | 2033/34 | 2034/35 | 2035/36 | 2036/37 | 2037/38 | 2038/39 | 2039/40 | 2040/41 | 2041/42 | 2042/43 | 2043/44 | 2044/45 | 2045/46 | 2046/47 | 2047/48 | 2048/49 | 2049/50 | 2050/51 | 2051/52 | 2052/53 | 2053/54 | 2054/55 | 2055/56 | 2056/57 | 2057/58 | 2058/59 | 2059/60 | 2060/61 | 2061/62 | 2062/63 | 2063/64 | 2064/65 | 2065/66 | 2066/67 | 2067/68 | 2068/69 | 2069/70 | 2070/71 | 2071/72 | 2072/73 | 2073/74 | 2074/75 | 2075/76 | 2076/77 | 2077/78
1 | Option: Tunnel 2012
| Revenue impact of construction cost | £m | 09/10 |  | 0.0057839 | 0.31519 | 0.34728 | 2.2813 | 4.6921 | 6.8132 | 5.1315 | 4.8663 | 5.2003 | 5.2388 | 5.2637 | 5.2767 | 5.2789 | 5.2716 | 5.2557 | 5.2323 | 5.2021 | 5.1658 | 5.1242 | 5.0778 | 5.0271 | 4.9726 | 4.9147 | 4.8538 | 4.7902 | 4.7242 | 4.656 | 4.586 | 4.5142 | 4.4409 | 4.3662 | 4.2904 | 4.2135 | 4.1356 | 4.0568 | 3.9773 | 3.8971 | 3.8164 | 3.735 | 3.6532 | 3.571 | 3.4884 | 3.4054 | 3.3221 | 3.2386 | 3.1548 | 3.0694 | 2.9107 | 2.7815 | 2.2148 | 1.3157 | 0.28964 | -0.028131 | 0 | 0 | 0 | 0 | 0 | 0 | 0
| Operational costs | £m | 09/10 |  | 0.29951 | 0.29951 | 0.29951 | 0.29951 | 0.29951 | 0.29951 | 0.29951 | 0.29951 | 0.059745 | 0.059745 | 0.059745 | 0.059745 | 0.059745 | 0.059745 | 0.059745 | 0.059745 | 0.059745 | 0.059745 | 0.059745 | 0.059745 | 0.059745 | 0.059745 | 0.059745 | 0.059745 | 0.059745 | 0.059745 | 0.059745 | 0.059745 | 0.059745 | 0.059745 | 0.059745 | 0.059745 | 0.059745 | 0.059745 | 0.059745 | 0.059745 | 0.059745 | 0.059745 | 0.059745 | 0.059745 | 0.059745 | 0.059745 | 0.059745 | 0.059745 | 0.059745 | 0.059745 | 0.059745 | 0.059745 | 0.059745 | 0.059745 | 0.059745 | 0.059745 | 0.059745 | 0.059745 | 0.059745 | 0.059745 | 0.059745 | 0.059745 | 0.059745 | 0.059745
| Mattressing cost | £m | 09/10 |  | 0.12306 | 0.12306 | 0.12306 | 0.12306 | 0.12306 | 0.12306 | 0.12306 | 0.12306 | 0 | 0 | 0 | 0 | 0 | 0 | 0 | 0 | 0 | 0 | 0 | 0 | 0 | 0 | 0 | 0 | 0 | 0 | 0 | 0 | 0 | 0 | 0 | 0 | 0 | 0 | 0 | 0 | 0 | 0 | 0 | 0 | 0 | 0 | 0 | 0 | 0 | 0 | 0 | 0 | 0 | 0 | 0 | 0 | 0 | 0 | 0 | 0 | 0 | 0 | 0 | 0
Freespan (<20m)
| Emergency mattressing following freespan | £m | 09/10 |  | 0.012306 | 0.012306 | 0.012306 | 0.012306 | 0.012306 | 0.012306 | 0.012306 | 0.012306 | 0 | 0 | 0 | 0 | 0 | 0 | 0 | 0 | 0 | 0 | 0 | 0 | 0 | 0 | 0 | 0 | 0 | 0 | 0 | 0 | 0 | 0 | 0 | 0 | 0 | 0 | 0 | 0 | 0 | 0 | 0 | 0 | 0 | 0 | 0 | 0 | 0 | 0 | 0 | 0 | 0 | 0 | 0 | 0 | 0 | 0 | 0 | 0 | 0 | 0 | 0 | 0
Freespan (20-55m)
| Cost of emergency mattressing - major | £m | 09/10 |  | 0.0082848 | 0.0082848 | 0.0082848 | 0.0082848 | 0.0082848 | 0.0082848 | 0.0082848 | 0.0082848 | 0 | 0 | 0 | 0 | 0 | 0 | 0 | 0 | 0 | 0 | 0 | 0 | 0 | 0 | 0 | 0 | 0 | 0 | 0 | 0 | 0 | 0 | 0 | 0 | 0 | 0 | 0 | 0 | 0 | 0 | 0 | 0 | 0 | 0 | 0 | 0 | 0 | 0 | 0 | 0 | 0 | 0 | 0 | 0 | 0 | 0 | 0 | 0 | 0 | 0 | 0 | 0
| Prompt constraint costs | £m | 09/10 |  | 0.52015 | 0.52015 | 0.52015 | 0.52015 | 0.52015 | 0.52015 | 0.52015 | 0.52015 | 0 | 0 | 0 | 0 | 0 | 0 | 0 | 0 | 0 | 0 | 0 | 0 | 0 | 0 | 0 | 0 | 0 | 0 | 0 | 0 | 0 | 0 | 0 | 0 | 0 | 0 | 0 | 0 | 0 | 0 | 0 | 0 | 0 | 0 | 0 | 0 | 0 | 0 | 0 | 0 | 0 | 0 | 0 | 0 | 0 | 0 | 0 | 0 | 0 | 0 | 0 | 0
| Post-mod constraint costs - three months | £m | 09/10 |  | 0 | 0 | 0 | 0 | 0 | 0 | 0 | 0 | 0 | 0 | 0 | 0 | 0 | 0 | 0 | 0 | 0 | 0 | 0 | 0 | 0 | 0 | 0 | 0 | 0 | 0 | 0 | 0 | 0 | 0 | 0 | 0 | 0 | 0 | 0 | 0 | 0 | 0 | 0 | 0 | 0 | 0 | 0 | 0 | 0 | 0 | 0 | 0 | 0 | 0 | 0 | 0 | 0 | 0 | 0 | 0 | 0 | 0 | 0 | 0
| Wholesale gas price impact up to 2024 | £m | 09/10 |  | 0.33125 | 0.33125 | 0.33125 | 0.33125 | 0.33125 | 0.33125 | 0.33125 | 0.33125 | 0 | 0 | 0 | 0 | 0 | 0 | 0 | 0 | 0 | 0 | 0 | 0 | 0 | 0 | 0 | 0 | 0 | 0 | 0 | 0 | 0 | 0 | 0 | 0 | 0 | 0 | 0 | 0 | 0 | 0 | 0 | 0 | 0 | 0 | 0 | 0 | 0 | 0 | 0 | 0 | 0 | 0 | 0 | 0 | 0 | 0 | 0 | 0 | 0 | 0 | 0 | 0
| Wholesale gas price impact beyond 2024 | £m | 09/10 |  | 0 | 0 | 0 | 0 | 0 | 0 | 0 | 0 | 0 | 0 | 0 | 0 | 0 | 0 | 0 | 0 | 0 | 0 | 0 | 0 | 0 | 0 | 0 | 0 | 0 | 0 | 0 | 0 | 0 | 0 | 0 | 0 | 0 | 0 | 0 | 0 | 0 | 0 | 0 | 0 | 0 | 0 | 0 | 0 | 0 | 0 | 0 | 0 | 0 | 0 | 0 | 0 | 0 | 0 | 0 | 0 | 0 | 0 | 0 | 0
| VOLL | £m | 09/10 |  | 10.1151 1 2013/14: 0.0083759; 10.1151 2 2014/15: 0.0083759; 10.1151 3 2015/16: 0.0083759; 10.1151 4 2016/17: 0.0083759; 10.1151 5 2017/18: 0.0083759; 10.1151 6 2018/19: 0.0083759; 10.1151 7 2019/20: 0.0083759; 10.1151 8 2020/21: 0.0083759
Freespan (>55m)
| Cost of emergency mattressing - major | £m | 09/10 |  | 0.0016286 | 0.0016286 | 0.0016286 | 0.0016286 | 0.0016286 | 0.0016286 | 0.0016286 | 0.0016286 | 0 | 0 | 0 | 0 | 0 | 0 | 0 | 0 | 0 | 0 | 0 | 0 | 0 | 0 | 0 | 0 | 0 | 0 | 0 | 0 | 0 | 0 | 0 | 0 | 0 | 0 | 0 | 0 | 0 | 0 | 0 | 0 | 0 | 0 | 0 | 0 | 0 | 0 | 0 | 0 | 0 | 0 | 0 | 0 | 0 | 0 | 0 | 0 | 0 | 0 | 0 | 0
| Prompt constraint costs | £m | 09/10 |  | 0.54534 | 0.54534 | 0.54534 | 0.54534 | 0.54534 | 0.54534 | 0.54534 | 0.54534 | 0 | 0 | 0 | 0 | 0 | 0 | 0 | 0 | 0 | 0 | 0 | 0 | 0 | 0 | 0 | 0 | 0 | 0 | 0 | 0 | 0 | 0 | 0 | 0 | 0 | 0 | 0 | 0 | 0 | 0 | 0 | 0 | 0 | 0 | 0 | 0 | 0 | 0 | 0 | 0 | 0 | 0 | 0 | 0 | 0 | 0 | 0 | 0 | 0 | 0 | 0 | 0
| Post-mod constraint costs - 16 months | £m | 09/10 |  | 0 | 0 | 0 | 0 | 0 | 0 | 0 | 0 | 0 | 0 | 0 | 0 | 0 | 0 | 0 | 0 | 0 | 0 | 0 | 0 | 0 | 0 | 0 | 0 | 0 | 0 | 0 | 0 | 0 | 0 | 0 | 0 | 0 | 0 | 0 | 0 | 0 | 0 | 0 | 0 | 0 | 0 | 0 | 0 | 0 | 0 | 0 | 0 | 0 | 0 | 0 | 0 | 0 | 0 | 0 | 0 | 0 | 0 | 0 | 0
| Wholesale gas price impact for 16 months(Up to 2024) | £m | 09/10 |  | 0.35838 | 0.35838 | 0.35838 | 0.35838 | 0.35838 | 0.35838 | 0.35838 | 0.35838 | 0 | 0 | 0 | 0 | 0 | 0 | 0 | 0 | 0 | 0 | 0 | 0 | 0 | 0 | 0 | 0 | 0 | 0 | 0 | 0 | 0 | 0 | 0 | 0 | 0 | 0 | 0 | 0 | 0 | 0 | 0 | 0 | 0 | 0 | 0 | 0 | 0 | 0 | 0 | 0 | 0 | 0 | 0 | 0 | 0 | 0 | 0 | 0 | 0 | 0 | 0 | 0
| Wholesale gas price impact for 16 months(Beyond 2024) | £m | 09/10
| VOLL | £m | 09/10 |  | 10.1151 1 2013/14: 0.0016465; 10.1151 2 2014/15: 0.0016465; 10.1151 3 2015/16: 0.0016465; 10.1151 4 2016/17: 0.0016465; 10.1151 5 2017/18: 0.0016465; 10.1151 6 2018/19: 0.0016465; 10.1151 7 2019/20: 0.0016465; 10.1151 8 2020/21: 0.0016465
Third party impact
| Probability adjusted cost associated with possible loss of life |  |  |  | 0.11536 | 0.11536 | 0.11536 | 0.11536 | 0.11536 | 0.11536 | 0.11536 | 0.11536 | 0 | 0 | 0 | 0 | 0 | 0 | 0 | 0 | 0 | 0 | 0 | 0 | 0 | 0 | 0 | 0 | 0 | 0 | 0 | 0 | 0 | 0 | 0 | 0 | 0 | 0 | 0 | 0 | 0 | 0 | 0 | 0 | 0 | 0 | 0 | 0 | 0 | 0 | 0 | 0 | 0 | 0 | 0 | 0 | 0 | 0 | 0 | 0 | 0 | 0 | 0 | 0
| Cost of intervention |  |  |  | 0.003161 | 0.003161 | 0.003161 | 0.003161 | 0.003161 | 0.003161 | 0.003161 | 0.003161 | 0 | 0 | 0 | 0 | 0 | 0 | 0 | 0 | 0 | 0 | 0 | 0 | 0 | 0 | 0 | 0 | 0 | 0 | 0 | 0 | 0 | 0 | 0 | 0 | 0 | 0 | 0 | 0 | 0 | 0 | 0 | 0 | 0 | 0 | 0 | 0 | 0 | 0 | 0 | 0 | 0 | 0 | 0 | 0 | 0 | 0 | 0 | 0 | 0 | 0 | 0 | 0
| Prompt constraint costs | £m | 09/10 |  | 0.74096 | 0.74096 | 0.74096 | 0.74096 | 0.74096 | 0.74096 | 0.74096 | 0.74096 | 0 | 0 | 0 | 0 | 0 | 0 | 0 | 0 | 0 | 0 | 0 | 0 | 0 | 0 | 0 | 0 | 0 | 0 | 0 | 0 | 0 | 0 | 0 | 0 | 0 | 0 | 0 | 0 | 0 | 0 | 0 | 0 | 0 | 0 | 0 | 0 | 0 | 0 | 0 | 0 | 0 | 0 | 0 | 0 | 0 | 0 | 0 | 0 | 0 | 0 | 0 | 0
| Post-mod constraint costs - 16 months | £m | 09/10 |  | 0 | 0 | 0 | 0 | 0 | 0 | 0 | 0 | 0 | 0 | 0 | 0 | 0 | 0 | 0 | 0 | 0 | 0 | 0 | 0 | 0 | 0 | 0 | 0 | 0 | 0 | 0 | 0 | 0 | 0 | 0 | 0 | 0 | 0 | 0 | 0 | 0 | 0 | 0 | 0 | 0 | 0 | 0 | 0 | 0 | 0 | 0 | 0 | 0 | 0 | 0 | 0 | 0 | 0 | 0 | 0 | 0 | 0 | 0 | 0
| Wholesale gas price impact for 16 months(Up to 2024) | £m | 09/10 |  | 0.48693 | 0.48693 | 0.48693 | 0.48693 | 0.48693 | 0.48693 | 0.48693 | 0.48693 | 0 | 0 | 0 | 0 | 0 | 0 | 0 | 0 | 0 | 0 | 0 | 0 | 0 | 0 | 0 | 0 | 0 | 0 | 0 | 0 | 0 | 0 | 0 | 0 | 0 | 0 | 0 | 0 | 0 | 0 | 0 | 0 | 0 | 0 | 0 | 0 | 0 | 0 | 0 | 0 | 0 | 0 | 0 | 0 | 0 | 0 | 0 | 0 | 0 | 0 | 0 | 0
| Wholesale gas price impact for 16 months(Beyond 2024) | £m | 09/10
| Shipping lane closure | £m | 09/10 |  | 0.0021628 | 0.0021628 | 0.0021628 | 0.0021628 | 0.0021628 | 0.0021628 | 0.0021628 | 0.0021628 | 0 | 0 | 0 | 0 | 0 | 0 | 0 | 0 | 0 | 0 | 0 | 0 | 0 | 0 | 0 | 0 | 0 | 0 | 0 | 0 | 0 | 0 | 0 | 0 | 0 | 0 | 0 | 0 | 0 | 0 | 0 | 0 | 0 | 0 | 0 | 0 | 0 | 0 | 0 | 0 | 0 | 0 | 0 | 0 | 0 | 0 | 0 | 0 | 0 | 0 | 0 | 0
| Shipwreck clear up costs | £m | 09/10 |  | 0.061322 | 0.061322 | 0.061322 | 0.061322 | 0.061322 | 0.061322 | 0.061322 | 0.061322 | 0 | 0 | 0 | 0 | 0 | 0 | 0 | 0 | 0 | 0 | 0 | 0 | 0 | 0 | 0 | 0 | 0 | 0 | 0 | 0 | 0 | 0 | 0 | 0 | 0 | 0 | 0 | 0 | 0 | 0 | 0 | 0 | 0 | 0 | 0 | 0 | 0 | 0 | 0 | 0 | 0 | 0 | 0 | 0 | 0 | 0 | 0 | 0 | 0 | 0 | 0 | 0
| VOLL | £m | 09/10 |  | 10.1151 1 2013/14: 0.0022372; 10.1151 2 2014/15: 0.0022372; 10.1151 3 2015/16: 0.0022372; 10.1151 4 2016/17: 0.0022372; 10.1151 5 2017/18: 0.0022372; 10.1151 6 2018/19: 0.0022372; 10.1151 7 2019/20: 0.0022372; 10.1151 8 2020/21: 0.0022372
| Total tunnel construction and operation cost | £m | 09/10 |  | 0.30529 | 0.6147 | 0.64679 | 2.5808 | 4.9916 | 7.1127 | 5.431 | 5.1658 | 5.2601 | 5.2985 | 5.3235 | 5.3364 | 5.3386 | 5.3313 | 5.3155 | 5.292 | 5.2618 | 5.2256 | 5.184 | 5.1375 | 5.0869 | 5.0324 | 4.9745 | 4.9136 | 4.85 | 4.7839 | 4.7158 | 4.6457 | 4.5739 | 4.5006 | 4.426 | 4.3501 | 4.2732 | 4.1953 | 4.1166 | 4.0371 | 3.9569 | 3.8761 | 3.7948 | 3.713 | 3.6307 | 3.5481 | 3.4651 | 3.3819 | 3.2983 | 3.2145 | 3.1291 | 2.9705 | 2.8413 | 2.2745 | 1.3754 | 0.34938 | 0.031614 | 0.059745 | 0.059745 | 0.059745 | 0.059745 | 0.059745 | 0.059745 | 0.059745
| Total costs (excluding loss of life) | £m | 09/10 |  | 3.5125 | 3.8219 | 3.854 | 5.788 | 8.1988 | 10.3199 | 8.6382 | 8.373 | 5.2601 | 5.2985 | 5.3235 | 5.3364 | 5.3386 | 5.3313 | 5.3155 | 5.292 | 5.2618 | 5.2256 | 5.184 | 5.1375 | 5.0869 | 5.0324 | 4.9745 | 4.9136 | 4.85 | 4.7839 | 4.7158 | 4.6457 | 4.5739 | 4.5006 | 4.426 | 4.3501 | 4.2732 | 4.1953 | 4.1166 | 4.0371 | 3.9569 | 3.8761 | 3.7948 | 3.713 | 3.6307 | 3.5481 | 3.4651 | 3.3819 | 3.2983 | 3.2145 | 3.1291 | 2.9705 | 2.8413 | 2.2745 | 1.3754 | 0.34938 | 0.031614 | 0.059745 | 0.059745 | 0.059745 | 0.059745 | 0.059745 | 0.059745 | 0.059745
| Cost of possible loss of life | £m | 09/10 |  | 0.11536 | 0.11536 | 0.11536 | 0.11536 | 0.11536 | 0.11536 | 0.11536 | 0.11536 | 0 | 0 | 0 | 0 | 0 | 0 | 0 | 0 | 0 | 0 | 0 | 0 | 0 | 0 | 0 | 0 | 0 | 0 | 0 | 0 | 0 | 0 | 0 | 0 | 0 | 0 | 0 | 0 | 0 | 0 | 0 | 0 | 0 | 0 | 0 | 0 | 0 | 0 | 0 | 0 | 0 | 0 | 0 | 0 | 0 | 0 | 0 | 0 | 0 | 0 | 0 | 0
| Discount factor for other costs |  |  |  | 0.96618 | 0.93351 | 0.90194 | 0.87144 | 0.84197 | 0.8135 | 0.78599 | 0.75941 | 0.73373 | 0.70892 | 0.68495 | 0.66178 | 0.6394 | 0.61778 | 0.59689 | 0.57671 | 0.5572 | 0.53836 | 0.52016 | 0.50257 | 0.48557 | 0.46915 | 0.45329 | 0.43796 | 0.42315 | 0.40884 | 0.39501 | 0.38165 | 0.36875 | 0.35628 | 0.39999 | 0.38834 | 0.37703 | 0.36604 | 0.35538 | 0.34503 | 0.33498 | 0.32523 | 0.31575 | 0.30656 | 0.29763 | 0.28896 | 0.28054 | 0.27237 | 0.26444 | 0.25674 | 0.24926 | 0.242 | 0.23495 | 0.22811 | 0.22146 | 0.21501 | 0.20875 | 0.20267 | 0.19677 | 0.19104 | 0.18547 | 0.18007 | 0.17483 | 0.16973
| Discount factor for loss of life costs |  |  |  | 0.98522 | 0.97066 | 0.95632 | 0.94218 | 0.92826 | 0.91454 | 0.90103 | 0.88771 | 0.87459 | 0.86167 | 0.84893 | 0.83639 | 0.82403 | 0.81185 | 0.79985 | 0.78803 | 0.77639 | 0.76491 | 0.75361 | 0.74247 | 0.7315 | 0.72069 | 0.71004 | 0.69954 | 0.68921 | 0.67902 | 0.66899 | 0.6591 | 0.64936 | 0.63976 | 0.6721 | 0.66354 | 0.65509 | 0.64675 | 0.63851 | 0.63038 | 0.62235 | 0.61443 | 0.6066 | 0.59888 | 0.59125 | 0.58372 | 0.57629 | 0.56895 | 0.5617 | 0.55455 | 0.54748 | 0.54051 | 0.53363 | 0.52683 | 0.52012 | 0.5135 | 0.50696 | 0.5005 | 0.49413 | 0.48783 | 0.48162 | 0.47549 | 0.46943 | 0.46345
| Discounted total tunnel construction and operation cost | £m | 09/10 |  | 0.29497 | 0.57383 | 0.58337 | 2.249 | 4.2028 | 5.7862 | 4.2687 | 3.923 | 3.8595 | 3.7562 | 3.6463 | 3.5316 | 3.4135 | 3.2936 | 3.1727 | 3.0519 | 2.9319 | 2.8132 | 2.6965 | 2.582 | 2.47 | 2.3609 | 2.2549 | 2.1519 | 2.0522 | 1.9559 | 1.8628 | 1.7731 | 1.6866 | 1.6035 | 1.7703 | 1.6893 | 1.6111 | 1.5357 | 1.463 | 1.3929 | 1.3255 | 1.2606 | 1.1982 | 1.1382 | 1.0806 | 1.0253 | 0.97212 | 0.92112 | 0.87221 | 0.82529 | 0.77997 | 0.71885 | 0.66756 | 0.51883 | 0.3046 | 0.075122 | 0.0065994 | 0.012108 | 0.011756 | 0.011413 | 0.011081 | 0.010758 | 0.010445 | 0.010141
| Discounted costs (excluding loss of life) | £m | 09/10 |  | 3.3937 | 3.5678 | 3.4761 | 5.0439 | 6.9032 | 8.3953 | 6.7896 | 6.3586 | 3.8595 | 3.7562 | 3.6463 | 3.5316 | 3.4135 | 3.2936 | 3.1727 | 3.0519 | 2.9319 | 2.8132 | 2.6965 | 2.582 | 2.47 | 2.3609 | 2.2549 | 2.1519 | 2.0522 | 1.9559 | 1.8628 | 1.7731 | 1.6866 | 1.6035 | 1.7703 | 1.6893 | 1.6111 | 1.5357 | 1.463 | 1.3929 | 1.3255 | 1.2606 | 1.1982 | 1.1382 | 1.0806 | 1.0253 | 0.97212 | 0.92112 | 0.87221 | 0.82529 | 0.77997 | 0.71885 | 0.66756 | 0.51883 | 0.3046 | 0.075122 | 0.0065994 | 0.012108 | 0.011756 | 0.011413 | 0.011081 | 0.010758 | 0.010445 | 0.010141
| Discounted cost of loss of life | £m | 09/10 |  | 0.11366 | 0.11198 | 0.11032 | 0.10869 | 0.10709 | 0.1055 | 0.10394 | 0.10241 | 0 | 0 | 0 | 0 | 0 | 0 | 0 | 0 | 0 | 0 | 0 | 0 | 0 | 0 | 0 | 0 | 0 | 0 | 0 | 0 | 0 | 0 | 0 | 0 | 0 | 0 | 0 | 0 | 0 | 0 | 0 | 0 | 0 | 0 | 0 | 0 | 0 | 0 | 0 | 0 | 0 | 0 | 0 | 0 | 0 | 0 | 0 | 0 | 0 | 0 | 0 | 0
| Total discounted cost | £m | 09/10 |  | 3.5074 | 3.6798 | 3.5864 | 5.1526 | 7.0103 | 8.5008 | 6.8935 | 6.461 | 3.8595 | 3.7562 | 3.6463 | 3.5316 | 3.4135 | 3.2936 | 3.1727 | 3.0519 | 2.9319 | 2.8132 | 2.6965 | 2.582 | 2.47 | 2.3609 | 2.2549 | 2.1519 | 2.0522 | 1.9559 | 1.8628 | 1.7731 | 1.6866 | 1.6035 | 1.7703 | 1.6893 | 1.6111 | 1.5357 | 1.463 | 1.3929 | 1.3255 | 1.2606 | 1.1982 | 1.1382 | 1.0806 | 1.0253 | 0.97212 | 0.92112 | 0.87221 | 0.82529 | 0.77997 | 0.71885 | 0.66756 | 0.51883 | 0.3046 | 0.075122 | 0.0065994 | 0.012108 | 0.011756 | 0.011413 | 0.011081 | 0.010758 | 0.010445 | 0.010141
| Cumulative discounted tunnel construction and operation cost | £m | 09/10 |  | 0.29497 | 0.8688 | 1.4522 | 3.7012 | 7.904 | 13.6902 | 17.9589 | 21.8819 | 25.7414 | 29.4976 | 33.1439 | 36.6755 | 40.089 | 43.3826 | 46.5554 | 49.6073 | 52.5392 | 55.3524 | 58.0489 | 60.6308 | 63.1009 | 65.4618 | 67.7167 | 69.8686 | 71.9209 | 73.8767 | 75.7395 | 77.5126 | 79.1992 | 80.8027 | 82.573 | 84.2623 | 85.8734 | 87.4091 | 88.8721 | 90.265 | 91.5905 | 92.8511 | 94.0493 | 95.1875 | 96.2681 | 97.2934 | 98.2655 | 99.1866 | 100.0588 | 100.8841 | 101.6641 | 102.383 | 103.0505 | 103.5694 | 103.874 | 103.9491 | 103.9557 | 103.9678 | 103.9795 | 103.991 | 104.002 | 104.0128 | 104.0232 | 104.0334
| Cumulative discounted costs (excluding loss of life) | £m | 09/10 |  | 3.3937 | 6.9615 | 10.4376 | 15.4815 | 22.3847 | 30.7799 | 37.5695 | 43.928 | 47.7875 | 51.5438 | 55.1901 | 58.7216 | 62.1352 | 65.4287 | 68.6015 | 71.6534 | 74.5853 | 77.3986 | 80.095 | 82.677 | 85.147 | 87.508 | 89.7628 | 91.9147 | 93.967 | 95.9228 | 97.7856 | 99.5587 | 101.2453 | 102.8488 | 104.6191 | 106.3085 | 107.9196 | 109.4552 | 110.9182 | 112.3111 | 113.6366 | 114.8972 | 116.0954 | 117.2337 | 118.3143 | 119.3395 | 120.3116 | 121.2328 | 122.105 | 122.9303 | 123.7102 | 124.4291 | 125.0966 | 125.6155 | 125.9201 | 125.9952 | 126.0018 | 126.0139 | 126.0257 | 126.0371 | 126.0482 | 126.0589 | 126.0694 | 126.0795
| Cumulative discounted cost of loss of life | £m | 09/10 |  | 0.11366 | 0.22563 | 0.33596 | 0.44465 | 0.55173 | 0.65724 | 0.76118 | 0.86359 | 0.86359 | 0.86359 | 0.86359 | 0.86359 | 0.86359 | 0.86359 | 0.86359 | 0.86359 | 0.86359 | 0.86359 | 0.86359 | 0.86359 | 0.86359 | 0.86359 | 0.86359 | 0.86359 | 0.86359 | 0.86359 | 0.86359 | 0.86359 | 0.86359 | 0.86359 | 0.86359 | 0.86359 | 0.86359 | 0.86359 | 0.86359 | 0.86359 | 0.86359 | 0.86359 | 0.86359 | 0.86359 | 0.86359 | 0.86359 | 0.86359 | 0.86359 | 0.86359 | 0.86359 | 0.86359 | 0.86359 | 0.86359 | 0.86359 | 0.86359 | 0.86359 | 0.86359 | 0.86359 | 0.86359 | 0.86359 | 0.86359 | 0.86359 | 0.86359 | 0.86359
| Cumulative total discounted cost | £m | 09/10 |  | 3.5074 | 7.1871 | 10.7735 | 15.9261 | 22.9364 | 31.4372 | 38.3307 | 44.7916 | 48.6511 | 52.4073 | 56.0536 | 59.5852 | 62.9987 | 66.2923 | 69.4651 | 72.517 | 75.4489 | 78.2622 | 80.9586 | 83.5406 | 86.0106 | 88.3715 | 90.6264 | 92.7783 | 94.8306 | 96.7864 | 98.6492 | 100.4223 | 102.1089 | 103.7124 | 105.4827 | 107.172 | 108.7832 | 110.3188 | 111.7818 | 113.1747 | 114.5002 | 115.7608 | 116.959 | 118.0973 | 119.1779 | 120.2031 | 121.1752 | 122.0964 | 122.9686 | 123.7939 | 124.5738 | 125.2927 | 125.9602 | 126.4791 | 126.7837 | 126.8588 | 126.8654 | 126.8775 | 126.8893 | 126.9007 | 126.9118 | 126.9225 | 126.933 | 126.9431
2 | Option: Mitigate 2044
| Operational costs | £m | 09/10 |  | 10.1151 1 2013/14: 0.29951; 10.1151 2 2014/15: 0.29951; 10.1151 3 2015/16: 0.29951; 10.1151 4 2016/17: 0.29951; 10.1151 5 2017/18: 0.29951; 10.1151 6 2018/19: 0.29951; 10.1151 7 2019/20: 0.29951; 10.1151 8 2020/21: 0.29951; 10.1151 9 2021/22: 0.29714; 10.1151 10 2022/23: 0.2948; 10.1151 11 2023/24: 0.29247; 10.1151 12 2024/25: 0.29017; 10.1151 13 2025/26: 0.2879; 10.1151 14 2026/27: 0.28564; 10.1151 15 2027/28: 0.28341; 10.1151 16 2028/29: 0.2812; 10.1151 17 2029/30: 0.27901; 10.1151 18 2030/31: 0.27685; 10.1151 19 2031/32: 0.2747; 10.1151 20 2032/33: 0.27258; 10.1151 21 2033/34: 0.27048; 10.1151 22 2034/35: 0.26839; 10.1151 23 2035/36: 0.26633; 10.1151 24 2036/37: 0.26429; 10.1151 25 2037/38: 0.26227; 10.1151 26 2038/39: 0.26027; 10.1151 27 2039/40: 0.25829; 10.1151 28 2040/41: 0.25633; 10.1151 29 2041/42: 0.25438; 10.1151 30 2042/43: 0.25246; 10.1151 31 2043/44: 0.25056; 10.1151 32 2044/45: 0.24867
| Loss of lease | £m | 09/10 |  | 10.1151 1 2013/14: 1.0039; 10.1151 2 2014/15: 0.99423; 10.1151 3 2015/16: 0.98464; 10.1151 4 2016/17: 0.97514; 10.1151 5 2017/18: 0.96573; 10.1151 6 2018/19: 0.95641; 10.1151 7 2019/20: 0.94718; 10.1151 8 2020/21: 0.93804; 10.1151 9 2021/22: 0.92899; 10.1151 10 2022/23: 0.92002; 10.1151 11 2023/24: 0.91114; 10.1151 12 2024/25: 0.90235; 10.1151 13 2025/26: 0.89364; 10.1151 14 2026/27: 0.88502; 10.1151 15 2027/28: 0.87648; 10.1151 16 2028/29: 0.86802; 10.1151 17 2029/30: 0.85965; 10.1151 18 2030/31: 0.85135; 10.1151 19 2031/32: 0.84313; 10.1151 20 2032/33: 0.835; 10.1151 21 2033/34: 0.82694; 10.1151 22 2034/35: 0.81896; 10.1151 23 2035/36: 0.81106; 10.1151 24 2036/37: 0.80323; 10.1151 25 2037/38: 0.79548; 10.1151 26 2038/39: 0.7878; 10.1151 27 2039/40: 0.7802; 10.1151 28 2040/41: 0.77267; 10.1151 29 2041/42: 0.76522; 10.1151 30 2042/43: 0.75783; 10.1151 31 2043/44: 0.75052; 10.1151 32 2044/45: 0.74328
| Mattressing cost | £m | 09/10 |  | 10.1151 1 2013/14: 0.12306; 10.1151 2 2014/15: 0.12306; 10.1151 3 2015/16: 0.12306; 10.1151 4 2016/17: 0.12306; 10.1151 5 2017/18: 0.12306; 10.1151 6 2018/19: 0.12306; 10.1151 7 2019/20: 0.12306; 10.1151 8 2020/21: 0.12306; 10.1151 9 2021/22: 0.12185; 10.1151 10 2022/23: 0.12064; 10.1151 11 2023/24: 0.11945; 10.1151 12 2024/25: 0.11827; 10.1151 13 2025/26: 0.1171; 10.1151 14 2026/27: 0.11595; 10.1151 15 2027/28: 0.1148; 10.1151 16 2028/29: 0.11367; 10.1151 17 2029/30: 0.11254; 10.1151 18 2030/31: 0.11143; 10.1151 19 2031/32: 0.11033; 10.1151 20 2032/33: 0.10924; 10.1151 21 2033/34: 0.10816; 10.1151 22 2034/35: 0.10709; 10.1151 23 2035/36: 0.10604; 10.1151 24 2036/37: 0.10499; 10.1151 25 2037/38: 0.10395; 10.1151 26 2038/39: 0.10292; 10.1151 27 2039/40: 0.10191; 10.1151 28 2040/41: 0.1009; 10.1151 29 2041/42: 0.099903; 10.1151 30 2042/43: 0.098916; 10.1151 31 2043/44: 0.097938; 10.1151 32 2044/45: 0.096971
Freespan (<20m)
| Emergency mattressing following freespan | £m | 09/10 |  | 10.1151 1 2013/14: 0.012306; 10.1151 2 2014/15: 0.012306; 10.1151 3 2015/16: 0.012306; 10.1151 4 2016/17: 0.012306; 10.1151 5 2017/18: 0.012306; 10.1151 6 2018/19: 0.012306; 10.1151 7 2019/20: 0.012306; 10.1151 8 2020/21: 0.012306; 10.1151 9 2021/22: 0.012185; 10.1151 10 2022/23: 0.012064; 10.1151 11 2023/24: 0.011945; 10.1151 12 2024/25: 0.011827; 10.1151 13 2025/26: 0.01171; 10.1151 14 2026/27: 0.011595; 10.1151 15 2027/28: 0.01148; 10.1151 16 2028/29: 0.011367; 10.1151 17 2029/30: 0.011254; 10.1151 18 2030/31: 0.011143; 10.1151 19 2031/32: 0.011033; 10.1151 20 2032/33: 0.010924; 10.1151 21 2033/34: 0.010816; 10.1151 22 2034/35: 0.010709; 10.1151 23 2035/36: 0.010604; 10.1151 24 2036/37: 0.010499; 10.1151 25 2037/38: 0.010395; 10.1151 26 2038/39: 0.010292; 10.1151 27 2039/40: 0.010191; 10.1151 28 2040/41: 0.01009; 10.1151 29 2041/42: 0.0099903; 10.1151 30 2042/43: 0.0098916; 10.1151 31 2043/44: 0.0097938; 10.1151 32 2044/45: 0.0096971
Freespan (20-55m)
| Cost of emergency mattressing - major | £m | 09/10 |  | 10.1151 1 2013/14: 0.0082848; 10.1151 2 2014/15: 0.0082848; 10.1151 3 2015/16: 0.0082848; 10.1151 4 2016/17: 0.0082848; 10.1151 5 2017/18: 0.0082848; 10.1151 6 2018/19: 0.0082848; 10.1151 7 2019/20: 0.0082848; 10.1151 8 2020/21: 0.0082848; 10.1151 9 2021/22: 0.0082029; 10.1151 10 2022/23: 0.0081219; 10.1151 11 2023/24: 0.0080416; 10.1151 12 2024/25: 0.0079622; 10.1151 13 2025/26: 0.0078835; 10.1151 14 2026/27: 0.0078056; 10.1151 15 2027/28: 0.0077285; 10.1151 16 2028/29: 0.0076521; 10.1151 17 2029/30: 0.0075765; 10.1151 18 2030/31: 0.0075017; 10.1151 19 2031/32: 0.0074276; 10.1151 20 2032/33: 0.0073542; 10.1151 21 2033/34: 0.0072815; 10.1151 22 2034/35: 0.0072096; 10.1151 23 2035/36: 0.0071384; 10.1151 24 2036/37: 0.0070678; 10.1151 25 2037/38: 0.006998; 10.1151 26 2038/39: 0.0069289; 10.1151 27 2039/40: 0.0068604; 10.1151 28 2040/41: 0.0067926; 10.1151 29 2041/42: 0.0067255; 10.1151 30 2042/43: 0.0066591; 10.1151 31 2043/44: 0.0065933; 10.1151 32 2044/45: 0.0065281
| Prompt constraint costs | £m | 09/10 |  | 10.1151 1 2013/14: 0.52015; 10.1151 2 2014/15: 0.52015; 10.1151 3 2015/16: 0.52015; 10.1151 4 2016/17: 0.52015; 10.1151 5 2017/18: 0.52015; 10.1151 6 2018/19: 0.52015; 10.1151 7 2019/20: 0.52015; 10.1151 8 2020/21: 0.52015; 10.1151 9 2021/22: 0.51501; 10.1151 10 2022/23: 0.50992; 10.1151 11 2023/24: 0.50489; 10.1151 12 2024/25: 0.4999; 10.1151 13 2025/26: 0.49496; 10.1151 14 2026/27: 0.49007; 10.1151 15 2027/28: 0.48523; 10.1151 16 2028/29: 0.48043; 10.1151 17 2029/30: 0.47569; 10.1151 18 2030/31: 0.47099; 10.1151 19 2031/32: 0.46633; 10.1151 20 2032/33: 0.46173; 10.1151 21 2033/34: 0.45716; 10.1151 22 2034/35: 0.45265; 10.1151 23 2035/36: 0.44818; 10.1151 24 2036/37: 0.44375; 10.1151 25 2037/38: 0.43936; 10.1151 26 2038/39: 0.43502; 10.1151 27 2039/40: 0.43072; 10.1151 28 2040/41: 0.42647; 10.1151 29 2041/42: 0.42225; 10.1151 30 2042/43: 0.41808; 10.1151 31 2043/44: 0.41395; 10.1151 32 2044/45: 0.40986
| Post-mod constraint costs - three months | £m | 09/10 |  | 10.1151 1 2013/14: 0; 10.1151 2 2014/15: 0; 10.1151 3 2015/16: 0; 10.1151 4 2016/17: 0; 10.1151 5 2017/18: 0; 10.1151 6 2018/19: 0; 10.1151 7 2019/20: 0; 10.1151 8 2020/21: 0; 10.1151 9 2021/22: 0; 10.1151 10 2022/23: 0; 10.1151 11 2023/24: 0; 10.1151 12 2024/25: 0; 10.1151 13 2025/26: 0; 10.1151 14 2026/27: 0; 10.1151 15 2027/28: 0; 10.1151 16 2028/29: 0; 10.1151 17 2029/30: 0; 10.1151 18 2030/31: 0; 10.1151 19 2031/32: 0; 10.1151 20 2032/33: 0; 10.1151 21 2033/34: 0; 10.1151 22 2034/35: 0; 10.1151 23 2035/36: 0; 10.1151 24 2036/37: 0; 10.1151 25 2037/38: 0; 10.1151 26 2038/39: 0; 10.1151 27 2039/40: 0; 10.1151 28 2040/41: 0; 10.1151 29 2041/42: 0; 10.1151 30 2042/43: 0; 10.1151 31 2043/44: 0; 10.1151 32 2044/45: 0
| Wholesale gas price impact (Before 2024) | £m | 09/10 |  | 10.1151 1 2013/14: 0.33125; 10.1151 2 2014/15: 0.33125; 10.1151 3 2015/16: 0.33125; 10.1151 4 2016/17: 0.33125; 10.1151 5 2017/18: 0.33125; 10.1151 6 2018/19: 0.33125; 10.1151 7 2019/20: 0.33125; 10.1151 8 2020/21: 0.33125; 10.1151 9 2021/22: 0.32797; 10.1151 10 2022/23: 0.32473; 10.1151 11 2023/24: 0.32152; 10.1151 12 2024/25: 0.31835
| Wholesale gas price impact (Beyond 2024) | £m | 09/10 |  | 10.1151 13 2025/26: 0.18135; 10.1151 14 2026/27: 0.17956; 10.1151 15 2027/28: 0.17779; 10.1151 16 2028/29: 0.17603; 10.1151 17 2029/30: 0.17429; 10.1151 18 2030/31: 0.17257; 10.1151 19 2031/32: 0.17086; 10.1151 20 2032/33: 0.16917; 10.1151 21 2033/34: 0.1675; 10.1151 22 2034/35: 0.16585; 10.1151 23 2035/36: 0.16421; 10.1151 24 2036/37: 0.16259; 10.1151 25 2037/38: 0.16098; 10.1151 26 2038/39: 0.15939; 10.1151 27 2039/40: 0.15782; 10.1151 28 2040/41: 0.15626; 10.1151 29 2041/42: 0.15471; 10.1151 30 2042/43: 0.15318; 10.1151 31 2043/44: 0.15167; 10.1151 32 2044/45: 0.15017
| VOLL | £m | 09/10 |  | 10.1151 1 2013/14: 0.0083759; 10.1151 2 2014/15: 0.0083759; 10.1151 3 2015/16: 0.0083759; 10.1151 4 2016/17: 0.0083759; 10.1151 5 2017/18: 0.0083759; 10.1151 6 2018/19: 0.0083759; 10.1151 7 2019/20: 0.0083759; 10.1151 8 2020/21: 0.0083759; 10.1151 9 2021/22: 0.0082932; 10.1151 10 2022/23: 0.0082112; 10.1151 11 2023/24: 0.0081301; 10.1151 12 2024/25: 0.0080498; 10.1151 13 2025/26: 0.0079702; 10.1151 14 2026/27: 0.0078915; 10.1151 15 2027/28: 0.0078135; 10.1151 16 2028/29: 0.0077363; 10.1151 17 2029/30: 0.0076599; 10.1151 18 2030/31: 0.0075842; 10.1151 19 2031/32: 0.0075093; 10.1151 20 2032/33: 0.0074351; 10.1151 21 2033/34: 0.0073616; 10.1151 22 2034/35: 0.0072889; 10.1151 23 2035/36: 0.0072169; 10.1151 24 2036/37: 0.0071456; 10.1151 25 2037/38: 0.007075; 10.1151 26 2038/39: 0.0070051; 10.1151 27 2039/40: 0.0069359; 10.1151 28 2040/41: 0.0068673; 10.1151 29 2041/42: 0.0067995; 10.1151 30 2042/43: 0.0067323; 10.1151 31 2043/44: 0.0066658; 10.1151 32 2044/45: 0.0065999
Freespan (>55m)
| Cost of building a replacement tunnel | £m | 09/10 |  | 10.1151 1 2013/14: 0.023928; 10.1151 2 2014/15: 0.023922; 10.1151 3 2015/16: 0.023917; 10.1151 4 2016/17: 0.023911; 10.1151 5 2017/18: 0.023906; 10.1151 6 2018/19: 0.0239; 10.1151 7 2019/20: 0.023895; 10.1151 8 2020/21: 0.023889; 10.1151 9 2021/22: 0.023884; 10.1151 10 2022/23: 0.023878; 10.1151 11 2023/24: 0.023873; 10.1151 12 2024/25: 0.023867; 10.1151 13 2025/26: 0.023862; 10.1151 14 2026/27: 0.023856; 10.1151 15 2027/28: 0.023851; 10.1151 16 2028/29: 0.023845; 10.1151 17 2029/30: 0.02384; 10.1151 18 2030/31: 0.023834; 10.1151 19 2031/32: 0.023829; 10.1151 20 2032/33: 0.023823; 10.1151 21 2033/34: 0.023818; 10.1151 22 2034/35: 0.023812; 10.1151 23 2035/36: 0.023807; 10.1151 24 2036/37: 0.023801; 10.1151 25 2037/38: 0.023796; 10.1151 26 2038/39: 0.02379; 10.1151 27 2039/40: 0.023785; 10.1151 28 2040/41: 0.02378; 10.1151 29 2041/42: 0.023774; 10.1151 30 2042/43: 0.023769; 10.1151 31 2043/44: 0.023763; 10.1151 32 2044/45: 0.023758
| Cost of emergency mattressing - major | £m | 09/10 |  | 10.1151 1 2013/14: 0.0016286; 10.1151 2 2014/15: 0.0016286; 10.1151 3 2015/16: 0.0016286; 10.1151 4 2016/17: 0.0016286; 10.1151 5 2017/18: 0.0016286; 10.1151 6 2018/19: 0.0016286; 10.1151 7 2019/20: 0.0016286; 10.1151 8 2020/21: 0.0016286; 10.1151 9 2021/22: 0.0016125; 10.1151 10 2022/23: 0.0015966; 10.1151 11 2023/24: 0.0015808; 10.1151 12 2024/25: 0.0015652; 10.1151 13 2025/26: 0.0015497; 10.1151 14 2026/27: 0.0015344; 10.1151 15 2027/28: 0.0015193; 10.1151 16 2028/29: 0.0015043; 10.1151 17 2029/30: 0.0014894; 10.1151 18 2030/31: 0.0014747; 10.1151 19 2031/32: 0.0014601; 10.1151 20 2032/33: 0.0014457; 10.1151 21 2033/34: 0.0014314; 10.1151 22 2034/35: 0.0014173; 10.1151 23 2035/36: 0.0014033; 10.1151 24 2036/37: 0.0013894; 10.1151 25 2037/38: 0.0013757; 10.1151 26 2038/39: 0.0013621; 10.1151 27 2039/40: 0.0013486; 10.1151 28 2040/41: 0.0013353; 10.1151 29 2041/42: 0.0013221; 10.1151 30 2042/43: 0.001309; 10.1151 31 2043/44: 0.0012961; 10.1151 32 2044/45: 0.0012833
| Prompt constraint costs - 16 months | £m | 09/10 |  | 10.1151 1 2013/14: 0.54534; 10.1151 2 2014/15: 0.54534; 10.1151 3 2015/16: 0.54534; 10.1151 4 2016/17: 0.54534; 10.1151 5 2017/18: 0.54534; 10.1151 6 2018/19: 0.54534; 10.1151 7 2019/20: 0.54534; 10.1151 8 2020/21: 0.54534; 10.1151 9 2021/22: 0.53996; 10.1151 10 2022/23: 0.53462; 10.1151 11 2023/24: 0.52934; 10.1151 12 2024/25: 0.52411; 10.1151 13 2025/26: 0.51893; 10.1151 14 2026/27: 0.5138; 10.1151 15 2027/28: 0.50873; 10.1151 16 2028/29: 0.5037; 10.1151 17 2029/30: 0.49873; 10.1151 18 2030/31: 0.4938; 10.1151 19 2031/32: 0.48892; 10.1151 20 2032/33: 0.48409; 10.1151 21 2033/34: 0.47931; 10.1151 22 2034/35: 0.47457; 10.1151 23 2035/36: 0.46988; 10.1151 24 2036/37: 0.46524; 10.1151 25 2037/38: 0.46064; 10.1151 26 2038/39: 0.45609; 10.1151 27 2039/40: 0.45159; 10.1151 28 2040/41: 0.44712; 10.1151 29 2041/42: 0.44271; 10.1151 30 2042/43: 0.43833; 10.1151 31 2043/44: 0.434; 10.1151 32 2044/45: 0.42971
| Post-mod constraint costs - 16 months | £m | 09/10 |  | 10.1151 1 2013/14: 0; 10.1151 2 2014/15: 0; 10.1151 3 2015/16: 0; 10.1151 4 2016/17: 0; 10.1151 5 2017/18: 0; 10.1151 6 2018/19: 0; 10.1151 7 2019/20: 0; 10.1151 8 2020/21: 0; 10.1151 9 2021/22: 0; 10.1151 10 2022/23: 0; 10.1151 11 2023/24: 0; 10.1151 12 2024/25: 0; 10.1151 13 2025/26: 0; 10.1151 14 2026/27: 0; 10.1151 15 2027/28: 0; 10.1151 16 2028/29: 0; 10.1151 17 2029/30: 0; 10.1151 18 2030/31: 0; 10.1151 19 2031/32: 0; 10.1151 20 2032/33: 0; 10.1151 21 2033/34: 0; 10.1151 22 2034/35: 0; 10.1151 23 2035/36: 0; 10.1151 24 2036/37: 0; 10.1151 25 2037/38: 0; 10.1151 26 2038/39: 0; 10.1151 27 2039/40: 0; 10.1151 28 2040/41: 0; 10.1151 29 2041/42: 0; 10.1151 30 2042/43: 0; 10.1151 31 2043/44: 0; 10.1151 32 2044/45: 0
Wholesale gas price impact for 16 months
| Wholesale gas price impact (Up to 2024) | £m | 09/10 |  | 10.1151 1 2013/14: 0.35838; 10.1151 2 2014/15: 0.35838; 10.1151 3 2015/16: 0.35838; 10.1151 4 2016/17: 0.35838; 10.1151 5 2017/18: 0.35838; 10.1151 6 2018/19: 0.35838; 10.1151 7 2019/20: 0.35838; 10.1151 8 2020/21: 0.35838; 10.1151 9 2021/22: 0.35484; 10.1151 10 2022/23: 0.35133; 10.1151 11 2023/24: 0.34786; 10.1151 12 2024/25: 0.34442
| Wholesale gas price impact (Beyond 2024) | £m | 09/10 |  | 10.1151 13 2025/26: 0.1746; 10.1151 14 2026/27: 0.17288; 10.1151 15 2027/28: 0.17117; 10.1151 16 2028/29: 0.16948; 10.1151 17 2029/30: 0.1678; 10.1151 18 2030/31: 0.16615; 10.1151 19 2031/32: 0.1645; 10.1151 20 2032/33: 0.16288; 10.1151 21 2033/34: 0.16127; 10.1151 22 2034/35: 0.15968; 10.1151 23 2035/36: 0.1581; 10.1151 24 2036/37: 0.15654; 10.1151 25 2037/38: 0.15499; 10.1151 26 2038/39: 0.15346; 10.1151 27 2039/40: 0.15194; 10.1151 28 2040/41: 0.15044; 10.1151 29 2041/42: 0.14895; 10.1151 30 2042/43: 0.14748; 10.1151 31 2043/44: 0.14603; 10.1151 32 2044/45: 0.14458
| VOLL | £m | 09/10 |  | 10.1151 1 2013/14: 0.0016465; 10.1151 2 2014/15: 0.0016465; 10.1151 3 2015/16: 0.0016465; 10.1151 4 2016/17: 0.0016465; 10.1151 5 2017/18: 0.0016465; 10.1151 6 2018/19: 0.0016465; 10.1151 7 2019/20: 0.0016465; 10.1151 8 2020/21: 0.0016465; 10.1151 9 2021/22: 0.0016303; 10.1151 10 2022/23: 0.0016142; 10.1151 11 2023/24: 0.0015982; 10.1151 12 2024/25: 0.0015824; 10.1151 13 2025/26: 0.0015668; 10.1151 14 2026/27: 0.0015513; 10.1151 15 2027/28: 0.001536; 10.1151 16 2028/29: 0.0015208; 10.1151 17 2029/30: 0.0015058; 10.1151 18 2030/31: 0.0014909; 10.1151 19 2031/32: 0.0014762; 10.1151 20 2032/33: 0.0014616; 10.1151 21 2033/34: 0.0014472; 10.1151 22 2034/35: 0.0014329; 10.1151 23 2035/36: 0.0014187; 10.1151 24 2036/37: 0.0014047; 10.1151 25 2037/38: 0.0013908; 10.1151 26 2038/39: 0.0013771; 10.1151 27 2039/40: 0.0013635; 10.1151 28 2040/41: 0.00135; 10.1151 29 2041/42: 0.0013367; 10.1151 30 2042/43: 0.0013234; 10.1151 31 2043/44: 0.0013104; 10.1151 32 2044/45: 0.0012974
Third party impact
| Probability adjusted cost associated with possible loss of life | £m | 09/10 |  | 10.1151 1 2013/14: 0.11536; 10.1151 2 2014/15: 0.11536; 10.1151 3 2015/16: 0.11536; 10.1151 4 2016/17: 0.11536; 10.1151 5 2017/18: 0.11536; 10.1151 6 2018/19: 0.11536; 10.1151 7 2019/20: 0.11536; 10.1151 8 2020/21: 0.11536; 10.1151 9 2021/22: 0.11422; 10.1151 10 2022/23: 0.11309; 10.1151 11 2023/24: 0.11198; 10.1151 12 2024/25: 0.11087; 10.1151 13 2025/26: 0.10977; 10.1151 14 2026/27: 0.10869; 10.1151 15 2027/28: 0.10762; 10.1151 16 2028/29: 0.10655; 10.1151 17 2029/30: 0.1055; 10.1151 18 2030/31: 0.10446; 10.1151 19 2031/32: 0.10343; 10.1151 20 2032/33: 0.1024; 10.1151 21 2033/34: 0.10139; 10.1151 22 2034/35: 0.10039; 10.1151 23 2035/36: 0.099398; 10.1151 24 2036/37: 0.098416; 10.1151 25 2037/38: 0.097444; 10.1151 26 2038/39: 0.096481; 10.1151 27 2039/40: 0.095528; 10.1151 28 2040/41: 0.094584; 10.1151 29 2041/42: 0.093649; 10.1151 30 2042/43: 0.092724; 10.1151 31 2043/44: 0.091808; 10.1151 32 2044/45: 0.090901
| Cost of intervention | £m | 09/10 |  | 10.1151 1 2013/14: 0.003161; 10.1151 2 2014/15: 0.003161; 10.1151 3 2015/16: 0.003161; 10.1151 4 2016/17: 0.003161; 10.1151 5 2017/18: 0.003161; 10.1151 6 2018/19: 0.003161; 10.1151 7 2019/20: 0.003161; 10.1151 8 2020/21: 0.003161; 10.1151 9 2021/22: 0.0031297; 10.1151 10 2022/23: 0.0030988; 10.1151 11 2023/24: 0.0030682; 10.1151 12 2024/25: 0.0030379; 10.1151 13 2025/26: 0.0030079; 10.1151 14 2026/27: 0.0029782; 10.1151 15 2027/28: 0.0029487; 10.1151 16 2028/29: 0.0029196; 10.1151 17 2029/30: 0.0028908; 10.1151 18 2030/31: 0.0028622; 10.1151 19 2031/32: 0.0028339; 10.1151 20 2032/33: 0.0028059; 10.1151 21 2033/34: 0.0027782; 10.1151 22 2034/35: 0.0027508; 10.1151 23 2035/36: 0.0027236; 10.1151 24 2036/37: 0.0026967; 10.1151 25 2037/38: 0.00267; 10.1151 26 2038/39: 0.0026436; 10.1151 27 2039/40: 0.0026175; 10.1151 28 2040/41: 0.0025917; 10.1151 29 2041/42: 0.0025661; 10.1151 30 2042/43: 0.0025407; 10.1151 31 2043/44: 0.0025156; 10.1151 32 2044/45: 0.0024907
| Prompt constraint costs | £m | 09/10 |  | 10.1151 1 2013/14: 0.74096; 10.1151 2 2014/15: 0.74096; 10.1151 3 2015/16: 0.74096; 10.1151 4 2016/17: 0.74096; 10.1151 5 2017/18: 0.74096; 10.1151 6 2018/19: 0.74096; 10.1151 7 2019/20: 0.74096; 10.1151 8 2020/21: 0.74096; 10.1151 9 2021/22: 0.73364; 10.1151 10 2022/23: 0.72639; 10.1151 11 2023/24: 0.71921; 10.1151 12 2024/25: 0.71211; 10.1151 13 2025/26: 0.70507; 10.1151 14 2026/27: 0.6981; 10.1151 15 2027/28: 0.69121; 10.1151 16 2028/29: 0.68438; 10.1151 17 2029/30: 0.67762; 10.1151 18 2030/31: 0.67092; 10.1151 19 2031/32: 0.66429; 10.1151 20 2032/33: 0.65773; 10.1151 21 2033/34: 0.65123; 10.1151 22 2034/35: 0.6448; 10.1151 23 2035/36: 0.63843; 10.1151 24 2036/37: 0.63212; 10.1151 25 2037/38: 0.62587; 10.1151 26 2038/39: 0.61969; 10.1151 27 2039/40: 0.61357; 10.1151 28 2040/41: 0.6075; 10.1151 29 2041/42: 0.6015; 10.1151 30 2042/43: 0.59556; 10.1151 31 2043/44: 0.58968; 10.1151 32 2044/45: 0.58385
| Post-mod constraint costs - 16 months | £m | 09/10 |  | 10.1151 1 2013/14: 0; 10.1151 2 2014/15: 0; 10.1151 3 2015/16: 0; 10.1151 4 2016/17: 0; 10.1151 5 2017/18: 0; 10.1151 6 2018/19: 0; 10.1151 7 2019/20: 0; 10.1151 8 2020/21: 0; 10.1151 9 2021/22: 0; 10.1151 10 2022/23: 0; 10.1151 11 2023/24: 0; 10.1151 12 2024/25: 0; 10.1151 13 2025/26: 0; 10.1151 14 2026/27: 0; 10.1151 15 2027/28: 0; 10.1151 16 2028/29: 0; 10.1151 17 2029/30: 0; 10.1151 18 2030/31: 0; 10.1151 19 2031/32: 0; 10.1151 20 2032/33: 0; 10.1151 21 2033/34: 0; 10.1151 22 2034/35: 0; 10.1151 23 2035/36: 0; 10.1151 24 2036/37: 0; 10.1151 25 2037/38: 0; 10.1151 26 2038/39: 0; 10.1151 27 2039/40: 0; 10.1151 28 2040/41: 0; 10.1151 29 2041/42: 0; 10.1151 30 2042/43: 0; 10.1151 31 2043/44: 0; 10.1151 32 2044/45: 0
| Wholesale gas price impact for 16 months | £m | 09/10
| Up to 2024 | £m | 09/10 |  | 10.1151 1 2013/14: 0.48693; 10.1151 2 2014/15: 0.48693; 10.1151 3 2015/16: 0.48693; 10.1151 4 2016/17: 0.48693; 10.1151 5 2017/18: 0.48693; 10.1151 6 2018/19: 0.48693; 10.1151 7 2019/20: 0.48693; 10.1151 8 2020/21: 0.48693; 10.1151 9 2021/22: 0.48212; 10.1151 10 2022/23: 0.47735; 10.1151 11 2023/24: 0.47264; 10.1151 12 2024/25: 0.46797
| Beyond 2024 | £m | 09/10 |  | 10.1151 13 2025/26: 0.23723; 10.1151 14 2026/27: 0.23489; 10.1151 15 2027/28: 0.23257; 10.1151 16 2028/29: 0.23027; 10.1151 17 2029/30: 0.22799; 10.1151 18 2030/31: 0.22574; 10.1151 19 2031/32: 0.22351; 10.1151 20 2032/33: 0.2213; 10.1151 21 2033/34: 0.21912; 10.1151 22 2034/35: 0.21695; 10.1151 23 2035/36: 0.21481; 10.1151 24 2036/37: 0.21269; 10.1151 25 2037/38: 0.21058; 10.1151 26 2038/39: 0.2085; 10.1151 27 2039/40: 0.20644; 10.1151 28 2040/41: 0.2044; 10.1151 29 2041/42: 0.20238; 10.1151 30 2042/43: 0.20038; 10.1151 31 2043/44: 0.19841; 10.1151 32 2044/45: 0.19644
| Shipping lane closure | £m | 09/10 |  | 10.1151 1 2013/14: 0.0021628; 10.1151 2 2014/15: 0.0021628; 10.1151 3 2015/16: 0.0021628; 10.1151 4 2016/17: 0.0021628; 10.1151 5 2017/18: 0.0021628; 10.1151 6 2018/19: 0.0021628; 10.1151 7 2019/20: 0.0021628; 10.1151 8 2020/21: 0.0021628; 10.1151 9 2021/22: 0.0021415; 10.1151 10 2022/23: 0.0021203; 10.1151 11 2023/24: 0.0020993; 10.1151 12 2024/25: 0.0020786; 10.1151 13 2025/26: 0.0020581; 10.1151 14 2026/27: 0.0020377; 10.1151 15 2027/28: 0.0020176; 10.1151 16 2028/29: 0.0019977; 10.1151 17 2029/30: 0.0019779; 10.1151 18 2030/31: 0.0019584; 10.1151 19 2031/32: 0.001939; 10.1151 20 2032/33: 0.0019199; 10.1151 21 2033/34: 0.0019009; 10.1151 22 2034/35: 0.0018821; 10.1151 23 2035/36: 0.0018635; 10.1151 24 2036/37: 0.0018451; 10.1151 25 2037/38: 0.0018269; 10.1151 26 2038/39: 0.0018088; 10.1151 27 2039/40: 0.001791; 10.1151 28 2040/41: 0.0017733; 10.1151 29 2041/42: 0.0017558; 10.1151 30 2042/43: 0.0017384; 10.1151 31 2043/44: 0.0017212; 10.1151 32 2044/45: 0.0017042
| Shipwreck clear up costs | £m | 09/10 |  | 10.1151 1 2013/14: 0.061322; 10.1151 2 2014/15: 0.061322; 10.1151 3 2015/16: 0.061322; 10.1151 4 2016/17: 0.061322; 10.1151 5 2017/18: 0.061322; 10.1151 6 2018/19: 0.061322; 10.1151 7 2019/20: 0.061322; 10.1151 8 2020/21: 0.061322; 10.1151 9 2021/22: 0.060716; 10.1151 10 2022/23: 0.060117; 10.1151 11 2023/24: 0.059523; 10.1151 12 2024/25: 0.058935; 10.1151 13 2025/26: 0.058352; 10.1151 14 2026/27: 0.057776; 10.1151 15 2027/28: 0.057205; 10.1151 16 2028/29: 0.05664; 10.1151 17 2029/30: 0.05608; 10.1151 18 2030/31: 0.055526; 10.1151 19 2031/32: 0.054977; 10.1151 20 2032/33: 0.054434; 10.1151 21 2033/34: 0.053896; 10.1151 22 2034/35: 0.053364; 10.1151 23 2035/36: 0.052837; 10.1151 24 2036/37: 0.052315; 10.1151 25 2037/38: 0.051798; 10.1151 26 2038/39: 0.051286; 10.1151 27 2039/40: 0.050779; 10.1151 28 2040/41: 0.050278; 10.1151 29 2041/42: 0.049781; 10.1151 30 2042/43: 0.049289; 10.1151 31 2043/44: 0.048802; 10.1151 32 2044/45: 0.04832
| VOLL | £m | 09/10 |  | 10.1151 1 2013/14: 0.0022372; 10.1151 2 2014/15: 0.0022372; 10.1151 3 2015/16: 0.0022372; 10.1151 4 2016/17: 0.0022372; 10.1151 5 2017/18: 0.0022372; 10.1151 6 2018/19: 0.0022372; 10.1151 7 2019/20: 0.0022372; 10.1151 8 2020/21: 0.0022372; 10.1151 9 2021/22: 0.0022151; 10.1151 10 2022/23: 0.0021932; 10.1151 11 2023/24: 0.0021715; 10.1151 12 2024/25: 0.00215; 10.1151 13 2025/26: 0.0021288; 10.1151 14 2026/27: 0.0021078; 10.1151 15 2027/28: 0.0020869; 10.1151 16 2028/29: 0.0020663; 10.1151 17 2029/30: 0.0020459; 10.1151 18 2030/31: 0.0020257; 10.1151 19 2031/32: 0.0020057; 10.1151 20 2032/33: 0.0019859; 10.1151 21 2033/34: 0.0019662; 10.1151 22 2034/35: 0.0019468; 10.1151 23 2035/36: 0.0019276; 10.1151 24 2036/37: 0.0019085; 10.1151 25 2037/38: 0.0018897; 10.1151 26 2038/39: 0.001871; 10.1151 27 2039/40: 0.0018525; 10.1151 28 2040/41: 0.0018342; 10.1151 29 2041/42: 0.0018161; 10.1151 30 2042/43: 0.0017982; 10.1151 31 2043/44: 0.0017804; 10.1151 32 2044/45: 0.0017628
| Total costs (excluding loss of life) | £m | 09/10 |  | 10.1151 1 2013/14: 4.5346; 10.1151 2 2014/15: 4.5249; 10.1151 3 2015/16: 4.5153; 10.1151 4 2016/17: 4.5058; 10.1151 5 2017/18: 4.4963; 10.1151 6 2018/19: 4.487; 10.1151 7 2019/20: 4.4778; 10.1151 8 2020/21: 4.4686; 10.1151 9 2021/22: 4.4255; 10.1151 10 2022/23: 4.3828; 10.1151 11 2023/24: 4.3406; 10.1151 12 2024/25: 4.2987; 10.1151 13 2025/26: 3.7309; 10.1151 14 2026/27: 3.695; 10.1151 15 2027/28: 3.6596; 10.1151 16 2028/29: 3.6244; 10.1151 17 2029/30: 3.5896; 10.1151 18 2030/31: 3.5552; 10.1151 19 2031/32: 3.5211; 10.1151 20 2032/33: 3.4873; 10.1151 21 2033/34: 3.4539; 10.1151 22 2034/35: 3.4208; 10.1151 23 2035/36: 3.388; 10.1151 24 2036/37: 3.3555; 10.1151 25 2037/38: 3.3233; 10.1151 26 2038/39: 3.2915; 10.1151 27 2039/40: 3.26; 10.1151 28 2040/41: 3.2288; 10.1151 29 2041/42: 3.1979; 10.1151 30 2042/43: 3.1673; 10.1151 31 2043/44: 3.137; 10.1151 32 2044/45: 3.107
| Cost of possible loss of life | £m | 09/10 |  | 10.1151 1 2013/14: 0.11536; 10.1151 2 2014/15: 0.11536; 10.1151 3 2015/16: 0.11536; 10.1151 4 2016/17: 0.11536; 10.1151 5 2017/18: 0.11536; 10.1151 6 2018/19: 0.11536; 10.1151 7 2019/20: 0.11536; 10.1151 8 2020/21: 0.11536; 10.1151 9 2021/22: 0.11422; 10.1151 10 2022/23: 0.11309; 10.1151 11 2023/24: 0.11198; 10.1151 12 2024/25: 0.11087; 10.1151 13 2025/26: 0.10977; 10.1151 14 2026/27: 0.10869; 10.1151 15 2027/28: 0.10762; 10.1151 16 2028/29: 0.10655; 10.1151 17 2029/30: 0.1055; 10.1151 18 2030/31: 0.10446; 10.1151 19 2031/32: 0.10343; 10.1151 20 2032/33: 0.1024; 10.1151 21 2033/34: 0.10139; 10.1151 22 2034/35: 0.10039; 10.1151 23 2035/36: 0.099398; 10.1151 24 2036/37: 0.098416; 10.1151 25 2037/38: 0.097444; 10.1151 26 2038/39: 0.096481; 10.1151 27 2039/40: 0.095528; 10.1151 28 2040/41: 0.094584; 10.1151 29 2041/42: 0.093649; 10.1151 30 2042/43: 0.092724; 10.1151 31 2043/44: 0.091808; 10.1151 32 2044/45: 0.090901
| Discount factor for other costs |  |  |  | 10.1151 1 2013/14: 0.96618; 10.1151 2 2014/15: 0.93351; 10.1151 3 2015/16: 0.90194; 10.1151 4 2016/17: 0.87144; 10.1151 5 2017/18: 0.84197; 10.1151 6 2018/19: 0.8135; 10.1151 7 2019/20: 0.78599; 10.1151 8 2020/21: 0.75941; 10.1151 9 2021/22: 0.73373; 10.1151 10 2022/23: 0.70892; 10.1151 11 2023/24: 0.68495; 10.1151 12 2024/25: 0.66178; 10.1151 13 2025/26: 0.6394; 10.1151 14 2026/27: 0.61778; 10.1151 15 2027/28: 0.59689; 10.1151 16 2028/29: 0.57671; 10.1151 17 2029/30: 0.5572; 10.1151 18 2030/31: 0.53836; 10.1151 19 2031/32: 0.52016; 10.1151 20 2032/33: 0.50257; 10.1151 21 2033/34: 0.48557; 10.1151 22 2034/35: 0.46915; 10.1151 23 2035/36: 0.45329; 10.1151 24 2036/37: 0.43796; 10.1151 25 2037/38: 0.42315; 10.1151 26 2038/39: 0.40884; 10.1151 27 2039/40: 0.39501; 10.1151 28 2040/41: 0.38165; 10.1151 29 2041/42: 0.36875; 10.1151 30 2042/43: 0.35628; 10.1151 31 2043/44: 0.39999; 10.1151 32 2044/45: 0.38834
| Discount factor for loss of life costs |  |  |  | 10.1151 1 2013/14: 0.98522; 10.1151 2 2014/15: 0.97066; 10.1151 3 2015/16: 0.95632; 10.1151 4 2016/17: 0.94218; 10.1151 5 2017/18: 0.92826; 10.1151 6 2018/19: 0.91454; 10.1151 7 2019/20: 0.90103; 10.1151 8 2020/21: 0.88771; 10.1151 9 2021/22: 0.87459; 10.1151 10 2022/23: 0.86167; 10.1151 11 2023/24: 0.84893; 10.1151 12 2024/25: 0.83639; 10.1151 13 2025/26: 0.82403; 10.1151 14 2026/27: 0.81185; 10.1151 15 2027/28: 0.79985; 10.1151 16 2028/29: 0.78803; 10.1151 17 2029/30: 0.77639; 10.1151 18 2030/31: 0.76491; 10.1151 19 2031/32: 0.75361; 10.1151 20 2032/33: 0.74247; 10.1151 21 2033/34: 0.7315; 10.1151 22 2034/35: 0.72069; 10.1151 23 2035/36: 0.71004; 10.1151 24 2036/37: 0.69954; 10.1151 25 2037/38: 0.68921; 10.1151 26 2038/39: 0.67902; 10.1151 27 2039/40: 0.66899; 10.1151 28 2040/41: 0.6591; 10.1151 29 2041/42: 0.64936; 10.1151 30 2042/43: 0.63976; 10.1151 31 2043/44: 0.6721; 10.1151 32 2044/45: 0.66354
| Discounted costs (excluding loss of life) | £m | 09/10 |  | 10.1151 1 2013/14: 4.3812; 10.1151 2 2014/15: 4.224; 10.1151 3 2015/16: 4.0725; 10.1151 4 2016/17: 3.9265; 10.1151 5 2017/18: 3.7858; 10.1151 6 2018/19: 3.6502; 10.1151 7 2019/20: 3.5195; 10.1151 8 2020/21: 3.3935; 10.1151 9 2021/22: 3.2471; 10.1151 10 2022/23: 3.1071; 10.1151 11 2023/24: 2.973; 10.1151 12 2024/25: 2.8448; 10.1151 13 2025/26: 2.3855; 10.1151 14 2026/27: 2.2827; 10.1151 15 2027/28: 2.1844; 10.1151 16 2028/29: 2.0902; 10.1151 17 2029/30: 2.0002; 10.1151 18 2030/31: 1.914; 10.1151 19 2031/32: 1.8315; 10.1151 20 2032/33: 1.7526; 10.1151 21 2033/34: 1.6771; 10.1151 22 2034/35: 1.6048; 10.1151 23 2035/36: 1.5357; 10.1151 24 2036/37: 1.4696; 10.1151 25 2037/38: 1.4063; 10.1151 26 2038/39: 1.3457; 10.1151 27 2039/40: 1.2877; 10.1151 28 2040/41: 1.2323; 10.1151 29 2041/42: 1.1792; 10.1151 30 2042/43: 1.1284; 10.1151 31 2043/44: 1.2548; 10.1151 32 2044/45: 1.2066
| Discounted cost of loss of life | £m | 09/10 |  | 10.1151 1 2013/14: 0.11366; 10.1151 2 2014/15: 0.11198; 10.1151 3 2015/16: 0.11032; 10.1151 4 2016/17: 0.10869; 10.1151 5 2017/18: 0.10709; 10.1151 6 2018/19: 0.1055; 10.1151 7 2019/20: 0.10394; 10.1151 8 2020/21: 0.10241; 10.1151 9 2021/22: 0.099897; 10.1151 10 2022/23: 0.097449; 10.1151 11 2023/24: 0.09506; 10.1151 12 2024/25: 0.09273; 10.1151 13 2025/26: 0.090457; 10.1151 14 2026/27: 0.088239; 10.1151 15 2027/28: 0.086076; 10.1151 16 2028/29: 0.083967; 10.1151 17 2029/30: 0.081908; 10.1151 18 2030/31: 0.079901; 10.1151 19 2031/32: 0.077942; 10.1151 20 2032/33: 0.076031; 10.1151 21 2033/34: 0.074168; 10.1151 22 2034/35: 0.07235; 10.1151 23 2035/36: 0.070576; 10.1151 24 2036/37: 0.068846; 10.1151 25 2037/38: 0.067159; 10.1151 26 2038/39: 0.065512; 10.1151 27 2039/40: 0.063907; 10.1151 28 2040/41: 0.06234; 10.1151 29 2041/42: 0.060812; 10.1151 30 2042/43: 0.059321; 10.1151 31 2043/44: 0.061704; 10.1151 32 2044/45: 0.060317
| Total discounted cost | £m | 09/10 |  | 10.1151 1 2013/14: 4.4949; 10.1151 2 2014/15: 4.336; 10.1151 3 2015/16: 4.1828; 10.1151 4 2016/17: 4.0352; 10.1151 5 2017/18: 3.8929; 10.1151 6 2018/19: 3.7557; 10.1151 7 2019/20: 3.6234; 10.1151 8 2020/21: 3.4959; 10.1151 9 2021/22: 3.347; 10.1151 10 2022/23: 3.2045; 10.1151 11 2023/24: 3.0681; 10.1151 12 2024/25: 2.9375; 10.1151 13 2025/26: 2.476; 10.1151 14 2026/27: 2.371; 10.1151 15 2027/28: 2.2704; 10.1151 16 2028/29: 2.1742; 10.1151 17 2029/30: 2.0821; 10.1151 18 2030/31: 1.9939; 10.1151 19 2031/32: 1.9095; 10.1151 20 2032/33: 1.8286; 10.1151 21 2033/34: 1.7513; 10.1151 22 2034/35: 1.6772; 10.1151 23 2035/36: 1.6063; 10.1151 24 2036/37: 1.5384; 10.1151 25 2037/38: 1.4734; 10.1151 26 2038/39: 1.4112; 10.1151 27 2039/40: 1.3516; 10.1151 28 2040/41: 1.2946; 10.1151 29 2041/42: 1.24; 10.1151 30 2042/43: 1.1878; 10.1151 31 2043/44: 1.3165; 10.1151 32 2044/45: 1.2669
| Cumulative discounted costs (excluding loss of life) | £m | 09/10 |  | 10.1151 1 2013/14: 4.3812; 10.1151 2 2014/15: 8.6052; 10.1151 3 2015/16: 12.6777; 10.1151 4 2016/17: 16.6042; 10.1151 5 2017/18: 20.39; 10.1151 6 2018/19: 24.0402; 10.1151 7 2019/20: 27.5597; 10.1151 8 2020/21: 30.9533; 10.1151 9 2021/22: 34.2004; 10.1151 10 2022/23: 37.3075; 10.1151 11 2023/24: 40.2805; 10.1151 12 2024/25: 43.1253; 10.1151 13 2025/26: 45.5109; 10.1151 14 2026/27: 47.7936; 10.1151 15 2027/28: 49.978; 10.1151 16 2028/29: 52.0682; 10.1151 17 2029/30: 54.0683; 10.1151 18 2030/31: 55.9823; 10.1151 19 2031/32: 57.8138; 10.1151 20 2032/33: 59.5664; 10.1151 21 2033/34: 61.2435; 10.1151 22 2034/35: 62.8484; 10.1151 23 2035/36: 64.3841; 10.1151 24 2036/37: 65.8537; 10.1151 25 2037/38: 67.2599; 10.1151 26 2038/39: 68.6056; 10.1151 27 2039/40: 69.8934; 10.1151 28 2040/41: 71.1256; 10.1151 29 2041/42: 72.3048; 10.1151 30 2042/43: 73.4333; 10.1151 31 2043/44: 74.688; 10.1151 32 2044/45: 75.8946
| Cumulative discounted cost of loss of life | £m | 09/10 |  | 10.1151 1 2013/14: 0.11366; 10.1151 2 2014/15: 0.22563; 10.1151 3 2015/16: 0.33596; 10.1151 4 2016/17: 0.44465; 10.1151 5 2017/18: 0.55173; 10.1151 6 2018/19: 0.65724; 10.1151 7 2019/20: 0.76118; 10.1151 8 2020/21: 0.86359; 10.1151 9 2021/22: 0.96348; 10.1151 10 2022/23: 1.0609; 10.1151 11 2023/24: 1.156; 10.1151 12 2024/25: 1.2487; 10.1151 13 2025/26: 1.3392; 10.1151 14 2026/27: 1.4274; 10.1151 15 2027/28: 1.5135; 10.1151 16 2028/29: 1.5975; 10.1151 17 2029/30: 1.6794; 10.1151 18 2030/31: 1.7593; 10.1151 19 2031/32: 1.8372; 10.1151 20 2032/33: 1.9132; 10.1151 21 2033/34: 1.9874; 10.1151 22 2034/35: 2.0598; 10.1151 23 2035/36: 2.1303; 10.1151 24 2036/37: 2.1992; 10.1151 25 2037/38: 2.2663; 10.1151 26 2038/39: 2.3319; 10.1151 27 2039/40: 2.3958; 10.1151 28 2040/41: 2.4581; 10.1151 29 2041/42: 2.5189; 10.1151 30 2042/43: 2.5782; 10.1151 31 2043/44: 2.6399; 10.1151 32 2044/45: 2.7003
| Cumulative total discounted cost | £m | 09/10 |  | 10.1151 1 2013/14: 4.4949; 10.1151 2 2014/15: 8.8309; 10.1151 3 2015/16: 13.0137; 10.1151 4 2016/17: 17.0489; 10.1151 5 2017/18: 20.9418; 10.1151 6 2018/19: 24.6975; 10.1151 7 2019/20: 28.3209; 10.1151 8 2020/21: 31.8168; 10.1151 9 2021/22: 35.1639; 10.1151 10 2022/23: 38.3684; 10.1151 11 2023/24: 41.4365; 10.1151 12 2024/25: 44.3741; 10.1151 13 2025/26: 46.85; 10.1151 14 2026/27: 49.221; 10.1151 15 2027/28: 51.4915; 10.1151 16 2028/29: 53.6656; 10.1151 17 2029/30: 55.7477; 10.1151 18 2030/31: 57.7416; 10.1151 19 2031/32: 59.651; 10.1151 20 2032/33: 61.4797; 10.1151 21 2033/34: 63.2309; 10.1151 22 2034/35: 64.9081; 10.1151 23 2035/36: 66.5144; 10.1151 24 2036/37: 68.0528; 10.1151 25 2037/38: 69.5263; 10.1151 26 2038/39: 70.9375; 10.1151 27 2039/40: 72.2891; 10.1151 28 2040/41: 73.5837; 10.1151 29 2041/42: 74.8238; 10.1151 30 2042/43: 76.0115; 10.1151 31 2043/44: 77.328; 10.1151 32 2044/45: 78.5949
3 | Option: Mitigate with tunnel replacement in 2044
| Revenue impact of tunnel commissioned in 2045/46 | £m | 09/10 | See footnote 5 | 10.1151 25 2037/38: 0.0049343; 10.1151 26 2038/39: 0.26889; 10.1151 27 2039/40: 0.29627; 10.1151 28 2040/41: 1.9462; 10.1151 29 2041/42: 4.0029; 10.1151 30 2042/43: 5.8124; 10.1151 31 2043/44: 4.3777; 10.1151 32 2044/45: 4.1515; 10.1151 33 2045/46: 4.4365; 10.1151 34 2046/47: 4.4693; 10.1151 35 2047/48: 4.4906; 10.1151 36 2048/49: 4.5016; 10.1151 37 2049/50: 4.5035; 10.1151 38 2050/51: 4.4972; 10.1151 39 2051/52: 4.4837; 10.1151 40 2052/53: 4.4637; 10.1151 41 2053/54: 4.4379; 10.1151 42 2054/55: 4.407; 10.1151 43 2055/56: 4.3715; 10.1151 44 2056/57: 4.3319; 10.1151 45 2057/58: 4.2887; 10.1151 46 2058/59: 4.2422; 10.1151 47 2059/60: 4.1928; 10.1151 48 2060/61: 4.1408; 10.1151 49 2061/62: 4.0866; 10.1151 50 2062/63: 4.0303; 10.1151 51 2063/64: 3.9721; 10.1151 52 2064/65: 3.9123; 10.1151 53 2065/66: 3.8511; 10.1151 54 2066/67: 3.7886; 10.1151 55 2067/68: 3.7249; 10.1151 56 2068/69: 3.6602; 10.1151 57 2069/70: 3.5946; 10.1151 58 2070/71: 3.5281; 10.1151 59 2071/72: 3.4609; 10.1151 60 2072/73: 3.3931
| Operational costs untill 2044/45 | £m | 09/10 |  | 10.1151 1 2013/14: 0.29951; 10.1151 2 2014/15: 0.29951; 10.1151 3 2015/16: 0.29951; 10.1151 4 2016/17: 0.29951; 10.1151 5 2017/18: 0.29951; 10.1151 6 2018/19: 0.29951; 10.1151 7 2019/20: 0.29951; 10.1151 8 2020/21: 0.29951; 10.1151 9 2021/22: 0.29714; 10.1151 10 2022/23: 0.2948; 10.1151 11 2023/24: 0.29247; 10.1151 12 2024/25: 0.29017; 10.1151 13 2025/26: 0.2879; 10.1151 14 2026/27: 0.28564; 10.1151 15 2027/28: 0.28341; 10.1151 16 2028/29: 0.2812; 10.1151 17 2029/30: 0.27901; 10.1151 18 2030/31: 0.27685; 10.1151 19 2031/32: 0.2747; 10.1151 20 2032/33: 0.27258; 10.1151 21 2033/34: 0.27048; 10.1151 22 2034/35: 0.26839; 10.1151 23 2035/36: 0.26633; 10.1151 24 2036/37: 0.26429; 10.1151 25 2037/38: 0.26227; 10.1151 26 2038/39: 0.26027; 10.1151 27 2039/40: 0.25829; 10.1151 28 2040/41: 0.25633; 10.1151 29 2041/42: 0.25438; 10.1151 30 2042/43: 0.25246; 10.1151 31 2043/44: 0.25056; 10.1151 32 2044/45: 0.24867
| Operational costs for tunnel commissioned in 2045/46 |  |  |  | 10.1151 33 2045/46: 0.059745; 10.1151 34 2046/47: 0.059745; 10.1151 35 2047/48: 0.059745; 10.1151 36 2048/49: 0.059745; 10.1151 37 2049/50: 0.059745; 10.1151 38 2050/51: 0.059745; 10.1151 39 2051/52: 0.059745; 10.1151 40 2052/53: 0.059745; 10.1151 41 2053/54: 0.059745; 10.1151 42 2054/55: 0.059745; 10.1151 43 2055/56: 0.059745; 10.1151 44 2056/57: 0.059745; 10.1151 45 2057/58: 0.059745; 10.1151 46 2058/59: 0.059745; 10.1151 47 2059/60: 0.059745; 10.1151 48 2060/61: 0.059745; 10.1151 49 2061/62: 0.059745; 10.1151 50 2062/63: 0.059745; 10.1151 51 2063/64: 0.059745; 10.1151 52 2064/65: 0.059745; 10.1151 53 2065/66: 0.059745; 10.1151 54 2066/67: 0.059745; 10.1151 55 2067/68: 0.059745; 10.1151 56 2068/69: 0.059745; 10.1151 57 2069/70: 0.059745; 10.1151 58 2070/71: 0.059745; 10.1151 59 2071/72: 0.059745; 10.1151 60 2072/73: 0.059745
| Loss of lease | £m | 09/10 |  | 10.1151 1 2013/14: 1.0039; 10.1151 2 2014/15: 0.99423; 10.1151 3 2015/16: 0.98464; 10.1151 4 2016/17: 0.97514; 10.1151 5 2017/18: 0.96573; 10.1151 6 2018/19: 0.95641; 10.1151 7 2019/20: 0.94718; 10.1151 8 2020/21: 0.93804; 10.1151 9 2021/22: 0.92899; 10.1151 10 2022/23: 0.92002; 10.1151 11 2023/24: 0.91114; 10.1151 12 2024/25: 0.90235; 10.1151 13 2025/26: 0.89364; 10.1151 14 2026/27: 0.88502; 10.1151 15 2027/28: 0.87648; 10.1151 16 2028/29: 0.86802; 10.1151 17 2029/30: 0.85965; 10.1151 18 2030/31: 0.85135; 10.1151 19 2031/32: 0.84313; 10.1151 20 2032/33: 0.835; 10.1151 21 2033/34: 0.82694; 10.1151 22 2034/35: 0.81896; 10.1151 23 2035/36: 0.81106; 10.1151 24 2036/37: 0.80323; 10.1151 25 2037/38: 0.79548; 10.1151 26 2038/39: 0.7878; 10.1151 27 2039/40: 0.7802; 10.1151 28 2040/41: 0.77267; 10.1151 29 2041/42: 0.76522; 10.1151 30 2042/43: 0.75783; 10.1151 31 2043/44: 0.75052; 10.1151 32 2044/45: 0.74328
| Mattressing cost | £m | 09/10 |  | 10.1151 1 2013/14: 0.12306; 10.1151 2 2014/15: 0.12306; 10.1151 3 2015/16: 0.12306; 10.1151 4 2016/17: 0.12306; 10.1151 5 2017/18: 0.12306; 10.1151 6 2018/19: 0.12306; 10.1151 7 2019/20: 0.12306; 10.1151 8 2020/21: 0.12306; 10.1151 9 2021/22: 0.12185; 10.1151 10 2022/23: 0.12064; 10.1151 11 2023/24: 0.11945; 10.1151 12 2024/25: 0.11827; 10.1151 13 2025/26: 0.1171; 10.1151 14 2026/27: 0.11595; 10.1151 15 2027/28: 0.1148; 10.1151 16 2028/29: 0.11367; 10.1151 17 2029/30: 0.11254; 10.1151 18 2030/31: 0.11143; 10.1151 19 2031/32: 0.11033; 10.1151 20 2032/33: 0.10924; 10.1151 21 2033/34: 0.10816; 10.1151 22 2034/35: 0.10709; 10.1151 23 2035/36: 0.10604; 10.1151 24 2036/37: 0.10499; 10.1151 25 2037/38: 0.10395; 10.1151 26 2038/39: 0.10292; 10.1151 27 2039/40: 0.10191; 10.1151 28 2040/41: 0.1009; 10.1151 29 2041/42: 0.099903; 10.1151 30 2042/43: 0.098916; 10.1151 31 2043/44: 0.097938; 10.1151 32 2044/45: 0.096971
Freespan (<20m)
| Emergency mattressing following freespan | £m | 09/10 |  | 10.1151 1 2013/14: 0.012306; 10.1151 2 2014/15: 0.012306; 10.1151 3 2015/16: 0.012306; 10.1151 4 2016/17: 0.012306; 10.1151 5 2017/18: 0.012306; 10.1151 6 2018/19: 0.012306; 10.1151 7 2019/20: 0.012306; 10.1151 8 2020/21: 0.012306; 10.1151 9 2021/22: 0.012185; 10.1151 10 2022/23: 0.012064; 10.1151 11 2023/24: 0.011945; 10.1151 12 2024/25: 0.011827; 10.1151 13 2025/26: 0.01171; 10.1151 14 2026/27: 0.011595; 10.1151 15 2027/28: 0.01148; 10.1151 16 2028/29: 0.011367; 10.1151 17 2029/30: 0.011254; 10.1151 18 2030/31: 0.011143; 10.1151 19 2031/32: 0.011033; 10.1151 20 2032/33: 0.010924; 10.1151 21 2033/34: 0.010816; 10.1151 22 2034/35: 0.010709; 10.1151 23 2035/36: 0.010604; 10.1151 24 2036/37: 0.010499; 10.1151 25 2037/38: 0.010395; 10.1151 26 2038/39: 0.010292; 10.1151 27 2039/40: 0.010191; 10.1151 28 2040/41: 0.01009; 10.1151 29 2041/42: 0.0099903; 10.1151 30 2042/43: 0.0098916; 10.1151 31 2043/44: 0.0097938; 10.1151 32 2044/45: 0.0096971
Freespan (20-55m)
| Cost of emergency mattressing - major | £m | 09/10 |  | 10.1151 1 2013/14: 0.0082848; 10.1151 2 2014/15: 0.0082848; 10.1151 3 2015/16: 0.0082848; 10.1151 4 2016/17: 0.0082848; 10.1151 5 2017/18: 0.0082848; 10.1151 6 2018/19: 0.0082848; 10.1151 7 2019/20: 0.0082848; 10.1151 8 2020/21: 0.0082848; 10.1151 9 2021/22: 0.0082029; 10.1151 10 2022/23: 0.0081219; 10.1151 11 2023/24: 0.0080416; 10.1151 12 2024/25: 0.0079622; 10.1151 13 2025/26: 0.0078835; 10.1151 14 2026/27: 0.0078056; 10.1151 15 2027/28: 0.0077285; 10.1151 16 2028/29: 0.0076521; 10.1151 17 2029/30: 0.0075765; 10.1151 18 2030/31: 0.0075017; 10.1151 19 2031/32: 0.0074276; 10.1151 20 2032/33: 0.0073542; 10.1151 21 2033/34: 0.0072815; 10.1151 22 2034/35: 0.0072096; 10.1151 23 2035/36: 0.0071384; 10.1151 24 2036/37: 0.0070678; 10.1151 25 2037/38: 0.006998; 10.1151 26 2038/39: 0.0069289; 10.1151 27 2039/40: 0.0068604; 10.1151 28 2040/41: 0.0067926; 10.1151 29 2041/42: 0.0067255; 10.1151 30 2042/43: 0.0066591; 10.1151 31 2043/44: 0.0065933; 10.1151 32 2044/45: 0.0065281
| Prompt constraint costs | £m | 09/10 |  | 10.1151 1 2013/14: 0.52015; 10.1151 2 2014/15: 0.52015; 10.1151 3 2015/16: 0.52015; 10.1151 4 2016/17: 0.52015; 10.1151 5 2017/18: 0.52015; 10.1151 6 2018/19: 0.52015; 10.1151 7 2019/20: 0.52015; 10.1151 8 2020/21: 0.52015; 10.1151 9 2021/22: 0.51501; 10.1151 10 2022/23: 0.50992; 10.1151 11 2023/24: 0.50489; 10.1151 12 2024/25: 0.4999; 10.1151 13 2025/26: 0.49496; 10.1151 14 2026/27: 0.49007; 10.1151 15 2027/28: 0.48523; 10.1151 16 2028/29: 0.48043; 10.1151 17 2029/30: 0.47569; 10.1151 18 2030/31: 0.47099; 10.1151 19 2031/32: 0.46633; 10.1151 20 2032/33: 0.46173; 10.1151 21 2033/34: 0.45716; 10.1151 22 2034/35: 0.45265; 10.1151 23 2035/36: 0.44818; 10.1151 24 2036/37: 0.44375; 10.1151 25 2037/38: 0.43936; 10.1151 26 2038/39: 0.43502; 10.1151 27 2039/40: 0.43072; 10.1151 28 2040/41: 0.42647; 10.1151 29 2041/42: 0.42225; 10.1151 30 2042/43: 0.41808; 10.1151 31 2043/44: 0.41395; 10.1151 32 2044/45: 0.40986
| Post-mod constraint costs - three months | £m | 09/10 |  | 10.1151 1 2013/14: 0; 10.1151 2 2014/15: 0; 10.1151 3 2015/16: 0; 10.1151 4 2016/17: 0; 10.1151 5 2017/18: 0; 10.1151 6 2018/19: 0; 10.1151 7 2019/20: 0; 10.1151 8 2020/21: 0; 10.1151 9 2021/22: 0; 10.1151 10 2022/23: 0; 10.1151 11 2023/24: 0; 10.1151 12 2024/25: 0; 10.1151 13 2025/26: 0; 10.1151 14 2026/27: 0; 10.1151 15 2027/28: 0; 10.1151 16 2028/29: 0; 10.1151 17 2029/30: 0; 10.1151 18 2030/31: 0; 10.1151 19 2031/32: 0; 10.1151 20 2032/33: 0; 10.1151 21 2033/34: 0; 10.1151 22 2034/35: 0; 10.1151 23 2035/36: 0; 10.1151 24 2036/37: 0; 10.1151 25 2037/38: 0; 10.1151 26 2038/39: 0; 10.1151 27 2039/40: 0; 10.1151 28 2040/41: 0; 10.1151 29 2041/42: 0; 10.1151 30 2042/43: 0; 10.1151 31 2043/44: 0; 10.1151 32 2044/45: 0
| Wholesale gas price impact for 16 months (up to 2024) | £m | 09/10 |  | 10.1151 1 2013/14: 0.33125; 10.1151 2 2014/15: 0.33125; 10.1151 3 2015/16: 0.33125; 10.1151 4 2016/17: 0.33125; 10.1151 5 2017/18: 0.33125; 10.1151 6 2018/19: 0.33125; 10.1151 7 2019/20: 0.33125; 10.1151 8 2020/21: 0.33125; 10.1151 9 2021/22: 0.32797; 10.1151 10 2022/23: 0.32473; 10.1151 11 2023/24: 0.32152; 10.1151 12 2024/25: 0.31835
| Wholesale gas price impact for 16 months (beyond 2024) | £m | 09/10 |  | 10.1151 13 2025/26: 0.18135; 10.1151 14 2026/27: 0.17956; 10.1151 15 2027/28: 0.17779; 10.1151 16 2028/29: 0.17603; 10.1151 17 2029/30: 0.17429; 10.1151 18 2030/31: 0.17257; 10.1151 19 2031/32: 0.17086; 10.1151 20 2032/33: 0.16917; 10.1151 21 2033/34: 0.1675; 10.1151 22 2034/35: 0.16585; 10.1151 23 2035/36: 0.16421; 10.1151 24 2036/37: 0.16259; 10.1151 25 2037/38: 0.16098; 10.1151 26 2038/39: 0.15939; 10.1151 27 2039/40: 0.15782; 10.1151 28 2040/41: 0.15626; 10.1151 29 2041/42: 0.15471; 10.1151 30 2042/43: 0.15318; 10.1151 31 2043/44: 0.15167; 10.1151 32 2044/45: 0.15017
| VOLL | £m | 09/10 |  | 10.1151 1 2013/14: 0.0083759; 10.1151 2 2014/15: 0.0083759; 10.1151 3 2015/16: 0.0083759; 10.1151 4 2016/17: 0.0083759; 10.1151 5 2017/18: 0.0083759; 10.1151 6 2018/19: 0.0083759; 10.1151 7 2019/20: 0.0083759; 10.1151 8 2020/21: 0.0083759; 10.1151 9 2021/22: 0.0082932; 10.1151 10 2022/23: 0.0082112; 10.1151 11 2023/24: 0.0081301; 10.1151 12 2024/25: 0.0080498; 10.1151 13 2025/26: 0.0079702; 10.1151 14 2026/27: 0.0078915; 10.1151 15 2027/28: 0.0078135; 10.1151 16 2028/29: 0.0077363; 10.1151 17 2029/30: 0.0076599; 10.1151 18 2030/31: 0.0075842; 10.1151 19 2031/32: 0.0075093; 10.1151 20 2032/33: 0.0074351; 10.1151 21 2033/34: 0.0073616; 10.1151 22 2034/35: 0.0072889; 10.1151 23 2035/36: 0.0072169; 10.1151 24 2036/37: 0.0071456; 10.1151 25 2037/38: 0.007075; 10.1151 26 2038/39: 0.0070051; 10.1151 27 2039/40: 0.0069359; 10.1151 28 2040/41: 0.0068673; 10.1151 29 2041/42: 0.0067995; 10.1151 30 2042/43: 0.0067323; 10.1151 31 2043/44: 0.0066658; 10.1151 32 2044/45: 0.0065999
Freespan (>55m)
| Cost of building a replacement tunnel | £m | 09/10 |  | 10.1151 1 2013/14: 0.023928; 10.1151 2 2014/15: 0.023922; 10.1151 3 2015/16: 0.023917; 10.1151 4 2016/17: 0.023911; 10.1151 5 2017/18: 0.023906; 10.1151 6 2018/19: 0.0239; 10.1151 7 2019/20: 0.023895; 10.1151 8 2020/21: 0.023889; 10.1151 9 2021/22: 0.023884; 10.1151 10 2022/23: 0.023878; 10.1151 11 2023/24: 0.023873; 10.1151 12 2024/25: 0.023867; 10.1151 13 2025/26: 0.023862; 10.1151 14 2026/27: 0.023856; 10.1151 15 2027/28: 0.023851; 10.1151 16 2028/29: 0.023845; 10.1151 17 2029/30: 0.02384; 10.1151 18 2030/31: 0.023834; 10.1151 19 2031/32: 0.023829; 10.1151 20 2032/33: 0.023823; 10.1151 21 2033/34: 0.023818; 10.1151 22 2034/35: 0.023812; 10.1151 23 2035/36: 0.023807; 10.1151 24 2036/37: 0.023801; 10.1151 25 2037/38: 0.023796; 10.1151 26 2038/39: 0.02379; 10.1151 27 2039/40: 0.023785; 10.1151 28 2040/41: 0.02378; 10.1151 29 2041/42: 0.023774; 10.1151 30 2042/43: 0.023769; 10.1151 31 2043/44: 0.023763; 10.1151 32 2044/45: 0.023758
| Cost of emergency mattressing - major | £m | 09/10 |  | 10.1151 1 2013/14: 0.0016286; 10.1151 2 2014/15: 0.0016286; 10.1151 3 2015/16: 0.0016286; 10.1151 4 2016/17: 0.0016286; 10.1151 5 2017/18: 0.0016286; 10.1151 6 2018/19: 0.0016286; 10.1151 7 2019/20: 0.0016286; 10.1151 8 2020/21: 0.0016286; 10.1151 9 2021/22: 0.0016125; 10.1151 10 2022/23: 0.0015966; 10.1151 11 2023/24: 0.0015808; 10.1151 12 2024/25: 0.0015652; 10.1151 13 2025/26: 0.0015497; 10.1151 14 2026/27: 0.0015344; 10.1151 15 2027/28: 0.0015193; 10.1151 16 2028/29: 0.0015043; 10.1151 17 2029/30: 0.0014894; 10.1151 18 2030/31: 0.0014747; 10.1151 19 2031/32: 0.0014601; 10.1151 20 2032/33: 0.0014457; 10.1151 21 2033/34: 0.0014314; 10.1151 22 2034/35: 0.0014173; 10.1151 23 2035/36: 0.0014033; 10.1151 24 2036/37: 0.0013894; 10.1151 25 2037/38: 0.0013757; 10.1151 26 2038/39: 0.0013621; 10.1151 27 2039/40: 0.0013486; 10.1151 28 2040/41: 0.0013353; 10.1151 29 2041/42: 0.0013221; 10.1151 30 2042/43: 0.001309; 10.1151 31 2043/44: 0.0012961; 10.1151 32 2044/45: 0.0012833
| Prompt constraint costs | £m | 09/10 |  | 10.1151 1 2013/14: 0.54534; 10.1151 2 2014/15: 0.54534; 10.1151 3 2015/16: 0.54534; 10.1151 4 2016/17: 0.54534; 10.1151 5 2017/18: 0.54534; 10.1151 6 2018/19: 0.54534; 10.1151 7 2019/20: 0.54534; 10.1151 8 2020/21: 0.54534; 10.1151 9 2021/22: 0.53996; 10.1151 10 2022/23: 0.53462; 10.1151 11 2023/24: 0.52934; 10.1151 12 2024/25: 0.52411; 10.1151 13 2025/26: 0.51893; 10.1151 14 2026/27: 0.5138; 10.1151 15 2027/28: 0.50873; 10.1151 16 2028/29: 0.5037; 10.1151 17 2029/30: 0.49873; 10.1151 18 2030/31: 0.4938; 10.1151 19 2031/32: 0.48892; 10.1151 20 2032/33: 0.48409; 10.1151 21 2033/34: 0.47931; 10.1151 22 2034/35: 0.47457; 10.1151 23 2035/36: 0.46988; 10.1151 24 2036/37: 0.46524; 10.1151 25 2037/38: 0.46064; 10.1151 26 2038/39: 0.45609; 10.1151 27 2039/40: 0.45159; 10.1151 28 2040/41: 0.44712; 10.1151 29 2041/42: 0.44271; 10.1151 30 2042/43: 0.43833; 10.1151 31 2043/44: 0.434; 10.1151 32 2044/45: 0.42971
| Post-mod constraint costs - 16 months | £m | 09/10 |  | 10.1151 1 2013/14: 0; 10.1151 2 2014/15: 0; 10.1151 3 2015/16: 0; 10.1151 4 2016/17: 0; 10.1151 5 2017/18: 0; 10.1151 6 2018/19: 0; 10.1151 7 2019/20: 0; 10.1151 8 2020/21: 0; 10.1151 9 2021/22: 0; 10.1151 10 2022/23: 0; 10.1151 11 2023/24: 0; 10.1151 12 2024/25: 0; 10.1151 13 2025/26: 0; 10.1151 14 2026/27: 0; 10.1151 15 2027/28: 0; 10.1151 16 2028/29: 0; 10.1151 17 2029/30: 0; 10.1151 18 2030/31: 0; 10.1151 19 2031/32: 0; 10.1151 20 2032/33: 0; 10.1151 21 2033/34: 0; 10.1151 22 2034/35: 0; 10.1151 23 2035/36: 0; 10.1151 24 2036/37: 0; 10.1151 25 2037/38: 0; 10.1151 26 2038/39: 0; 10.1151 27 2039/40: 0; 10.1151 28 2040/41: 0; 10.1151 29 2041/42: 0; 10.1151 30 2042/43: 0; 10.1151 31 2043/44: 0; 10.1151 32 2044/45: 0
| Wholesale gas price impact for 16 months(up to 2024) | £m | 09/10 |  | 10.1151 1 2013/14: 0.35838; 10.1151 2 2014/15: 0.35838; 10.1151 3 2015/16: 0.35838; 10.1151 4 2016/17: 0.35838; 10.1151 5 2017/18: 0.35838; 10.1151 6 2018/19: 0.35838; 10.1151 7 2019/20: 0.35838; 10.1151 8 2020/21: 0.35838; 10.1151 9 2021/22: 0.35484; 10.1151 10 2022/23: 0.35133; 10.1151 11 2023/24: 0.34786; 10.1151 12 2024/25: 0.34442
| Wholesale gas price impact for 16 months(beyond 2024) | £m | 09/10 |  | 10.1151 13 2025/26: 0.1746; 10.1151 14 2026/27: 0.17288; 10.1151 15 2027/28: 0.17117; 10.1151 16 2028/29: 0.16948; 10.1151 17 2029/30: 0.1678; 10.1151 18 2030/31: 0.16615; 10.1151 19 2031/32: 0.1645; 10.1151 20 2032/33: 0.16288; 10.1151 21 2033/34: 0.16127; 10.1151 22 2034/35: 0.15968; 10.1151 23 2035/36: 0.1581; 10.1151 24 2036/37: 0.15654; 10.1151 25 2037/38: 0.15499; 10.1151 26 2038/39: 0.15346; 10.1151 27 2039/40: 0.15194; 10.1151 28 2040/41: 0.15044; 10.1151 29 2041/42: 0.14895; 10.1151 30 2042/43: 0.14748; 10.1151 31 2043/44: 0.14603; 10.1151 32 2044/45: 0.14458
| VOLL | £m | 09/10 |  | 10.1151 1 2013/14: 0.0016465; 10.1151 2 2014/15: 0.0016465; 10.1151 3 2015/16: 0.0016465; 10.1151 4 2016/17: 0.0016465; 10.1151 5 2017/18: 0.0016465; 10.1151 6 2018/19: 0.0016465; 10.1151 7 2019/20: 0.0016465; 10.1151 8 2020/21: 0.0016465; 10.1151 9 2021/22: 0.0016303; 10.1151 10 2022/23: 0.0016142; 10.1151 11 2023/24: 0.0015982; 10.1151 12 2024/25: 0.0015824; 10.1151 13 2025/26: 0.0015668; 10.1151 14 2026/27: 0.0015513; 10.1151 15 2027/28: 0.001536; 10.1151 16 2028/29: 0.0015208; 10.1151 17 2029/30: 0.0015058; 10.1151 18 2030/31: 0.0014909; 10.1151 19 2031/32: 0.0014762; 10.1151 20 2032/33: 0.0014616; 10.1151 21 2033/34: 0.0014472; 10.1151 22 2034/35: 0.0014329; 10.1151 23 2035/36: 0.0014187; 10.1151 24 2036/37: 0.0014047; 10.1151 25 2037/38: 0.0013908; 10.1151 26 2038/39: 0.0013771; 10.1151 27 2039/40: 0.0013635; 10.1151 28 2040/41: 0.00135; 10.1151 29 2041/42: 0.0013367; 10.1151 30 2042/43: 0.0013234; 10.1151 31 2043/44: 0.0013104; 10.1151 32 2044/45: 0.0012974
Third party impact
| Probability adjusted cost associated with possible loss of life | £m | 09/10 |  | 10.1151 1 2013/14: 0.11536; 10.1151 2 2014/15: 0.11536; 10.1151 3 2015/16: 0.11536; 10.1151 4 2016/17: 0.11536; 10.1151 5 2017/18: 0.11536; 10.1151 6 2018/19: 0.11536; 10.1151 7 2019/20: 0.11536; 10.1151 8 2020/21: 0.11536; 10.1151 9 2021/22: 0.11422; 10.1151 10 2022/23: 0.11309; 10.1151 11 2023/24: 0.11198; 10.1151 12 2024/25: 0.11087; 10.1151 13 2025/26: 0.10977; 10.1151 14 2026/27: 0.10869; 10.1151 15 2027/28: 0.10762; 10.1151 16 2028/29: 0.10655; 10.1151 17 2029/30: 0.1055; 10.1151 18 2030/31: 0.10446; 10.1151 19 2031/32: 0.10343; 10.1151 20 2032/33: 0.1024; 10.1151 21 2033/34: 0.10139; 10.1151 22 2034/35: 0.10039; 10.1151 23 2035/36: 0.099398; 10.1151 24 2036/37: 0.098416; 10.1151 25 2037/38: 0.097444; 10.1151 26 2038/39: 0.096481; 10.1151 27 2039/40: 0.095528; 10.1151 28 2040/41: 0.094584; 10.1151 29 2041/42: 0.093649; 10.1151 30 2042/43: 0.092724; 10.1151 31 2043/44: 0.091808; 10.1151 32 2044/45: 0.090901
| Cost of intervention | £m | 09/10 |  | 10.1151 1 2013/14: 0.003161; 10.1151 2 2014/15: 0.003161; 10.1151 3 2015/16: 0.003161; 10.1151 4 2016/17: 0.003161; 10.1151 5 2017/18: 0.003161; 10.1151 6 2018/19: 0.003161; 10.1151 7 2019/20: 0.003161; 10.1151 8 2020/21: 0.003161; 10.1151 9 2021/22: 0.0031297; 10.1151 10 2022/23: 0.0030988; 10.1151 11 2023/24: 0.0030682; 10.1151 12 2024/25: 0.0030379; 10.1151 13 2025/26: 0.0030079; 10.1151 14 2026/27: 0.0029782; 10.1151 15 2027/28: 0.0029487; 10.1151 16 2028/29: 0.0029196; 10.1151 17 2029/30: 0.0028908; 10.1151 18 2030/31: 0.0028622; 10.1151 19 2031/32: 0.0028339; 10.1151 20 2032/33: 0.0028059; 10.1151 21 2033/34: 0.0027782; 10.1151 22 2034/35: 0.0027508; 10.1151 23 2035/36: 0.0027236; 10.1151 24 2036/37: 0.0026967; 10.1151 25 2037/38: 0.00267; 10.1151 26 2038/39: 0.0026436; 10.1151 27 2039/40: 0.0026175; 10.1151 28 2040/41: 0.0025917; 10.1151 29 2041/42: 0.0025661; 10.1151 30 2042/43: 0.0025407; 10.1151 31 2043/44: 0.0025156; 10.1151 32 2044/45: 0.0024907
| Prompt constraint costs (£m) (09/10 prices) | £m | 09/10 |  | 10.1151 1 2013/14: 0.74096; 10.1151 2 2014/15: 0.74096; 10.1151 3 2015/16: 0.74096; 10.1151 4 2016/17: 0.74096; 10.1151 5 2017/18: 0.74096; 10.1151 6 2018/19: 0.74096; 10.1151 7 2019/20: 0.74096; 10.1151 8 2020/21: 0.74096; 10.1151 9 2021/22: 0.73364; 10.1151 10 2022/23: 0.72639; 10.1151 11 2023/24: 0.71921; 10.1151 12 2024/25: 0.71211; 10.1151 13 2025/26: 0.70507; 10.1151 14 2026/27: 0.6981; 10.1151 15 2027/28: 0.69121; 10.1151 16 2028/29: 0.68438; 10.1151 17 2029/30: 0.67762; 10.1151 18 2030/31: 0.67092; 10.1151 19 2031/32: 0.66429; 10.1151 20 2032/33: 0.65773; 10.1151 21 2033/34: 0.65123; 10.1151 22 2034/35: 0.6448; 10.1151 23 2035/36: 0.63843; 10.1151 24 2036/37: 0.63212; 10.1151 25 2037/38: 0.62587; 10.1151 26 2038/39: 0.61969; 10.1151 27 2039/40: 0.61357; 10.1151 28 2040/41: 0.6075; 10.1151 29 2041/42: 0.6015; 10.1151 30 2042/43: 0.59556; 10.1151 31 2043/44: 0.58968; 10.1151 32 2044/45: 0.58385
| Post-mod constraint costs - 16 months (£m) (09/10 prices) | £m | 09/10 |  | 10.1151 1 2013/14: 0; 10.1151 2 2014/15: 0; 10.1151 3 2015/16: 0; 10.1151 4 2016/17: 0; 10.1151 5 2017/18: 0; 10.1151 6 2018/19: 0; 10.1151 7 2019/20: 0; 10.1151 8 2020/21: 0; 10.1151 9 2021/22: 0; 10.1151 10 2022/23: 0; 10.1151 11 2023/24: 0; 10.1151 12 2024/25: 0; 10.1151 13 2025/26: 0; 10.1151 14 2026/27: 0; 10.1151 15 2027/28: 0; 10.1151 16 2028/29: 0; 10.1151 17 2029/30: 0; 10.1151 18 2030/31: 0; 10.1151 19 2031/32: 0; 10.1151 20 2032/33: 0; 10.1151 21 2033/34: 0; 10.1151 22 2034/35: 0; 10.1151 23 2035/36: 0; 10.1151 24 2036/37: 0; 10.1151 25 2037/38: 0; 10.1151 26 2038/39: 0; 10.1151 27 2039/40: 0; 10.1151 28 2040/41: 0; 10.1151 29 2041/42: 0; 10.1151 30 2042/43: 0; 10.1151 31 2043/44: 0; 10.1151 32 2044/45: 0
| Wholesale gas price impact for 16 months (up to 2024) | £m | 09/10 |  | 10.1151 1 2013/14: 0.48693; 10.1151 2 2014/15: 0.48693; 10.1151 3 2015/16: 0.48693; 10.1151 4 2016/17: 0.48693; 10.1151 5 2017/18: 0.48693; 10.1151 6 2018/19: 0.48693; 10.1151 7 2019/20: 0.48693; 10.1151 8 2020/21: 0.48693; 10.1151 9 2021/22: 0.48212; 10.1151 10 2022/23: 0.47735; 10.1151 11 2023/24: 0.47264; 10.1151 12 2024/25: 0.46797
| Wholesale gas price impact for 16 months (beyond 2024) | £m | 09/10 |  | 10.1151 13 2025/26: 0.23723; 10.1151 14 2026/27: 0.23489; 10.1151 15 2027/28: 0.23257; 10.1151 16 2028/29: 0.23027; 10.1151 17 2029/30: 0.22799; 10.1151 18 2030/31: 0.22574; 10.1151 19 2031/32: 0.22351; 10.1151 20 2032/33: 0.2213; 10.1151 21 2033/34: 0.21912; 10.1151 22 2034/35: 0.21695; 10.1151 23 2035/36: 0.21481; 10.1151 24 2036/37: 0.21269; 10.1151 25 2037/38: 0.21058; 10.1151 26 2038/39: 0.2085; 10.1151 27 2039/40: 0.20644; 10.1151 28 2040/41: 0.2044; 10.1151 29 2041/42: 0.20238; 10.1151 30 2042/43: 0.20038; 10.1151 31 2043/44: 0.19841; 10.1151 32 2044/45: 0.19644
| Shipping lane closure (£m) (09/10 prices) | £m | 09/10 |  | 10.1151 1 2013/14: 0.0021628; 10.1151 2 2014/15: 0.0021628; 10.1151 3 2015/16: 0.0021628; 10.1151 4 2016/17: 0.0021628; 10.1151 5 2017/18: 0.0021628; 10.1151 6 2018/19: 0.0021628; 10.1151 7 2019/20: 0.0021628; 10.1151 8 2020/21: 0.0021628; 10.1151 9 2021/22: 0.0021415; 10.1151 10 2022/23: 0.0021203; 10.1151 11 2023/24: 0.0020993; 10.1151 12 2024/25: 0.0020786; 10.1151 13 2025/26: 0.0020581; 10.1151 14 2026/27: 0.0020377; 10.1151 15 2027/28: 0.0020176; 10.1151 16 2028/29: 0.0019977; 10.1151 17 2029/30: 0.0019779; 10.1151 18 2030/31: 0.0019584; 10.1151 19 2031/32: 0.001939; 10.1151 20 2032/33: 0.0019199; 10.1151 21 2033/34: 0.0019009; 10.1151 22 2034/35: 0.0018821; 10.1151 23 2035/36: 0.0018635; 10.1151 24 2036/37: 0.0018451; 10.1151 25 2037/38: 0.0018269; 10.1151 26 2038/39: 0.0018088; 10.1151 27 2039/40: 0.001791; 10.1151 28 2040/41: 0.0017733; 10.1151 29 2041/42: 0.0017558; 10.1151 30 2042/43: 0.0017384; 10.1151 31 2043/44: 0.0017212; 10.1151 32 2044/45: 0.0017042
| Shipwreck clear up costs (£m) (09/10 prices) | £m | 09/10 |  | 10.1151 1 2013/14: 0.061322; 10.1151 2 2014/15: 0.061322; 10.1151 3 2015/16: 0.061322; 10.1151 4 2016/17: 0.061322; 10.1151 5 2017/18: 0.061322; 10.1151 6 2018/19: 0.061322; 10.1151 7 2019/20: 0.061322; 10.1151 8 2020/21: 0.061322; 10.1151 9 2021/22: 0.060716; 10.1151 10 2022/23: 0.060117; 10.1151 11 2023/24: 0.059523; 10.1151 12 2024/25: 0.058935; 10.1151 13 2025/26: 0.058352; 10.1151 14 2026/27: 0.057776; 10.1151 15 2027/28: 0.057205; 10.1151 16 2028/29: 0.05664; 10.1151 17 2029/30: 0.05608; 10.1151 18 2030/31: 0.055526; 10.1151 19 2031/32: 0.054977; 10.1151 20 2032/33: 0.054434; 10.1151 21 2033/34: 0.053896; 10.1151 22 2034/35: 0.053364; 10.1151 23 2035/36: 0.052837; 10.1151 24 2036/37: 0.052315; 10.1151 25 2037/38: 0.051798; 10.1151 26 2038/39: 0.051286; 10.1151 27 2039/40: 0.050779; 10.1151 28 2040/41: 0.050278; 10.1151 29 2041/42: 0.049781; 10.1151 30 2042/43: 0.049289; 10.1151 31 2043/44: 0.048802; 10.1151 32 2044/45: 0.04832
| VOLL | £m | 09/10 |  | 10.1151 1 2013/14: 0.0022372; 10.1151 2 2014/15: 0.0022372; 10.1151 3 2015/16: 0.0022372; 10.1151 4 2016/17: 0.0022372; 10.1151 5 2017/18: 0.0022372; 10.1151 6 2018/19: 0.0022372; 10.1151 7 2019/20: 0.0022372; 10.1151 8 2020/21: 0.0022372; 10.1151 9 2021/22: 0.0022151; 10.1151 10 2022/23: 0.0021932; 10.1151 11 2023/24: 0.0021715; 10.1151 12 2024/25: 0.00215; 10.1151 13 2025/26: 0.0021288; 10.1151 14 2026/27: 0.0021078; 10.1151 15 2027/28: 0.0020869; 10.1151 16 2028/29: 0.0020663; 10.1151 17 2029/30: 0.0020459; 10.1151 18 2030/31: 0.0020257; 10.1151 19 2031/32: 0.0020057; 10.1151 20 2032/33: 0.0019859; 10.1151 21 2033/34: 0.0019662; 10.1151 22 2034/35: 0.0019468; 10.1151 23 2035/36: 0.0019276; 10.1151 24 2036/37: 0.0019085; 10.1151 25 2037/38: 0.0018897; 10.1151 26 2038/39: 0.001871; 10.1151 27 2039/40: 0.0018525; 10.1151 28 2040/41: 0.0018342; 10.1151 29 2041/42: 0.0018161; 10.1151 30 2042/43: 0.0017982; 10.1151 31 2043/44: 0.0017804; 10.1151 32 2044/45: 0.0017628
| Total costs (excluding loss of life) | £m | 09/10 |  | 4.5346 | 4.5249 | 4.5153 | 4.5058 | 4.4963 | 4.487 | 4.4778 | 4.4686 | 4.4255 | 4.3828 | 4.3406 | 4.2987 | 3.7309 | 3.695 | 3.6596 | 3.6244 | 3.5896 | 3.5552 | 3.5211 | 3.4873 | 3.4539 | 3.4208 | 3.388 | 3.3555 | 3.3283 | 3.5604 | 3.5563 | 5.175 | 7.2008 | 8.9797 | 7.5147 | 7.2585 | 4.4962 | 4.529 | 4.5503 | 4.5613 | 4.5632 | 4.557 | 4.5434 | 4.5235 | 4.4977 | 4.4668 | 4.4313 | 4.3917 | 4.3484 | 4.3019 | 4.2526 | 4.2006 | 4.1463 | 4.09 | 4.0319 | 3.9721 | 3.9108 | 3.8483 | 3.7846 | 3.7199 | 3.6543 | 3.5878 | 3.5207 | 3.4528
| Cost of possible loss of life | £m | 09/10 |  | 0.11536 | 0.11536 | 0.11536 | 0.11536 | 0.11536 | 0.11536 | 0.11536 | 0.11536 | 0.11422 | 0.11309 | 0.11198 | 0.11087 | 0.10977 | 0.10869 | 0.10762 | 0.10655 | 0.1055 | 0.10446 | 0.10343 | 0.1024 | 0.10139 | 0.10039 | 0.099398 | 0.098416 | 0.097444 | 0.096481 | 0.095528 | 0.094584 | 0.093649 | 0.092724 | 0.091808 | 0.090901 | 0 | 0 | 0 | 0 | 0 | 0 | 0 | 0 | 0 | 0 | 0 | 0 | 0 | 0 | 0 | 0 | 0 | 0 | 0 | 0 | 0 | 0 | 0 | 0 | 0 | 0 | 0 | 0
| Discount factor for other costs |  |  |  | 0.96618 | 0.93351 | 0.90194 | 0.87144 | 0.84197 | 0.8135 | 0.78599 | 0.75941 | 0.73373 | 0.70892 | 0.68495 | 0.66178 | 0.6394 | 0.61778 | 0.59689 | 0.57671 | 0.5572 | 0.53836 | 0.52016 | 0.50257 | 0.48557 | 0.46915 | 0.45329 | 0.43796 | 0.42315 | 0.40884 | 0.39501 | 0.38165 | 0.36875 | 0.35628 | 0.39999 | 0.38834 | 0.37703 | 0.36604 | 0.35538 | 0.34503 | 0.33498 | 0.32523 | 0.31575 | 0.30656 | 0.29763 | 0.28896 | 0.28054 | 0.27237 | 0.26444 | 0.25674 | 0.24926 | 0.242 | 0.23495 | 0.22811 | 0.22146 | 0.21501 | 0.20875 | 0.20267 | 0.19677 | 0.19104 | 0.18547 | 0.18007 | 0.17483 | 0.16973
| Discount factor for loss of life costs |  |  |  | 0.98522 | 0.97066 | 0.95632 | 0.94218 | 0.92826 | 0.91454 | 0.90103 | 0.88771 | 0.87459 | 0.86167 | 0.84893 | 0.83639 | 0.82403 | 0.81185 | 0.79985 | 0.78803 | 0.77639 | 0.76491 | 0.75361 | 0.74247 | 0.7315 | 0.72069 | 0.71004 | 0.69954 | 0.68921 | 0.67902 | 0.66899 | 0.6591 | 0.64936 | 0.63976 | 0.6721 | 0.66354 | 0.65509 | 0.64675 | 0.63851 | 0.63038 | 0.62235 | 0.61443 | 0.6066 | 0.59888 | 0.59125 | 0.58372 | 0.57629 | 0.56895 | 0.5617 | 0.55455 | 0.54748 | 0.54051 | 0.53363 | 0.52683 | 0.52012 | 0.5135 | 0.50696 | 0.5005 | 0.49413 | 0.48783 | 0.48162 | 0.47549 | 0.46943 | 0.46345
| Discounted costs (excluding loss of life) | £m | 09/10 |  | 4.3812 | 4.224 | 4.0725 | 3.9265 | 3.7858 | 3.6502 | 3.5195 | 3.3935 | 3.2471 | 3.1071 | 2.973 | 2.8448 | 2.3855 | 2.2827 | 2.1844 | 2.0902 | 2.0002 | 1.914 | 1.8315 | 1.7526 | 1.6771 | 1.6048 | 1.5357 | 1.4696 | 1.4084 | 1.4556 | 1.4048 | 1.9751 | 2.6553 | 3.1993 | 3.0058 | 2.8187 | 1.6952 | 1.6578 | 1.6171 | 1.5738 | 1.5286 | 1.482 | 1.4346 | 1.3867 | 1.3386 | 1.2907 | 1.2432 | 1.1962 | 1.1499 | 1.1045 | 1.06 | 1.0165 | 0.97418 | 0.93296 | 0.89291 | 0.85405 | 0.81639 | 0.77994 | 0.74469 | 0.71064 | 0.67777 | 0.64606 | 0.6155 | 0.58606
| Discounted cost of loss of life | £m | 09/10 |  | 0.11366 | 0.11198 | 0.11032 | 0.10869 | 0.10709 | 0.1055 | 0.10394 | 0.10241 | 0.099897 | 0.097449 | 0.09506 | 0.09273 | 0.090457 | 0.088239 | 0.086076 | 0.083967 | 0.081908 | 0.079901 | 0.077942 | 0.076031 | 0.074168 | 0.07235 | 0.070576 | 0.068846 | 0.067159 | 0.065512 | 0.063907 | 0.06234 | 0.060812 | 0.059321 | 0.061704 | 0.060317 | 0 | 0 | 0 | 0 | 0 | 0 | 0 | 0 | 0 | 0 | 0 | 0 | 0 | 0 | 0 | 0 | 0 | 0 | 0 | 0 | 0 | 0 | 0 | 0 | 0 | 0 | 0 | 0
| Total discounted cost | £m | 09/10 |  | 4.4949 | 4.336 | 4.1828 | 4.0352 | 3.8929 | 3.7557 | 3.6234 | 3.4959 | 3.347 | 3.2045 | 3.0681 | 2.9375 | 2.476 | 2.371 | 2.2704 | 2.1742 | 2.0821 | 1.9939 | 1.9095 | 1.8286 | 1.7513 | 1.6772 | 1.6063 | 1.5384 | 1.4755 | 1.5211 | 1.4687 | 2.0374 | 2.7161 | 3.2586 | 3.0675 | 2.8791 | 1.6952 | 1.6578 | 1.6171 | 1.5738 | 1.5286 | 1.482 | 1.4346 | 1.3867 | 1.3386 | 1.2907 | 1.2432 | 1.1962 | 1.1499 | 1.1045 | 1.06 | 1.0165 | 0.97418 | 0.93296 | 0.89291 | 0.85405 | 0.81639 | 0.77994 | 0.74469 | 0.71064 | 0.67777 | 0.64606 | 0.6155 | 0.58606
| Cumulative discounted costs (excluding loss of life) | £m | 09/10 |  | 4.3812 | 8.6052 | 12.6777 | 16.6042 | 20.39 | 24.0402 | 27.5597 | 30.9533 | 34.2004 | 37.3075 | 40.2805 | 43.1253 | 45.5109 | 47.7936 | 49.978 | 52.0682 | 54.0683 | 55.9823 | 57.8138 | 59.5664 | 61.2435 | 62.8484 | 64.3841 | 65.8537 | 67.262 | 68.7176 | 70.1224 | 72.0975 | 74.7527 | 77.952 | 80.9578 | 83.7765 | 85.4717 | 87.1295 | 88.7466 | 90.3205 | 91.8491 | 93.3311 | 94.7657 | 96.1524 | 97.491 | 98.7818 | 100.0249 | 101.2211 | 102.371 | 103.4754 | 104.5354 | 105.552 | 106.5261 | 107.4591 | 108.352 | 109.2061 | 110.0225 | 110.8024 | 111.5471 | 112.2577 | 112.9355 | 113.5816 | 114.1971 | 114.7831
| Cumulative discounted cost of loss of life | £m | 09/10 |  | 0.11366 | 0.22563 | 0.33596 | 0.44465 | 0.55173 | 0.65724 | 0.76118 | 0.86359 | 0.96348 | 1.0609 | 1.156 | 1.2487 | 1.3392 | 1.4274 | 1.5135 | 1.5975 | 1.6794 | 1.7593 | 1.8372 | 1.9132 | 1.9874 | 2.0598 | 2.1303 | 2.1992 | 2.2663 | 2.3319 | 2.3958 | 2.4581 | 2.5189 | 2.5782 | 2.6399 | 2.7003 | 2.7003 | 2.7003 | 2.7003 | 2.7003 | 2.7003 | 2.7003 | 2.7003 | 2.7003 | 2.7003 | 2.7003 | 2.7003 | 2.7003 | 2.7003 | 2.7003 | 2.7003 | 2.7003 | 2.7003 | 2.7003 | 2.7003 | 2.7003 | 2.7003 | 2.7003 | 2.7003 | 2.7003 | 2.7003 | 2.7003 | 2.7003 | 2.7003
| Cumulative total discounted cost | £m | 09/10 |  | 4.4949 | 8.8309 | 13.0137 | 17.0489 | 20.9418 | 24.6975 | 28.3209 | 31.8168 | 35.1639 | 38.3684 | 41.4365 | 44.3741 | 46.85 | 49.221 | 51.4915 | 53.6656 | 55.7477 | 57.7416 | 59.651 | 61.4797 | 63.2309 | 64.9081 | 66.5144 | 68.0528 | 69.5283 | 71.0495 | 72.5182 | 74.5556 | 77.2716 | 80.5302 | 83.5977 | 86.4768 | 88.172 | 89.8298 | 91.4469 | 93.0207 | 94.5493 | 96.0314 | 97.466 | 98.8527 | 100.1913 | 101.482 | 102.7252 | 103.9213 | 105.0712 | 106.1757 | 107.2357 | 108.2522 | 109.2264 | 110.1594 | 111.0523 | 111.9063 | 112.7227 | 113.5026 | 114.2473 | 114.958 | 115.6358 | 116.2818 | 116.8973 | 117.4834

## OUTPUT¦ Summary results
RESULTS
|  |  |  | Scenario 1 |  | Scenario 2 |  | Scenario 3
|  |  |  | Tunnel costs, £m | 139.887 | Tunnel costs, £m | 94.642 | Tunnel costs, £m | 114.642
|  |  |  | Probabilities | NGGT | Probabilities | High | Probabilities | Low
|  |  |  | WACC | 0.04375 | WACC | 0.012695 | WACC | 0.03615
1 | Cumulative Net Present Costs (NPC)
|  |  |  | NPC horizon |  | NPC horizon |  | NPC horizon
|  |  |  | 2044 | 2072 | 2044 | 2072 | 2044 | 2072
| Option 1: Tunnel in 2012 | £m | 09/10 | 428.505 | 449.0936 | 115.8742 | 129.5411 | 107.172 | 126.9431
| Option 2: Mitigation upto 2044 | £m | 09/10 | 787.0839 |  | 176.614 |  | 78.5949
| Option 3: Mitigation upto 2044 then tunnel | £m | 09/10 | 796.6625 | 833.2458 | 183.0594 | 199.1169 | 86.4768 | 117.4834
2 | NPC of option relative to Option 1
|  |  |  | NPC horizon |  | NPC horizon |  | NPC horizon
|  |  |  | 2044 | 2072 | 2044 | 2072 | 2044 | 2072
| Option 1: Tunnel in 2012 (base case) | £m | 09/10
| Option 2: Mitigation upto 2044 | £m | 09/10 | 358.5789 |  | 60.7398 |  | -28.5772
| Option 3: Mitigation upto 2044 then tunnel | £m | 09/10 |  | 384.1522 |  | 69.5758 |  | -9.4597

## FOOTNOTES
Footnote. | Notes
1 | These probabilities are absolute probabilities based on a decision tree and are calculated by multiplying the different relevant probabilities on the relevant branch of a decision tree.
2 | Probability calculated on the basis that there is a 20% chance that the lease would be lost by 2044, this is equivalent to NGGT's calculations set out in response to SQ54.
3 | Based on NG forecast that a reduction in Easington area capability could result in 78-103 days of constraints per year, which could result in buyback costs …[…]. See slide 21 of NG presentation to Ofgem on 7Feb2018.
4 | Assumed that remediation could be minor or major (weighted using probability of each) - NGGT assumed Major which is not reasonable or in line with probabilities presented to Ofgem.
5 | The revenue profile to NGGT for a tunnel commissioned in 2045/46 commences in 2037/38 (assuming an eight-year construction phase).
6
7
8
9
10
11
12