## Cover
Feeder 9 Cost Benefit Analysis
Version | 1.01
Date | 2018-07-27
Team | Systems & Networks
Purpose | This spreadsheet supports our assessment of NGGT's request for funding for a replacement to Feeder 9 as part of the 2018 RIIO-T1 reopener

## Contents
TABLE OF CONTENTS
Worksheet names
Contents | Worksheet names, keys, acronyms
INPUT1 | Inputs for Scenario 1.
INPUT2 | Inputs for Scenario 2.
INPUT3 | Inputs for Scenario 3.
CALC¦1 | Calculations for Scenario 1
CALC¦2 | Calculations for Scenario 2
CALC¦3 | Calculations for Scenario 3
OUTPUT¦ Summary results | Key results from different scenarios presented.
FOOTNOTES | Footnotes that are hyperlinked in the remainder of the model.
KEY
Text
Input
Calculation / formula
Explanatory text
Acronyms
NGGT | National Grid Gas Transmission
TPI | Third Party Incident
WACC | Weighted Average Cost of Capital

## INPUT1
Scenario 1
|  | Tunnel efficient costs, £m (2009/10 prices) | 139.887
|  | Probabilities | NGGT
|  | Enduring WACC | 4.375%
` |  | Item | Unit | Index | Source | Comments | Constant | 1 | 2 | 3 | 4 | 5 | 6 | 7 | 8 | 9 | 10 | 11 | 12 | 13 | 14 | 15 | 16 | 17 | 18 | 19 | 20 | 21 | 22 | 23 | 24 | 25 | 26 | 27 | 28 | 29 | 30 | 31 | 32 | 33 | 34 | 35 | 36 | 37 | 38 | 39 | 40 | 41 | 42 | 43 | 44 | 45 | 46 | 47 | 48 | 49 | 50 | 51 | 52 | 53 | 54 | 55 | 56 | 57 | 58 | 59 | 60 | 61 | 62 | 63 | 64 | 65
[8 empty] | 2013/14 | 2014/15 | 2015/16 | 2016/17 | 2017/18 | 2018/19 | 2019/20 | 2020/21 | 2021/22 | 2022/23 | 2023/24 | 2024/25 | 2025/26 | 2026/27 | 2027/28 | 2028/29 | 2029/30 | 2030/31 | 2031/32 | 2032/33 | 2033/34 | 2034/35 | 2035/36 | 2036/37 | 2037/38 | 2038/39 | 2039/40 | 2040/41 | 2041/42 | 2042/43 | 2043/44 | 2044/45 | 2045/46 | 2046/47 | 2047/48 | 2048/49 | 2049/50 | 2050/51 | 2051/52 | 2052/53 | 2053/54 | 2054/55 | 2055/56 | 2056/57 | 2057/58 | 2058/59 | 2059/60 | 2060/61 | 2061/62 | 2062/63 | 2063/64 | 2064/65 | 2065/66 | 2066/67 | 2067/68 | 2068/69 | 2069/70 | 2070/71 | 2071/72 | 2072/73 | 2073/74 | 2074/75 | 2075/76 | 2076/77 | 2077/78
General note: We have used the assumptions used by NGGT unless otherwise specified. This does not imply endorsement of these assumptions.
| 1 | Discount rate
|  | Discount rate for future costs (up to 30 years) | % |  | Treasury Green Book 2018 |  | 3.5%
|  | Discount rate for future costs (beyond 30 years) | % |  | Treasury Green Book 2018 |  | 3%
|  | Discount rate for loss of life (up to 30 years) | % |  | Treasury Green Book 2018 |  | 1.5%
|  | Discount rate for loss of life (beyond 30 years) | % |  | Treasury Green Book 2018 |  | 1.29%
| 2 | Capital Expenditure
| 2.1 | Tunnel capital expenditure
|  | NGGT proposed expenditure profile | £m | 09/10 | NGGT |  |  | 1 2013/14: 0.072393; 2 2014/15: 3.8383; 3 2015/16: 2.4318; 4 2016/17: 25.0318; 5 2017/18: 42.9279; 6 2018/19: 50.8127; 7 2019/20: 11.7378; 8 2020/21: 3.0342
|  | Adjustment factor to reflect outcome of Ofgem's efficiency challenge (if the needs case were to be approved) | % |  | NGGT |  | 1
| 2.1 | Revenue profile
|  | NGGT estimate of revenue profile for tunnel option (before efficiency challenge) | £m | 09/10 | NGGT |  |  | 0.56455 | 0.57303 | 2.8901 | 5.2498 | 5.648 | 6.7417 | 5.0916 | 5.1811 | 7.6863 | 7.5661 | 7.4459 | 7.3258 | 7.2056 | 7.0855 | 6.9653 | 6.8451 | 6.725 | 6.6048 | 6.4847 | 6.3645 | 6.2443 | 6.1242 | 6.004 | 5.8839 | 5.7637 | 5.6435 | 5.5234 | 5.4032 | 5.2831 | 5.1629 | 5.0427 | 4.9226 | 4.8024 | 4.6823 | 4.5621 | 4.4419 | 4.3218 | 4.2016 | 4.0815 | 3.9613 | 3.8411 | 3.721 | 3.6008 | 3.4807 | 3.3605 | 3.2403 | 2.9572 | 2.7549 | 1.9131 | 1.172 | 0.59855 | 0.032968 | 0 | 0 | 0 | 0 | 0 | 0 | 0 | 0
|  | Ofgem estimate of revenue profile (after efficiency challenge) | £m | 09/10 | Ofgem calculations |  |  | 0.56455 | 0.57303 | 2.8901 | 5.2498 | 5.648 | 6.7417 | 5.0916 | 5.1811 | 7.6863 | 7.5661 | 7.4459 | 7.3258 | 7.2056 | 7.0855 | 6.9653 | 6.8451 | 6.725 | 6.6048 | 6.4847 | 6.3645 | 6.2443 | 6.1242 | 6.004 | 5.8839 | 5.7637 | 5.6435 | 5.5234 | 5.4032 | 5.2831 | 5.1629 | 5.0427 | 4.9226 | 4.8024 | 4.6823 | 4.5621 | 4.4419 | 4.3218 | 4.2016 | 4.0815 | 3.9613 | 3.8411 | 3.721 | 3.6008 | 3.4807 | 3.3605 | 3.2403 | 2.9572 | 2.7549 | 1.9131 | 1.172 | 0.59855 | 0.032968 | 0 | 0 | 0 | 0 | 0 | 0 | 0 | 0
| 3 | Operating Expenediture
| 3.1 | Option: Mitigation
|  | Annual cost of regular inspections of the riverbed/pipeline | £m | 09/10 | NGGT |  | 0.28599
|  | Annual cost of pigging | £m | 09/10 | NGGT |  | 0.013516
|  | Cost minor mattressing work | £m | 09/10 | NGGT |  | 0.882
|  | Cost of major mattressing work | £m | 09/10 | NGGT |  | 7.081
| 3.2 | Option: Tunnel
|  | Annual cost of regular inspections/pigging | £m | 09/10 | NGGT |  | 0.059745
| 4 | Probabilities |  |  |  | See footnote 1
| 4.1 | Probability of scouring, freespan and third party incidents (TPI)
|  | Probability that a section of the pipeline is exposed (scouring) | % |  | NGGT |  | 35%
|  | Probability that major work is required following exposure | % |  | NGGT |  | 20%
|  | Probability that minor work is required following exposure | % |  | NGGT |  | 80%
|  | Probability of freespan of less than 20m developing | % |  | Various |  | 12.3% | 1 2013/14: <--- NGGT used 12.3% as opposed to 1.23%
|  | Probability of freespan of between 20m and 55m developing | % |  | Various |  | 2.4%
|  | Probability of freespan greater than 55m developing | % |  | Various |  | 0.511%
|  | Probability of TPI/anchor strike on the pipeline | % |  | NGGT |  | 0.03125%
| 4.2 | Loss of lease
|  | Probability of loss of lease | % |  | NGGT, Ofgem | See footnote 2 | 0.965%
| 4.3 | Probability of third party incidents (TPI)
|  | Estimated casualties following TPI - base case | fraction |  | NGGT | Number/year | 0.00221
|  | Estimated casualties following TPI - worst case | fraction |  | NGGT | Number/year | 0.0155
| 4.4 | Probability of gas price impact and constraint costs
|  | Probability that loss of Feeder 9 occurs in winter | % |  | Various | See footnote 3 | 50% | 1 2013/14: <---- NGGT 50% likely in Winter
|  | Days of constraint following loss of Feeder 9 | days |  | NGGT |  | 90 | 1 2013/14: <---- Middle of range 78-103 quoted by NGGT to Ofgem
|  | Prompt constraints - Probability of a 3-day constraint cost event in the summer | % |  | NGGT |  | 80% | 2 2014/15: 0.8
|  | Prompt constraints - Probability of a 7-day constraint cost event in the summer | % |  | NGGT |  | 20% | 2 2014/15: 0.2
|  | Prompt constraints - Probability of a 3-day constraint cost event in the winter | % |  | NGGT |  | 80% | 2 2014/15: 0.8
|  | Prompt constraints - Probability of a 7-day constraint cost event in the winter | % |  | NGGT |  | 20% | 2 2014/15: 0.2
|  | Fixed constraints - Probability of a low cost scenario | % |  | NGGT |  | 25% | 2 2014/15: 0.25
|  | Fixed constraints - Probability of a medium cost scenario | % |  | NGGT |  | 65% | 2 2014/15: 0.65
|  | Fixed constraints - Probability of a high cost scenario | % |  | NGGT |  | 10% | 2 2014/15: 0.1
| 5 | Potential delays from damage to existing pipeline
| 5.1 | Delays from damage
|  | Repair clamp following localised mechanical/impact damage | weeks |  | NGGT |  | 48
|  | Probability minor | % |  | NGGT |  | 90%
|  | Probability of major | % |  | NGGT |  | 50%
|  | Short replacement spool following localised failure | weeks |  | NGGT |  | 69
|  | Probability minor | % |  | NGGT |  | 5%
|  | Probability of major | % |  | NGGT |  | 30%
|  | Long replacement spool following extensive failure | weeks |  | NGGT |  | 75
|  | Probability minor | % |  | NGGT |  | 5%
|  | Probability of major | % |  | NGGT |  | 10%
|  | Tunnel replacement following extensive failure | weeks |  | NGGT |  | 312
|  | Probability minor | % |  | NGGT |  | 0%
|  | Probability of major | % |  | NGGT |  | 10%
| 6 | Costs of adverse events
| 6.1 | Gas price impact
|  | Total annual domestic gas consumption | kWh |  | NGGT |  | 297563000000
|  | kWh to Therm conversion factor | kWh/therm |  | NGGT |  | 29.3
|  | Duration of gas price increase following a 20-55m freespan (months) | Months |  | NGGT |  | 3
|  | Duration of gas price increase following a >55m freespan (months) | Months |  | NGGT |  | 16
|  | Gas price impact in first month (summer) (to 2024) | p/therm | 16/17 | NGGT |  | 2 | 1 2013/14: <---- Updated info based on security of supply
|  | Gas price impact in first month (winter) (to 2024) | p/therm | 16/17 | NGGT |  | 25
|  | Gas price impact in subsequent months (to 2024) | p/therm | 16/17 | NGGT |  | 7.8 | 1 2013/14: <---- Updated info based on security of supply
|  | Gas price impact in first month (summer) (2024 onwards) | p/therm | 16/17 | NGGT |  | 1.5 | 1 2013/14: <---- Updated info based on security of supply
|  | Gas price impact in first month (winter) (2024 onwards) | p/therm | 16/17 | NGGT |  | 18.75
|  | Gas price impact in subsequent months (2024 onwards) | p/therm | 16/17 | NGGT |  | 5.85 | 1 2013/14: <---- Updated info based on security of supply
| 6.1a | Electricity price impact
|  | Total annual domestic elec consumption | kWh |  | NGGT |  | 84628524400 | 1 2013/14: <---- New info based on Security of supply
|  | kWh to Therm conversion factor | kWh/therm |  | NGGT |  | 29.3 | 1 2013/14: <---- New info based on Security of supply
|  | Duration of elec price increase following a 20-55m freespan (months) | Months |  | NGGT |  | 3 | 1 2013/14: <---- New info based on Security of supply
|  | Duration of elec price increase following a >55m freespan (months) | Months |  | NGGT |  | 16 | 1 2013/14: <---- New info based on Security of supply
|  | Elec price impact in first month (summer) (to 2024) | p/therm | 16/17 | NGGT |  | 5.8 | 1 2013/14: <---- New info based on Security of supply
|  | Elec price impact in first month (winter) (to 2024) | p/therm | 16/17 | NGGT |  | 72.5 | 1 2013/14: <---- New info based on Security of supply
|  | Elec price impact in subsequent months (to 2024) | p/therm | 16/17 | NGGT |  | 22.62 | 1 2013/14: <---- New info based on Security of supply
|  | Elec price impact in first month (summer) (2024 onwards) | p/therm | 16/17 | NGGT |  | 4.35 | 1 2013/14: <---- New info based on Security of supply
|  | Elec price impact in first month (winter) (2024 onwards) | p/therm | 16/17 | NGGT |  | 54.375 | 1 2013/14: <---- New info based on Security of supply
|  | Elec price impact in subsequent months (2024 onwards) | p/therm | 16/17 | NGGT |  | 16.965 | 1 2013/14: <---- New info based on Security of supply
| 6.2 | Constraint costs
|  | Daily Constraint Cost @ 10p/kwh | £m | 16/17 | NGGT |  | 28 | 1 2013/14: <---- Updated info based on security of supply
|  | Prompt constraints - Cost of a 3-day constraint event in the summer | £m | 16/17 | NGGT |  |  | 1 2013/14: <---- Superceded as per above assumption
|  | Prompt constraints - Cost of a 7-day constraint event in the summer | £m | 16/17 | NGGT |  |  | 1 2013/14: <---- Superceded as per above assumption
|  | Prompt constraints - Cost of a 3-day constraint event in the winter | £m | 16/17 | NGGT |  |  | 1 2013/14: <---- Superceded as per above assumption
|  | Prompt constraints - Cost of a 7-day constraint event in the winter | £m | 16/17 | NGGT |  |  | 1 2013/14: <---- Superceded as per above assumption
|  | Fixed constraints costs - Low scenario (Min) | £m | 16/17 | NGGT |  |  | 1 2013/14: <---- Superceded as per above assumption
|  | Fixed constraints costs - Low scenario (Max) | £m | 16/17 | NGGT |  |  | 1 2013/14: <---- Superceded as per above assumption
|  | Fixed constraints costs - Medium scenario (Min) | £m | 16/17 | NGGT |  |  | 1 2013/14: <---- Superceded as per above assumption
|  | Fixed constraints costs - Medium scenario (Max) | £m | 16/17 | NGGT |  |  | 1 2013/14: <---- Superceded as per above assumption
|  | Fixed constraints costs - High scenario (Min) | £m | 16/17 | NGGT |  |  | 1 2013/14: <---- Superceded as per above assumption
|  | Fixed constraints costs - High scenario (Max) | £m | 16/17 | NGGT |  |  | 1 2013/14: <---- Superceded as per above assumption
| 6.2a | Value of Lost Load (VoLL)
|  | Cost for VoLL over a 10 day period per isolation | £m | 09/10 | NGGT |  | 33.5 | 1 2013/14: <---- New info based on Security of supply
| 6.3 | Possible loss of life
|  | Assumed cost of a life | £m | 16/17 | NGGT |  | 1.6
|  | Disproportionality factor | No. |  | NGGT |  | 10
| 6.4 | Cost of pipeline repair/replacement following damage
|  | Repair clamp following localised mechanical/impact damage - 2 | £m | 16/17 | NGGT |  | 2.61
|  | Short replacement spool following localised failure - 2 | £m | 16/17 | NGGT |  | 12.6
|  | Long replacement spool following extensive failure - 2 | £m | 16/17 | NGGT |  | 18.14
|  | Tunnel replacement following extensive failure - 2 | £m | 16/17 | NGGT |  | 181.717
| 6.5 | Other adverse consequences
|  | Daily cost of shipping lane closure following TPI | £m | 16/17 | NGGT |  | 8.5
|  | Ship clear up costs following accident | £m | 16/17 | NGGT |  | 241
| 7 | General
|  | Conversion factor from 09/10 to 16/17 prices |  |  | Ofgem calculation |  | 1.2281
|  | Tunnel construction time | years |  | NGGT |  | 8

## INPUT2
Scenario 2
|  | Tunnel efficient costs, £m (2009/10 prices) | 94.642
|  | Probabilities | High
|  | Enduring WACC | 1.27%
` |  | Item | Unit | Index | Source | Comments | Constant | 1 | 2 | 3 | 4 | 5 | 6 | 7 | 8 | 9 | 10 | 11 | 12 | 13 | 14 | 15 | 16 | 17 | 18 | 19 | 20 | 21 | 22 | 23 | 24 | 25 | 26 | 27 | 28 | 29 | 30 | 31 | 32 | 33 | 34 | 35 | 36 | 37 | 38 | 39 | 40 | 41 | 42 | 43 | 44 | 45 | 46 | 47 | 48 | 49 | 50 | 51 | 52 | 53 | 54 | 55 | 56 | 57 | 58 | 59 | 60 | 61 | 62 | 63 | 64 | 65
[8 empty] | 2013/14 | 2014/15 | 2015/16 | 2016/17 | 2017/18 | 2018/19 | 2019/20 | 2020/21 | 2021/22 | 2022/23 | 2023/24 | 2024/25 | 2025/26 | 2026/27 | 2027/28 | 2028/29 | 2029/30 | 2030/31 | 2031/32 | 2032/33 | 2033/34 | 2034/35 | 2035/36 | 2036/37 | 2037/38 | 2038/39 | 2039/40 | 2040/41 | 2041/42 | 2042/43 | 2043/44 | 2044/45 | 2045/46 | 2046/47 | 2047/48 | 2048/49 | 2049/50 | 2050/51 | 2051/52 | 2052/53 | 2053/54 | 2054/55 | 2055/56 | 2056/57 | 2057/58 | 2058/59 | 2059/60 | 2060/61 | 2061/62 | 2062/63 | 2063/64 | 2064/65 | 2065/66 | 2066/67 | 2067/68 | 2068/69 | 2069/70 | 2070/71 | 2071/72 | 2072/73 | 2073/74 | 2074/75 | 2075/76 | 2076/77 | 2077/78
General note: We have used the assumptions used by NGGT unless otherwise specified. This does not imply endorsement of these assumptions.
| 1 | Discount rate
|  | Discount rate for future costs (up to 30 years) | % |  | Treasury Green Book 2018 |  | 3.5%
|  | Discount rate for future costs (beyond 30 years) | % |  | Treasury Green Book 2018 |  | 3%
|  | Discount rate for loss of life (up to 30 years) | % |  | Treasury Green Book 2018 |  | 1.5%
|  | Discount rate for loss of life (beyond 30 years) | % |  | Treasury Green Book 2018 |  | 1.29%
| 2 | Capital Expenditure
| 2.1 | Tunnel capital expenditure
|  | NGGT proposed expenditure profile | £m | 09/10 | NGGT |  |  | 1 2013/14: 0.072393; 2 2014/15: 3.8383; 3 2015/16: 2.4318; 4 2016/17: 25.0318; 5 2017/18: 42.9279; 6 2018/19: 50.8127; 7 2019/20: 11.7378; 8 2020/21: 3.0342
|  | Adjustment factor to reflect outcome of Ofgem's efficiency challenge (if the needs case were to be approved) | % |  | NGGT |  | 0.67545
| 2.1 | Revenue profile
|  | NGGT estimate of revenue profile for tunnel option (before efficiency challenge) | £m | 09/10 | NGGT |  |  | 0.56455 | 0.57303 | 2.8901 | 5.2498 | 5.648 | 6.7417 | 5.0916 | 5.1811 | 7.6863 | 7.5661 | 7.4459 | 7.3258 | 7.2056 | 7.0855 | 6.9653 | 6.8451 | 6.725 | 6.6048 | 6.4847 | 6.3645 | 6.2443 | 6.1242 | 6.004 | 5.8839 | 5.7637 | 5.6435 | 5.5234 | 5.4032 | 5.2831 | 5.1629 | 5.0427 | 4.9226 | 4.8024 | 4.6823 | 4.5621 | 4.4419 | 4.3218 | 4.2016 | 4.0815 | 3.9613 | 3.8411 | 3.721 | 3.6008 | 3.4807 | 3.3605 | 3.2403 | 2.9572 | 2.7549 | 1.9131 | 1.172 | 0.59855 | 0.032968 | 0 | 0 | 0 | 0 | 0 | 0 | 0 | 0
|  | Ofgem estimate of revenue profile (after efficiency challenge) | £m | 09/10 | Ofgem calculations |  |  | 0.0047735 | 0.26013 | 0.28661 | 1.8828 | 3.8724 | 5.623 | 4.2351 | 4.0162 | 2.1854 | 2.2675 | 2.3385 | 2.3996 | 2.4518 | 2.4961 | 2.5334 | 2.5644 | 2.5899 | 2.6104 | 2.6264 | 2.6385 | 2.647 | 2.6524 | 2.655 | 2.6552 | 2.653 | 2.6489 | 2.6431 | 2.6356 | 2.6268 | 2.6166 | 2.6054 | 2.5932 | 2.5801 | 2.5662 | 2.5516 | 2.5364 | 2.5206 | 2.5043 | 2.4875 | 2.4704 | 2.4529 | 2.4351 | 2.417 | 2.3987 | 2.3801 | 2.3613 | 2.3412 | 2.2599 | 2.2019 | 1.7778 | 1.0673 | 0.23522 | -0.023777 | 0 | 0 | 0 | 0 | 0 | 0 | 0
| 3 | Operating Expenediture
| 3.1 | Option: Mitigation
|  | Annual cost of regular inspections of the riverbed/pipeline | £m | 09/10 | NGGT |  | 0.28599
|  | Annual cost of pigging | £m | 09/10 | NGGT |  | 0.013516
|  | Cost minor mattressing work | £m | 09/10 | NGGT |  | 0.882
|  | Cost of major mattressing work | £m | 09/10 | NGGT |  | 7.081
| 3.2 | Option: Tunnel
|  | Annual cost of regular inspections/pigging | £m | 09/10 | NGGT |  | 0.059745
| 4 | Probabilities |  |  |  | See footnote 1
| 4.1 | Probability of scouring, freespan and third party incidents (TPI)
|  | Probability that a section of the pipeline is exposed (scouring) | % |  | NGGT |  | 20%
|  | Probability that major work is required following exposure | % |  | NGGT |  | 20%
|  | Probability that minor work is required following exposure | % |  | NGGT |  | 80%
|  | Probability of freespan of less than 20m developing | % |  | Various |  | 2%
|  | Probability of freespan of between 20m and 55m developing | % |  | Various |  | 0.4%
|  | Probability of freespan greater than 55m developing | % |  | Various |  | 0.08%
|  | Probability of TPI/anchor strike on the pipeline | % |  | NGGT |  | 0.03125%
| 4.2 | Loss of lease
|  | Probability of loss of lease | % |  | NGGT, Ofgem | See footnote 2 | 0.965%
| 4.3 | Probability of third party incidents (TPI)
|  | Estimated casualties following TPI - base case | fraction |  | NGGT | Number/year | 0.00221
|  | Estimated casualties following TPI - worst case | fraction |  | NGGT | Number/year | 0.0155
| 4.4 | Probability of gas price impact and constraint costs
|  | Probability that loss of Feeder 9 occurs in winter | % |  | Various | See footnote 3 | 28.22% | 1 2013/14: <---- As a % of the year
|  | Days of constraint following loss of Feeder 9 | days |  | NGGT |  | 103 | 1 2013/14: <---- Higher bound of constraint days quoted by NGGT to Ofgem
|  | Prompt constraints - Probability of a 3-day constraint cost event in the summer | % |  | NGGT |  | 80% | 2 2014/15: 0.8
|  | Prompt constraints - Probability of a 7-day constraint cost event in the summer | % |  | NGGT |  | 20% | 2 2014/15: 0.2
|  | Prompt constraints - Probability of a 3-day constraint cost event in the winter | % |  | NGGT |  | 80% | 2 2014/15: 0.8
|  | Prompt constraints - Probability of a 7-day constraint cost event in the winter | % |  | NGGT |  | 20% | 2 2014/15: 0.2
|  | Fixed constraints - Probability of a low cost scenario | % |  | NGGT |  | 25% | 2 2014/15: 0.25
|  | Fixed constraints - Probability of a medium cost scenario | % |  | NGGT |  | 65% | 2 2014/15: 0.65
|  | Fixed constraints - Probability of a high cost scenario | % |  | NGGT |  | 10% | 2 2014/15: 0.1
| 5 | Potential delays from damage to existing pipeline
| 5.1 | Delays from damage
|  | Repair clamp following localised mechanical/impact damage | weeks |  | NGGT |  | 48
|  | Probability minor | % |  | NGGT |  | 90%
|  | Probability of major | % |  | NGGT |  | 50%
|  | Short replacement spool following localised failure | weeks |  | NGGT |  | 69
|  | Probability minor | % |  | NGGT |  | 5%
|  | Probability of major | % |  | NGGT |  | 30%
|  | Long replacement spool following extensive failure | weeks |  | NGGT |  | 75
|  | Probability minor | % |  | NGGT |  | 5%
|  | Probability of major | % |  | NGGT |  | 10%
|  | Tunnel replacement following extensive failure | weeks |  | NGGT |  | 312
|  | Probability minor | % |  | NGGT |  | 0%
|  | Probability of major | % |  | NGGT |  | 10%
| 6 | Costs of adverse events
| 6.1 | Gas price impact
|  | Total annual domestic gas consumption | kWh |  | NGGT |  | 297563000000
|  | kWh to Therm conversion factor | kWh/therm |  | NGGT |  | 29.3
|  | Duration of gas price increase following a 20-55m freespan (months) | Months |  | NGGT |  | 3
|  | Duration of gas price increase following a >55m freespan (months) | Months |  | NGGT |  | 16
|  | Gas price impact in first month (summer) (to 2024) | p/therm | 16/17 | NGGT |  | 2 | 1 2013/14: <---- Updated info based on security of supply
|  | Gas price impact in first month (winter) (to 2024) | p/therm | 16/17 | NGGT |  | 25
|  | Gas price impact in subsequent months (to 2024) | p/therm | 16/17 | NGGT |  | 7.8 | 1 2013/14: <---- Updated info based on security of supply
|  | Gas price impact in first month (summer) (2024 onwards) | p/therm | 16/17 | NGGT |  | 1.5 | 1 2013/14: <---- Updated info based on security of supply
|  | Gas price impact in first month (winter) (2024 onwards) | p/therm | 16/17 | NGGT |  | 18.75
|  | Gas price impact in subsequent months (2024 onwards) | p/therm | 16/17 | NGGT |  | 5.85 | 1 2013/14: <---- Updated info based on security of supply
| 6.1a | Electricity price impact
|  | Total annual domestic elec consumption | kWh |  | NGGT |  | 84628524400 | 1 2013/14: <---- New info based on Security of supply
|  | kWh to Therm conversion factor | kWh/therm |  | NGGT |  | 29.3 | 1 2013/14: <---- New info based on Security of supply
|  | Duration of elec price increase following a 20-55m freespan (months) | Months |  | NGGT |  | 3 | 1 2013/14: <---- New info based on Security of supply
|  | Duration of elec price increase following a >55m freespan (months) | Months |  | NGGT |  | 16 | 1 2013/14: <---- New info based on Security of supply
|  | Elec price impact in first month (summer) (to 2024) | p/therm | 16/17 | NGGT |  | 5.8 | 1 2013/14: <---- New info based on Security of supply
|  | Elec price impact in first month (winter) (to 2024) | p/therm | 16/17 | NGGT |  | 72.5 | 1 2013/14: <---- New info based on Security of supply
|  | Elec price impact in subsequent months (to 2024) | p/therm | 16/17 | NGGT |  | 22.62 | 1 2013/14: <---- New info based on Security of supply
|  | Elec price impact in first month (summer) (2024 onwards) | p/therm | 16/17 | NGGT |  | 4.35 | 1 2013/14: <---- New info based on Security of supply
|  | Elec price impact in first month (winter) (2024 onwards) | p/therm | 16/17 | NGGT |  | 54.375 | 1 2013/14: <---- New info based on Security of supply
|  | Elec price impact in subsequent months (2024 onwards) | p/therm | 16/17 | NGGT |  | 16.965 | 1 2013/14: <---- New info based on Security of supply
| 6.2 | Constraint costs
|  | Daily Constraint Cost @ 10p/kwh | £m | 16/17 | NGGT |  | 28 | 1 2013/14: <---- Updated info based on security of supply
|  | Prompt constraints - Cost of a 3-day constraint event in the summer | £m | 16/17 | NGGT |  |  | 1 2013/14: <---- Superceded as per above assumption
|  | Prompt constraints - Cost of a 7-day constraint event in the summer | £m | 16/17 | NGGT |  |  | 1 2013/14: <---- Superceded as per above assumption
|  | Prompt constraints - Cost of a 3-day constraint event in the winter | £m | 16/17 | NGGT |  |  | 1 2013/14: <---- Superceded as per above assumption
|  | Prompt constraints - Cost of a 7-day constraint event in the winter | £m | 16/17 | NGGT |  |  | 1 2013/14: <---- Superceded as per above assumption
|  | Fixed constraints costs - Low scenario (Min) | £m | 16/17 | NGGT |  |  | 1 2013/14: <---- Superceded as per above assumption
|  | Fixed constraints costs - Low scenario (Max) | £m | 16/17 | NGGT |  |  | 1 2013/14: <---- Superceded as per above assumption
|  | Fixed constraints costs - Medium scenario (Min) | £m | 16/17 | NGGT |  |  | 1 2013/14: <---- Superceded as per above assumption
|  | Fixed constraints costs - Medium scenario (Max) | £m | 16/17 | NGGT |  |  | 1 2013/14: <---- Superceded as per above assumption
|  | Fixed constraints costs - High scenario (Min) | £m | 16/17 | NGGT |  |  | 1 2013/14: <---- Superceded as per above assumption
|  | Fixed constraints costs - High scenario (Max) | £m | 16/17 | NGGT |  |  | 1 2013/14: <---- Superceded as per above assumption
| 6.2a | Value of Lost Load (VOLL)
|  | Cost for VOLL over a 10 day period per isolation | £m | 09/10 | NGGT |  | 33.5 | 1 2013/14: <---- New info based on Security of supply
| 6.3 | Possible loss of life
|  | Assumed cost of a life | £m | 16/17 | NGGT |  | 1.6
|  | Disproportionality factor | No. |  | NGGT |  | 10
| 6.4 | Cost of pipeline repair/replacement following damage
|  | Repair clamp following localised mechanical/impact damage | £m | 16/17 | NGGT |  | 2.61
|  | Short replacement spool following localised failure | £m | 16/17 | NGGT |  | 12.6
|  | Long replacement spool following extensive failure | £m | 16/17 | NGGT |  | 18.14
|  | Tunnel replacement following extensive failure | £m | 16/17 | NGGT |  | 181.717
| 6.5 | Other adverse consequences
|  | Daily cost of shipping lane closure following TPI | £m | 16/17 | NGGT |  | 8.5
|  | Ship clear up costs following accident | £m | 16/17 | NGGT |  | 241
| 7 | General
|  | Conversion factor from 09/10 to 16/17 prices |  |  | Ofgem calculation |  | 1.2281
|  | Tunnel construction time | years |  | NGGT |  | 8

## INPUT3
Scenario 3
|  | Tunnel efficient costs, £m (2009/10 prices) | 114.642
|  | Probabilities | Low
|  | Enduring WACC | 3.615%
` |  | Item | Unit | Index | Source | Comments | Constant | 1 | 2 | 3 | 4 | 5 | 6 | 7 | 8 | 9 | 10 | 11 | 12 | 13 | 14 | 15 | 16 | 17 | 18 | 19 | 20 | 21 | 22 | 23 | 24 | 25 | 26 | 27 | 28 | 29 | 30 | 31 | 32 | 33 | 34 | 35 | 36 | 37 | 38 | 39 | 40 | 41 | 42 | 43 | 44 | 45 | 46 | 47 | 48 | 49 | 50 | 51 | 52 | 53 | 54 | 55 | 56 | 57 | 58 | 59 | 60 | 61 | 62 | 63 | 64 | 65
[8 empty] | 2013/14 | 2014/15 | 2015/16 | 2016/17 | 2017/18 | 2018/19 | 2019/20 | 2020/21 | 2021/22 | 2022/23 | 2023/24 | 2024/25 | 2025/26 | 2026/27 | 2027/28 | 2028/29 | 2029/30 | 2030/31 | 2031/32 | 2032/33 | 2033/34 | 2034/35 | 2035/36 | 2036/37 | 2037/38 | 2038/39 | 2039/40 | 2040/41 | 2041/42 | 2042/43 | 2043/44 | 2044/45 | 2045/46 | 2046/47 | 2047/48 | 2048/49 | 2049/50 | 2050/51 | 2051/52 | 2052/53 | 2053/54 | 2054/55 | 2055/56 | 2056/57 | 2057/58 | 2058/59 | 2059/60 | 2060/61 | 2061/62 | 2062/63 | 2063/64 | 2064/65 | 2065/66 | 2066/67 | 2067/68 | 2068/69 | 2069/70 | 2070/71 | 2071/72 | 2072/73 | 2073/74 | 2074/75 | 2075/76 | 2076/77 | 2077/78
General note: We have used the assumptions used by NGGT unless otherwise specified. This does not imply endorsement of these assumptions.
| 1 | Discount rate
|  | Discount rate for future costs (up to 30 years) | % |  | Treasury Green Book 2018 |  | 3.5%
|  | Discount rate for future costs (beyond 30 years) | % |  | Treasury Green Book 2018 |  | 3%
|  | Discount rate for loss of life (up to 30 years) | % |  | Treasury Green Book 2018 |  | 1.5%
|  | Discount rate for loss of life (beyond 30 years) | % |  | Treasury Green Book 2018 |  | 1.29%
| 2 | Capital Expenditure
| 2.1 | Tunnel capital expenditure
|  | NGGT proposed expenditure profile | £m | 09/10 | NGGT |  |  | 1 2013/14: 0.072393; 2 2014/15: 3.8383; 3 2015/16: 2.4318; 4 2016/17: 25.0318; 5 2017/18: 42.9279; 6 2018/19: 50.8127; 7 2019/20: 11.7378; 8 2020/21: 3.0342
|  | Adjustment factor to reflect outcome of Ofgem's efficiency challenge (if the needs case were to be approved) | % |  | NGGT |  | 0.81842
| 2.1 | Revenue profile
|  | NGGT estimate of revenue profile for tunnel option (before efficiency challenge) | £m | 09/10 | NGGT |  |  | 0.56455 | 0.57303 | 2.8901 | 5.2498 | 5.648 | 6.7417 | 5.0916 | 5.1811 | 7.6863 | 7.5661 | 7.4459 | 7.3258 | 7.2056 | 7.0855 | 6.9653 | 6.8451 | 6.725 | 6.6048 | 6.4847 | 6.3645 | 6.2443 | 6.1242 | 6.004 | 5.8839 | 5.7637 | 5.6435 | 5.5234 | 5.4032 | 5.2831 | 5.1629 | 5.0427 | 4.9226 | 4.8024 | 4.6823 | 4.5621 | 4.4419 | 4.3218 | 4.2016 | 4.0815 | 3.9613 | 3.8411 | 3.721 | 3.6008 | 3.4807 | 3.3605 | 3.2403 | 2.9572 | 2.7549 | 1.9131 | 1.172 | 0.59855 | 0.032968 | 0 | 0 | 0 | 0 | 0 | 0 | 0 | 0
|  | Ofgem estimate of revenue profile (after efficiency challenge) | £m | 09/10 | Ofgem calculations |  |  | 0.0057839 | 0.31519 | 0.34728 | 2.2813 | 4.6921 | 6.8132 | 5.1315 | 4.8663 | 5.2003 | 5.2388 | 5.2637 | 5.2767 | 5.2789 | 5.2716 | 5.2557 | 5.2323 | 5.2021 | 5.1658 | 5.1242 | 5.0778 | 5.0271 | 4.9726 | 4.9147 | 4.8538 | 4.7902 | 4.7242 | 4.656 | 4.586 | 4.5142 | 4.4409 | 4.3662 | 4.2904 | 4.2135 | 4.1356 | 4.0568 | 3.9773 | 3.8971 | 3.8164 | 3.735 | 3.6532 | 3.571 | 3.4884 | 3.4054 | 3.3221 | 3.2386 | 3.1548 | 3.0694 | 2.9107 | 2.7815 | 2.2148 | 1.3157 | 0.28964 | -0.028131 | 0 | 0 | 0 | 0 | 0 | 0 | 0
| 3 | Operating Expenediture
| 3.1 | Option: Mitigation
|  | Annual cost of regular inspections of the riverbed/pipeline | £m | 09/10 | NGGT |  | 0.28599
|  | Annual cost of pigging | £m | 09/10 | NGGT |  | 0.013516
|  | Cost minor mattressing work | £m | 09/10 | NGGT |  | 0.882
|  | Cost of major mattressing work | £m | 09/10 | NGGT |  | 7.081
| 3.2 | Option: Tunnel
|  | Annual cost of regular inspections/pigging | £m | 09/10 | NGGT |  | 0.059745
| 4 | Probabilities |  |  |  | See footnote 1
| 4.1 | Probability of scouring, freespan and third party incidents (TPI)
|  | Probability that a section of the pipeline is exposed (scouring) | % |  | NGGT |  | 5.8%
|  | Probability that major work is required following exposure | % |  | NGGT |  | 20%
|  | Probability that minor work is required following exposure | % |  | NGGT |  | 80%
|  | Probability of freespan of less than 20m developing | % |  | Various |  | 0.58%
|  | Probability of freespan of between 20m and 55m developing | % |  | Various |  | 0.117%
|  | Probability of freespan greater than 55m developing | % |  | Various |  | 0.023%
|  | Probability of TPI/anchor strike on the pipeline | % |  | NGGT |  | 0.03125%
| 4.2 | Loss of lease
|  | Probability of loss of lease | % |  | NGGT, Ofgem | See footnote 2 | 0.965%
| 4.3 | Probability of third party incidents (TPI)
|  | Estimated casualties following TPI - base case | fraction |  | NGGT | Number/year | 0.00221
|  | Estimated casualties following TPI - worst case | fraction |  | NGGT | Number/year | 0.0155
| 4.4 | Probability of gas price impact and constraint costs
|  | Probability that loss of Feeder 9 occurs in winter | % |  | Various | See footnote 3 | 21.37% | 1 2013/14: <---- As a % of the year
|  | Days of constraint following loss of Feeder 9 | days |  | NGGT |  | 78 | 1 2013/14: <---- Lower bound of constraint days quoted by NGGT to Ofgem
|  | Prompt constraints - Probability of a 3-day constraint cost event in the summer | % |  | NGGT |  | 80%
|  | Prompt constraints - Probability of a 7-day constraint cost event in the summer | % |  | NGGT |  | 20% | 2 2014/15: 0.2
|  | Prompt constraints - Probability of a 3-day constraint cost event in the winter | % |  | NGGT |  | 80% | 2 2014/15: 0.8
|  | Prompt constraints - Probability of a 7-day constraint cost event in the winter | % |  | NGGT |  | 20% | 2 2014/15: 0.2
|  | Fixed constraints - Probability of a low cost scenario | % |  | NGGT |  | 25% | 2 2014/15: 0.25
|  | Fixed constraints - Probability of a medium cost scenario | % |  | NGGT |  | 65% | 2 2014/15: 0.65
|  | Fixed constraints - Probability of a high cost scenario | % |  | NGGT |  | 10% | 2 2014/15: 0.1
| 5 | Potential delays from damage to existing pipeline
| 5.1 | Delays from damage
|  | Repair clamp following localised mechanical/impact damage | weeks |  | NGGT |  | 48
|  | Probability minor | % |  | NGGT |  | 90%
|  | Probability of major | % |  | NGGT |  | 50%
|  | Short replacement spool following localised failure | weeks |  | NGGT |  | 69
|  | Probability minor | % |  | NGGT |  | 5%
|  | Probability of major | % |  | NGGT |  | 30%
|  | Long replacement spool following extensive failure | weeks |  | NGGT |  | 75
|  | Probability minor | % |  | NGGT |  | 5%
|  | Probability of major | % |  | NGGT |  | 10%
|  | Tunnel replacement following extensive failure | weeks |  | NGGT |  | 312
|  | Probability minor | % |  | NGGT |  | 0%
|  | Probability of major | % |  | NGGT |  | 10%
| 6 | Costs of adverse events
| 6.1 | Gas price impact
|  | Total annual domestic gas consumption | kWh |  | NGGT |  | 297563000000
|  | kWh to Therm conversion factor | kWh/therm |  | NGGT |  | 29.3
|  | Duration of gas price increase following a 20-55m freespan (months) | Months |  | NGGT |  | 3
|  | Duration of gas price increase following a >55m freespan (months) | Months |  | NGGT |  | 16
|  | Gas price impact in first month (summer) (to 2024) | p/therm | 16/17 | NGGT |  | 2 | 1 2013/14: <---- Updated info based on security of supply
|  | Gas price impact in first month (winter) (to 2024) | p/therm | 16/17 | NGGT |  | 25
|  | Gas price impact in subsequent months (to 2024) | p/therm | 16/17 | NGGT |  | 7.8 | 1 2013/14: <---- Updated info based on security of supply
|  | Gas price impact in first month (summer) (2024 onwards) | p/therm | 16/17 | NGGT |  | 1.5 | 1 2013/14: <---- Updated info based on security of supply
|  | Gas price impact in first month (winter) (2024 onwards) | p/therm | 16/17 | NGGT |  | 18.75
|  | Gas price impact in subsequent months (2024 onwards) | p/therm | 16/17 | NGGT |  | 5.85 | 1 2013/14: <---- Updated info based on security of supply
| 6.1a | Electricity price impact
|  | Total annual domestic elec consumption | kWh |  | NGGT |  | 84628524400 | 1 2013/14: <---- New info based on Security of supply
|  | kWh to Therm conversion factor | kWh/therm |  | NGGT |  | 29.3 | 1 2013/14: <---- New info based on Security of supply
|  | Duration of elec price increase following a 20-55m freespan (months) | Months |  | NGGT |  | 3 | 1 2013/14: <---- New info based on Security of supply
|  | Duration of elec price increase following a >55m freespan (months) | Months |  | NGGT |  | 16 | 1 2013/14: <---- New info based on Security of supply
|  | Elec price impact in first month (summer) (to 2024) | p/therm | 16/17 | NGGT |  | 5.8 | 1 2013/14: <---- New info based on Security of supply
|  | Elec price impact in first month (winter) (to 2024) | p/therm | 16/17 | NGGT |  | 72.5 | 1 2013/14: <---- New info based on Security of supply
|  | Elec price impact in subsequent months (to 2024) | p/therm | 16/17 | NGGT |  | 22.62 | 1 2013/14: <---- New info based on Security of supply
|  | Elec price impact in first month (summer) (2024 onwards) | p/therm | 16/17 | NGGT |  | 4.35 | 1 2013/14: <---- New info based on Security of supply
|  | Elec price impact in first month (winter) (2024 onwards) | p/therm | 16/17 | NGGT |  | 54.375 | 1 2013/14: <---- New info based on Security of supply
|  | Elec price impact in subsequent months (2024 onwards) | p/therm | 16/17 | NGGT |  | 16.965 | 1 2013/14: <---- New info based on Security of supply
| 6.2 | Constraint costs
|  | Daily Constraint Cost @ 10p/kwh | £m | 16/17 | NGGT |  | 28 | 1 2013/14: <---- Updated info based on security of supply
|  | Prompt constraints - Cost of a 3-day constraint event in the summer | £m | 16/17 | NGGT |  |  | 1 2013/14: <---- Superceded as per above assumption
|  | Prompt constraints - Cost of a 7-day constraint event in the summer | £m | 16/17 | NGGT |  |  | 1 2013/14: <---- Superceded as per above assumption
|  | Prompt constraints - Cost of a 3-day constraint event in the winter | £m | 16/17 | NGGT |  |  | 1 2013/14: <---- Superceded as per above assumption
|  | Prompt constraints - Cost of a 7-day constraint event in the winter | £m | 16/17 | NGGT |  |  | 1 2013/14: <---- Superceded as per above assumption
|  | Fixed constraints costs - Low scenario (Min) | £m | 16/17 | NGGT |  |  | 1 2013/14: <---- Superceded as per above assumption
|  | Fixed constraints costs - Low scenario (Max) | £m | 16/17 | NGGT |  |  | 1 2013/14: <---- Superceded as per above assumption
|  | Fixed constraints costs - Medium scenario (Min) | £m | 16/17 | NGGT |  |  | 1 2013/14: <---- Superceded as per above assumption
|  | Fixed constraints costs - Medium scenario (Max) | £m | 16/17 | NGGT |  |  | 1 2013/14: <---- Superceded as per above assumption
|  | Fixed constraints costs - High scenario (Min) | £m | 16/17 | NGGT |  |  | 1 2013/14: <---- Superceded as per above assumption
|  | Fixed constraints costs - High scenario (Max) | £m | 16/17 | NGGT |  |  | 1 2013/14: <---- Superceded as per above assumption
| 6.2a | Value of Lost Load (VOLL)
|  | Cost for VOLL over a 10 day period per isolation | £m | 09/10 | NGGT |  | 33.5 | 1 2013/14: <---- New info based on Security of supply
| 6.3 | Possible loss of life
|  | Assumed cost of a life | £m | 16/17 | NGGT |  | 1.6
|  | Disproportionality factor | No. |  | NGGT |  | 10
| 6.4 | Cost of pipeline repair/replacement following damage
|  | Repair clamp following localised mechanical/impact damage | £m | 16/17 | NGGT |  | 2.61
|  | Short replacement spool following localised failure | £m | 16/17 | NGGT |  | 12.6
|  | Long replacement spool following extensive failure | £m | 16/17 | NGGT |  | 18.14
|  | Tunnel replacement following extensive failure | £m | 16/17 | NGGT |  | 181.717
| 6.5 | Other adverse consequences
|  | Daily cost of shipping lane closure following TPI | £m | 16/17 | NGGT |  | 8.5
|  | Ship clear up costs following accident | £m | 16/17 | NGGT |  | 241
| 7 | General
|  | Conversion factor from 09/10 to 16/17 prices |  |  | Ofgem calculation |  | 1.2281
|  | Tunnel construction time | years |  | NGGT |  | 8

## CALC¦ 1
| Item | Unit | Index | Comments | Constant | 1 | 2 | 3 | 4 | 5 | 6 | 7 | 8 | 9 | 10 | 11 | 12 | 13 | 14 | 15 | 16 | 17 | 18 | 19 | 20 | 21 | 22 | 23 | 24 | 25 | 26 | 27 | 28 | 29 | 30 | 31 | 32 | 33 | 34 | 35 | 36 | 37 | 38 | 39 | 40 | 41 | 42 | 43 | 44 | 45 | 46 | 47 | 48 | 49 | 50 | 51 | 52 | 53 | 54 | 55 | 56 | 57 | 58 | 59 | 60 | 61 | 62 | 63 | 64 | 65
[6 empty] | 2013/14 | 2014/15 | 2015/16 | 2016/17 | 2017/18 | 2018/19 | 2019/20 | 2020/21 | 2021/22 | 2022/23 | 2023/24 | 2024/25 | 2025/26 | 2026/27 | 2027/28 | 2028/29 | 2029/30 | 2030/31 | 2031/32 | 2032/33 | 2033/34 | 2034/35 | 2035/36 | 2036/37 | 2037/38 | 2038/39 | 2039/40 | 2040/41 | 2041/42 | 2042/43 | 2043/44 | 2044/45 | 2045/46 | 2046/47 | 2047/48 | 2048/49 | 2049/50 | 2050/51 | 2051/52 | 2052/53 | 2053/54 | 2054/55 | 2055/56 | 2056/57 | 2057/58 | 2058/59 | 2059/60 | 2060/61 | 2061/62 | 2062/63 | 2063/64 | 2064/65 | 2065/66 | 2066/67 | 2067/68 | 2068/69 | 2069/70 | 2070/71 | 2071/72 | 2072/73 | 2073/74 | 2074/75 | 2075/76 | 2076/77 | 2077/78
1 | Costs and expenditure profile: Tunnel
| Tunnel construction period | years |  |  | 8
| Annual cost of inspections/pigging | £m | 09/10 |  | 0.059745
| Expenditure profile after Ofgem efficiency challenge | £m | 09/10 |  |  | 0.072393 | 3.8383 | 2.4318 | 25.0318 | 42.9279 | 50.8127 | 11.7378 | 3.0342 | 0 | 0 | 0 | 0 | 0 | 0 | 0 | 0 | 0 | 0 | 0 | 0 | 0 | 0 | 0 | 0 | 0 | 0 | 0 | 0 | 0 | 0 | 0 | 0 | 0 | 0 | 0 | 0 | 0 | 0 | 0 | 0 | 0 | 0 | 0 | 0 | 0 | 0 | 0 | 0 | 0 | 0 | 0 | 0 | 0 | 0 | 0 | 0 | 0 | 0 | 0 | 0
| Tunnel revenue profile to be used for modelling | £m | 09/10 |  |  | 0.56455 | 0.57303 | 2.8901 | 5.2498 | 5.648 | 6.7417 | 5.0916 | 5.1811 | 7.6863 | 7.5661 | 7.4459 | 7.3258 | 7.2056 | 7.0855 | 6.9653 | 6.8451 | 6.725 | 6.6048 | 6.4847 | 6.3645 | 6.2443 | 6.1242 | 6.004 | 5.8839 | 5.7637 | 5.6435 | 5.5234 | 5.4032 | 5.2831 | 5.1629 | 5.0427 | 4.9226 | 4.8024 | 4.6823 | 4.5621 | 4.4419 | 4.3218 | 4.2016 | 4.0815 | 3.9613 | 3.8411 | 3.721 | 3.6008 | 3.4807 | 3.3605 | 3.2403 | 2.9572 | 2.7549 | 1.9131 | 1.172 | 0.59855 | 0.032968 | 0 | 0 | 0 | 0 | 0 | 0 | 0 | 0
2 | Costs and expenditure profile: Mitigation
| Annual cost of inspections/pigging | £m | 09/10 |  | 0.29951
2.1 | Probablity adjusted cost of losing lease in any year
| Cost of replacing pipeline with a tunnel (after Ofgem efficiency challenge) | £m | 09/10 |  | 139.887
| Cost of loss of lease | £m | 09/10 |  |  | 1 2013/14: 2.4557; 2 2014/15: 2.4557; 3 2015/16: 2.4557; 4 2016/17: 2.4557; 5 2017/18: 2.4557; 6 2018/19: 2.4557; 7 2019/20: 2.4557; 8 2020/21: 2.4557; 9 2021/22: 2.432; 10 2022/23: 2.4085; 11 2023/24: 2.3853; 12 2024/25: 2.3623; 13 2025/26: 2.3395; 14 2026/27: 2.3169; 15 2027/28: 2.2945; 16 2028/29: 2.2724; 17 2029/30: 2.2505; 18 2030/31: 2.2288; 19 2031/32: 2.2072; 20 2032/33: 2.1859; 21 2033/34: 2.1649; 22 2034/35: 2.144; 23 2035/36: 2.1233; 24 2036/37: 2.1028; 25 2037/38: 2.0825; 26 2038/39: 2.0624; 27 2039/40: 2.0425; 28 2040/41: 2.0228; 29 2041/42: 2.0033; 30 2042/43: 1.9839; 31 2043/44: 1.9648; 32 2044/45: 1.9458; 40 2052/53: <--- Removes double discounting and starts the loss of lease assumption from 2021 to align logic to Row 21
| Probability that the lease is still in force and current pipeline is operational | % |  |  |  | 100% | 100% | 100% | 100% | 100% | 100% | 100% | 100% | 98.53% | 97.08% | 95.65% | 94.24% | 92.86% | 91.49% | 90.15% | 88.82% | 87.51% | 86.23% | 84.96% | 83.71% | 82.48% | 81.26% | 80.07% | 78.89% | 77.73% | 76.59% | 75.46% | 74.35% | 73.26% | 72.18% | 71.12% | 70.07% | 69.04% | 68.02% | 67.02% | 66.04% | 65.07% | 64.11% | 63.17% | <--- Treats as a decision tree - there is the possibility the pipe would free span and NGGT lose lease
2.2 | Cost of mattressing
| Probability adjusted annual cost of mattressing | £m | 09/10 |  | 0.74263
2.3 | Freespan develops despite mattressing (less than 20m section)
| Probability of event | % |  |  | 12.3%
| Cost of emergency mattressing | £m | 09/10 | see footnote 4 | 0.26098
2.4 | Freespan develops despite mattressing (between 20m and 55m section)
| Probability of event |  |  |  | 2.4%
| Cost of emergency mattressing - major | £m | 09/10 |  | 0.16994
| Prompt constraint costs (£m) | £m | 09/10 |  | 12.3113
| Post-mod constraint costs - 16 months (£m) (09/10 prices) | £m | 09/10 |  | 0
| Wholesale gas price impact up to 2024 | £m | 09/10 |  | 8.782
| Wholesale gas price beyond 2024 | £m | 09/10 |  | 5.3998
| VoLL | £m | 09/10 |  | 0.19825
2.5 | Freespan develops despite mattressing (greater than 55m section)
| Probability of event | % |  |  | 0.511%
| Cost of building a tunnel replacement | £m | 09/10 |  |  | 1 2013/14: 1.3004; 2 2014/15: 1.3004; 3 2015/16: 1.3004; 4 2016/17: 1.3004; 5 2017/18: 1.3004; 6 2018/19: 1.3004; 7 2019/20: 1.3004; 8 2020/21: 1.3004; 9 2021/22: 1.2937; 10 2022/23: 1.2871; 11 2023/24: 1.2805; 12 2024/25: 1.274; 13 2025/26: 1.2675; 14 2026/27: 1.261; 15 2027/28: 1.2546; 16 2028/29: 1.2482; 17 2029/30: 1.2418; 18 2030/31: 1.2354; 19 2031/32: 1.2291; 20 2032/33: 1.2228; 21 2033/34: 1.2166; 22 2034/35: 1.2104; 23 2035/36: 1.2042; 24 2036/37: 1.198; 25 2037/38: 1.1919; 26 2038/39: 1.1858; 27 2039/40: 1.1798; 28 2040/41: 1.1737; 29 2041/42: 1.1677; 30 2042/43: 1.1618; 31 2043/44: 1.1558; 32 2044/45: 1.1499; 40 2052/53: <--- Removes double discounting and starts the loss to free span assumption from 2021 to align logic to Row 21
| Cost of emergency mattressing - major | £m | 09/10 |  | 0.036184
| Prompt constraint costs (£m) (09/10 prices) | £m | 09/10 |  | 13.9802
| Post-mod constraint costs - 16 months (£m) (09/10 prices) | £m | 09/10 |  | 0
| Wholesale gas price impact up to 2024 | £m | 09/10 |  | 8.3854
| Wholesale gas price beyond 2024 | £m | 09/10 |  | 4.394
| VoLL | £m | 09/10 |  | 0.04221
2.6 | Third party interference
| Probability of event | % |  |  | 0.03125%
| Probability adjusted cost associated with possible loss of life | £m | 09/10 |  | 0.11536
| Cost of intervention | £m | 09/10 |  | 0.0035579
| Prompt constraint costs | £m | 09/10 |  | 0.85495
| Post-mod constraint costs - 16 months | £m | 09/10 |  | 0
| Wholesale gas price impact for 16 months up to 2024 | £m | 09/10 |  | 0.5128
| Wholesale gas price impact for 16 months beyond 2024 | £m | 09/10 |  | 0.26871
| Shipping lane closure | £m | 09/10 |  | 0.0021628
| Shipwreck clear up costs | £m | 09/10 |  | 0.061322
| VoLL | £m | 09/10 |  | 0.0025813
3 | Detiled Working: Constraint costs
3.1 | Prompt constraint costs
| Weighted monthly costs | £m | 16/17 |  | 210
| Weighted summer 3 day costs | £m | 16/17 |  | 0
| Weighted summer 7 day costs | £m | 16/17 |  | 0
| Weighted summer costs | £m | 16/17 |  | 0
| Weighted winter 3 day costs | £m | 16/17 |  | 0
| Weighted winter 7 day costs | £m | 16/17 |  | 0
| Weighted winter costs | £m | 16/17 |  | 0
| Weighted total costs | £m | 16/17 |  | 0
3.2 | Fixed Price Constraint Costs
| Low scenario | £m | 16/17 |  | 0
| Mid scenario | £m | 16/17 |  | 0
| High scenario | £m | 16/17 |  | 0
| Weighted annual cost | £m | 16/17 |  | 0
| Monthly Cost | £m | 16/17 |  | 0
4 | Detailed Workings: Wholesale Energy Price Impact
4.1 | Gas consumption
| Monthy domestic gas consumption | therm |  |  | 846311149.033
| Monthly domestic electricity consumption | therm |  |  | 240695461.8885
4.2 | To 2024
| First month average | £m | 16/17 |  | 208.4843 | 1 2013/14: <---- Updated to account for new Electrcity info
| Monthly average (excluding first month) | £m | 16/17 |  | 120.4576 | 1 2013/14: <---- Updated to account for new Electrcity info
4.3 | From 2024 to 2072
| First month average | £m | 16/17 |  | 156.3632 | 1 2013/14: <---- Updated to account for new Electrcity info
| Monthly average (excluding first month) | £m | 16/17 |  | 59.9795 | 1 2013/14: <---- Updated to account for new Electrcity info
4.4 | Damage intervention
4.4.1 | Localised mechanical/impact damage leading to repair clamp
| Probability | % |  |  | 0.7
| Expected duration | weeks |  |  | 33.6
| Expected cost | £m | 09/10 |  | 1.4876
4.4.2 | Localised failure leadingto short replacement spool
| Probability | % |  |  | 0.175
| Expected duration | weeks |  |  | 12.075
| Expected cost | £m | 09/10 |  | 1.7954
4.4.3 | Extensive failure over pipeline span /rupture elading to long replacement spool
| Probability | % |  |  | 0.075
| Expected duration | weeks |  |  | 5.625
| Expected cost | £m | 09/10 |  | 1.1078
4.4.4 | Tunnel replacement
| Probability | % |  |  | 0.05
| Expected duration | weeks |  |  | 15.6
| Expected cost | £m | 09/10 |  | 6.9943
4.4.4 | Average cost of intervention | £m | 09/10 |  | 11.3851
| Item | Unit | Index | Notes | 1 | 2 | 3 | 4 | 5 | 6 | 7 | 8 | 9 | 10 | 11 | 12 | 13 | 14 | 15 | 16 | 17 | 18 | 19 | 20 | 21 | 22 | 23 | 24 | 25 | 26 | 27 | 28 | 29 | 30 | 31 | 32 | 33 | 34 | 35 | 36 | 37 | 38 | 39 | 40 | 41 | 42 | 43 | 44 | 45 | 46 | 47 | 48 | 49 | 50 | 51 | 52 | 53 | 54 | 55 | 56 | 57 | 58 | 59 | 60 | 61 | 62 | 63 | 64 | 65
[5 empty] | 2013/14 | 2014/15 | 2015/16 | 2016/17 | 2017/18 | 2018/19 | 2019/20 | 2020/21 | 2021/22 | 2022/23 | 2023/24 | 2024/25 | 2025/26 | 2026/27 | 2027/28 | 2028/29 | 2029/30 | 2030/31 | 2031/32 | 2032/33 | 2033/34 | 2034/35 | 2035/36 | 2036/37 | 2037/38 | 2038/39 | 2039/40 | 2040/41 | 2041/42 | 2042/43 | 2043/44 | 2044/45 | 2045/46 | 2046/47 | 2047/48 | 2048/49 | 2049/50 | 2050/51 | 2051/52 | 2052/53 | 2053/54 | 2054/55 | 2055/56 | 2056/57 | 2057/58 | 2058/59 | 2059/60 | 2060/61 | 2061/62 | 2062/63 | 2063/64 | 2064/65 | 2065/66 | 2066/67 | 2067/68 | 2068/69 | 2069/70 | 2070/71 | 2071/72 | 2072/73 | 2073/74 | 2074/75 | 2075/76 | 2076/77 | 2077/78
1 | Option: Tunnel 2012
| Revenue impact of construction cost | £m | 09/10 |  | 0.56455 | 0.57303 | 2.8901 | 5.2498 | 5.648 | 6.7417 | 5.0916 | 5.1811 | 7.6863 | 7.5661 | 7.4459 | 7.3258 | 7.2056 | 7.0855 | 6.9653 | 6.8451 | 6.725 | 6.6048 | 6.4847 | 6.3645 | 6.2443 | 6.1242 | 6.004 | 5.8839 | 5.7637 | 5.6435 | 5.5234 | 5.4032 | 5.2831 | 5.1629 | 5.0427 | 4.9226 | 4.8024 | 4.6823 | 4.5621 | 4.4419 | 4.3218 | 4.2016 | 4.0815 | 3.9613 | 3.8411 | 3.721 | 3.6008 | 3.4807 | 3.3605 | 3.2403 | 2.9572 | 2.7549 | 1.9131 | 1.172 | 0.59855 | 0.032968 | 0 | 0 | 0 | 0 | 0 | 0 | 0 | 0
| Operational costs | £m | 09/10 |  | 0.29951 | 0.29951 | 0.29951 | 0.29951 | 0.29951 | 0.29951 | 0.29951 | 0.29951 | 0.059745 | 0.059745 | 0.059745 | 0.059745 | 0.059745 | 0.059745 | 0.059745 | 0.059745 | 0.059745 | 0.059745 | 0.059745 | 0.059745 | 0.059745 | 0.059745 | 0.059745 | 0.059745 | 0.059745 | 0.059745 | 0.059745 | 0.059745 | 0.059745 | 0.059745 | 0.059745 | 0.059745 | 0.059745 | 0.059745 | 0.059745 | 0.059745 | 0.059745 | 0.059745 | 0.059745 | 0.059745 | 0.059745 | 0.059745 | 0.059745 | 0.059745 | 0.059745 | 0.059745 | 0.059745 | 0.059745 | 0.059745 | 0.059745 | 0.059745 | 0.059745 | 0.059745 | 0.059745 | 0.059745 | 0.059745 | 0.059745 | 0.059745 | 0.059745 | 0.059745
| Mattressing cost | £m | 09/10 |  | 0.74263 | 0.74263 | 0.74263 | 0.74263 | 0.74263 | 0.74263 | 0.74263 | 0.74263 | 0 | 0 | 0 | 0 | 0 | 0 | 0 | 0 | 0 | 0 | 0 | 0 | 0 | 0 | 0 | 0 | 0 | 0 | 0 | 0 | 0 | 0 | 0 | 0 | 0 | 0 | 0 | 0 | 0 | 0 | 0 | 0 | 0 | 0 | 0 | 0 | 0 | 0 | 0 | 0 | 0 | 0 | 0 | 0 | 0 | 0 | 0 | 0 | 0 | 0 | 0 | 0
Freespan (<20m)
| Emergency mattressing following freespan | £m | 09/10 |  | 0.26098 | 0.26098 | 0.26098 | 0.26098 | 0.26098 | 0.26098 | 0.26098 | 0.26098 | 0 | 0 | 0 | 0 | 0 | 0 | 0 | 0 | 0 | 0 | 0 | 0 | 0 | 0 | 0 | 0 | 0 | 0 | 0 | 0 | 0 | 0 | 0 | 0 | 0 | 0 | 0 | 0 | 0 | 0 | 0 | 0 | 0 | 0 | 0 | 0 | 0 | 0 | 0 | 0 | 0 | 0 | 0 | 0 | 0 | 0 | 0 | 0 | 0 | 0 | 0 | 0
Freespan (20-55m)
| Cost of emergency mattressing - major | £m | 09/10 |  | 0.16994 | 0.16994 | 0.16994 | 0.16994 | 0.16994 | 0.16994 | 0.16994 | 0.16994 | 0 | 0 | 0 | 0 | 0 | 0 | 0 | 0 | 0 | 0 | 0 | 0 | 0 | 0 | 0 | 0 | 0 | 0 | 0 | 0 | 0 | 0 | 0 | 0 | 0 | 0 | 0 | 0 | 0 | 0 | 0 | 0 | 0 | 0 | 0 | 0 | 0 | 0 | 0 | 0 | 0 | 0 | 0 | 0 | 0 | 0 | 0 | 0 | 0 | 0 | 0 | 0
| Prompt constraint costs | £m | 09/10 |  | 12.3113 | 12.3113 | 12.3113 | 12.3113 | 12.3113 | 12.3113 | 12.3113 | 12.3113 | 0 | 0 | 0 | 0 | 0 | 0 | 0 | 0 | 0 | 0 | 0 | 0 | 0 | 0 | 0 | 0 | 0 | 0 | 0 | 0 | 0 | 0 | 0 | 0 | 0 | 0 | 0 | 0 | 0 | 0 | 0 | 0 | 0 | 0 | 0 | 0 | 0 | 0 | 0 | 0 | 0 | 0 | 0 | 0 | 0 | 0 | 0 | 0 | 0 | 0 | 0 | 0
| Post-mod constraint costs - three months | £m | 09/10 |  | 0 | 0 | 0 | 0 | 0 | 0 | 0 | 0 | 0 | 0 | 0 | 0 | 0 | 0 | 0 | 0 | 0 | 0 | 0 | 0 | 0 | 0 | 0 | 0 | 0 | 0 | 0 | 0 | 0 | 0 | 0 | 0 | 0 | 0 | 0 | 0 | 0 | 0 | 0 | 0 | 0 | 0 | 0 | 0 | 0 | 0 | 0 | 0 | 0 | 0 | 0 | 0 | 0 | 0 | 0 | 0 | 0 | 0 | 0 | 0
| Wholesale gas price impact up to 2024 | £m | 09/10 |  | 8.782 | 8.782 | 8.782 | 8.782 | 8.782 | 8.782 | 8.782 | 8.782 | 0 | 0 | 0 | 0 | 0 | 0 | 0 | 0 | 0 | 0 | 0 | 0 | 0 | 0 | 0 | 0 | 0 | 0 | 0 | 0 | 0 | 0 | 0 | 0 | 0 | 0 | 0 | 0 | 0 | 0 | 0 | 0 | 0 | 0 | 0 | 0 | 0 | 0 | 0 | 0 | 0 | 0 | 0 | 0 | 0 | 0 | 0 | 0 | 0 | 0 | 0 | 0
| Wholesale gas price impact beyond 2024 | £m | 09/10 |  | 0 | 0 | 0 | 0 | 0 | 0 | 0 | 0 | 0 | 0 | 0 | 0 | 0 | 0 | 0 | 0 | 0 | 0 | 0 | 0 | 0 | 0 | 0 | 0 | 0 | 0 | 0 | 0 | 0 | 0 | 0 | 0 | 0 | 0 | 0 | 0 | 0 | 0 | 0 | 0 | 0 | 0 | 0 | 0 | 0 | 0 | 0 | 0 | 0 | 0 | 0 | 0 | 0 | 0 | 0 | 0 | 0 | 0 | 0 | 0
| VoLL | £m | 09/10 |  | 0.19825 | 0.19825 | 0.19825 | 0.19825 | 0.19825 | 0.19825 | 0.19825 | 0.19825 | 0 | 0 | 0 | 0 | 0 | 0 | 0 | 0 | 0 | 0 | 0 | 0 | 0 | 0 | 0 | 0 | 0 | 0 | 0 | 0 | 0 | 0 | 0 | 0 | 0 | 0 | 0 | 0 | 0 | 0 | 0 | 0 | 0 | 0 | 0 | 0 | 0 | 0 | 0 | 0 | 0 | 0 | 0 | 0 | 0 | 0 | 0 | 0 | 0 | 0 | 0 | 0
Freespan (>55m)
| Cost of emergency mattressing - major | £m | 09/10 |  | 0.036184 | 0.036184 | 0.036184 | 0.036184 | 0.036184 | 0.036184 | 0.036184 | 0.036184 | 0 | 0 | 0 | 0 | 0 | 0 | 0 | 0 | 0 | 0 | 0 | 0 | 0 | 0 | 0 | 0 | 0 | 0 | 0 | 0 | 0 | 0 | 0 | 0 | 0 | 0 | 0 | 0 | 0 | 0 | 0 | 0 | 0 | 0 | 0 | 0 | 0 | 0 | 0 | 0 | 0 | 0 | 0 | 0 | 0 | 0 | 0 | 0 | 0 | 0 | 0 | 0
| Prompt constraint costs | £m | 09/10 |  | 13.9802 | 13.9802 | 13.9802 | 13.9802 | 13.9802 | 13.9802 | 13.9802 | 13.9802 | 0 | 0 | 0 | 0 | 0 | 0 | 0 | 0 | 0 | 0 | 0 | 0 | 0 | 0 | 0 | 0 | 0 | 0 | 0 | 0 | 0 | 0 | 0 | 0 | 0 | 0 | 0 | 0 | 0 | 0 | 0 | 0 | 0 | 0 | 0 | 0 | 0 | 0 | 0 | 0 | 0 | 0 | 0 | 0 | 0 | 0 | 0 | 0 | 0 | 0 | 0 | 0
| Post-mod constraint costs - 16 months | £m | 09/10 |  | 0 | 0 | 0 | 0 | 0 | 0 | 0 | 0 | 0 | 0 | 0 | 0 | 0 | 0 | 0 | 0 | 0 | 0 | 0 | 0 | 0 | 0 | 0 | 0 | 0 | 0 | 0 | 0 | 0 | 0 | 0 | 0 | 0 | 0 | 0 | 0 | 0 | 0 | 0 | 0 | 0 | 0 | 0 | 0 | 0 | 0 | 0 | 0 | 0 | 0 | 0 | 0 | 0 | 0 | 0 | 0 | 0 | 0 | 0 | 0
| Wholesale gas price impact for 16 months(Up to 2024) | £m | 09/10 |  | 8.3854 | 8.3854 | 8.3854 | 8.3854 | 8.3854 | 8.3854 | 8.3854 | 8.3854 | 0 | 0 | 0 | 0 | 0 | 0 | 0 | 0 | 0 | 0 | 0 | 0 | 0 | 0 | 0 | 0 | 0 | 0 | 0 | 0 | 0 | 0 | 0 | 0 | 0 | 0 | 0 | 0 | 0 | 0 | 0 | 0 | 0 | 0 | 0 | 0 | 0 | 0 | 0 | 0 | 0 | 0 | 0 | 0 | 0 | 0 | 0 | 0 | 0 | 0 | 0 | 0
| Wholesale gas price impact for 16 months(Beyond 2024) | £m | 09/10
| VoLL | £m | 09/10 |  | 0.04221 | 0.04221 | 0.04221 | 0.04221 | 0.04221 | 0.04221 | 0.04221 | 0.04221 | 0 | 0 | 0 | 0 | 0 | 0 | 0 | 0 | 0 | 0 | 0 | 0 | 0 | 0 | 0 | 0 | 0 | 0 | 0 | 0 | 0 | 0 | 0 | 0 | 0 | 0 | 0 | 0 | 0 | 0 | 0 | 0 | 0 | 0 | 0 | 0 | 0 | 0 | 0 | 0 | 0 | 0 | 0 | 0 | 0 | 0 | 0 | 0 | 0 | 0 | 0 | 0
Third party impact
| Probability adjusted cost associated with possible loss of life |  |  |  | 0.11536 | 0.11536 | 0.11536 | 0.11536 | 0.11536 | 0.11536 | 0.11536 | 0.11536 | 0 | 0 | 0 | 0 | 0 | 0 | 0 | 0 | 0 | 0 | 0 | 0 | 0 | 0 | 0 | 0 | 0 | 0 | 0 | 0 | 0 | 0 | 0 | 0 | 0 | 0 | 0 | 0 | 0 | 0 | 0 | 0 | 0 | 0 | 0 | 0 | 0 | 0 | 0 | 0 | 0 | 0 | 0 | 0 | 0 | 0 | 0 | 0 | 0 | 0 | 0 | 0
| Cost of intervention |  |  |  | 0.0035579 | 0.0035579 | 0.0035579 | 0.0035579 | 0.0035579 | 0.0035579 | 0.0035579 | 0.0035579 | 0 | 0 | 0 | 0 | 0 | 0 | 0 | 0 | 0 | 0 | 0 | 0 | 0 | 0 | 0 | 0 | 0 | 0 | 0 | 0 | 0 | 0 | 0 | 0 | 0 | 0 | 0 | 0 | 0 | 0 | 0 | 0 | 0 | 0 | 0 | 0 | 0 | 0 | 0 | 0 | 0 | 0 | 0 | 0 | 0 | 0 | 0 | 0 | 0 | 0 | 0 | 0
| Prompt constraint costs | £m | 09/10 |  | 0.85495 | 0.85495 | 0.85495 | 0.85495 | 0.85495 | 0.85495 | 0.85495 | 0.85495 | 0 | 0 | 0 | 0 | 0 | 0 | 0 | 0 | 0 | 0 | 0 | 0 | 0 | 0 | 0 | 0 | 0 | 0 | 0 | 0 | 0 | 0 | 0 | 0 | 0 | 0 | 0 | 0 | 0 | 0 | 0 | 0 | 0 | 0 | 0 | 0 | 0 | 0 | 0 | 0 | 0 | 0 | 0 | 0 | 0 | 0 | 0 | 0 | 0 | 0 | 0 | 0
| Post-mod constraint costs - 16 months | £m | 09/10 |  | 0 | 0 | 0 | 0 | 0 | 0 | 0 | 0 | 0 | 0 | 0 | 0 | 0 | 0 | 0 | 0 | 0 | 0 | 0 | 0 | 0 | 0 | 0 | 0 | 0 | 0 | 0 | 0 | 0 | 0 | 0 | 0 | 0 | 0 | 0 | 0 | 0 | 0 | 0 | 0 | 0 | 0 | 0 | 0 | 0 | 0 | 0 | 0 | 0 | 0 | 0 | 0 | 0 | 0 | 0 | 0 | 0 | 0 | 0 | 0
| Wholesale gas price impact for 16 months(Up to 2024) | £m | 09/10 |  | 0.5128 | 0.5128 | 0.5128 | 0.5128 | 0.5128 | 0.5128 | 0.5128 | 0.5128 | 0 | 0 | 0 | 0 | 0 | 0 | 0 | 0 | 0 | 0 | 0 | 0 | 0 | 0 | 0 | 0 | 0 | 0 | 0 | 0 | 0 | 0 | 0 | 0 | 0 | 0 | 0 | 0 | 0 | 0 | 0 | 0 | 0 | 0 | 0 | 0 | 0 | 0 | 0 | 0 | 0 | 0 | 0 | 0 | 0 | 0 | 0 | 0 | 0 | 0 | 0 | 0
| Wholesale gas price impact for 16 months(Beyond 2024) | £m | 09/10
| Shipping lane closure | £m | 09/10 |  | 0.0021628 | 0.0021628 | 0.0021628 | 0.0021628 | 0.0021628 | 0.0021628 | 0.0021628 | 0.0021628 | 0 | 0 | 0 | 0 | 0 | 0 | 0 | 0 | 0 | 0 | 0 | 0 | 0 | 0 | 0 | 0 | 0 | 0 | 0 | 0 | 0 | 0 | 0 | 0 | 0 | 0 | 0 | 0 | 0 | 0 | 0 | 0 | 0 | 0 | 0 | 0 | 0 | 0 | 0 | 0 | 0 | 0 | 0 | 0 | 0 | 0 | 0 | 0 | 0 | 0 | 0 | 0
| Shipwreck clear up costs | £m | 09/10 |  | 0.061322 | 0.061322 | 0.061322 | 0.061322 | 0.061322 | 0.061322 | 0.061322 | 0.061322 | 0 | 0 | 0 | 0 | 0 | 0 | 0 | 0 | 0 | 0 | 0 | 0 | 0 | 0 | 0 | 0 | 0 | 0 | 0 | 0 | 0 | 0 | 0 | 0 | 0 | 0 | 0 | 0 | 0 | 0 | 0 | 0 | 0 | 0 | 0 | 0 | 0 | 0 | 0 | 0 | 0 | 0 | 0 | 0 | 0 | 0 | 0 | 0 | 0 | 0 | 0 | 0
| VoLL | £m | 09/10 |  | 0.0025813 | 0.0025813 | 0.0025813 | 0.0025813 | 0.0025813 | 0.0025813 | 0.0025813 | 0.0025813 | 0 | 0 | 0 | 0 | 0 | 0 | 0 | 0 | 0 | 0 | 0 | 0 | 0 | 0 | 0 | 0 | 0 | 0 | 0 | 0 | 0 | 0 | 0 | 0 | 0 | 0 | 0 | 0 | 0 | 0 | 0 | 0 | 0 | 0 | 0 | 0 | 0 | 0 | 0 | 0 | 0 | 0 | 0 | 0 | 0 | 0 | 0 | 0 | 0 | 0 | 0 | 0
| Total tunnel construction and operation cost | £m | 09/10 |  | 0.86406 | 0.87254 | 3.1896 | 5.5493 | 5.9475 | 7.0412 | 5.3911 | 5.4806 | 7.746 | 7.6258 | 7.5057 | 7.3855 | 7.2654 | 7.1452 | 7.025 | 6.9049 | 6.7847 | 6.6646 | 6.5444 | 6.4242 | 6.3041 | 6.1839 | 6.0638 | 5.9436 | 5.8234 | 5.7033 | 5.5831 | 5.463 | 5.3428 | 5.2226 | 5.1025 | 4.9823 | 4.8622 | 4.742 | 4.6218 | 4.5017 | 4.3815 | 4.2614 | 4.1412 | 4.021 | 3.9009 | 3.7807 | 3.6606 | 3.5404 | 3.4202 | 3.3001 | 3.017 | 2.8147 | 1.9729 | 1.2318 | 0.65829 | 0.092713 | 0.059745 | 0.059745 | 0.059745 | 0.059745 | 0.059745 | 0.059745 | 0.059745 | 0.059745
| Total costs (excluding loss of life) | £m | 09/10 |  | 47.2105 | 47.219 | 49.536 | 51.8957 | 52.2939 | 53.3876 | 51.7375 | 51.8271 | 7.746 | 7.6258 | 7.5057 | 7.3855 | 7.2654 | 7.1452 | 7.025 | 6.9049 | 6.7847 | 6.6646 | 6.5444 | 6.4242 | 6.3041 | 6.1839 | 6.0638 | 5.9436 | 5.8234 | 5.7033 | 5.5831 | 5.463 | 5.3428 | 5.2226 | 5.1025 | 4.9823 | 4.8622 | 4.742 | 4.6218 | 4.5017 | 4.3815 | 4.2614 | 4.1412 | 4.021 | 3.9009 | 3.7807 | 3.6606 | 3.5404 | 3.4202 | 3.3001 | 3.017 | 2.8147 | 1.9729 | 1.2318 | 0.65829 | 0.092713 | 0.059745 | 0.059745 | 0.059745 | 0.059745 | 0.059745 | 0.059745 | 0.059745 | 0.059745
| Cost of possible loss of life | £m | 09/10 |  | 0.11536 | 0.11536 | 0.11536 | 0.11536 | 0.11536 | 0.11536 | 0.11536 | 0.11536 | 0 | 0 | 0 | 0 | 0 | 0 | 0 | 0 | 0 | 0 | 0 | 0 | 0 | 0 | 0 | 0 | 0 | 0 | 0 | 0 | 0 | 0 | 0 | 0 | 0 | 0 | 0 | 0 | 0 | 0 | 0 | 0 | 0 | 0 | 0 | 0 | 0 | 0 | 0 | 0 | 0 | 0 | 0 | 0 | 0 | 0 | 0 | 0 | 0 | 0 | 0 | 0
| Discount factor for other costs |  |  |  | 0.96618 | 0.93351 | 0.90194 | 0.87144 | 0.84197 | 0.8135 | 0.78599 | 0.75941 | 0.73373 | 0.70892 | 0.68495 | 0.66178 | 0.6394 | 0.61778 | 0.59689 | 0.57671 | 0.5572 | 0.53836 | 0.52016 | 0.50257 | 0.48557 | 0.46915 | 0.45329 | 0.43796 | 0.42315 | 0.40884 | 0.39501 | 0.38165 | 0.36875 | 0.35628 | 0.39999 | 0.38834 | 0.37703 | 0.36604 | 0.35538 | 0.34503 | 0.33498 | 0.32523 | 0.31575 | 0.30656 | 0.29763 | 0.28896 | 0.28054 | 0.27237 | 0.26444 | 0.25674 | 0.24926 | 0.242 | 0.23495 | 0.22811 | 0.22146 | 0.21501 | 0.20875 | 0.20267 | 0.19677 | 0.19104 | 0.18547 | 0.18007 | 0.17483 | 0.16973
| Discount factor for loss of life costs |  |  |  | 0.98522 | 0.97066 | 0.95632 | 0.94218 | 0.92826 | 0.91454 | 0.90103 | 0.88771 | 0.87459 | 0.86167 | 0.84893 | 0.83639 | 0.82403 | 0.81185 | 0.79985 | 0.78803 | 0.77639 | 0.76491 | 0.75361 | 0.74247 | 0.7315 | 0.72069 | 0.71004 | 0.69954 | 0.68921 | 0.67902 | 0.66899 | 0.6591 | 0.64936 | 0.63976 | 0.6721 | 0.66354 | 0.65509 | 0.64675 | 0.63851 | 0.63038 | 0.62235 | 0.61443 | 0.6066 | 0.59888 | 0.59125 | 0.58372 | 0.57629 | 0.56895 | 0.5617 | 0.55455 | 0.54748 | 0.54051 | 0.53363 | 0.52683 | 0.52012 | 0.5135 | 0.50696 | 0.5005 | 0.49413 | 0.48783 | 0.48162 | 0.47549 | 0.46943 | 0.46345
| Discounted total tunnel construction and operation cost | £m | 09/10 |  | 0.83484 | 0.81452 | 2.8768 | 4.8359 | 5.0076 | 5.728 | 4.2373 | 4.1621 | 5.6835 | 5.4061 | 5.141 | 4.8876 | 4.6455 | 4.4142 | 4.1932 | 3.9821 | 3.7805 | 3.5879 | 3.4041 | 3.2286 | 3.0611 | 2.9012 | 2.7486 | 2.603 | 2.4642 | 2.3317 | 2.2054 | 2.085 | 1.9701 | 1.8607 | 2.0409 | 1.9348 | 1.8332 | 1.7358 | 1.6425 | 1.5532 | 1.4677 | 1.3859 | 1.3076 | 1.2327 | 1.161 | 1.0925 | 1.0269 | 0.9643 | 0.90444 | 0.84725 | 0.752 | 0.68114 | 0.46353 | 0.28098 | 0.14579 | 0.019935 | 0.012472 | 0.012108 | 0.011756 | 0.011413 | 0.011081 | 0.010758 | 0.010445 | 0.010141
| Discounted costs (excluding loss of life) | £m | 09/10 |  | 45.614 | 44.0794 | 44.6786 | 45.2241 | 44.0301 | 43.4309 | 40.6652 | 39.3581 | 5.6835 | 5.4061 | 5.141 | 4.8876 | 4.6455 | 4.4142 | 4.1932 | 3.9821 | 3.7805 | 3.5879 | 3.4041 | 3.2286 | 3.0611 | 2.9012 | 2.7486 | 2.603 | 2.4642 | 2.3317 | 2.2054 | 2.085 | 1.9701 | 1.8607 | 2.0409 | 1.9348 | 1.8332 | 1.7358 | 1.6425 | 1.5532 | 1.4677 | 1.3859 | 1.3076 | 1.2327 | 1.161 | 1.0925 | 1.0269 | 0.9643 | 0.90444 | 0.84725 | 0.752 | 0.68114 | 0.46353 | 0.28098 | 0.14579 | 0.019935 | 0.012472 | 0.012108 | 0.011756 | 0.011413 | 0.011081 | 0.010758 | 0.010445 | 0.010141
| Discounted cost of loss of life | £m | 09/10 |  | 0.11366 | 0.11198 | 0.11032 | 0.10869 | 0.10709 | 0.1055 | 0.10394 | 0.10241 | 0 | 0 | 0 | 0 | 0 | 0 | 0 | 0 | 0 | 0 | 0 | 0 | 0 | 0 | 0 | 0 | 0 | 0 | 0 | 0 | 0 | 0 | 0 | 0 | 0 | 0 | 0 | 0 | 0 | 0 | 0 | 0 | 0 | 0 | 0 | 0 | 0 | 0 | 0 | 0 | 0 | 0 | 0 | 0 | 0 | 0 | 0 | 0 | 0 | 0 | 0 | 0
| Total discounted cost | £m | 09/10 |  | 45.7277 | 44.1914 | 44.789 | 45.3328 | 44.1372 | 43.5364 | 40.7692 | 39.4605 | 5.6835 | 5.4061 | 5.141 | 4.8876 | 4.6455 | 4.4142 | 4.1932 | 3.9821 | 3.7805 | 3.5879 | 3.4041 | 3.2286 | 3.0611 | 2.9012 | 2.7486 | 2.603 | 2.4642 | 2.3317 | 2.2054 | 2.085 | 1.9701 | 1.8607 | 2.0409 | 1.9348 | 1.8332 | 1.7358 | 1.6425 | 1.5532 | 1.4677 | 1.3859 | 1.3076 | 1.2327 | 1.161 | 1.0925 | 1.0269 | 0.9643 | 0.90444 | 0.84725 | 0.752 | 0.68114 | 0.46353 | 0.28098 | 0.14579 | 0.019935 | 0.012472 | 0.012108 | 0.011756 | 0.011413 | 0.011081 | 0.010758 | 0.010445 | 0.010141
| Cumulative discounted tunnel construction and operation cost | £m | 09/10 |  | 0.83484 | 1.6494 | 4.5262 | 9.3621 | 14.3697 | 20.0977 | 24.3351 | 28.4971 | 34.1806 | 39.5867 | 44.7277 | 49.6153 | 54.2608 | 58.675 | 62.8682 | 66.8502 | 70.6307 | 74.2187 | 77.6228 | 80.8514 | 83.9124 | 86.8136 | 89.5622 | 92.1653 | 94.6295 | 96.9612 | 99.1666 | 101.2515 | 103.2217 | 105.0824 | 107.1233 | 109.0581 | 110.8913 | 112.6271 | 114.2696 | 115.8228 | 117.2906 | 118.6765 | 119.9841 | 121.2168 | 122.3778 | 123.4702 | 124.4972 | 125.4615 | 126.3659 | 127.2132 | 127.9652 | 128.6463 | 129.1099 | 129.3908 | 129.5366 | 129.5566 | 129.569 | 129.5811 | 129.5929 | 129.6043 | 129.6154 | 129.6261 | 129.6366 | 129.6467
| Cumulative discounted costs (excluding loss of life) | £m | 09/10 |  | 45.614 | 89.6934 | 134.3721 | 179.5962 | 223.6263 | 267.0571 | 307.7224 | 347.0804 | 352.7639 | 358.17 | 363.311 | 368.1986 | 372.8441 | 377.2583 | 381.4515 | 385.4335 | 389.214 | 392.8019 | 396.2061 | 399.4347 | 402.4957 | 405.3969 | 408.1455 | 410.7486 | 413.2128 | 415.5445 | 417.7499 | 419.8348 | 421.805 | 423.6657 | 425.7066 | 427.6414 | 429.4746 | 431.2104 | 432.8529 | 434.4061 | 435.8739 | 437.2598 | 438.5674 | 439.8 | 440.9611 | 442.0535 | 443.0805 | 444.0448 | 444.9492 | 445.7965 | 446.5485 | 447.2296 | 447.6931 | 447.9741 | 448.1199 | 448.1399 | 448.1523 | 448.1644 | 448.1762 | 448.1876 | 448.1987 | 448.2094 | 448.2199 | 448.23
| Cumulative discounted cost of loss of life | £m | 09/10 |  | 0.11366 | 0.22563 | 0.33596 | 0.44465 | 0.55173 | 0.65724 | 0.76118 | 0.86359 | 0.86359 | 0.86359 | 0.86359 | 0.86359 | 0.86359 | 0.86359 | 0.86359 | 0.86359 | 0.86359 | 0.86359 | 0.86359 | 0.86359 | 0.86359 | 0.86359 | 0.86359 | 0.86359 | 0.86359 | 0.86359 | 0.86359 | 0.86359 | 0.86359 | 0.86359 | 0.86359 | 0.86359 | 0.86359 | 0.86359 | 0.86359 | 0.86359 | 0.86359 | 0.86359 | 0.86359 | 0.86359 | 0.86359 | 0.86359 | 0.86359 | 0.86359 | 0.86359 | 0.86359 | 0.86359 | 0.86359 | 0.86359 | 0.86359 | 0.86359 | 0.86359 | 0.86359 | 0.86359 | 0.86359 | 0.86359 | 0.86359 | 0.86359 | 0.86359 | 0.86359
| Cumulative total discounted cost | £m | 09/10 |  | 45.7277 | 89.919 | 134.708 | 180.0408 | 224.178 | 267.7144 | 308.4835 | 347.944 | 353.6275 | 359.0336 | 364.1746 | 369.0622 | 373.7077 | 378.1219 | 382.315 | 386.2971 | 390.0776 | 393.6655 | 397.0696 | 400.2982 | 403.3593 | 406.2605 | 409.0091 | 411.6122 | 414.0763 | 416.4081 | 418.6135 | 420.6984 | 422.6686 | 424.5293 | 426.5702 | 428.505 | 430.3382 | 432.074 | 433.7165 | 435.2697 | 436.7375 | 438.1234 | 439.431 | 440.6636 | 441.8246 | 442.9171 | 443.9441 | 444.9084 | 445.8128 | 446.6601 | 447.4121 | 448.0932 | 448.5567 | 448.8377 | 448.9835 | 449.0034 | 449.0159 | 449.028 | 449.0398 | 449.0512 | 449.0623 | 449.073 | 449.0835 | 449.0936
2 | Option: Mitigate 2044
| Operational costs | £m | 09/10 |  | 11.3851 1 2013/14: 0.29951; 11.3851 2 2014/15: 0.29951; 11.3851 3 2015/16: 0.29951; 11.3851 4 2016/17: 0.29951; 11.3851 5 2017/18: 0.29951; 11.3851 6 2018/19: 0.29951; 11.3851 7 2019/20: 0.29951; 11.3851 8 2020/21: 0.29951; 11.3851 9 2021/22: 0.29598; 11.3851 10 2022/23: 0.29251; 11.3851 11 2023/24: 0.28908; 11.3851 12 2024/25: 0.28571; 11.3851 13 2025/26: 0.28239; 11.3851 14 2026/27: 0.27911; 11.3851 15 2027/28: 0.27588; 11.3851 16 2028/29: 0.2727; 11.3851 17 2029/30: 0.26957; 11.3851 18 2030/31: 0.26648; 11.3851 19 2031/32: 0.26344; 11.3851 20 2032/33: 0.26045; 11.3851 21 2033/34: 0.25749; 11.3851 22 2034/35: 0.25458; 11.3851 23 2035/36: 0.25172; 11.3851 24 2036/37: 0.24889; 11.3851 25 2037/38: 0.24611; 11.3851 26 2038/39: 0.24337; 11.3851 27 2039/40: 0.24067; 11.3851 28 2040/41: 0.23801; 11.3851 29 2041/42: 0.23539; 11.3851 30 2042/43: 0.2328; 11.3851 31 2043/44: 0.23026; 11.3851 32 2044/45: 0.22775
| Loss of lease | £m | 09/10 |  | 11.3851 1 2013/14: 2.4557; 11.3851 2 2014/15: 2.4557; 11.3851 3 2015/16: 2.4557; 11.3851 4 2016/17: 2.4557; 11.3851 5 2017/18: 2.4557; 11.3851 6 2018/19: 2.4557; 11.3851 7 2019/20: 2.4557; 11.3851 8 2020/21: 2.4557; 11.3851 9 2021/22: 2.432; 11.3851 10 2022/23: 2.4085; 11.3851 11 2023/24: 2.3853; 11.3851 12 2024/25: 2.3623; 11.3851 13 2025/26: 2.3395; 11.3851 14 2026/27: 2.3169; 11.3851 15 2027/28: 2.2945; 11.3851 16 2028/29: 2.2724; 11.3851 17 2029/30: 2.2505; 11.3851 18 2030/31: 2.2288; 11.3851 19 2031/32: 2.2072; 11.3851 20 2032/33: 2.1859; 11.3851 21 2033/34: 2.1649; 11.3851 22 2034/35: 2.144; 11.3851 23 2035/36: 2.1233; 11.3851 24 2036/37: 2.1028; 11.3851 25 2037/38: 2.0825; 11.3851 26 2038/39: 2.0624; 11.3851 27 2039/40: 2.0425; 11.3851 28 2040/41: 2.0228; 11.3851 29 2041/42: 2.0033; 11.3851 30 2042/43: 1.9839; 11.3851 31 2043/44: 1.9648; 11.3851 32 2044/45: 1.9458
| Mattressing cost | £m | 09/10 |  | 11.3851 1 2013/14: 0.74263; 11.3851 2 2014/15: 0.74263; 11.3851 3 2015/16: 0.74263; 11.3851 4 2016/17: 0.74263; 11.3851 5 2017/18: 0.74263; 11.3851 6 2018/19: 0.74263; 11.3851 7 2019/20: 0.74263; 11.3851 8 2020/21: 0.74263; 11.3851 9 2021/22: 0.73171; 11.3851 10 2022/23: 0.72094; 11.3851 11 2023/24: 0.71034; 11.3851 12 2024/25: 0.69989; 11.3851 13 2025/26: 0.68959; 11.3851 14 2026/27: 0.67945; 11.3851 15 2027/28: 0.66945; 11.3851 16 2028/29: 0.6596; 11.3851 17 2029/30: 0.6499; 11.3851 18 2030/31: 0.64034; 11.3851 19 2031/32: 0.63092; 11.3851 20 2032/33: 0.62164; 11.3851 21 2033/34: 0.61249; 11.3851 22 2034/35: 0.60348; 11.3851 23 2035/36: 0.59461; 11.3851 24 2036/37: 0.58586; 11.3851 25 2037/38: 0.57724; 11.3851 26 2038/39: 0.56875; 11.3851 27 2039/40: 0.56038; 11.3851 28 2040/41: 0.55214; 11.3851 29 2041/42: 0.54402; 11.3851 30 2042/43: 0.53601; 11.3851 31 2043/44: 0.52813; 11.3851 32 2044/45: 0.52036
Freespan (<20m)
| Emergency mattressing following freespan | £m | 09/10 |  | 11.3851 1 2013/14: 0.26098; 11.3851 2 2014/15: 0.26098; 11.3851 3 2015/16: 0.26098; 11.3851 4 2016/17: 0.26098; 11.3851 5 2017/18: 0.26098; 11.3851 6 2018/19: 0.26098; 11.3851 7 2019/20: 0.26098; 11.3851 8 2020/21: 0.26098; 11.3851 9 2021/22: 0.25714; 11.3851 10 2022/23: 0.25336; 11.3851 11 2023/24: 0.24963; 11.3851 12 2024/25: 0.24596; 11.3851 13 2025/26: 0.24234; 11.3851 14 2026/27: 0.23878; 11.3851 15 2027/28: 0.23526; 11.3851 16 2028/29: 0.2318; 11.3851 17 2029/30: 0.22839; 11.3851 18 2030/31: 0.22503; 11.3851 19 2031/32: 0.22172; 11.3851 20 2032/33: 0.21846; 11.3851 21 2033/34: 0.21525; 11.3851 22 2034/35: 0.21208; 11.3851 23 2035/36: 0.20896; 11.3851 24 2036/37: 0.20589; 11.3851 25 2037/38: 0.20286; 11.3851 26 2038/39: 0.19987; 11.3851 27 2039/40: 0.19693; 11.3851 28 2040/41: 0.19404; 11.3851 29 2041/42: 0.19118; 11.3851 30 2042/43: 0.18837; 11.3851 31 2043/44: 0.1856; 11.3851 32 2044/45: 0.18287
Freespan (20-55m)
| Cost of emergency mattressing - major | £m | 09/10 |  | 11.3851 1 2013/14: 0.16994; 11.3851 2 2014/15: 0.16994; 11.3851 3 2015/16: 0.16994; 11.3851 4 2016/17: 0.16994; 11.3851 5 2017/18: 0.16994; 11.3851 6 2018/19: 0.16994; 11.3851 7 2019/20: 0.16994; 11.3851 8 2020/21: 0.16994; 11.3851 9 2021/22: 0.16744; 11.3851 10 2022/23: 0.16498; 11.3851 11 2023/24: 0.16255; 11.3851 12 2024/25: 0.16016; 11.3851 13 2025/26: 0.15781; 11.3851 14 2026/27: 0.15548; 11.3851 15 2027/28: 0.1532; 11.3851 16 2028/29: 0.15094; 11.3851 17 2029/30: 0.14872; 11.3851 18 2030/31: 0.14654; 11.3851 19 2031/32: 0.14438; 11.3851 20 2032/33: 0.14226; 11.3851 21 2033/34: 0.14016; 11.3851 22 2034/35: 0.1381; 11.3851 23 2035/36: 0.13607; 11.3851 24 2036/37: 0.13407; 11.3851 25 2037/38: 0.1321; 11.3851 26 2038/39: 0.13015; 11.3851 27 2039/40: 0.12824; 11.3851 28 2040/41: 0.12635; 11.3851 29 2041/42: 0.12449; 11.3851 30 2042/43: 0.12266; 11.3851 31 2043/44: 0.12086; 11.3851 32 2044/45: 0.11908
| Prompt constraint costs | £m | 09/10 |  | 11.3851 1 2013/14: 12.3113; 11.3851 2 2014/15: 12.3113; 11.3851 3 2015/16: 12.3113; 11.3851 4 2016/17: 12.3113; 11.3851 5 2017/18: 12.3113; 11.3851 6 2018/19: 12.3113; 11.3851 7 2019/20: 12.3113; 11.3851 8 2020/21: 12.3113; 11.3851 9 2021/22: 12.1302; 11.3851 10 2022/23: 11.9517; 11.3851 11 2023/24: 11.7759; 11.3851 12 2024/25: 11.6027; 11.3851 13 2025/26: 11.432; 11.3851 14 2026/27: 11.2638; 11.3851 15 2027/28: 11.0981; 11.3851 16 2028/29: 10.9349; 11.3851 17 2029/30: 10.774; 11.3851 18 2030/31: 10.6155; 11.3851 19 2031/32: 10.4594; 11.3851 20 2032/33: 10.3055; 11.3851 21 2033/34: 10.1539; 11.3851 22 2034/35: 10.0045; 11.3851 23 2035/36: 9.8573; 11.3851 24 2036/37: 9.7123; 11.3851 25 2037/38: 9.5695; 11.3851 26 2038/39: 9.4287; 11.3851 27 2039/40: 9.29; 11.3851 28 2040/41: 9.1533; 11.3851 29 2041/42: 9.0187; 11.3851 30 2042/43: 8.886; 11.3851 31 2043/44: 8.7553; 11.3851 32 2044/45: 8.6265
| Post-mod constraint costs - three months | £m | 09/10 |  | 11.3851 1 2013/14: 0; 11.3851 2 2014/15: 0; 11.3851 3 2015/16: 0; 11.3851 4 2016/17: 0; 11.3851 5 2017/18: 0; 11.3851 6 2018/19: 0; 11.3851 7 2019/20: 0; 11.3851 8 2020/21: 0; 11.3851 9 2021/22: 0; 11.3851 10 2022/23: 0; 11.3851 11 2023/24: 0; 11.3851 12 2024/25: 0; 11.3851 13 2025/26: 0; 11.3851 14 2026/27: 0; 11.3851 15 2027/28: 0; 11.3851 16 2028/29: 0; 11.3851 17 2029/30: 0; 11.3851 18 2030/31: 0; 11.3851 19 2031/32: 0; 11.3851 20 2032/33: 0; 11.3851 21 2033/34: 0; 11.3851 22 2034/35: 0; 11.3851 23 2035/36: 0; 11.3851 24 2036/37: 0; 11.3851 25 2037/38: 0; 11.3851 26 2038/39: 0; 11.3851 27 2039/40: 0; 11.3851 28 2040/41: 0; 11.3851 29 2041/42: 0; 11.3851 30 2042/43: 0; 11.3851 31 2043/44: 0; 11.3851 32 2044/45: 0
| Wholesale gas price impact (Before 2024) | £m | 09/10 |  | 11.3851 1 2013/14: 8.782; 11.3851 2 2014/15: 8.782; 11.3851 3 2015/16: 8.782; 11.3851 4 2016/17: 8.782; 11.3851 5 2017/18: 8.782; 11.3851 6 2018/19: 8.782; 11.3851 7 2019/20: 8.782; 11.3851 8 2020/21: 8.782; 11.3851 9 2021/22: 8.6529; 11.3851 10 2022/23: 8.5256; 11.3851 11 2023/24: 8.4001; 11.3851 12 2024/25: 8.2766
| Wholesale gas price impact (Beyond 2024) | £m | 09/10 |  | 11.3851 13 2025/26: 5.0142; 11.3851 14 2026/27: 4.9404; 11.3851 15 2027/28: 4.8677; 11.3851 16 2028/29: 4.7961; 11.3851 17 2029/30: 4.7256; 11.3851 18 2030/31: 4.656; 11.3851 19 2031/32: 4.5875; 11.3851 20 2032/33: 4.5201; 11.3851 21 2033/34: 4.4536; 11.3851 22 2034/35: 4.388; 11.3851 23 2035/36: 4.3235; 11.3851 24 2036/37: 4.2599; 11.3851 25 2037/38: 4.1972; 11.3851 26 2038/39: 4.1355; 11.3851 27 2039/40: 4.0746; 11.3851 28 2040/41: 4.0147; 11.3851 29 2041/42: 3.9556; 11.3851 30 2042/43: 3.8975; 11.3851 31 2043/44: 3.8401; 11.3851 32 2044/45: 3.7836
| VOLL | £m | 09/10 |  | 11.3851 1 2013/14: 0.19825; 11.3851 2 2014/15: 0.19825; 11.3851 3 2015/16: 0.19825; 11.3851 4 2016/17: 0.19825; 11.3851 5 2017/18: 0.19825; 11.3851 6 2018/19: 0.19825; 11.3851 7 2019/20: 0.19825; 11.3851 8 2020/21: 0.19825; 11.3851 9 2021/22: 0.19533; 11.3851 10 2022/23: 0.19246; 11.3851 11 2023/24: 0.18963; 11.3851 12 2024/25: 0.18684; 11.3851 13 2025/26: 0.18409; 11.3851 14 2026/27: 0.18138; 11.3851 15 2027/28: 0.17871; 11.3851 16 2028/29: 0.17608; 11.3851 17 2029/30: 0.17349; 11.3851 18 2030/31: 0.17094; 11.3851 19 2031/32: 0.16843; 11.3851 20 2032/33: 0.16595; 11.3851 21 2033/34: 0.16351; 11.3851 22 2034/35: 0.1611; 11.3851 23 2035/36: 0.15873; 11.3851 24 2036/37: 0.1564; 11.3851 25 2037/38: 0.1541; 11.3851 26 2038/39: 0.15183; 11.3851 27 2039/40: 0.1496; 11.3851 28 2040/41: 0.14739; 11.3851 29 2041/42: 0.14523; 11.3851 30 2042/43: 0.14309; 11.3851 31 2043/44: 0.14098; 11.3851 32 2044/45: 0.13891
Freespan (>55m)
| Cost of building a replacement tunnel | £m | 09/10 |  | 11.3851 1 2013/14: 1.3004; 11.3851 2 2014/15: 1.3004; 11.3851 3 2015/16: 1.3004; 11.3851 4 2016/17: 1.3004; 11.3851 5 2017/18: 1.3004; 11.3851 6 2018/19: 1.3004; 11.3851 7 2019/20: 1.3004; 11.3851 8 2020/21: 1.3004; 11.3851 9 2021/22: 1.2937; 11.3851 10 2022/23: 1.2871; 11.3851 11 2023/24: 1.2805; 11.3851 12 2024/25: 1.274; 11.3851 13 2025/26: 1.2675; 11.3851 14 2026/27: 1.261; 11.3851 15 2027/28: 1.2546; 11.3851 16 2028/29: 1.2482; 11.3851 17 2029/30: 1.2418; 11.3851 18 2030/31: 1.2354; 11.3851 19 2031/32: 1.2291; 11.3851 20 2032/33: 1.2228; 11.3851 21 2033/34: 1.2166; 11.3851 22 2034/35: 1.2104; 11.3851 23 2035/36: 1.2042; 11.3851 24 2036/37: 1.198; 11.3851 25 2037/38: 1.1919; 11.3851 26 2038/39: 1.1858; 11.3851 27 2039/40: 1.1798; 11.3851 28 2040/41: 1.1737; 11.3851 29 2041/42: 1.1677; 11.3851 30 2042/43: 1.1618; 11.3851 31 2043/44: 1.1558; 11.3851 32 2044/45: 1.1499
| Cost of emergency mattressing - major | £m | 09/10 |  | 11.3851 1 2013/14: 0.036184; 11.3851 2 2014/15: 0.036184; 11.3851 3 2015/16: 0.036184; 11.3851 4 2016/17: 0.036184; 11.3851 5 2017/18: 0.036184; 11.3851 6 2018/19: 0.036184; 11.3851 7 2019/20: 0.036184; 11.3851 8 2020/21: 0.036184; 11.3851 9 2021/22: 0.035652; 11.3851 10 2022/23: 0.035127; 11.3851 11 2023/24: 0.03461; 11.3851 12 2024/25: 0.034101; 11.3851 13 2025/26: 0.0336; 11.3851 14 2026/27: 0.033105; 11.3851 15 2027/28: 0.032618; 11.3851 16 2028/29: 0.032139; 11.3851 17 2029/30: 0.031666; 11.3851 18 2030/31: 0.0312; 11.3851 19 2031/32: 0.030741; 11.3851 20 2032/33: 0.030289; 11.3851 21 2033/34: 0.029843; 11.3851 22 2034/35: 0.029404; 11.3851 23 2035/36: 0.028972; 11.3851 24 2036/37: 0.028545; 11.3851 25 2037/38: 0.028125; 11.3851 26 2038/39: 0.027712; 11.3851 27 2039/40: 0.027304; 11.3851 28 2040/41: 0.026902; 11.3851 29 2041/42: 0.026507; 11.3851 30 2042/43: 0.026117; 11.3851 31 2043/44: 0.025733; 11.3851 32 2044/45: 0.025354
| Prompt constraint costs - 16 months | £m | 09/10 |  | 11.3851 1 2013/14: 13.9802; 11.3851 2 2014/15: 13.9802; 11.3851 3 2015/16: 13.9802; 11.3851 4 2016/17: 13.9802; 11.3851 5 2017/18: 13.9802; 11.3851 6 2018/19: 13.9802; 11.3851 7 2019/20: 13.9802; 11.3851 8 2020/21: 13.9802; 11.3851 9 2021/22: 13.7745; 11.3851 10 2022/23: 13.5719; 11.3851 11 2023/24: 13.3722; 11.3851 12 2024/25: 13.1755; 11.3851 13 2025/26: 12.9817; 11.3851 14 2026/27: 12.7907; 11.3851 15 2027/28: 12.6025; 11.3851 16 2028/29: 12.4172; 11.3851 17 2029/30: 12.2345; 11.3851 18 2030/31: 12.0545; 11.3851 19 2031/32: 11.8772; 11.3851 20 2032/33: 11.7025; 11.3851 21 2033/34: 11.5303; 11.3851 22 2034/35: 11.3607; 11.3851 23 2035/36: 11.1936; 11.3851 24 2036/37: 11.0289; 11.3851 25 2037/38: 10.8667; 11.3851 26 2038/39: 10.7068; 11.3851 27 2039/40: 10.5493; 11.3851 28 2040/41: 10.3941; 11.3851 29 2041/42: 10.2412; 11.3851 30 2042/43: 10.0905; 11.3851 31 2043/44: 9.9421; 11.3851 32 2044/45: 9.7959
| Post-mod constraint costs - 16 months | £m | 09/10 |  | 11.3851 1 2013/14: 0; 11.3851 2 2014/15: 0; 11.3851 3 2015/16: 0; 11.3851 4 2016/17: 0; 11.3851 5 2017/18: 0; 11.3851 6 2018/19: 0; 11.3851 7 2019/20: 0; 11.3851 8 2020/21: 0; 11.3851 9 2021/22: 0; 11.3851 10 2022/23: 0; 11.3851 11 2023/24: 0; 11.3851 12 2024/25: 0; 11.3851 13 2025/26: 0; 11.3851 14 2026/27: 0; 11.3851 15 2027/28: 0; 11.3851 16 2028/29: 0; 11.3851 17 2029/30: 0; 11.3851 18 2030/31: 0; 11.3851 19 2031/32: 0; 11.3851 20 2032/33: 0; 11.3851 21 2033/34: 0; 11.3851 22 2034/35: 0; 11.3851 23 2035/36: 0; 11.3851 24 2036/37: 0; 11.3851 25 2037/38: 0; 11.3851 26 2038/39: 0; 11.3851 27 2039/40: 0; 11.3851 28 2040/41: 0; 11.3851 29 2041/42: 0; 11.3851 30 2042/43: 0; 11.3851 31 2043/44: 0; 11.3851 32 2044/45: 0
Wholesale gas price impact for 16 months
| Wholesale gas price impact (Up to 2024) | £m | 09/10 |  | 11.3851 1 2013/14: 8.3854; 11.3851 2 2014/15: 8.3854; 11.3851 3 2015/16: 8.3854; 11.3851 4 2016/17: 8.3854; 11.3851 5 2017/18: 8.3854; 11.3851 6 2018/19: 8.3854; 11.3851 7 2019/20: 8.3854; 11.3851 8 2020/21: 8.3854; 11.3851 9 2021/22: 8.262; 11.3851 10 2022/23: 8.1405; 11.3851 11 2023/24: 8.0207; 11.3851 12 2024/25: 7.9027
| Wholesale gas price impact (Beyond 2024) | £m | 09/10 |  | 11.3851 13 2025/26: 4.0802; 11.3851 14 2026/27: 4.0201; 11.3851 15 2027/28: 3.961; 11.3851 16 2028/29: 3.9027; 11.3851 17 2029/30: 3.8453; 11.3851 18 2030/31: 3.7888; 11.3851 19 2031/32: 3.733; 11.3851 20 2032/33: 3.6781; 11.3851 21 2033/34: 3.624; 11.3851 22 2034/35: 3.5707; 11.3851 23 2035/36: 3.5182; 11.3851 24 2036/37: 3.4664; 11.3851 25 2037/38: 3.4154; 11.3851 26 2038/39: 3.3652; 11.3851 27 2039/40: 3.3157; 11.3851 28 2040/41: 3.2669; 11.3851 29 2041/42: 3.2188; 11.3851 30 2042/43: 3.1715; 11.3851 31 2043/44: 3.1248; 11.3851 32 2044/45: 3.0789
| VOLL | £m | 09/10 |  | 11.3851 1 2013/14: 0.04221; 11.3851 2 2014/15: 0.04221; 11.3851 3 2015/16: 0.04221; 11.3851 4 2016/17: 0.04221; 11.3851 5 2017/18: 0.04221; 11.3851 6 2018/19: 0.04221; 11.3851 7 2019/20: 0.04221; 11.3851 8 2020/21: 0.04221; 11.3851 9 2021/22: 0.041589; 11.3851 10 2022/23: 0.040977; 11.3851 11 2023/24: 0.040374; 11.3851 12 2024/25: 0.039781; 11.3851 13 2025/26: 0.039195; 11.3851 14 2026/27: 0.038619; 11.3851 15 2027/28: 0.038051; 11.3851 16 2028/29: 0.037491; 11.3851 17 2029/30: 0.036939; 11.3851 18 2030/31: 0.036396; 11.3851 19 2031/32: 0.035861; 11.3851 20 2032/33: 0.035333; 11.3851 21 2033/34: 0.034813; 11.3851 22 2034/35: 0.034301; 11.3851 23 2035/36: 0.033797; 11.3851 24 2036/37: 0.033299; 11.3851 25 2037/38: 0.032809; 11.3851 26 2038/39: 0.032327; 11.3851 27 2039/40: 0.031851; 11.3851 28 2040/41: 0.031383; 11.3851 29 2041/42: 0.030921; 11.3851 30 2042/43: 0.030466; 11.3851 31 2043/44: 0.030018; 11.3851 32 2044/45: 0.029576
Third party impact
| Probability adjusted cost associated with possible loss of life | £m | 09/10 |  | 11.3851 1 2013/14: 0.11536; 11.3851 2 2014/15: 0.11536; 11.3851 3 2015/16: 0.11536; 11.3851 4 2016/17: 0.11536; 11.3851 5 2017/18: 0.11536; 11.3851 6 2018/19: 0.11536; 11.3851 7 2019/20: 0.11536; 11.3851 8 2020/21: 0.11536; 11.3851 9 2021/22: 0.11366; 11.3851 10 2022/23: 0.11199; 11.3851 11 2023/24: 0.11034; 11.3851 12 2024/25: 0.10872; 11.3851 13 2025/26: 0.10712; 11.3851 14 2026/27: 0.10555; 11.3851 15 2027/28: 0.10399; 11.3851 16 2028/29: 0.10246; 11.3851 17 2029/30: 0.10096; 11.3851 18 2030/31: 0.099471; 11.3851 19 2031/32: 0.098008; 11.3851 20 2032/33: 0.096566; 11.3851 21 2033/34: 0.095146; 11.3851 22 2034/35: 0.093746; 11.3851 23 2035/36: 0.092367; 11.3851 24 2036/37: 0.091008; 11.3851 25 2037/38: 0.089669; 11.3851 26 2038/39: 0.08835; 11.3851 27 2039/40: 0.087051; 11.3851 28 2040/41: 0.08577; 11.3851 29 2041/42: 0.084508; 11.3851 30 2042/43: 0.083265; 11.3851 31 2043/44: 0.08204; 11.3851 32 2044/45: 0.080833
| Cost of intervention | £m | 09/10 |  | 11.3851 1 2013/14: 0.0035579; 11.3851 2 2014/15: 0.0035579; 11.3851 3 2015/16: 0.0035579; 11.3851 4 2016/17: 0.0035579; 11.3851 5 2017/18: 0.0035579; 11.3851 6 2018/19: 0.0035579; 11.3851 7 2019/20: 0.0035579; 11.3851 8 2020/21: 0.0035579; 11.3851 9 2021/22: 0.0035055; 11.3851 10 2022/23: 0.0034539; 11.3851 11 2023/24: 0.0034031; 11.3851 12 2024/25: 0.0033531; 11.3851 13 2025/26: 0.0033037; 11.3851 14 2026/27: 0.0032551; 11.3851 15 2027/28: 0.0032073; 11.3851 16 2028/29: 0.0031601; 11.3851 17 2029/30: 0.0031136; 11.3851 18 2030/31: 0.0030678; 11.3851 19 2031/32: 0.0030227; 11.3851 20 2032/33: 0.0029782; 11.3851 21 2033/34: 0.0029344; 11.3851 22 2034/35: 0.0028912; 11.3851 23 2035/36: 0.0028487; 11.3851 24 2036/37: 0.0028068; 11.3851 25 2037/38: 0.0027655; 11.3851 26 2038/39: 0.0027248; 11.3851 27 2039/40: 0.0026847; 11.3851 28 2040/41: 0.0026452; 11.3851 29 2041/42: 0.0026063; 11.3851 30 2042/43: 0.002568; 11.3851 31 2043/44: 0.0025302; 11.3851 32 2044/45: 0.002493
| Prompt constraint costs | £m | 09/10 |  | 11.3851 1 2013/14: 0.85495; 11.3851 2 2014/15: 0.85495; 11.3851 3 2015/16: 0.85495; 11.3851 4 2016/17: 0.85495; 11.3851 5 2017/18: 0.85495; 11.3851 6 2018/19: 0.85495; 11.3851 7 2019/20: 0.85495; 11.3851 8 2020/21: 0.85495; 11.3851 9 2021/22: 0.84237; 11.3851 10 2022/23: 0.82998; 11.3851 11 2023/24: 0.81777; 11.3851 12 2024/25: 0.80574; 11.3851 13 2025/26: 0.79389; 11.3851 14 2026/27: 0.78221; 11.3851 15 2027/28: 0.7707; 11.3851 16 2028/29: 0.75937; 11.3851 17 2029/30: 0.7482; 11.3851 18 2030/31: 0.73719; 11.3851 19 2031/32: 0.72634; 11.3851 20 2032/33: 0.71566; 11.3851 21 2033/34: 0.70513; 11.3851 22 2034/35: 0.69476; 11.3851 23 2035/36: 0.68454; 11.3851 24 2036/37: 0.67447; 11.3851 25 2037/38: 0.66455; 11.3851 26 2038/39: 0.65477; 11.3851 27 2039/40: 0.64514; 11.3851 28 2040/41: 0.63565; 11.3851 29 2041/42: 0.6263; 11.3851 30 2042/43: 0.61708; 11.3851 31 2043/44: 0.60801; 11.3851 32 2044/45: 0.59906
| Post-mod constraint costs - 16 months | £m | 09/10 |  | 11.3851 1 2013/14: 0; 11.3851 2 2014/15: 0; 11.3851 3 2015/16: 0; 11.3851 4 2016/17: 0; 11.3851 5 2017/18: 0; 11.3851 6 2018/19: 0; 11.3851 7 2019/20: 0; 11.3851 8 2020/21: 0; 11.3851 9 2021/22: 0; 11.3851 10 2022/23: 0; 11.3851 11 2023/24: 0; 11.3851 12 2024/25: 0; 11.3851 13 2025/26: 0; 11.3851 14 2026/27: 0; 11.3851 15 2027/28: 0; 11.3851 16 2028/29: 0; 11.3851 17 2029/30: 0; 11.3851 18 2030/31: 0; 11.3851 19 2031/32: 0; 11.3851 20 2032/33: 0; 11.3851 21 2033/34: 0; 11.3851 22 2034/35: 0; 11.3851 23 2035/36: 0; 11.3851 24 2036/37: 0; 11.3851 25 2037/38: 0; 11.3851 26 2038/39: 0; 11.3851 27 2039/40: 0; 11.3851 28 2040/41: 0; 11.3851 29 2041/42: 0; 11.3851 30 2042/43: 0; 11.3851 31 2043/44: 0; 11.3851 32 2044/45: 0
| Wholesale gas price impact for 16 months | £m | 09/10
| Up to 2024 | £m | 09/10 |  | 11.3851 1 2013/14: 0.5128; 11.3851 2 2014/15: 0.5128; 11.3851 3 2015/16: 0.5128; 11.3851 4 2016/17: 0.5128; 11.3851 5 2017/18: 0.5128; 11.3851 6 2018/19: 0.5128; 11.3851 7 2019/20: 0.5128; 11.3851 8 2020/21: 0.5128; 11.3851 9 2021/22: 0.50526; 11.3851 10 2022/23: 0.49783; 11.3851 11 2023/24: 0.4905; 11.3851 12 2024/25: 0.48329
| Beyond 2024 | £m | 09/10 |  | 11.3851 13 2025/26: 0.24952; 11.3851 14 2026/27: 0.24585; 11.3851 15 2027/28: 0.24223; 11.3851 16 2028/29: 0.23867; 11.3851 17 2029/30: 0.23516; 11.3851 18 2030/31: 0.2317; 11.3851 19 2031/32: 0.22829; 11.3851 20 2032/33: 0.22493; 11.3851 21 2033/34: 0.22162; 11.3851 22 2034/35: 0.21836; 11.3851 23 2035/36: 0.21515; 11.3851 24 2036/37: 0.21199; 11.3851 25 2037/38: 0.20887; 11.3851 26 2038/39: 0.2058; 11.3851 27 2039/40: 0.20277; 11.3851 28 2040/41: 0.19979; 11.3851 29 2041/42: 0.19685; 11.3851 30 2042/43: 0.19395; 11.3851 31 2043/44: 0.1911; 11.3851 32 2044/45: 0.18829
| Shipping lane closure | £m | 09/10 |  | 11.3851 1 2013/14: 0.0021628; 11.3851 2 2014/15: 0.0021628; 11.3851 3 2015/16: 0.0021628; 11.3851 4 2016/17: 0.0021628; 11.3851 5 2017/18: 0.0021628; 11.3851 6 2018/19: 0.0021628; 11.3851 7 2019/20: 0.0021628; 11.3851 8 2020/21: 0.0021628; 11.3851 9 2021/22: 0.002131; 11.3851 10 2022/23: 0.0020997; 11.3851 11 2023/24: 0.0020688; 11.3851 12 2024/25: 0.0020383; 11.3851 13 2025/26: 0.0020084; 11.3851 14 2026/27: 0.0019788; 11.3851 15 2027/28: 0.0019497; 11.3851 16 2028/29: 0.001921; 11.3851 17 2029/30: 0.0018928; 11.3851 18 2030/31: 0.0018649; 11.3851 19 2031/32: 0.0018375; 11.3851 20 2032/33: 0.0018104; 11.3851 21 2033/34: 0.0017838; 11.3851 22 2034/35: 0.0017576; 11.3851 23 2035/36: 0.0017317; 11.3851 24 2036/37: 0.0017062; 11.3851 25 2037/38: 0.0016811; 11.3851 26 2038/39: 0.0016564; 11.3851 27 2039/40: 0.001632; 11.3851 28 2040/41: 0.001608; 11.3851 29 2041/42: 0.0015844; 11.3851 30 2042/43: 0.0015611; 11.3851 31 2043/44: 0.0015381; 11.3851 32 2044/45: 0.0015155
| Shipwreck clear up costs | £m | 09/10 |  | 11.3851 1 2013/14: 0.061322; 11.3851 2 2014/15: 0.061322; 11.3851 3 2015/16: 0.061322; 11.3851 4 2016/17: 0.061322; 11.3851 5 2017/18: 0.061322; 11.3851 6 2018/19: 0.061322; 11.3851 7 2019/20: 0.061322; 11.3851 8 2020/21: 0.061322; 11.3851 9 2021/22: 0.06042; 11.3851 10 2022/23: 0.059531; 11.3851 11 2023/24: 0.058656; 11.3851 12 2024/25: 0.057793; 11.3851 13 2025/26: 0.056943; 11.3851 14 2026/27: 0.056105; 11.3851 15 2027/28: 0.05528; 11.3851 16 2028/29: 0.054466; 11.3851 17 2029/30: 0.053665; 11.3851 18 2030/31: 0.052876; 11.3851 19 2031/32: 0.052098; 11.3851 20 2032/33: 0.051332; 11.3851 21 2033/34: 0.050576; 11.3851 22 2034/35: 0.049832; 11.3851 23 2035/36: 0.049099; 11.3851 24 2036/37: 0.048377; 11.3851 25 2037/38: 0.047665; 11.3851 26 2038/39: 0.046964; 11.3851 27 2039/40: 0.046273; 11.3851 28 2040/41: 0.045593; 11.3851 29 2041/42: 0.044922; 11.3851 30 2042/43: 0.044261; 11.3851 31 2043/44: 0.04361; 11.3851 32 2044/45: 0.042968
| VOLL | £m | 09/10 |  | 11.3851 1 2013/14: 0.0025813; 11.3851 2 2014/15: 0.0025813; 11.3851 3 2015/16: 0.0025813; 11.3851 4 2016/17: 0.0025813; 11.3851 5 2017/18: 0.0025813; 11.3851 6 2018/19: 0.0025813; 11.3851 7 2019/20: 0.0025813; 11.3851 8 2020/21: 0.0025813; 11.3851 9 2021/22: 0.0025434; 11.3851 10 2022/23: 0.0025059; 11.3851 11 2023/24: 0.0024691; 11.3851 12 2024/25: 0.0024328; 11.3851 13 2025/26: 0.002397; 11.3851 14 2026/27: 0.0023617; 11.3851 15 2027/28: 0.002327; 11.3851 16 2028/29: 0.0022927; 11.3851 17 2029/30: 0.002259; 11.3851 18 2030/31: 0.0022258; 11.3851 19 2031/32: 0.002193; 11.3851 20 2032/33: 0.0021608; 11.3851 21 2033/34: 0.002129; 11.3851 22 2034/35: 0.0020977; 11.3851 23 2035/36: 0.0020668; 11.3851 24 2036/37: 0.0020364; 11.3851 25 2037/38: 0.0020065; 11.3851 26 2038/39: 0.0019769; 11.3851 27 2039/40: 0.0019479; 11.3851 28 2040/41: 0.0019192; 11.3851 29 2041/42: 0.001891; 11.3851 30 2042/43: 0.0018631; 11.3851 31 2043/44: 0.0018357; 11.3851 32 2044/45: 0.0018087
| Total costs (excluding loss of life) | £m | 09/10 |  | 11.3851 1 2013/14: 50.402; 11.3851 2 2014/15: 50.402; 11.3851 3 2015/16: 50.402; 11.3851 4 2016/17: 50.402; 11.3851 5 2017/18: 50.402; 11.3851 6 2018/19: 50.402; 11.3851 7 2019/20: 50.402; 11.3851 8 2020/21: 50.402; 11.3851 9 2021/22: 49.6864; 11.3851 10 2022/23: 48.981; 11.3851 11 2023/24: 48.2859; 11.3851 12 2024/25: 47.6008; 11.3851 13 2025/26: 39.852; 11.3851 14 2026/27: 39.2907; 11.3851 15 2027/28: 38.7374; 11.3851 16 2028/29: 38.1921; 11.3851 17 2029/30: 37.6546; 11.3851 18 2030/31: 37.1249; 11.3851 19 2031/32: 36.6027; 11.3851 20 2032/33: 36.0881; 11.3851 21 2033/34: 35.5809; 11.3851 22 2034/35: 35.081; 11.3851 23 2035/36: 34.5883; 11.3851 24 2036/37: 34.1027; 11.3851 25 2037/38: 33.624; 11.3851 26 2038/39: 33.1523; 11.3851 27 2039/40: 32.6873; 11.3851 28 2040/41: 32.229; 11.3851 29 2041/42: 31.7772; 11.3851 30 2042/43: 31.332; 11.3851 31 2043/44: 30.8932; 11.3851 32 2044/45: 30.4606
| Cost of possible loss of life | £m | 09/10 |  | 11.3851 1 2013/14: 0.11536; 11.3851 2 2014/15: 0.11536; 11.3851 3 2015/16: 0.11536; 11.3851 4 2016/17: 0.11536; 11.3851 5 2017/18: 0.11536; 11.3851 6 2018/19: 0.11536; 11.3851 7 2019/20: 0.11536; 11.3851 8 2020/21: 0.11536; 11.3851 9 2021/22: 0.11366; 11.3851 10 2022/23: 0.11199; 11.3851 11 2023/24: 0.11034; 11.3851 12 2024/25: 0.10872; 11.3851 13 2025/26: 0.10712; 11.3851 14 2026/27: 0.10555; 11.3851 15 2027/28: 0.10399; 11.3851 16 2028/29: 0.10246; 11.3851 17 2029/30: 0.10096; 11.3851 18 2030/31: 0.099471; 11.3851 19 2031/32: 0.098008; 11.3851 20 2032/33: 0.096566; 11.3851 21 2033/34: 0.095146; 11.3851 22 2034/35: 0.093746; 11.3851 23 2035/36: 0.092367; 11.3851 24 2036/37: 0.091008; 11.3851 25 2037/38: 0.089669; 11.3851 26 2038/39: 0.08835; 11.3851 27 2039/40: 0.087051; 11.3851 28 2040/41: 0.08577; 11.3851 29 2041/42: 0.084508; 11.3851 30 2042/43: 0.083265; 11.3851 31 2043/44: 0.08204; 11.3851 32 2044/45: 0.080833
| Discount factor for other costs |  |  |  | 11.3851 1 2013/14: 0.96618; 11.3851 2 2014/15: 0.93351; 11.3851 3 2015/16: 0.90194; 11.3851 4 2016/17: 0.87144; 11.3851 5 2017/18: 0.84197; 11.3851 6 2018/19: 0.8135; 11.3851 7 2019/20: 0.78599; 11.3851 8 2020/21: 0.75941; 11.3851 9 2021/22: 0.73373; 11.3851 10 2022/23: 0.70892; 11.3851 11 2023/24: 0.68495; 11.3851 12 2024/25: 0.66178; 11.3851 13 2025/26: 0.6394; 11.3851 14 2026/27: 0.61778; 11.3851 15 2027/28: 0.59689; 11.3851 16 2028/29: 0.57671; 11.3851 17 2029/30: 0.5572; 11.3851 18 2030/31: 0.53836; 11.3851 19 2031/32: 0.52016; 11.3851 20 2032/33: 0.50257; 11.3851 21 2033/34: 0.48557; 11.3851 22 2034/35: 0.46915; 11.3851 23 2035/36: 0.45329; 11.3851 24 2036/37: 0.43796; 11.3851 25 2037/38: 0.42315; 11.3851 26 2038/39: 0.40884; 11.3851 27 2039/40: 0.39501; 11.3851 28 2040/41: 0.38165; 11.3851 29 2041/42: 0.36875; 11.3851 30 2042/43: 0.35628; 11.3851 31 2043/44: 0.39999; 11.3851 32 2044/45: 0.38834
| Discount factor for loss of life costs |  |  |  | 11.3851 1 2013/14: 0.98522; 11.3851 2 2014/15: 0.97066; 11.3851 3 2015/16: 0.95632; 11.3851 4 2016/17: 0.94218; 11.3851 5 2017/18: 0.92826; 11.3851 6 2018/19: 0.91454; 11.3851 7 2019/20: 0.90103; 11.3851 8 2020/21: 0.88771; 11.3851 9 2021/22: 0.87459; 11.3851 10 2022/23: 0.86167; 11.3851 11 2023/24: 0.84893; 11.3851 12 2024/25: 0.83639; 11.3851 13 2025/26: 0.82403; 11.3851 14 2026/27: 0.81185; 11.3851 15 2027/28: 0.79985; 11.3851 16 2028/29: 0.78803; 11.3851 17 2029/30: 0.77639; 11.3851 18 2030/31: 0.76491; 11.3851 19 2031/32: 0.75361; 11.3851 20 2032/33: 0.74247; 11.3851 21 2033/34: 0.7315; 11.3851 22 2034/35: 0.72069; 11.3851 23 2035/36: 0.71004; 11.3851 24 2036/37: 0.69954; 11.3851 25 2037/38: 0.68921; 11.3851 26 2038/39: 0.67902; 11.3851 27 2039/40: 0.66899; 11.3851 28 2040/41: 0.6591; 11.3851 29 2041/42: 0.64936; 11.3851 30 2042/43: 0.63976; 11.3851 31 2043/44: 0.6721; 11.3851 32 2044/45: 0.66354
| Discounted costs (excluding loss of life) | £m | 09/10 |  | 11.3851 1 2013/14: 48.6976; 11.3851 2 2014/15: 47.0508; 11.3851 3 2015/16: 45.4597; 11.3851 4 2016/17: 43.9224; 11.3851 5 2017/18: 42.4371; 11.3851 6 2018/19: 41.0021; 11.3851 7 2019/20: 39.6155; 11.3851 8 2020/21: 38.2759; 11.3851 9 2021/22: 36.4564; 11.3851 10 2022/23: 34.7236; 11.3851 11 2023/24: 33.0732; 11.3851 12 2024/25: 31.5014; 11.3851 13 2025/26: 25.4816; 11.3851 14 2026/27: 24.2731; 11.3851 15 2027/28: 23.122; 11.3851 16 2028/29: 22.0256; 11.3851 17 2029/30: 20.9813; 11.3851 18 2030/31: 19.9866; 11.3851 19 2031/32: 19.0391; 11.3851 20 2032/33: 18.1367; 11.3851 21 2033/34: 17.2771; 11.3851 22 2034/35: 16.4583; 11.3851 23 2035/36: 15.6784; 11.3851 24 2036/37: 14.9355; 11.3851 25 2037/38: 14.2279; 11.3851 26 2038/39: 13.5539; 11.3851 27 2039/40: 12.9119; 11.3851 28 2040/41: 12.3003; 11.3851 29 2041/42: 11.7178; 11.3851 30 2042/43: 11.1629; 11.3851 31 2043/44: 12.3569; 11.3851 32 2044/45: 11.829
| Discounted cost of loss of life | £m | 09/10 |  | 11.3851 1 2013/14: 0.11366; 11.3851 2 2014/15: 0.11198; 11.3851 3 2015/16: 0.11032; 11.3851 4 2016/17: 0.10869; 11.3851 5 2017/18: 0.10709; 11.3851 6 2018/19: 0.1055; 11.3851 7 2019/20: 0.10394; 11.3851 8 2020/21: 0.10241; 11.3851 9 2021/22: 0.09941; 11.3851 10 2022/23: 0.0965; 11.3851 11 2023/24: 0.093675; 11.3851 12 2024/25: 0.090933; 11.3851 13 2025/26: 0.088272; 11.3851 14 2026/27: 0.085688; 11.3851 15 2027/28: 0.083179; 11.3851 16 2028/29: 0.080745; 11.3851 17 2029/30: 0.078381; 11.3851 18 2030/31: 0.076087; 11.3851 19 2031/32: 0.07386; 11.3851 20 2032/33: 0.071698; 11.3851 21 2033/34: 0.069599; 11.3851 22 2034/35: 0.067562; 11.3851 23 2035/36: 0.065584; 11.3851 24 2036/37: 0.063664; 11.3851 25 2037/38: 0.061801; 11.3851 26 2038/39: 0.059992; 11.3851 27 2039/40: 0.058236; 11.3851 28 2040/41: 0.056531; 11.3851 29 2041/42: 0.054876; 11.3851 30 2042/43: 0.05327; 11.3851 31 2043/44: 0.05514; 11.3851 32 2044/45: 0.053637
| Total discounted cost | £m | 09/10 |  | 11.3851 1 2013/14: 48.8113; 11.3851 2 2014/15: 47.1628; 11.3851 3 2015/16: 45.5701; 11.3851 4 2016/17: 44.0311; 11.3851 5 2017/18: 42.5442; 11.3851 6 2018/19: 41.1076; 11.3851 7 2019/20: 39.7195; 11.3851 8 2020/21: 38.3783; 11.3851 9 2021/22: 36.5558; 11.3851 10 2022/23: 34.8201; 11.3851 11 2023/24: 33.1669; 11.3851 12 2024/25: 31.5924; 11.3851 13 2025/26: 25.5698; 11.3851 14 2026/27: 24.3587; 11.3851 15 2027/28: 23.2052; 11.3851 16 2028/29: 22.1063; 11.3851 17 2029/30: 21.0597; 11.3851 18 2030/31: 20.0627; 11.3851 19 2031/32: 19.113; 11.3851 20 2032/33: 18.2084; 11.3851 21 2033/34: 17.3467; 11.3851 22 2034/35: 16.5259; 11.3851 23 2035/36: 15.744; 11.3851 24 2036/37: 14.9992; 11.3851 25 2037/38: 14.2897; 11.3851 26 2038/39: 13.6139; 11.3851 27 2039/40: 12.9701; 11.3851 28 2040/41: 12.3569; 11.3851 29 2041/42: 11.7727; 11.3851 30 2042/43: 11.2162; 11.3851 31 2043/44: 12.412; 11.3851 32 2044/45: 11.8826
| Cumulative discounted costs (excluding loss of life) | £m | 09/10 |  | 11.3851 1 2013/14: 48.6976; 11.3851 2 2014/15: 95.7484; 11.3851 3 2015/16: 141.2081; 11.3851 4 2016/17: 185.1306; 11.3851 5 2017/18: 227.5677; 11.3851 6 2018/19: 268.5698; 11.3851 7 2019/20: 308.1853; 11.3851 8 2020/21: 346.4612; 11.3851 9 2021/22: 382.9176; 11.3851 10 2022/23: 417.6412; 11.3851 11 2023/24: 450.7144; 11.3851 12 2024/25: 482.2159; 11.3851 13 2025/26: 507.6974; 11.3851 14 2026/27: 531.9705; 11.3851 15 2027/28: 555.0925; 11.3851 16 2028/29: 577.1181; 11.3851 17 2029/30: 598.0993; 11.3851 18 2030/31: 618.0859; 11.3851 19 2031/32: 637.1251; 11.3851 20 2032/33: 655.2617; 11.3851 21 2033/34: 672.5388; 11.3851 22 2034/35: 688.9971; 11.3851 23 2035/36: 704.6755; 11.3851 24 2036/37: 719.611; 11.3851 25 2037/38: 733.8389; 11.3851 26 2038/39: 747.3928; 11.3851 27 2039/40: 760.3047; 11.3851 28 2040/41: 772.605; 11.3851 29 2041/42: 784.3228; 11.3851 30 2042/43: 795.4857; 11.3851 31 2043/44: 807.8426; 11.3851 32 2044/45: 819.6716
| Cumulative discounted cost of loss of life | £m | 09/10 |  | 11.3851 1 2013/14: 0.11366; 11.3851 2 2014/15: 0.22563; 11.3851 3 2015/16: 0.33596; 11.3851 4 2016/17: 0.44465; 11.3851 5 2017/18: 0.55173; 11.3851 6 2018/19: 0.65724; 11.3851 7 2019/20: 0.76118; 11.3851 8 2020/21: 0.86359; 11.3851 9 2021/22: 0.963; 11.3851 10 2022/23: 1.0595; 11.3851 11 2023/24: 1.1532; 11.3851 12 2024/25: 1.2441; 11.3851 13 2025/26: 1.3324; 11.3851 14 2026/27: 1.4181; 11.3851 15 2027/28: 1.5012; 11.3851 16 2028/29: 1.582; 11.3851 17 2029/30: 1.6604; 11.3851 18 2030/31: 1.7365; 11.3851 19 2031/32: 1.8103; 11.3851 20 2032/33: 1.882; 11.3851 21 2033/34: 1.9516; 11.3851 22 2034/35: 2.0192; 11.3851 23 2035/36: 2.0848; 11.3851 24 2036/37: 2.1484; 11.3851 25 2037/38: 2.2102; 11.3851 26 2038/39: 2.2702; 11.3851 27 2039/40: 2.3284; 11.3851 28 2040/41: 2.385; 11.3851 29 2041/42: 2.4399; 11.3851 30 2042/43: 2.4931; 11.3851 31 2043/44: 2.5483; 11.3851 32 2044/45: 2.6019
| Cumulative total discounted cost | £m | 09/10 |  | 11.3851 1 2013/14: 48.8113; 11.3851 2 2014/15: 95.9741; 11.3851 3 2015/16: 141.5441; 11.3851 4 2016/17: 185.5752; 11.3851 5 2017/18: 228.1195; 11.3851 6 2018/19: 269.227; 11.3851 7 2019/20: 308.9465; 11.3851 8 2020/21: 347.3248; 11.3851 9 2021/22: 383.8806; 11.3851 10 2022/23: 418.7007; 11.3851 11 2023/24: 451.8676; 11.3851 12 2024/25: 483.46; 11.3851 13 2025/26: 509.0298; 11.3851 14 2026/27: 533.3886; 11.3851 15 2027/28: 556.5937; 11.3851 16 2028/29: 578.7001; 11.3851 17 2029/30: 599.7597; 11.3851 18 2030/31: 619.8224; 11.3851 19 2031/32: 638.9354; 11.3851 20 2032/33: 657.1437; 11.3851 21 2033/34: 674.4904; 11.3851 22 2034/35: 691.0163; 11.3851 23 2035/36: 706.7602; 11.3851 24 2036/37: 721.7594; 11.3851 25 2037/38: 736.0491; 11.3851 26 2038/39: 749.663; 11.3851 27 2039/40: 762.6331; 11.3851 28 2040/41: 774.99; 11.3851 29 2041/42: 786.7627; 11.3851 30 2042/43: 797.9788; 11.3851 31 2043/44: 810.3908; 11.3851 32 2044/45: 822.2735
3 | Option: Mitigate with tunnel replacement in 2044
| Revenue impact of tunnel commissioned in 2045/46 | £m | 09/10 | See footnote 5 | 11.3851 25 2037/38: 0.44537; 11.3851 26 2038/39: 0.45206; 11.3851 27 2039/40: 2.28; 11.3851 28 2040/41: 4.1415; 11.3851 29 2041/42: 4.4557; 11.3851 30 2042/43: 5.3185; 11.3851 31 2043/44: 4.0167; 11.3851 32 2044/45: 4.0874; 11.3851 33 2045/46: 6.0637; 11.3851 34 2046/47: 5.9689; 11.3851 35 2047/48: 5.8741; 11.3851 36 2048/49: 5.7793; 11.3851 37 2049/50: 5.6845; 11.3851 38 2050/51: 5.5897; 11.3851 39 2051/52: 5.4949; 11.3851 40 2052/53: 5.4001; 11.3851 41 2053/54: 5.3053; 11.3851 42 2054/55: 5.2105; 11.3851 43 2055/56: 5.1157; 11.3851 44 2056/57: 5.0209; 11.3851 45 2057/58: 4.9261; 11.3851 46 2058/59: 4.8313; 11.3851 47 2059/60: 4.7365; 11.3851 48 2060/61: 4.6418; 11.3851 49 2061/62: 4.547; 11.3851 50 2062/63: 4.4522; 11.3851 51 2063/64: 4.3574; 11.3851 52 2064/65: 4.2626; 11.3851 53 2065/66: 4.1678; 11.3851 54 2066/67: 4.073; 11.3851 55 2067/68: 3.9782; 11.3851 56 2068/69: 3.8834; 11.3851 57 2069/70: 3.7886; 11.3851 58 2070/71: 3.6938; 11.3851 59 2071/72: 3.599; 11.3851 60 2072/73: 3.5042
| Operational costs untill 2044/45 | £m | 09/10 |  | 11.3851 1 2013/14: 0.29951; 11.3851 2 2014/15: 0.29951; 11.3851 3 2015/16: 0.29951; 11.3851 4 2016/17: 0.29951; 11.3851 5 2017/18: 0.29951; 11.3851 6 2018/19: 0.29951; 11.3851 7 2019/20: 0.29951; 11.3851 8 2020/21: 0.29951; 11.3851 9 2021/22: 0.29598; 11.3851 10 2022/23: 0.29251; 11.3851 11 2023/24: 0.28908; 11.3851 12 2024/25: 0.28571; 11.3851 13 2025/26: 0.28239; 11.3851 14 2026/27: 0.27911; 11.3851 15 2027/28: 0.27588; 11.3851 16 2028/29: 0.2727; 11.3851 17 2029/30: 0.26957; 11.3851 18 2030/31: 0.26648; 11.3851 19 2031/32: 0.26344; 11.3851 20 2032/33: 0.26045; 11.3851 21 2033/34: 0.25749; 11.3851 22 2034/35: 0.25458; 11.3851 23 2035/36: 0.25172; 11.3851 24 2036/37: 0.24889; 11.3851 25 2037/38: 0.24611; 11.3851 26 2038/39: 0.24337; 11.3851 27 2039/40: 0.24067; 11.3851 28 2040/41: 0.23801; 11.3851 29 2041/42: 0.23539; 11.3851 30 2042/43: 0.2328; 11.3851 31 2043/44: 0.23026; 11.3851 32 2044/45: 0.22775
| Operational costs for tunnel commissioned in 2045/46 |  |  |  | 11.3851 33 2045/46: 0.059745; 11.3851 34 2046/47: 0.059745; 11.3851 35 2047/48: 0.059745; 11.3851 36 2048/49: 0.059745; 11.3851 37 2049/50: 0.059745; 11.3851 38 2050/51: 0.059745; 11.3851 39 2051/52: 0.059745; 11.3851 40 2052/53: 0.059745; 11.3851 41 2053/54: 0.059745; 11.3851 42 2054/55: 0.059745; 11.3851 43 2055/56: 0.059745; 11.3851 44 2056/57: 0.059745; 11.3851 45 2057/58: 0.059745; 11.3851 46 2058/59: 0.059745; 11.3851 47 2059/60: 0.059745; 11.3851 48 2060/61: 0.059745; 11.3851 49 2061/62: 0.059745; 11.3851 50 2062/63: 0.059745; 11.3851 51 2063/64: 0.059745; 11.3851 52 2064/65: 0.059745; 11.3851 53 2065/66: 0.059745; 11.3851 54 2066/67: 0.059745; 11.3851 55 2067/68: 0.059745; 11.3851 56 2068/69: 0.059745; 11.3851 57 2069/70: 0.059745; 11.3851 58 2070/71: 0.059745; 11.3851 59 2071/72: 0.059745; 11.3851 60 2072/73: 0.059745
| Loss of lease | £m | 09/10 |  | 11.3851 1 2013/14: 2.4557; 11.3851 2 2014/15: 2.4557; 11.3851 3 2015/16: 2.4557; 11.3851 4 2016/17: 2.4557; 11.3851 5 2017/18: 2.4557; 11.3851 6 2018/19: 2.4557; 11.3851 7 2019/20: 2.4557; 11.3851 8 2020/21: 2.4557; 11.3851 9 2021/22: 2.432; 11.3851 10 2022/23: 2.4085; 11.3851 11 2023/24: 2.3853; 11.3851 12 2024/25: 2.3623; 11.3851 13 2025/26: 2.3395; 11.3851 14 2026/27: 2.3169; 11.3851 15 2027/28: 2.2945; 11.3851 16 2028/29: 2.2724; 11.3851 17 2029/30: 2.2505; 11.3851 18 2030/31: 2.2288; 11.3851 19 2031/32: 2.2072; 11.3851 20 2032/33: 2.1859; 11.3851 21 2033/34: 2.1649; 11.3851 22 2034/35: 2.144; 11.3851 23 2035/36: 2.1233; 11.3851 24 2036/37: 2.1028; 11.3851 25 2037/38: 2.0825; 11.3851 26 2038/39: 2.0624; 11.3851 27 2039/40: 2.0425; 11.3851 28 2040/41: 2.0228; 11.3851 29 2041/42: 2.0033; 11.3851 30 2042/43: 1.9839; 11.3851 31 2043/44: 1.9648; 11.3851 32 2044/45: 1.9458
| Mattressing cost | £m | 09/10 |  | 11.3851 1 2013/14: 0.74263; 11.3851 2 2014/15: 0.74263; 11.3851 3 2015/16: 0.74263; 11.3851 4 2016/17: 0.74263; 11.3851 5 2017/18: 0.74263; 11.3851 6 2018/19: 0.74263; 11.3851 7 2019/20: 0.74263; 11.3851 8 2020/21: 0.74263; 11.3851 9 2021/22: 0.73171; 11.3851 10 2022/23: 0.72094; 11.3851 11 2023/24: 0.71034; 11.3851 12 2024/25: 0.69989; 11.3851 13 2025/26: 0.68959; 11.3851 14 2026/27: 0.67945; 11.3851 15 2027/28: 0.66945; 11.3851 16 2028/29: 0.6596; 11.3851 17 2029/30: 0.6499; 11.3851 18 2030/31: 0.64034; 11.3851 19 2031/32: 0.63092; 11.3851 20 2032/33: 0.62164; 11.3851 21 2033/34: 0.61249; 11.3851 22 2034/35: 0.60348; 11.3851 23 2035/36: 0.59461; 11.3851 24 2036/37: 0.58586; 11.3851 25 2037/38: 0.57724; 11.3851 26 2038/39: 0.56875; 11.3851 27 2039/40: 0.56038; 11.3851 28 2040/41: 0.55214; 11.3851 29 2041/42: 0.54402; 11.3851 30 2042/43: 0.53601; 11.3851 31 2043/44: 0.52813; 11.3851 32 2044/45: 0.52036
Freespan (<20m)
| Emergency mattressing following freespan | £m | 09/10 |  | 11.3851 1 2013/14: 0.26098; 11.3851 2 2014/15: 0.26098; 11.3851 3 2015/16: 0.26098; 11.3851 4 2016/17: 0.26098; 11.3851 5 2017/18: 0.26098; 11.3851 6 2018/19: 0.26098; 11.3851 7 2019/20: 0.26098; 11.3851 8 2020/21: 0.26098; 11.3851 9 2021/22: 0.25714; 11.3851 10 2022/23: 0.25336; 11.3851 11 2023/24: 0.24963; 11.3851 12 2024/25: 0.24596; 11.3851 13 2025/26: 0.24234; 11.3851 14 2026/27: 0.23878; 11.3851 15 2027/28: 0.23526; 11.3851 16 2028/29: 0.2318; 11.3851 17 2029/30: 0.22839; 11.3851 18 2030/31: 0.22503; 11.3851 19 2031/32: 0.22172; 11.3851 20 2032/33: 0.21846; 11.3851 21 2033/34: 0.21525; 11.3851 22 2034/35: 0.21208; 11.3851 23 2035/36: 0.20896; 11.3851 24 2036/37: 0.20589; 11.3851 25 2037/38: 0.20286; 11.3851 26 2038/39: 0.19987; 11.3851 27 2039/40: 0.19693; 11.3851 28 2040/41: 0.19404; 11.3851 29 2041/42: 0.19118; 11.3851 30 2042/43: 0.18837; 11.3851 31 2043/44: 0.1856; 11.3851 32 2044/45: 0.18287
Freespan (20-55m)
| Cost of emergency mattressing - major | £m | 09/10 |  | 11.3851 1 2013/14: 0.16994; 11.3851 2 2014/15: 0.16994; 11.3851 3 2015/16: 0.16994; 11.3851 4 2016/17: 0.16994; 11.3851 5 2017/18: 0.16994; 11.3851 6 2018/19: 0.16994; 11.3851 7 2019/20: 0.16994; 11.3851 8 2020/21: 0.16994; 11.3851 9 2021/22: 0.16744; 11.3851 10 2022/23: 0.16498; 11.3851 11 2023/24: 0.16255; 11.3851 12 2024/25: 0.16016; 11.3851 13 2025/26: 0.15781; 11.3851 14 2026/27: 0.15548; 11.3851 15 2027/28: 0.1532; 11.3851 16 2028/29: 0.15094; 11.3851 17 2029/30: 0.14872; 11.3851 18 2030/31: 0.14654; 11.3851 19 2031/32: 0.14438; 11.3851 20 2032/33: 0.14226; 11.3851 21 2033/34: 0.14016; 11.3851 22 2034/35: 0.1381; 11.3851 23 2035/36: 0.13607; 11.3851 24 2036/37: 0.13407; 11.3851 25 2037/38: 0.1321; 11.3851 26 2038/39: 0.13015; 11.3851 27 2039/40: 0.12824; 11.3851 28 2040/41: 0.12635; 11.3851 29 2041/42: 0.12449; 11.3851 30 2042/43: 0.12266; 11.3851 31 2043/44: 0.12086; 11.3851 32 2044/45: 0.11908
| Prompt constraint costs | £m | 09/10 |  | 11.3851 1 2013/14: 12.3113; 11.3851 2 2014/15: 12.3113; 11.3851 3 2015/16: 12.3113; 11.3851 4 2016/17: 12.3113; 11.3851 5 2017/18: 12.3113; 11.3851 6 2018/19: 12.3113; 11.3851 7 2019/20: 12.3113; 11.3851 8 2020/21: 12.3113; 11.3851 9 2021/22: 12.1302; 11.3851 10 2022/23: 11.9517; 11.3851 11 2023/24: 11.7759; 11.3851 12 2024/25: 11.6027; 11.3851 13 2025/26: 11.432; 11.3851 14 2026/27: 11.2638; 11.3851 15 2027/28: 11.0981; 11.3851 16 2028/29: 10.9349; 11.3851 17 2029/30: 10.774; 11.3851 18 2030/31: 10.6155; 11.3851 19 2031/32: 10.4594; 11.3851 20 2032/33: 10.3055; 11.3851 21 2033/34: 10.1539; 11.3851 22 2034/35: 10.0045; 11.3851 23 2035/36: 9.8573; 11.3851 24 2036/37: 9.7123; 11.3851 25 2037/38: 9.5695; 11.3851 26 2038/39: 9.4287; 11.3851 27 2039/40: 9.29; 11.3851 28 2040/41: 9.1533; 11.3851 29 2041/42: 9.0187; 11.3851 30 2042/43: 8.886; 11.3851 31 2043/44: 8.7553; 11.3851 32 2044/45: 8.6265
| Post-mod constraint costs - three months | £m | 09/10 |  | 11.3851 1 2013/14: 0; 11.3851 2 2014/15: 0; 11.3851 3 2015/16: 0; 11.3851 4 2016/17: 0; 11.3851 5 2017/18: 0; 11.3851 6 2018/19: 0; 11.3851 7 2019/20: 0; 11.3851 8 2020/21: 0; 11.3851 9 2021/22: 0; 11.3851 10 2022/23: 0; 11.3851 11 2023/24: 0; 11.3851 12 2024/25: 0; 11.3851 13 2025/26: 0; 11.3851 14 2026/27: 0; 11.3851 15 2027/28: 0; 11.3851 16 2028/29: 0; 11.3851 17 2029/30: 0; 11.3851 18 2030/31: 0; 11.3851 19 2031/32: 0; 11.3851 20 2032/33: 0; 11.3851 21 2033/34: 0; 11.3851 22 2034/35: 0; 11.3851 23 2035/36: 0; 11.3851 24 2036/37: 0; 11.3851 25 2037/38: 0; 11.3851 26 2038/39: 0; 11.3851 27 2039/40: 0; 11.3851 28 2040/41: 0; 11.3851 29 2041/42: 0; 11.3851 30 2042/43: 0; 11.3851 31 2043/44: 0; 11.3851 32 2044/45: 0
| Wholesale gas price impact for 16 months (up to 2024) | £m | 09/10 |  | 11.3851 1 2013/14: 8.782; 11.3851 2 2014/15: 8.782; 11.3851 3 2015/16: 8.782; 11.3851 4 2016/17: 8.782; 11.3851 5 2017/18: 8.782; 11.3851 6 2018/19: 8.782; 11.3851 7 2019/20: 8.782; 11.3851 8 2020/21: 8.782; 11.3851 9 2021/22: 8.6529; 11.3851 10 2022/23: 8.5256; 11.3851 11 2023/24: 8.4001; 11.3851 12 2024/25: 8.2766
| Wholesale gas price impact for 16 months (beyond 2024) | £m | 09/10 |  | 11.3851 13 2025/26: 5.0142; 11.3851 14 2026/27: 4.9404; 11.3851 15 2027/28: 4.8677; 11.3851 16 2028/29: 4.7961; 11.3851 17 2029/30: 4.7256; 11.3851 18 2030/31: 4.656; 11.3851 19 2031/32: 4.5875; 11.3851 20 2032/33: 4.5201; 11.3851 21 2033/34: 4.4536; 11.3851 22 2034/35: 4.388; 11.3851 23 2035/36: 4.3235; 11.3851 24 2036/37: 4.2599; 11.3851 25 2037/38: 4.1972; 11.3851 26 2038/39: 4.1355; 11.3851 27 2039/40: 4.0746; 11.3851 28 2040/41: 4.0147; 11.3851 29 2041/42: 3.9556; 11.3851 30 2042/43: 3.8975; 11.3851 31 2043/44: 3.8401; 11.3851 32 2044/45: 3.7836
| VOLL | £m | 09/10 |  | 11.3851 1 2013/14: 0.19825; 11.3851 2 2014/15: 0.19825; 11.3851 3 2015/16: 0.19825; 11.3851 4 2016/17: 0.19825; 11.3851 5 2017/18: 0.19825; 11.3851 6 2018/19: 0.19825; 11.3851 7 2019/20: 0.19825; 11.3851 8 2020/21: 0.19825; 11.3851 9 2021/22: 0.19533; 11.3851 10 2022/23: 0.19246; 11.3851 11 2023/24: 0.18963; 11.3851 12 2024/25: 0.18684; 11.3851 13 2025/26: 0.18409; 11.3851 14 2026/27: 0.18138; 11.3851 15 2027/28: 0.17871; 11.3851 16 2028/29: 0.17608; 11.3851 17 2029/30: 0.17349; 11.3851 18 2030/31: 0.17094; 11.3851 19 2031/32: 0.16843; 11.3851 20 2032/33: 0.16595; 11.3851 21 2033/34: 0.16351; 11.3851 22 2034/35: 0.1611; 11.3851 23 2035/36: 0.15873; 11.3851 24 2036/37: 0.1564; 11.3851 25 2037/38: 0.1541; 11.3851 26 2038/39: 0.15183; 11.3851 27 2039/40: 0.1496; 11.3851 28 2040/41: 0.14739; 11.3851 29 2041/42: 0.14523; 11.3851 30 2042/43: 0.14309; 11.3851 31 2043/44: 0.14098; 11.3851 32 2044/45: 0.13891
Freespan (>55m)
| Cost of building a replacement tunnel | £m | 09/10 |  | 11.3851 1 2013/14: 1.3004; 11.3851 2 2014/15: 1.3004; 11.3851 3 2015/16: 1.3004; 11.3851 4 2016/17: 1.3004; 11.3851 5 2017/18: 1.3004; 11.3851 6 2018/19: 1.3004; 11.3851 7 2019/20: 1.3004; 11.3851 8 2020/21: 1.3004; 11.3851 9 2021/22: 1.2937; 11.3851 10 2022/23: 1.2871; 11.3851 11 2023/24: 1.2805; 11.3851 12 2024/25: 1.274; 11.3851 13 2025/26: 1.2675; 11.3851 14 2026/27: 1.261; 11.3851 15 2027/28: 1.2546; 11.3851 16 2028/29: 1.2482; 11.3851 17 2029/30: 1.2418; 11.3851 18 2030/31: 1.2354; 11.3851 19 2031/32: 1.2291; 11.3851 20 2032/33: 1.2228; 11.3851 21 2033/34: 1.2166; 11.3851 22 2034/35: 1.2104; 11.3851 23 2035/36: 1.2042; 11.3851 24 2036/37: 1.198; 11.3851 25 2037/38: 1.1919; 11.3851 26 2038/39: 1.1858; 11.3851 27 2039/40: 1.1798; 11.3851 28 2040/41: 1.1737; 11.3851 29 2041/42: 1.1677; 11.3851 30 2042/43: 1.1618; 11.3851 31 2043/44: 1.1558; 11.3851 32 2044/45: 1.1499
| Cost of emergency mattressing - major | £m | 09/10 |  | 11.3851 1 2013/14: 0.036184; 11.3851 2 2014/15: 0.036184; 11.3851 3 2015/16: 0.036184; 11.3851 4 2016/17: 0.036184; 11.3851 5 2017/18: 0.036184; 11.3851 6 2018/19: 0.036184; 11.3851 7 2019/20: 0.036184; 11.3851 8 2020/21: 0.036184; 11.3851 9 2021/22: 0.035652; 11.3851 10 2022/23: 0.035127; 11.3851 11 2023/24: 0.03461; 11.3851 12 2024/25: 0.034101; 11.3851 13 2025/26: 0.0336; 11.3851 14 2026/27: 0.033105; 11.3851 15 2027/28: 0.032618; 11.3851 16 2028/29: 0.032139; 11.3851 17 2029/30: 0.031666; 11.3851 18 2030/31: 0.0312; 11.3851 19 2031/32: 0.030741; 11.3851 20 2032/33: 0.030289; 11.3851 21 2033/34: 0.029843; 11.3851 22 2034/35: 0.029404; 11.3851 23 2035/36: 0.028972; 11.3851 24 2036/37: 0.028545; 11.3851 25 2037/38: 0.028125; 11.3851 26 2038/39: 0.027712; 11.3851 27 2039/40: 0.027304; 11.3851 28 2040/41: 0.026902; 11.3851 29 2041/42: 0.026507; 11.3851 30 2042/43: 0.026117; 11.3851 31 2043/44: 0.025733; 11.3851 32 2044/45: 0.025354
| Prompt constraint costs | £m | 09/10 |  | 11.3851 1 2013/14: 13.9802; 11.3851 2 2014/15: 13.9802; 11.3851 3 2015/16: 13.9802; 11.3851 4 2016/17: 13.9802; 11.3851 5 2017/18: 13.9802; 11.3851 6 2018/19: 13.9802; 11.3851 7 2019/20: 13.9802; 11.3851 8 2020/21: 13.9802; 11.3851 9 2021/22: 13.7745; 11.3851 10 2022/23: 13.5719; 11.3851 11 2023/24: 13.3722; 11.3851 12 2024/25: 13.1755; 11.3851 13 2025/26: 12.9817; 11.3851 14 2026/27: 12.7907; 11.3851 15 2027/28: 12.6025; 11.3851 16 2028/29: 12.4172; 11.3851 17 2029/30: 12.2345; 11.3851 18 2030/31: 12.0545; 11.3851 19 2031/32: 11.8772; 11.3851 20 2032/33: 11.7025; 11.3851 21 2033/34: 11.5303; 11.3851 22 2034/35: 11.3607; 11.3851 23 2035/36: 11.1936; 11.3851 24 2036/37: 11.0289; 11.3851 25 2037/38: 10.8667; 11.3851 26 2038/39: 10.7068; 11.3851 27 2039/40: 10.5493; 11.3851 28 2040/41: 10.3941; 11.3851 29 2041/42: 10.2412; 11.3851 30 2042/43: 10.0905; 11.3851 31 2043/44: 9.9421; 11.3851 32 2044/45: 9.7959
| Post-mod constraint costs - 16 months | £m | 09/10 |  | 11.3851 1 2013/14: 0; 11.3851 2 2014/15: 0; 11.3851 3 2015/16: 0; 11.3851 4 2016/17: 0; 11.3851 5 2017/18: 0; 11.3851 6 2018/19: 0; 11.3851 7 2019/20: 0; 11.3851 8 2020/21: 0; 11.3851 9 2021/22: 0; 11.3851 10 2022/23: 0; 11.3851 11 2023/24: 0; 11.3851 12 2024/25: 0; 11.3851 13 2025/26: 0; 11.3851 14 2026/27: 0; 11.3851 15 2027/28: 0; 11.3851 16 2028/29: 0; 11.3851 17 2029/30: 0; 11.3851 18 2030/31: 0; 11.3851 19 2031/32: 0; 11.3851 20 2032/33: 0; 11.3851 21 2033/34: 0; 11.3851 22 2034/35: 0; 11.3851 23 2035/36: 0; 11.3851 24 2036/37: 0; 11.3851 25 2037/38: 0; 11.3851 26 2038/39: 0; 11.3851 27 2039/40: 0; 11.3851 28 2040/41: 0; 11.3851 29 2041/42: 0; 11.3851 30 2042/43: 0; 11.3851 31 2043/44: 0; 11.3851 32 2044/45: 0
| Wholesale gas price impact for 16 months(up to 2024) | £m | 09/10 |  | 11.3851 1 2013/14: 8.3854; 11.3851 2 2014/15: 8.3854; 11.3851 3 2015/16: 8.3854; 11.3851 4 2016/17: 8.3854; 11.3851 5 2017/18: 8.3854; 11.3851 6 2018/19: 8.3854; 11.3851 7 2019/20: 8.3854; 11.3851 8 2020/21: 8.3854; 11.3851 9 2021/22: 8.262; 11.3851 10 2022/23: 8.1405; 11.3851 11 2023/24: 8.0207; 11.3851 12 2024/25: 7.9027
| Wholesale gas price impact for 16 months(beyond 2024) | £m | 09/10 |  | 11.3851 13 2025/26: 4.0802; 11.3851 14 2026/27: 4.0201; 11.3851 15 2027/28: 3.961; 11.3851 16 2028/29: 3.9027; 11.3851 17 2029/30: 3.8453; 11.3851 18 2030/31: 3.7888; 11.3851 19 2031/32: 3.733; 11.3851 20 2032/33: 3.6781; 11.3851 21 2033/34: 3.624; 11.3851 22 2034/35: 3.5707; 11.3851 23 2035/36: 3.5182; 11.3851 24 2036/37: 3.4664; 11.3851 25 2037/38: 3.4154; 11.3851 26 2038/39: 3.3652; 11.3851 27 2039/40: 3.3157; 11.3851 28 2040/41: 3.2669; 11.3851 29 2041/42: 3.2188; 11.3851 30 2042/43: 3.1715; 11.3851 31 2043/44: 3.1248; 11.3851 32 2044/45: 3.0789
| VOLL | £m | 09/10 |  | 11.3851 1 2013/14: 0.04221; 11.3851 2 2014/15: 0.04221; 11.3851 3 2015/16: 0.04221; 11.3851 4 2016/17: 0.04221; 11.3851 5 2017/18: 0.04221; 11.3851 6 2018/19: 0.04221; 11.3851 7 2019/20: 0.04221; 11.3851 8 2020/21: 0.04221; 11.3851 9 2021/22: 0.041589; 11.3851 10 2022/23: 0.040977; 11.3851 11 2023/24: 0.040374; 11.3851 12 2024/25: 0.039781; 11.3851 13 2025/26: 0.039195; 11.3851 14 2026/27: 0.038619; 11.3851 15 2027/28: 0.038051; 11.3851 16 2028/29: 0.037491; 11.3851 17 2029/30: 0.036939; 11.3851 18 2030/31: 0.036396; 11.3851 19 2031/32: 0.035861; 11.3851 20 2032/33: 0.035333; 11.3851 21 2033/34: 0.034813; 11.3851 22 2034/35: 0.034301; 11.3851 23 2035/36: 0.033797; 11.3851 24 2036/37: 0.033299; 11.3851 25 2037/38: 0.032809; 11.3851 26 2038/39: 0.032327; 11.3851 27 2039/40: 0.031851; 11.3851 28 2040/41: 0.031383; 11.3851 29 2041/42: 0.030921; 11.3851 30 2042/43: 0.030466; 11.3851 31 2043/44: 0.030018; 11.3851 32 2044/45: 0.029576
Third party impact
| Probability adjusted cost associated with possible loss of life | £m | 09/10 |  | 11.3851 1 2013/14: 0.11536; 11.3851 2 2014/15: 0.11536; 11.3851 3 2015/16: 0.11536; 11.3851 4 2016/17: 0.11536; 11.3851 5 2017/18: 0.11536; 11.3851 6 2018/19: 0.11536; 11.3851 7 2019/20: 0.11536; 11.3851 8 2020/21: 0.11536; 11.3851 9 2021/22: 0.11366; 11.3851 10 2022/23: 0.11199; 11.3851 11 2023/24: 0.11034; 11.3851 12 2024/25: 0.10872; 11.3851 13 2025/26: 0.10712; 11.3851 14 2026/27: 0.10555; 11.3851 15 2027/28: 0.10399; 11.3851 16 2028/29: 0.10246; 11.3851 17 2029/30: 0.10096; 11.3851 18 2030/31: 0.099471; 11.3851 19 2031/32: 0.098008; 11.3851 20 2032/33: 0.096566; 11.3851 21 2033/34: 0.095146; 11.3851 22 2034/35: 0.093746; 11.3851 23 2035/36: 0.092367; 11.3851 24 2036/37: 0.091008; 11.3851 25 2037/38: 0.089669; 11.3851 26 2038/39: 0.08835; 11.3851 27 2039/40: 0.087051; 11.3851 28 2040/41: 0.08577; 11.3851 29 2041/42: 0.084508; 11.3851 30 2042/43: 0.083265; 11.3851 31 2043/44: 0.08204; 11.3851 32 2044/45: 0.080833
| Cost of intervention | £m | 09/10 |  | 11.3851 1 2013/14: 0.0035579; 11.3851 2 2014/15: 0.0035579; 11.3851 3 2015/16: 0.0035579; 11.3851 4 2016/17: 0.0035579; 11.3851 5 2017/18: 0.0035579; 11.3851 6 2018/19: 0.0035579; 11.3851 7 2019/20: 0.0035579; 11.3851 8 2020/21: 0.0035579; 11.3851 9 2021/22: 0.0035055; 11.3851 10 2022/23: 0.0034539; 11.3851 11 2023/24: 0.0034031; 11.3851 12 2024/25: 0.0033531; 11.3851 13 2025/26: 0.0033037; 11.3851 14 2026/27: 0.0032551; 11.3851 15 2027/28: 0.0032073; 11.3851 16 2028/29: 0.0031601; 11.3851 17 2029/30: 0.0031136; 11.3851 18 2030/31: 0.0030678; 11.3851 19 2031/32: 0.0030227; 11.3851 20 2032/33: 0.0029782; 11.3851 21 2033/34: 0.0029344; 11.3851 22 2034/35: 0.0028912; 11.3851 23 2035/36: 0.0028487; 11.3851 24 2036/37: 0.0028068; 11.3851 25 2037/38: 0.0027655; 11.3851 26 2038/39: 0.0027248; 11.3851 27 2039/40: 0.0026847; 11.3851 28 2040/41: 0.0026452; 11.3851 29 2041/42: 0.0026063; 11.3851 30 2042/43: 0.002568; 11.3851 31 2043/44: 0.0025302; 11.3851 32 2044/45: 0.002493
| Prompt constraint costs (£m) (09/10 prices) | £m | 09/10 |  | 11.3851 1 2013/14: 0.85495; 11.3851 2 2014/15: 0.85495; 11.3851 3 2015/16: 0.85495; 11.3851 4 2016/17: 0.85495; 11.3851 5 2017/18: 0.85495; 11.3851 6 2018/19: 0.85495; 11.3851 7 2019/20: 0.85495; 11.3851 8 2020/21: 0.85495; 11.3851 9 2021/22: 0.84237; 11.3851 10 2022/23: 0.82998; 11.3851 11 2023/24: 0.81777; 11.3851 12 2024/25: 0.80574; 11.3851 13 2025/26: 0.79389; 11.3851 14 2026/27: 0.78221; 11.3851 15 2027/28: 0.7707; 11.3851 16 2028/29: 0.75937; 11.3851 17 2029/30: 0.7482; 11.3851 18 2030/31: 0.73719; 11.3851 19 2031/32: 0.72634; 11.3851 20 2032/33: 0.71566; 11.3851 21 2033/34: 0.70513; 11.3851 22 2034/35: 0.69476; 11.3851 23 2035/36: 0.68454; 11.3851 24 2036/37: 0.67447; 11.3851 25 2037/38: 0.66455; 11.3851 26 2038/39: 0.65477; 11.3851 27 2039/40: 0.64514; 11.3851 28 2040/41: 0.63565; 11.3851 29 2041/42: 0.6263; 11.3851 30 2042/43: 0.61708; 11.3851 31 2043/44: 0.60801; 11.3851 32 2044/45: 0.59906
| Post-mod constraint costs - 16 months (£m) (09/10 prices) | £m | 09/10 |  | 11.3851 1 2013/14: 0; 11.3851 2 2014/15: 0; 11.3851 3 2015/16: 0; 11.3851 4 2016/17: 0; 11.3851 5 2017/18: 0; 11.3851 6 2018/19: 0; 11.3851 7 2019/20: 0; 11.3851 8 2020/21: 0; 11.3851 9 2021/22: 0; 11.3851 10 2022/23: 0; 11.3851 11 2023/24: 0; 11.3851 12 2024/25: 0; 11.3851 13 2025/26: 0; 11.3851 14 2026/27: 0; 11.3851 15 2027/28: 0; 11.3851 16 2028/29: 0; 11.3851 17 2029/30: 0; 11.3851 18 2030/31: 0; 11.3851 19 2031/32: 0; 11.3851 20 2032/33: 0; 11.3851 21 2033/34: 0; 11.3851 22 2034/35: 0; 11.3851 23 2035/36: 0; 11.3851 24 2036/37: 0; 11.3851 25 2037/38: 0; 11.3851 26 2038/39: 0; 11.3851 27 2039/40: 0; 11.3851 28 2040/41: 0; 11.3851 29 2041/42: 0; 11.3851 30 2042/43: 0; 11.3851 31 2043/44: 0; 11.3851 32 2044/45: 0
| Wholesale gas price impact for 16 months (up to 2024) | £m | 09/10 |  | 11.3851 1 2013/14: 0.5128; 11.3851 2 2014/15: 0.5128; 11.3851 3 2015/16: 0.5128; 11.3851 4 2016/17: 0.5128; 11.3851 5 2017/18: 0.5128; 11.3851 6 2018/19: 0.5128; 11.3851 7 2019/20: 0.5128; 11.3851 8 2020/21: 0.5128; 11.3851 9 2021/22: 0.50526; 11.3851 10 2022/23: 0.49783; 11.3851 11 2023/24: 0.4905; 11.3851 12 2024/25: 0.48329
| Wholesale gas price impact for 16 months (beyond 2024) | £m | 09/10 |  | 11.3851 13 2025/26: 0.24952; 11.3851 14 2026/27: 0.24585; 11.3851 15 2027/28: 0.24223; 11.3851 16 2028/29: 0.23867; 11.3851 17 2029/30: 0.23516; 11.3851 18 2030/31: 0.2317; 11.3851 19 2031/32: 0.22829; 11.3851 20 2032/33: 0.22493; 11.3851 21 2033/34: 0.22162; 11.3851 22 2034/35: 0.21836; 11.3851 23 2035/36: 0.21515; 11.3851 24 2036/37: 0.21199; 11.3851 25 2037/38: 0.20887; 11.3851 26 2038/39: 0.2058; 11.3851 27 2039/40: 0.20277; 11.3851 28 2040/41: 0.19979; 11.3851 29 2041/42: 0.19685; 11.3851 30 2042/43: 0.19395; 11.3851 31 2043/44: 0.1911; 11.3851 32 2044/45: 0.18829
| Shipping lane closure (£m) (09/10 prices) | £m | 09/10 |  | 11.3851 1 2013/14: 0.0021628; 11.3851 2 2014/15: 0.0021628; 11.3851 3 2015/16: 0.0021628; 11.3851 4 2016/17: 0.0021628; 11.3851 5 2017/18: 0.0021628; 11.3851 6 2018/19: 0.0021628; 11.3851 7 2019/20: 0.0021628; 11.3851 8 2020/21: 0.0021628; 11.3851 9 2021/22: 0.002131; 11.3851 10 2022/23: 0.0020997; 11.3851 11 2023/24: 0.0020688; 11.3851 12 2024/25: 0.0020383; 11.3851 13 2025/26: 0.0020084; 11.3851 14 2026/27: 0.0019788; 11.3851 15 2027/28: 0.0019497; 11.3851 16 2028/29: 0.001921; 11.3851 17 2029/30: 0.0018928; 11.3851 18 2030/31: 0.0018649; 11.3851 19 2031/32: 0.0018375; 11.3851 20 2032/33: 0.0018104; 11.3851 21 2033/34: 0.0017838; 11.3851 22 2034/35: 0.0017576; 11.3851 23 2035/36: 0.0017317; 11.3851 24 2036/37: 0.0017062; 11.3851 25 2037/38: 0.0016811; 11.3851 26 2038/39: 0.0016564; 11.3851 27 2039/40: 0.001632; 11.3851 28 2040/41: 0.001608; 11.3851 29 2041/42: 0.0015844; 11.3851 30 2042/43: 0.0015611; 11.3851 31 2043/44: 0.0015381; 11.3851 32 2044/45: 0.0015155
| Shipwreck clear up costs (£m) (09/10 prices) | £m | 09/10 |  | 11.3851 1 2013/14: 0.061322; 11.3851 2 2014/15: 0.061322; 11.3851 3 2015/16: 0.061322; 11.3851 4 2016/17: 0.061322; 11.3851 5 2017/18: 0.061322; 11.3851 6 2018/19: 0.061322; 11.3851 7 2019/20: 0.061322; 11.3851 8 2020/21: 0.061322; 11.3851 9 2021/22: 0.06042; 11.3851 10 2022/23: 0.059531; 11.3851 11 2023/24: 0.058656; 11.3851 12 2024/25: 0.057793; 11.3851 13 2025/26: 0.056943; 11.3851 14 2026/27: 0.056105; 11.3851 15 2027/28: 0.05528; 11.3851 16 2028/29: 0.054466; 11.3851 17 2029/30: 0.053665; 11.3851 18 2030/31: 0.052876; 11.3851 19 2031/32: 0.052098; 11.3851 20 2032/33: 0.051332; 11.3851 21 2033/34: 0.050576; 11.3851 22 2034/35: 0.049832; 11.3851 23 2035/36: 0.049099; 11.3851 24 2036/37: 0.048377; 11.3851 25 2037/38: 0.047665; 11.3851 26 2038/39: 0.046964; 11.3851 27 2039/40: 0.046273; 11.3851 28 2040/41: 0.045593; 11.3851 29 2041/42: 0.044922; 11.3851 30 2042/43: 0.044261; 11.3851 31 2043/44: 0.04361; 11.3851 32 2044/45: 0.042968
| VOLL | £m | 09/10 |  | 11.3851 1 2013/14: 0.0025813; 11.3851 2 2014/15: 0.0025813; 11.3851 3 2015/16: 0.0025813; 11.3851 4 2016/17: 0.0025813; 11.3851 5 2017/18: 0.0025813; 11.3851 6 2018/19: 0.0025813; 11.3851 7 2019/20: 0.0025813; 11.3851 8 2020/21: 0.0025813; 11.3851 9 2021/22: 0.0025434; 11.3851 10 2022/23: 0.0025059; 11.3851 11 2023/24: 0.0024691; 11.3851 12 2024/25: 0.0024328; 11.3851 13 2025/26: 0.002397; 11.3851 14 2026/27: 0.0023617; 11.3851 15 2027/28: 0.002327; 11.3851 16 2028/29: 0.0022927; 11.3851 17 2029/30: 0.002259; 11.3851 18 2030/31: 0.0022258; 11.3851 19 2031/32: 0.002193; 11.3851 20 2032/33: 0.0021608; 11.3851 21 2033/34: 0.002129; 11.3851 22 2034/35: 0.0020977; 11.3851 23 2035/36: 0.0020668; 11.3851 24 2036/37: 0.0020364; 11.3851 25 2037/38: 0.0020065; 11.3851 26 2038/39: 0.0019769; 11.3851 27 2039/40: 0.0019479; 11.3851 28 2040/41: 0.0019192; 11.3851 29 2041/42: 0.001891; 11.3851 30 2042/43: 0.0018631; 11.3851 31 2043/44: 0.0018357; 11.3851 32 2044/45: 0.0018087
| Total costs (excluding loss of life) | £m | 09/10 |  | 50.402 | 50.402 | 50.402 | 50.402 | 50.402 | 50.402 | 50.402 | 50.402 | 49.6864 | 48.981 | 48.2859 | 47.6008 | 39.852 | 39.2907 | 38.7374 | 38.1921 | 37.6546 | 37.1249 | 36.6027 | 36.0881 | 35.5809 | 35.081 | 34.5883 | 34.1027 | 34.0694 | 33.6043 | 34.9672 | 36.3705 | 36.2329 | 36.6505 | 34.9099 | 34.548 | 6.1234 | 6.0286 | 5.9338 | 5.839 | 5.7442 | 5.6494 | 5.5546 | 5.4599 | 5.3651 | 5.2703 | 5.1755 | 5.0807 | 4.9859 | 4.8911 | 4.7963 | 4.7015 | 4.6067 | 4.5119 | 4.4171 | 4.3223 | 4.2275 | 4.1327 | 4.0379 | 3.9431 | 3.8484 | 3.7536 | 3.6588 | 3.564
| Cost of possible loss of life | £m | 09/10 |  | 0.11536 | 0.11536 | 0.11536 | 0.11536 | 0.11536 | 0.11536 | 0.11536 | 0.11536 | 0.11366 | 0.11199 | 0.11034 | 0.10872 | 0.10712 | 0.10555 | 0.10399 | 0.10246 | 0.10096 | 0.099471 | 0.098008 | 0.096566 | 0.095146 | 0.093746 | 0.092367 | 0.091008 | 0.089669 | 0.08835 | 0.087051 | 0.08577 | 0.084508 | 0.083265 | 0.08204 | 0.080833 | 0 | 0 | 0 | 0 | 0 | 0 | 0 | 0 | 0 | 0 | 0 | 0 | 0 | 0 | 0 | 0 | 0 | 0 | 0 | 0 | 0 | 0 | 0 | 0 | 0 | 0 | 0 | 0
| Discount factor for other costs |  |  |  | 0.96618 | 0.93351 | 0.90194 | 0.87144 | 0.84197 | 0.8135 | 0.78599 | 0.75941 | 0.73373 | 0.70892 | 0.68495 | 0.66178 | 0.6394 | 0.61778 | 0.59689 | 0.57671 | 0.5572 | 0.53836 | 0.52016 | 0.50257 | 0.48557 | 0.46915 | 0.45329 | 0.43796 | 0.42315 | 0.40884 | 0.39501 | 0.38165 | 0.36875 | 0.35628 | 0.39999 | 0.38834 | 0.37703 | 0.36604 | 0.35538 | 0.34503 | 0.33498 | 0.32523 | 0.31575 | 0.30656 | 0.29763 | 0.28896 | 0.28054 | 0.27237 | 0.26444 | 0.25674 | 0.24926 | 0.242 | 0.23495 | 0.22811 | 0.22146 | 0.21501 | 0.20875 | 0.20267 | 0.19677 | 0.19104 | 0.18547 | 0.18007 | 0.17483 | 0.16973
| Discount factor for loss of life costs |  |  |  | 0.98522 | 0.97066 | 0.95632 | 0.94218 | 0.92826 | 0.91454 | 0.90103 | 0.88771 | 0.87459 | 0.86167 | 0.84893 | 0.83639 | 0.82403 | 0.81185 | 0.79985 | 0.78803 | 0.77639 | 0.76491 | 0.75361 | 0.74247 | 0.7315 | 0.72069 | 0.71004 | 0.69954 | 0.68921 | 0.67902 | 0.66899 | 0.6591 | 0.64936 | 0.63976 | 0.6721 | 0.66354 | 0.65509 | 0.64675 | 0.63851 | 0.63038 | 0.62235 | 0.61443 | 0.6066 | 0.59888 | 0.59125 | 0.58372 | 0.57629 | 0.56895 | 0.5617 | 0.55455 | 0.54748 | 0.54051 | 0.53363 | 0.52683 | 0.52012 | 0.5135 | 0.50696 | 0.5005 | 0.49413 | 0.48783 | 0.48162 | 0.47549 | 0.46943 | 0.46345
| Discounted costs (excluding loss of life) | £m | 09/10 |  | 48.6976 | 47.0508 | 45.4597 | 43.9224 | 42.4371 | 41.0021 | 39.6155 | 38.2759 | 36.4564 | 34.7236 | 33.0732 | 31.5014 | 25.4816 | 24.2731 | 23.122 | 22.0256 | 20.9813 | 19.9866 | 19.0391 | 18.1367 | 17.2771 | 16.4583 | 15.6784 | 14.9355 | 14.4164 | 13.7387 | 13.8125 | 13.881 | 13.3608 | 13.0578 | 13.9635 | 13.4163 | 2.3087 | 2.2067 | 2.1088 | 2.0147 | 1.9242 | 1.8373 | 1.7539 | 1.6738 | 1.5968 | 1.5229 | 1.4519 | 1.3838 | 1.3185 | 1.2557 | 1.1955 | 1.1378 | 1.0823 | 1.0292 | 0.97823 | 0.92936 | 0.8825 | 0.83758 | 0.79453 | 0.75328 | 0.71376 | 0.6759 | 0.63964 | 0.60492
| Discounted cost of loss of life | £m | 09/10 |  | 0.11366 | 0.11198 | 0.11032 | 0.10869 | 0.10709 | 0.1055 | 0.10394 | 0.10241 | 0.09941 | 0.0965 | 0.093675 | 0.090933 | 0.088272 | 0.085688 | 0.083179 | 0.080745 | 0.078381 | 0.076087 | 0.07386 | 0.071698 | 0.069599 | 0.067562 | 0.065584 | 0.063664 | 0.061801 | 0.059992 | 0.058236 | 0.056531 | 0.054876 | 0.05327 | 0.05514 | 0.053637 | 0 | 0 | 0 | 0 | 0 | 0 | 0 | 0 | 0 | 0 | 0 | 0 | 0 | 0 | 0 | 0 | 0 | 0 | 0 | 0 | 0 | 0 | 0 | 0 | 0 | 0 | 0 | 0
| Total discounted cost | £m | 09/10 |  | 48.8113 | 47.1628 | 45.5701 | 44.0311 | 42.5442 | 41.1076 | 39.7195 | 38.3783 | 36.5558 | 34.8201 | 33.1669 | 31.5924 | 25.5698 | 24.3587 | 23.2052 | 22.1063 | 21.0597 | 20.0627 | 19.113 | 18.2084 | 17.3467 | 16.5259 | 15.744 | 14.9992 | 14.4782 | 13.7987 | 13.8707 | 13.9375 | 13.4157 | 13.1111 | 14.0186 | 13.4699 | 2.3087 | 2.2067 | 2.1088 | 2.0147 | 1.9242 | 1.8373 | 1.7539 | 1.6738 | 1.5968 | 1.5229 | 1.4519 | 1.3838 | 1.3185 | 1.2557 | 1.1955 | 1.1378 | 1.0823 | 1.0292 | 0.97823 | 0.92936 | 0.8825 | 0.83758 | 0.79453 | 0.75328 | 0.71376 | 0.6759 | 0.63964 | 0.60492
| Cumulative discounted costs (excluding loss of life) | £m | 09/10 |  | 48.6976 | 95.7484 | 141.2081 | 185.1306 | 227.5677 | 268.5698 | 308.1853 | 346.4612 | 382.9176 | 417.6412 | 450.7144 | 482.2159 | 507.6974 | 531.9705 | 555.0925 | 577.1181 | 598.0993 | 618.0859 | 637.1251 | 655.2617 | 672.5388 | 688.9971 | 704.6755 | 719.611 | 734.0274 | 747.7661 | 761.5786 | 775.4595 | 788.8203 | 801.8781 | 815.8416 | 829.2579 | 831.5666 | 833.7733 | 835.8821 | 837.8968 | 839.821 | 841.6583 | 843.4122 | 845.086 | 846.6828 | 848.2057 | 849.6576 | 851.0414 | 852.3599 | 853.6156 | 854.8111 | 855.9489 | 857.0312 | 858.0604 | 859.0387 | 859.968 | 860.8505 | 861.6881 | 862.4826 | 863.2359 | 863.9497 | 864.6256 | 865.2652 | 865.8702
| Cumulative discounted cost of loss of life | £m | 09/10 |  | 0.11366 | 0.22563 | 0.33596 | 0.44465 | 0.55173 | 0.65724 | 0.76118 | 0.86359 | 0.963 | 1.0595 | 1.1532 | 1.2441 | 1.3324 | 1.4181 | 1.5012 | 1.582 | 1.6604 | 1.7365 | 1.8103 | 1.882 | 1.9516 | 2.0192 | 2.0848 | 2.1484 | 2.2102 | 2.2702 | 2.3284 | 2.385 | 2.4399 | 2.4931 | 2.5483 | 2.6019 | 2.6019 | 2.6019 | 2.6019 | 2.6019 | 2.6019 | 2.6019 | 2.6019 | 2.6019 | 2.6019 | 2.6019 | 2.6019 | 2.6019 | 2.6019 | 2.6019 | 2.6019 | 2.6019 | 2.6019 | 2.6019 | 2.6019 | 2.6019 | 2.6019 | 2.6019 | 2.6019 | 2.6019 | 2.6019 | 2.6019 | 2.6019 | 2.6019
| Cumulative total discounted cost | £m | 09/10 |  | 48.8113 | 95.9741 | 141.5441 | 185.5752 | 228.1195 | 269.227 | 308.9465 | 347.3248 | 383.8806 | 418.7007 | 451.8676 | 483.46 | 509.0298 | 533.3886 | 556.5937 | 578.7001 | 599.7597 | 619.8224 | 638.9354 | 657.1437 | 674.4904 | 691.0163 | 706.7602 | 721.7594 | 736.2376 | 750.0363 | 763.907 | 777.8445 | 791.2602 | 804.3713 | 818.3899 | 831.8598 | 834.1685 | 836.3752 | 838.484 | 840.4987 | 842.4229 | 844.2602 | 846.0141 | 847.6879 | 849.2847 | 850.8076 | 852.2595 | 853.6433 | 854.9618 | 856.2175 | 857.413 | 858.5508 | 859.6331 | 860.6623 | 861.6406 | 862.5699 | 863.4524 | 864.29 | 865.0845 | 865.8378 | 866.5516 | 867.2275 | 867.8671 | 868.4721

## CALC¦ 2
| Item | Unit | Index | Comments | Constant | 1 | 2 | 3 | 4 | 5 | 6 | 7 | 8 | 9 | 10 | 11 | 12 | 13 | 14 | 15 | 16 | 17 | 18 | 19 | 20 | 21 | 22 | 23 | 24 | 25 | 26 | 27 | 28 | 29 | 30 | 31 | 32 | 33 | 34 | 35 | 36 | 37 | 38 | 39 | 40 | 41 | 42 | 43 | 44 | 45 | 46 | 47 | 48 | 49 | 50 | 51 | 52 | 53 | 54 | 55 | 56 | 57 | 58 | 59 | 60 | 61 | 62 | 63 | 64 | 65
[6 empty] | 2013/14 | 2014/15 | 2015/16 | 2016/17 | 2017/18 | 2018/19 | 2019/20 | 2020/21 | 2021/22 | 2022/23 | 2023/24 | 2024/25 | 2025/26 | 2026/27 | 2027/28 | 2028/29 | 2029/30 | 2030/31 | 2031/32 | 2032/33 | 2033/34 | 2034/35 | 2035/36 | 2036/37 | 2037/38 | 2038/39 | 2039/40 | 2040/41 | 2041/42 | 2042/43 | 2043/44 | 2044/45 | 2045/46 | 2046/47 | 2047/48 | 2048/49 | 2049/50 | 2050/51 | 2051/52 | 2052/53 | 2053/54 | 2054/55 | 2055/56 | 2056/57 | 2057/58 | 2058/59 | 2059/60 | 2060/61 | 2061/62 | 2062/63 | 2063/64 | 2064/65 | 2065/66 | 2066/67 | 2067/68 | 2068/69 | 2069/70 | 2070/71 | 2071/72 | 2072/73 | 2073/74 | 2074/75 | 2075/76 | 2076/77 | 2077/78
1 | Costs and expenditure profile Tunnel
| Tunnel construction period | years |  |  | 8
| Annual cost of inspections/pigging | £m | 09/10 |  | 0.059745
| Expenditure profile after Ofgem efficiency challenge | £m | 09/10 |  |  | 0.048898 | 2.5926 | 1.6426 | 16.9078 | 28.9958 | 34.3216 | 7.9283 | 2.0494 | 0 | 0 | 0 | 0 | 0 | 0 | 0 | 0 | 0 | 0 | 0 | 0 | 0 | 0 | 0 | 0 | 0 | 0 | 0 | 0 | 0 | 0 | 0 | 0 | 0 | 0 | 0 | 0 | 0 | 0 | 0 | 0 | 0 | 0 | 0 | 0 | 0 | 0 | 0 | 0 | 0 | 0 | 0 | 0 | 0 | 0 | 0 | 0 | 0 | 0 | 0 | 0
| Tunnel revenue profile to be used for modelling | £m | 09/10 |  |  | 0.0047735 | 0.26013 | 0.28661 | 1.8828 | 3.8724 | 5.623 | 4.2351 | 4.0162 | 2.1854 | 2.2675 | 2.3385 | 2.3996 | 2.4518 | 2.4961 | 2.5334 | 2.5644 | 2.5899 | 2.6104 | 2.6264 | 2.6385 | 2.647 | 2.6524 | 2.655 | 2.6552 | 2.653 | 2.6489 | 2.6431 | 2.6356 | 2.6268 | 2.6166 | 2.6054 | 2.5932 | 2.5801 | 2.5662 | 2.5516 | 2.5364 | 2.5206 | 2.5043 | 2.4875 | 2.4704 | 2.4529 | 2.4351 | 2.417 | 2.3987 | 2.3801 | 2.3613 | 2.3412 | 2.2599 | 2.2019 | 1.7778 | 1.0673 | 0.23522 | -0.023777 | 0 | 0 | 0 | 0 | 0 | 0 | 0
2 | Costs and expenditure profile Mitigation
| Annual cost of inspections/pigging | £m | 09/10 |  | 0.29951
2.1 | Probablity adjusted cost of losing lease in any year
| Cost of replacing pipeline with a tunnel (after Ofgem efficiency challenge) | £m | 09/10 |  | 94.487
| Cost of loss of lease | £m | 09/10 |  |  | 1 2013/14: 1.2694; 2 2014/15: 1.2694; 3 2015/16: 1.2694; 4 2016/17: 1.2694; 5 2017/18: 1.2694; 6 2018/19: 1.2694; 7 2019/20: 1.2694; 8 2020/21: 1.2694; 9 2021/22: 1.2571; 10 2022/23: 1.245; 11 2023/24: 1.233; 12 2024/25: 1.2211; 13 2025/26: 1.2093; 14 2026/27: 1.1976; 15 2027/28: 1.1861; 16 2028/29: 1.1746; 17 2029/30: 1.1633; 18 2030/31: 1.152; 19 2031/32: 1.1409; 20 2032/33: 1.1299; 21 2033/34: 1.119; 22 2034/35: 1.1082; 23 2035/36: 1.0975; 24 2036/37: 1.0869; 25 2037/38: 1.0764; 26 2038/39: 1.0661; 27 2039/40: 1.0558; 28 2040/41: 1.0456; 29 2041/42: 1.0355; 30 2042/43: 1.0255; 31 2043/44: 1.0156; 32 2044/45: 1.0058; 40 2052/53: <--- Removes double discounting and starts the loss of lease assumption from 2021 to align logic to Row 21
| Probability that the lease is still in force and current pipeline is operational | % |  |  |  | 100% | 100% | 100% | 100% | 100% | 100% | 100% | 100% | 98.96% | 97.92% | 96.9% | 95.89% | 94.89% | 93.9% | 92.92% | 91.95% | 90.99% | 90.03% | 89.09% | 88.16% | 87.24% | 86.33% | 85.43% | 84.54% | 83.66% | 82.78% | 81.92% | 81.06% | 80.22% | 79.38% | 78.55% | 77.73% | 76.92% | 76.11% | 75.32% | 74.53% | 73.76% | 72.99% | 72.22% | <--- Treats as a decision tree - there is the possibility the pipe would free span and NGGT lose lease
2.2 | Cost of mattressing
| Probability adjusted annual cost of mattressing | £m | 09/10 |  | 0.42436
2.3 | Freespan develops despite mattressing (less than 20m section)
| Probability of event | % |  |  | 2%
| Cost of emergency mattressing | £m | 09/10 | see footnote 4 | 0.042436
2.4 | Freespan develops despite mattressing (between 20m and 55m section)
| Probability of event |  |  |  | 0.4%
| Cost of emergency mattressing - major | £m | 09/10 |  | 0.028324
| Prompt constraint costs (£m) | £m | 09/10 |  | 2.3483
| Post-mod constraint costs - 16 months (£m) (09/10 prices) | £m | 09/10 |  | 0
| Wholesale gas price impact up to 2024 | £m | 09/10 |  | 1.2117
| Wholesale gas price beyond 2024 | £m | 09/10 |  | 0.71099
| VOLL | £m | 09/10 |  | 0.037814
2.5 | Freespan develops despite mattressing (greater than 55m section)
| Probability of event | % |  |  | 0.08%
| Cost of building a tunnel replacement | £m | 09/10 |  |  | 1 2013/14: 0.10523; 2 2014/15: 0.10523; 3 2015/16: 0.10523; 4 2016/17: 0.10523; 5 2017/18: 0.10523; 6 2018/19: 0.10523; 7 2019/20: 0.10523; 8 2020/21: 0.10523; 9 2021/22: 0.10515; 10 2022/23: 0.10506; 11 2023/24: 0.10498; 12 2024/25: 0.1049; 13 2025/26: 0.10481; 14 2026/27: 0.10473; 15 2027/28: 0.10464; 16 2028/29: 0.10456; 17 2029/30: 0.10448; 18 2030/31: 0.10439; 19 2031/32: 0.10431; 20 2032/33: 0.10423; 21 2033/34: 0.10414; 22 2034/35: 0.10406; 23 2035/36: 0.10398; 24 2036/37: 0.10389; 25 2037/38: 0.10381; 26 2038/39: 0.10373; 27 2039/40: 0.10364; 28 2040/41: 0.10356; 29 2041/42: 0.10348; 30 2042/43: 0.1034; 31 2043/44: 0.10331; 32 2044/45: 0.10323; 40 2052/53: <--- Removes double discounting and starts the loss to free span assumption from 2021 to align logic to Row 21
| Cost of emergency mattressing - major | £m | 09/10 |  | 0.0056648
| Prompt constraint costs (£m) (09/10 prices) | £m | 09/10 |  | 2.5048
| Post-mod constraint costs - 16 months (£m) (09/10 prices) | £m | 09/10 |  | 0
| Wholesale gas price impact up to 2024 | £m | 09/10 |  | 1.2624
| Wholesale gas price beyond 2024 | £m | 09/10 |  | 0.65011
| VOLL | £m | 09/10 |  | 0.0075627
2.6 | Third party interference
| Probability of event | % |  |  | 0.03125%
| Probability adjusted cost associated with possible loss of life | £m | 09/10 |  | 0.11536
| Cost of intervention | £m | 09/10 |  | 0.0028485
| Prompt constraint costs | £m | 09/10 |  | 0.97844
| Post-mod constraint costs - 16 months | £m | 09/10 |  | 0
| Wholesale gas price impact for 16 months up to 2024 | £m | 09/10 |  | 0.49312
| Wholesale gas price impact for 16 months beyond 2024 | £m | 09/10 |  | 0.25395
| Shipping lane closure | £m | 09/10 |  | 0.0021628
| Shipwreck clear up costs | £m | 09/10 |  | 0.061322
| VOLL | £m | 09/10 |  | 0.0029542
3 | Detailed Working: Constraint costs
3.1 | Prompt constraint costs
| Weighted monthly costs | £m | 16/17 |  | 240.3333
| Weighted summer 3 day costs | £m | 16/17 |  | 0
| Weighted summer 7 day costs | £m | 16/17 |  | 0
| Weighted summer costs | £m | 16/17 |  | 0
| Weighted winter 3 day costs | £m | 16/17 |  | 0
| Weighted winter 7 day costs | £m | 16/17 |  | 0
| Weighted winter costs | £m | 16/17 |  | 0
| Weighted total costs | £m | 16/17 |  | 0
3.2 | Fixed Price Constraint Costs
| Low scenario | £m | 16/17 |  | 0
| Mid scenario | £m | 16/17 |  | 0
| High scenario | £m | 16/17 |  | 0
| Weighted annual cost | £m | 16/17 |  | 0
| Monthly cost | £m | 16/17 |  | 0
4 | Detailed Workings: Wholesale Energy Price Impact
4.1 | Gas consumption
| Monthy domestic gas consumption | therm |  |  | 846311149.033
| Monthly domestic electricity consumption | therm |  |  | 240695461.8885
4.2 | To 2024
| First month average | £m | 16/17 |  | 131.1198 | 1 2013/14: <---- Updated to account for new Electrcity info
| Monthly average (excluding first month) | £m | 16/17 |  | 120.4576 | 1 2013/14: <---- Updated to account for new Electrcity info
4.3 | From 2024 to 2072
| First month average | £m | 16/17 |  | 98.3398 | 1 2013/14: <---- Updated to account for new Electrcity info
| Monthly average (excluding first month) | £m | 16/17 |  | 59.9795 | 1 2013/14: <---- Updated to account for new Electrcity info
4.4 | Damage intervention
4.4.1 | Localised mechanical/impact damage leading to repair clamp
| Probability | % |  |  | 0.7
| Expected duration | weeks |  |  | 33.6
| Expected cost | £m | 09/10 |  | 1.4876
4.4.2 | Localised failure leadingto short replacement spool
| Probability | % |  |  | 0.175
| Expected duration | weeks |  |  | 12.075
| Expected cost | £m | 09/10 |  | 1.7954
4.4.3 | Extensive failure over pipeline span /rupture elading to long replacement spool
| Probability | % |  |  | 0.075
| Expected duration | weeks |  |  | 5.625
| Expected cost | £m | 09/10 |  | 1.1078
4.4.4 | Tunnel replacement
| Probability | % |  |  | 0.05
| Expected duration | weeks |  |  | 15.6
| Expected cost | £m | 09/10 |  | 4.7244
4.4.4 | Average cost of intervention | £m | 09/10 |  | 9.1151
| Item | Unit | Index | Notes | 1 | 2 | 3 | 4 | 5 | 6 | 7 | 8 | 9 | 10 | 11 | 12 | 13 | 14 | 15 | 16 | 17 | 18 | 19 | 20 | 21 | 22 | 23 | 24 | 25 | 26 | 27 | 28 | 29 | 30 | 31 | 32 | 33 | 34 | 35 | 36 | 37 | 38 | 39 | 40 | 41 | 42 | 43 | 44 | 45 | 46 | 47 | 48 | 49 | 50 | 51 | 52 | 53 | 54 | 55 | 56 | 57 | 58 | 59 | 60 | 61 | 62 | 63 | 64 | 65
[5 empty] | 2013/14 | 2014/15 | 2015/16 | 2016/17 | 2017/18 | 2018/19 | 2019/20 | 2020/21 | 2021/22 | 2022/23 | 2023/24 | 2024/25 | 2025/26 | 2026/27 | 2027/28 | 2028/29 | 2029/30 | 2030/31 | 2031/32 | 2032/33 | 2033/34 | 2034/35 | 2035/36 | 2036/37 | 2037/38 | 2038/39 | 2039/40 | 2040/41 | 2041/42 | 2042/43 | 2043/44 | 2044/45 | 2045/46 | 2046/47 | 2047/48 | 2048/49 | 2049/50 | 2050/51 | 2051/52 | 2052/53 | 2053/54 | 2054/55 | 2055/56 | 2056/57 | 2057/58 | 2058/59 | 2059/60 | 2060/61 | 2061/62 | 2062/63 | 2063/64 | 2064/65 | 2065/66 | 2066/67 | 2067/68 | 2068/69 | 2069/70 | 2070/71 | 2071/72 | 2072/73 | 2073/74 | 2074/75 | 2075/76 | 2076/77 | 2077/78
1 | Option: Tunnel 2012
| Revenue impact of construction cost | £m | 09/10 |  | 0.0047735 | 0.26013 | 0.28661 | 1.8828 | 3.8724 | 5.623 | 4.2351 | 4.0162 | 2.1854 | 2.2675 | 2.3385 | 2.3996 | 2.4518 | 2.4961 | 2.5334 | 2.5644 | 2.5899 | 2.6104 | 2.6264 | 2.6385 | 2.647 | 2.6524 | 2.655 | 2.6552 | 2.653 | 2.6489 | 2.6431 | 2.6356 | 2.6268 | 2.6166 | 2.6054 | 2.5932 | 2.5801 | 2.5662 | 2.5516 | 2.5364 | 2.5206 | 2.5043 | 2.4875 | 2.4704 | 2.4529 | 2.4351 | 2.417 | 2.3987 | 2.3801 | 2.3613 | 2.3412 | 2.2599 | 2.2019 | 1.7778 | 1.0673 | 0.23522 | -0.023777 | 0 | 0 | 0 | 0 | 0 | 0 | 0
| Operational costs | £m | 09/10 |  | 0.29951 | 0.29951 | 0.29951 | 0.29951 | 0.29951 | 0.29951 | 0.29951 | 0.29951 | 0.059745 | 0.059745 | 0.059745 | 0.059745 | 0.059745 | 0.059745 | 0.059745 | 0.059745 | 0.059745 | 0.059745 | 0.059745 | 0.059745 | 0.059745 | 0.059745 | 0.059745 | 0.059745 | 0.059745 | 0.059745 | 0.059745 | 0.059745 | 0.059745 | 0.059745 | 0.059745 | 0.059745 | 0.059745 | 0.059745 | 0.059745 | 0.059745 | 0.059745 | 0.059745 | 0.059745 | 0.059745 | 0.059745 | 0.059745 | 0.059745 | 0.059745 | 0.059745 | 0.059745 | 0.059745 | 0.059745 | 0.059745 | 0.059745 | 0.059745 | 0.059745 | 0.059745 | 0.059745 | 0.059745 | 0.059745 | 0.059745 | 0.059745 | 0.059745 | 0.059745
| Mattressing cost | £m | 09/10 |  | 0.42436 | 0.42436 | 0.42436 | 0.42436 | 0.42436 | 0.42436 | 0.42436 | 0.42436 | 0 | 0 | 0 | 0 | 0 | 0 | 0 | 0 | 0 | 0 | 0 | 0 | 0 | 0 | 0 | 0 | 0 | 0 | 0 | 0 | 0 | 0 | 0 | 0 | 0 | 0 | 0 | 0 | 0 | 0 | 0 | 0 | 0 | 0 | 0 | 0 | 0 | 0 | 0 | 0 | 0 | 0 | 0 | 0 | 0 | 0 | 0 | 0 | 0 | 0 | 0 | 0
Freespan (<20m)
| Emergency mattressing following freespan | £m | 09/10 |  | 0.042436 | 0.042436 | 0.042436 | 0.042436 | 0.042436 | 0.042436 | 0.042436 | 0.042436 | 0 | 0 | 0 | 0 | 0 | 0 | 0 | 0 | 0 | 0 | 0 | 0 | 0 | 0 | 0 | 0 | 0 | 0 | 0 | 0 | 0 | 0 | 0 | 0 | 0 | 0 | 0 | 0 | 0 | 0 | 0 | 0 | 0 | 0 | 0 | 0 | 0 | 0 | 0 | 0 | 0 | 0 | 0 | 0 | 0 | 0 | 0 | 0 | 0 | 0 | 0 | 0
Freespan (20-55m)
| Cost of emergency mattressing - major | £m | 09/10 |  | 0.028324 | 0.028324 | 0.028324 | 0.028324 | 0.028324 | 0.028324 | 0.028324 | 0.028324 | 0 | 0 | 0 | 0 | 0 | 0 | 0 | 0 | 0 | 0 | 0 | 0 | 0 | 0 | 0 | 0 | 0 | 0 | 0 | 0 | 0 | 0 | 0 | 0 | 0 | 0 | 0 | 0 | 0 | 0 | 0 | 0 | 0 | 0 | 0 | 0 | 0 | 0 | 0 | 0 | 0 | 0 | 0 | 0 | 0 | 0 | 0 | 0 | 0 | 0 | 0 | 0
| Prompt constraint costs | £m | 09/10 |  | 2.3483 | 2.3483 | 2.3483 | 2.3483 | 2.3483 | 2.3483 | 2.3483 | 2.3483 | 0 | 0 | 0 | 0 | 0 | 0 | 0 | 0 | 0 | 0 | 0 | 0 | 0 | 0 | 0 | 0 | 0 | 0 | 0 | 0 | 0 | 0 | 0 | 0 | 0 | 0 | 0 | 0 | 0 | 0 | 0 | 0 | 0 | 0 | 0 | 0 | 0 | 0 | 0 | 0 | 0 | 0 | 0 | 0 | 0 | 0 | 0 | 0 | 0 | 0 | 0 | 0
| Post-mod constraint costs - three months | £m | 09/10 |  | 0 | 0 | 0 | 0 | 0 | 0 | 0 | 0 | 0 | 0 | 0 | 0 | 0 | 0 | 0 | 0 | 0 | 0 | 0 | 0 | 0 | 0 | 0 | 0 | 0 | 0 | 0 | 0 | 0 | 0 | 0 | 0 | 0 | 0 | 0 | 0 | 0 | 0 | 0 | 0 | 0 | 0 | 0 | 0 | 0 | 0 | 0 | 0 | 0 | 0 | 0 | 0 | 0 | 0 | 0 | 0 | 0 | 0 | 0 | 0
| Wholesale gas price impact up to 2024 | £m | 09/10 |  | 1.2117 | 1.2117 | 1.2117 | 1.2117 | 1.2117 | 1.2117 | 1.2117 | 1.2117 | 0 | 0 | 0 | 0 | 0 | 0 | 0 | 0 | 0 | 0 | 0 | 0 | 0 | 0 | 0 | 0 | 0 | 0 | 0 | 0 | 0 | 0 | 0 | 0 | 0 | 0 | 0 | 0 | 0 | 0 | 0 | 0 | 0 | 0 | 0 | 0 | 0 | 0 | 0 | 0 | 0 | 0 | 0 | 0 | 0 | 0 | 0 | 0 | 0 | 0 | 0 | 0
| Wholesale gas price impact beyond 2024 | £m | 09/10 |  | 0 | 0 | 0 | 0 | 0 | 0 | 0 | 0 | 0 | 0 | 0 | 0 | 0 | 0 | 0 | 0 | 0 | 0 | 0 | 0 | 0 | 0 | 0 | 0 | 0 | 0 | 0 | 0 | 0 | 0 | 0 | 0 | 0 | 0 | 0 | 0 | 0 | 0 | 0 | 0 | 0 | 0 | 0 | 0 | 0 | 0 | 0 | 0 | 0 | 0 | 0 | 0 | 0 | 0 | 0 | 0 | 0 | 0 | 0 | 0
| VOLL | £m | 09/10 |  | 9.1151 1 2013/14: 0.037814; 9.1151 2 2014/15: 0.037814; 9.1151 3 2015/16: 0.037814; 9.1151 4 2016/17: 0.037814; 9.1151 5 2017/18: 0.037814; 9.1151 6 2018/19: 0.037814; 9.1151 7 2019/20: 0.037814; 9.1151 8 2020/21: 0.037814
Freespan (>55m)
| Cost of emergency mattressing - major | £m | 09/10 |  | 0.0056648 | 0.0056648 | 0.0056648 | 0.0056648 | 0.0056648 | 0.0056648 | 0.0056648 | 0.0056648 | 0 | 0 | 0 | 0 | 0 | 0 | 0 | 0 | 0 | 0 | 0 | 0 | 0 | 0 | 0 | 0 | 0 | 0 | 0 | 0 | 0 | 0 | 0 | 0 | 0 | 0 | 0 | 0 | 0 | 0 | 0 | 0 | 0 | 0 | 0 | 0 | 0 | 0 | 0 | 0 | 0 | 0 | 0 | 0 | 0 | 0 | 0 | 0 | 0 | 0 | 0 | 0
| Prompt constraint costs | £m | 09/10 |  | 2.5048 | 2.5048 | 2.5048 | 2.5048 | 2.5048 | 2.5048 | 2.5048 | 2.5048 | 0 | 0 | 0 | 0 | 0 | 0 | 0 | 0 | 0 | 0 | 0 | 0 | 0 | 0 | 0 | 0 | 0 | 0 | 0 | 0 | 0 | 0 | 0 | 0 | 0 | 0 | 0 | 0 | 0 | 0 | 0 | 0 | 0 | 0 | 0 | 0 | 0 | 0 | 0 | 0 | 0 | 0 | 0 | 0 | 0 | 0 | 0 | 0 | 0 | 0 | 0 | 0
| Post-mod constraint costs - 16 months | £m | 09/10 |  | 0 | 0 | 0 | 0 | 0 | 0 | 0 | 0 | 0 | 0 | 0 | 0 | 0 | 0 | 0 | 0 | 0 | 0 | 0 | 0 | 0 | 0 | 0 | 0 | 0 | 0 | 0 | 0 | 0 | 0 | 0 | 0 | 0 | 0 | 0 | 0 | 0 | 0 | 0 | 0 | 0 | 0 | 0 | 0 | 0 | 0 | 0 | 0 | 0 | 0 | 0 | 0 | 0 | 0 | 0 | 0 | 0 | 0 | 0 | 0
| Wholesale gas price impact for 16 months(Up to 2024) | £m | 09/10 |  | 1.2624 | 1.2624 | 1.2624 | 1.2624 | 1.2624 | 1.2624 | 1.2624 | 1.2624 | 0 | 0 | 0 | 0 | 0 | 0 | 0 | 0 | 0 | 0 | 0 | 0 | 0 | 0 | 0 | 0 | 0 | 0 | 0 | 0 | 0 | 0 | 0 | 0 | 0 | 0 | 0 | 0 | 0 | 0 | 0 | 0 | 0 | 0 | 0 | 0 | 0 | 0 | 0 | 0 | 0 | 0 | 0 | 0 | 0 | 0 | 0 | 0 | 0 | 0 | 0 | 0
| Wholesale gas price impact for 16 months(Beyond 2024) | £m | 09/10
| VOLL | £m | 09/10 |  | 9.1151 1 2013/14: 0.0075627; 9.1151 2 2014/15: 0.0075627; 9.1151 3 2015/16: 0.0075627; 9.1151 4 2016/17: 0.0075627; 9.1151 5 2017/18: 0.0075627; 9.1151 6 2018/19: 0.0075627; 9.1151 7 2019/20: 0.0075627; 9.1151 8 2020/21: 0.0075627
Third party impact
| Probability adjusted cost associated with possible loss of life |  |  |  | 0.11536 | 0.11536 | 0.11536 | 0.11536 | 0.11536 | 0.11536 | 0.11536 | 0.11536 | 0 | 0 | 0 | 0 | 0 | 0 | 0 | 0 | 0 | 0 | 0 | 0 | 0 | 0 | 0 | 0 | 0 | 0 | 0 | 0 | 0 | 0 | 0 | 0 | 0 | 0 | 0 | 0 | 0 | 0 | 0 | 0 | 0 | 0 | 0 | 0 | 0 | 0 | 0 | 0 | 0 | 0 | 0 | 0 | 0 | 0 | 0 | 0 | 0 | 0 | 0 | 0
| Cost of intervention |  |  |  | 0.0028485 | 0.0028485 | 0.0028485 | 0.0028485 | 0.0028485 | 0.0028485 | 0.0028485 | 0.0028485 | 0 | 0 | 0 | 0 | 0 | 0 | 0 | 0 | 0 | 0 | 0 | 0 | 0 | 0 | 0 | 0 | 0 | 0 | 0 | 0 | 0 | 0 | 0 | 0 | 0 | 0 | 0 | 0 | 0 | 0 | 0 | 0 | 0 | 0 | 0 | 0 | 0 | 0 | 0 | 0 | 0 | 0 | 0 | 0 | 0 | 0 | 0 | 0 | 0 | 0 | 0 | 0
| Prompt constraint costs | £m | 09/10 |  | 0.97844 | 0.97844 | 0.97844 | 0.97844 | 0.97844 | 0.97844 | 0.97844 | 0.97844 | 0 | 0 | 0 | 0 | 0 | 0 | 0 | 0 | 0 | 0 | 0 | 0 | 0 | 0 | 0 | 0 | 0 | 0 | 0 | 0 | 0 | 0 | 0 | 0 | 0 | 0 | 0 | 0 | 0 | 0 | 0 | 0 | 0 | 0 | 0 | 0 | 0 | 0 | 0 | 0 | 0 | 0 | 0 | 0 | 0 | 0 | 0 | 0 | 0 | 0 | 0 | 0
| Post-mod constraint costs - 16 months | £m | 09/10 |  | 0 | 0 | 0 | 0 | 0 | 0 | 0 | 0 | 0 | 0 | 0 | 0 | 0 | 0 | 0 | 0 | 0 | 0 | 0 | 0 | 0 | 0 | 0 | 0 | 0 | 0 | 0 | 0 | 0 | 0 | 0 | 0 | 0 | 0 | 0 | 0 | 0 | 0 | 0 | 0 | 0 | 0 | 0 | 0 | 0 | 0 | 0 | 0 | 0 | 0 | 0 | 0 | 0 | 0 | 0 | 0 | 0 | 0 | 0 | 0
| Wholesale gas price impact for 16 months(Up to 2024) | £m | 09/10 |  | 0.49312 | 0.49312 | 0.49312 | 0.49312 | 0.49312 | 0.49312 | 0.49312 | 0.49312 | 0 | 0 | 0 | 0 | 0 | 0 | 0 | 0 | 0 | 0 | 0 | 0 | 0 | 0 | 0 | 0 | 0 | 0 | 0 | 0 | 0 | 0 | 0 | 0 | 0 | 0 | 0 | 0 | 0 | 0 | 0 | 0 | 0 | 0 | 0 | 0 | 0 | 0 | 0 | 0 | 0 | 0 | 0 | 0 | 0 | 0 | 0 | 0 | 0 | 0 | 0 | 0
| Wholesale gas price impact for 16 months(Beyond 2024) | £m | 09/10
| Shipping lane closure | £m | 09/10 |  | 0.0021628 | 0.0021628 | 0.0021628 | 0.0021628 | 0.0021628 | 0.0021628 | 0.0021628 | 0.0021628 | 0 | 0 | 0 | 0 | 0 | 0 | 0 | 0 | 0 | 0 | 0 | 0 | 0 | 0 | 0 | 0 | 0 | 0 | 0 | 0 | 0 | 0 | 0 | 0 | 0 | 0 | 0 | 0 | 0 | 0 | 0 | 0 | 0 | 0 | 0 | 0 | 0 | 0 | 0 | 0 | 0 | 0 | 0 | 0 | 0 | 0 | 0 | 0 | 0 | 0 | 0 | 0
| Shipwreck clear up costs | £m | 09/10 |  | 0.061322 | 0.061322 | 0.061322 | 0.061322 | 0.061322 | 0.061322 | 0.061322 | 0.061322 | 0 | 0 | 0 | 0 | 0 | 0 | 0 | 0 | 0 | 0 | 0 | 0 | 0 | 0 | 0 | 0 | 0 | 0 | 0 | 0 | 0 | 0 | 0 | 0 | 0 | 0 | 0 | 0 | 0 | 0 | 0 | 0 | 0 | 0 | 0 | 0 | 0 | 0 | 0 | 0 | 0 | 0 | 0 | 0 | 0 | 0 | 0 | 0 | 0 | 0 | 0 | 0
| VOLL | £m | 09/10 |  | 9.1151 1 2013/14: 0.0029542; 9.1151 2 2014/15: 0.0029542; 9.1151 3 2015/16: 0.0029542; 9.1151 4 2016/17: 0.0029542; 9.1151 5 2017/18: 0.0029542; 9.1151 6 2018/19: 0.0029542; 9.1151 7 2019/20: 0.0029542; 9.1151 8 2020/21: 0.0029542
| Total tunnel construction and operation cost | £m | 09/10 |  | 0.30428 | 0.55964 | 0.58612 | 2.1823 | 4.1719 | 5.9225 | 4.5346 | 4.3157 | 2.2452 | 2.3273 | 2.3983 | 2.4593 | 2.5115 | 2.5559 | 2.5932 | 2.6242 | 2.6496 | 2.6701 | 2.6861 | 2.6982 | 2.7068 | 2.7122 | 2.7148 | 2.7149 | 2.7128 | 2.7087 | 2.7028 | 2.6954 | 2.6865 | 2.6764 | 2.6652 | 2.6529 | 2.6398 | 2.6259 | 2.6113 | 2.5961 | 2.5803 | 2.564 | 2.5473 | 2.5301 | 2.5126 | 2.4948 | 2.4767 | 2.4584 | 2.4398 | 2.4211 | 2.401 | 2.3197 | 2.2616 | 1.8376 | 1.1271 | 0.29497 | 0.035968 | 0.059745 | 0.059745 | 0.059745 | 0.059745 | 0.059745 | 0.059745 | 0.059745
| Total costs (excluding loss of life) | £m | 09/10 |  | 9.7185 | 9.9738 | 10.0003 | 11.5965 | 13.5861 | 15.3367 | 13.9488 | 13.7299 | 2.2452 | 2.3273 | 2.3983 | 2.4593 | 2.5115 | 2.5559 | 2.5932 | 2.6242 | 2.6496 | 2.6701 | 2.6861 | 2.6982 | 2.7068 | 2.7122 | 2.7148 | 2.7149 | 2.7128 | 2.7087 | 2.7028 | 2.6954 | 2.6865 | 2.6764 | 2.6652 | 2.6529 | 2.6398 | 2.6259 | 2.6113 | 2.5961 | 2.5803 | 2.564 | 2.5473 | 2.5301 | 2.5126 | 2.4948 | 2.4767 | 2.4584 | 2.4398 | 2.4211 | 2.401 | 2.3197 | 2.2616 | 1.8376 | 1.1271 | 0.29497 | 0.035968 | 0.059745 | 0.059745 | 0.059745 | 0.059745 | 0.059745 | 0.059745 | 0.059745
| Cost of possible loss of life | £m | 09/10 |  | 0.11536 | 0.11536 | 0.11536 | 0.11536 | 0.11536 | 0.11536 | 0.11536 | 0.11536 | 0 | 0 | 0 | 0 | 0 | 0 | 0 | 0 | 0 | 0 | 0 | 0 | 0 | 0 | 0 | 0 | 0 | 0 | 0 | 0 | 0 | 0 | 0 | 0 | 0 | 0 | 0 | 0 | 0 | 0 | 0 | 0 | 0 | 0 | 0 | 0 | 0 | 0 | 0 | 0 | 0 | 0 | 0 | 0 | 0 | 0 | 0 | 0 | 0 | 0 | 0 | 0
| Discount factor for other costs |  |  |  | 0.96618 | 0.93351 | 0.90194 | 0.87144 | 0.84197 | 0.8135 | 0.78599 | 0.75941 | 0.73373 | 0.70892 | 0.68495 | 0.66178 | 0.6394 | 0.61778 | 0.59689 | 0.57671 | 0.5572 | 0.53836 | 0.52016 | 0.50257 | 0.48557 | 0.46915 | 0.45329 | 0.43796 | 0.42315 | 0.40884 | 0.39501 | 0.38165 | 0.36875 | 0.35628 | 0.39999 | 0.38834 | 0.37703 | 0.36604 | 0.35538 | 0.34503 | 0.33498 | 0.32523 | 0.31575 | 0.30656 | 0.29763 | 0.28896 | 0.28054 | 0.27237 | 0.26444 | 0.25674 | 0.24926 | 0.242 | 0.23495 | 0.22811 | 0.22146 | 0.21501 | 0.20875 | 0.20267 | 0.19677 | 0.19104 | 0.18547 | 0.18007 | 0.17483 | 0.16973
| Discount factor for loss of life costs |  |  |  | 0.98522 | 0.97066 | 0.95632 | 0.94218 | 0.92826 | 0.91454 | 0.90103 | 0.88771 | 0.87459 | 0.86167 | 0.84893 | 0.83639 | 0.82403 | 0.81185 | 0.79985 | 0.78803 | 0.77639 | 0.76491 | 0.75361 | 0.74247 | 0.7315 | 0.72069 | 0.71004 | 0.69954 | 0.68921 | 0.67902 | 0.66899 | 0.6591 | 0.64936 | 0.63976 | 0.6721 | 0.66354 | 0.65509 | 0.64675 | 0.63851 | 0.63038 | 0.62235 | 0.61443 | 0.6066 | 0.59888 | 0.59125 | 0.58372 | 0.57629 | 0.56895 | 0.5617 | 0.55455 | 0.54748 | 0.54051 | 0.53363 | 0.52683 | 0.52012 | 0.5135 | 0.50696 | 0.5005 | 0.49413 | 0.48783 | 0.48162 | 0.47549 | 0.46943 | 0.46345
| Discounted total tunnel construction and operation cost | £m | 09/10 |  | 0.29399 | 0.52243 | 0.52865 | 1.9017 | 3.5127 | 4.818 | 3.5641 | 3.2774 | 1.6473 | 1.6498 | 1.6427 | 1.6275 | 1.6059 | 1.579 | 1.5478 | 1.5134 | 1.4764 | 1.4375 | 1.3972 | 1.356 | 1.3143 | 1.2724 | 1.2306 | 1.189 | 1.1479 | 1.1074 | 1.0676 | 1.0287 | 0.99064 | 0.95354 | 1.066 | 1.0302 | 0.99529 | 0.96121 | 0.92802 | 0.89574 | 0.86436 | 0.83388 | 0.80431 | 0.77563 | 0.74783 | 0.7209 | 0.69483 | 0.6696 | 0.64519 | 0.62158 | 0.59846 | 0.56136 | 0.53136 | 0.41916 | 0.2496 | 0.063421 | 0.0075084 | 0.012108 | 0.011756 | 0.011413 | 0.011081 | 0.010758 | 0.010445 | 0.010141
| Discounted costs (excluding loss of life) | £m | 09/10 |  | 9.3898 | 9.3107 | 9.0197 | 10.1056 | 11.4391 | 12.4764 | 10.9636 | 10.4266 | 1.6473 | 1.6498 | 1.6427 | 1.6275 | 1.6059 | 1.579 | 1.5478 | 1.5134 | 1.4764 | 1.4375 | 1.3972 | 1.356 | 1.3143 | 1.2724 | 1.2306 | 1.189 | 1.1479 | 1.1074 | 1.0676 | 1.0287 | 0.99064 | 0.95354 | 1.066 | 1.0302 | 0.99529 | 0.96121 | 0.92802 | 0.89574 | 0.86436 | 0.83388 | 0.80431 | 0.77563 | 0.74783 | 0.7209 | 0.69483 | 0.6696 | 0.64519 | 0.62158 | 0.59846 | 0.56136 | 0.53136 | 0.41916 | 0.2496 | 0.063421 | 0.0075084 | 0.012108 | 0.011756 | 0.011413 | 0.011081 | 0.010758 | 0.010445 | 0.010141
| Discounted cost of loss of life | £m | 09/10 |  | 0.11366 | 0.11198 | 0.11032 | 0.10869 | 0.10709 | 0.1055 | 0.10394 | 0.10241 | 0 | 0 | 0 | 0 | 0 | 0 | 0 | 0 | 0 | 0 | 0 | 0 | 0 | 0 | 0 | 0 | 0 | 0 | 0 | 0 | 0 | 0 | 0 | 0 | 0 | 0 | 0 | 0 | 0 | 0 | 0 | 0 | 0 | 0 | 0 | 0 | 0 | 0 | 0 | 0 | 0 | 0 | 0 | 0 | 0 | 0 | 0 | 0 | 0 | 0 | 0 | 0
| Total discounted cost | £m | 09/10 |  | 9.5035 | 9.4226 | 9.13 | 10.2143 | 11.5462 | 12.5819 | 11.0675 | 10.529 | 1.6473 | 1.6498 | 1.6427 | 1.6275 | 1.6059 | 1.579 | 1.5478 | 1.5134 | 1.4764 | 1.4375 | 1.3972 | 1.356 | 1.3143 | 1.2724 | 1.2306 | 1.189 | 1.1479 | 1.1074 | 1.0676 | 1.0287 | 0.99064 | 0.95354 | 1.066 | 1.0302 | 0.99529 | 0.96121 | 0.92802 | 0.89574 | 0.86436 | 0.83388 | 0.80431 | 0.77563 | 0.74783 | 0.7209 | 0.69483 | 0.6696 | 0.64519 | 0.62158 | 0.59846 | 0.56136 | 0.53136 | 0.41916 | 0.2496 | 0.063421 | 0.0075084 | 0.012108 | 0.011756 | 0.011413 | 0.011081 | 0.010758 | 0.010445 | 0.010141
| Cumulative discounted tunnel construction and operation cost | £m | 09/10 |  | 0.29399 | 0.81642 | 1.3451 | 3.2468 | 6.7595 | 11.5774 | 15.1416 | 18.419 | 20.0663 | 21.7162 | 23.3588 | 24.9864 | 26.5922 | 28.1712 | 29.719 | 31.2324 | 32.7088 | 34.1463 | 35.5435 | 36.8995 | 38.2139 | 39.4863 | 40.7169 | 41.9059 | 43.0538 | 44.1612 | 45.2288 | 46.2575 | 47.2482 | 48.2017 | 49.2678 | 50.298 | 51.2933 | 52.2545 | 53.1825 | 54.0783 | 54.9426 | 55.7765 | 56.5808 | 57.3564 | 58.1043 | 58.8252 | 59.52 | 60.1896 | 60.8348 | 61.4563 | 62.0548 | 62.6162 | 63.1475 | 63.5667 | 63.8163 | 63.8797 | 63.8872 | 63.8993 | 63.9111 | 63.9225 | 63.9336 | 63.9443 | 63.9548 | 63.9649
| Cumulative discounted costs (excluding loss of life) | £m | 09/10 |  | 9.3898 | 18.7005 | 27.7202 | 37.8258 | 49.265 | 61.7414 | 72.705 | 83.1316 | 84.7789 | 86.4288 | 88.0715 | 89.699 | 91.3049 | 92.8838 | 94.4317 | 95.945 | 97.4214 | 98.8589 | 100.2561 | 101.6122 | 102.9265 | 104.1989 | 105.4295 | 106.6185 | 107.7664 | 108.8738 | 109.9415 | 110.9702 | 111.9608 | 112.9143 | 113.9804 | 115.0106 | 116.0059 | 116.9671 | 117.8951 | 118.7909 | 119.6552 | 120.4891 | 121.2934 | 122.069 | 122.8169 | 123.5378 | 124.2326 | 124.9022 | 125.5474 | 126.169 | 126.7674 | 127.3288 | 127.8602 | 128.2793 | 128.5289 | 128.5923 | 128.5999 | 128.612 | 128.6237 | 128.6351 | 128.6462 | 128.657 | 128.6674 | 128.6776
| Cumulative discounted cost of loss of life | £m | 09/10 |  | 0.11366 | 0.22563 | 0.33596 | 0.44465 | 0.55173 | 0.65724 | 0.76118 | 0.86359 | 0.86359 | 0.86359 | 0.86359 | 0.86359 | 0.86359 | 0.86359 | 0.86359 | 0.86359 | 0.86359 | 0.86359 | 0.86359 | 0.86359 | 0.86359 | 0.86359 | 0.86359 | 0.86359 | 0.86359 | 0.86359 | 0.86359 | 0.86359 | 0.86359 | 0.86359 | 0.86359 | 0.86359 | 0.86359 | 0.86359 | 0.86359 | 0.86359 | 0.86359 | 0.86359 | 0.86359 | 0.86359 | 0.86359 | 0.86359 | 0.86359 | 0.86359 | 0.86359 | 0.86359 | 0.86359 | 0.86359 | 0.86359 | 0.86359 | 0.86359 | 0.86359 | 0.86359 | 0.86359 | 0.86359 | 0.86359 | 0.86359 | 0.86359 | 0.86359 | 0.86359
| Cumulative total discounted cost | £m | 09/10 |  | 9.5035 | 18.9261 | 28.0561 | 38.2705 | 49.8167 | 62.3986 | 73.4661 | 83.9952 | 85.6425 | 87.2924 | 88.9351 | 90.5626 | 92.1685 | 93.7474 | 95.2952 | 96.8086 | 98.285 | 99.7225 | 101.1197 | 102.4758 | 103.7901 | 105.0625 | 106.2931 | 107.4821 | 108.63 | 109.7374 | 110.8051 | 111.8338 | 112.8244 | 113.7779 | 114.844 | 115.8742 | 116.8695 | 117.8307 | 118.7587 | 119.6545 | 120.5188 | 121.3527 | 122.157 | 122.9326 | 123.6805 | 124.4014 | 125.0962 | 125.7658 | 126.411 | 127.0326 | 127.631 | 128.1924 | 128.7237 | 129.1429 | 129.3925 | 129.4559 | 129.4634 | 129.4755 | 129.4873 | 129.4987 | 129.5098 | 129.5206 | 129.531 | 129.5411
2 | Option: Mitigate 2044
| Operational costs | £m | 09/10 |  | 9.1151 1 2013/14: 0.29951; 9.1151 2 2014/15: 0.29951; 9.1151 3 2015/16: 0.29951; 9.1151 4 2016/17: 0.29951; 9.1151 5 2017/18: 0.29951; 9.1151 6 2018/19: 0.29951; 9.1151 7 2019/20: 0.29951; 9.1151 8 2020/21: 0.29951; 9.1151 9 2021/22: 0.29701; 9.1151 10 2022/23: 0.29453; 9.1151 11 2023/24: 0.29208; 9.1151 12 2024/25: 0.28965; 9.1151 13 2025/26: 0.28725; 9.1151 14 2026/27: 0.28487; 9.1151 15 2027/28: 0.28252; 9.1151 16 2028/29: 0.2802; 9.1151 17 2029/30: 0.27789; 9.1151 18 2030/31: 0.27562; 9.1151 19 2031/32: 0.27336; 9.1151 20 2032/33: 0.27113; 9.1151 21 2033/34: 0.26892; 9.1151 22 2034/35: 0.26674; 9.1151 23 2035/36: 0.26458; 9.1151 24 2036/37: 0.26244; 9.1151 25 2037/38: 0.26032; 9.1151 26 2038/39: 0.25823; 9.1151 27 2039/40: 0.25616; 9.1151 28 2040/41: 0.25411; 9.1151 29 2041/42: 0.25208; 9.1151 30 2042/43: 0.25007; 9.1151 31 2043/44: 0.24808; 9.1151 32 2044/45: 0.24611
| Loss of lease | £m | 09/10 |  | 9.1151 1 2013/14: 1.2694; 9.1151 2 2014/15: 1.2694; 9.1151 3 2015/16: 1.2694; 9.1151 4 2016/17: 1.2694; 9.1151 5 2017/18: 1.2694; 9.1151 6 2018/19: 1.2694; 9.1151 7 2019/20: 1.2694; 9.1151 8 2020/21: 1.2694; 9.1151 9 2021/22: 1.2571; 9.1151 10 2022/23: 1.245; 9.1151 11 2023/24: 1.233; 9.1151 12 2024/25: 1.2211; 9.1151 13 2025/26: 1.2093; 9.1151 14 2026/27: 1.1976; 9.1151 15 2027/28: 1.1861; 9.1151 16 2028/29: 1.1746; 9.1151 17 2029/30: 1.1633; 9.1151 18 2030/31: 1.152; 9.1151 19 2031/32: 1.1409; 9.1151 20 2032/33: 1.1299; 9.1151 21 2033/34: 1.119; 9.1151 22 2034/35: 1.1082; 9.1151 23 2035/36: 1.0975; 9.1151 24 2036/37: 1.0869; 9.1151 25 2037/38: 1.0764; 9.1151 26 2038/39: 1.0661; 9.1151 27 2039/40: 1.0558; 9.1151 28 2040/41: 1.0456; 9.1151 29 2041/42: 1.0355; 9.1151 30 2042/43: 1.0255; 9.1151 31 2043/44: 1.0156; 9.1151 32 2044/45: 1.0058
| Mattressing cost | £m | 09/10 |  | 9.1151 1 2013/14: 0.42436; 9.1151 2 2014/15: 0.42436; 9.1151 3 2015/16: 0.42436; 9.1151 4 2016/17: 0.42436; 9.1151 5 2017/18: 0.42436; 9.1151 6 2018/19: 0.42436; 9.1151 7 2019/20: 0.42436; 9.1151 8 2020/21: 0.42436; 9.1151 9 2021/22: 0.41993; 9.1151 10 2022/23: 0.41554; 9.1151 11 2023/24: 0.4112; 9.1151 12 2024/25: 0.40691; 9.1151 13 2025/26: 0.40266; 9.1151 14 2026/27: 0.39846; 9.1151 15 2027/28: 0.3943; 9.1151 16 2028/29: 0.39018; 9.1151 17 2029/30: 0.3861; 9.1151 18 2030/31: 0.38207; 9.1151 19 2031/32: 0.37808; 9.1151 20 2032/33: 0.37413; 9.1151 21 2033/34: 0.37023; 9.1151 22 2034/35: 0.36636; 9.1151 23 2035/36: 0.36254; 9.1151 24 2036/37: 0.35875; 9.1151 25 2037/38: 0.355; 9.1151 26 2038/39: 0.3513; 9.1151 27 2039/40: 0.34763; 9.1151 28 2040/41: 0.344; 9.1151 29 2041/42: 0.34041; 9.1151 30 2042/43: 0.33685; 9.1151 31 2043/44: 0.33333; 9.1151 32 2044/45: 0.32985
Freespan (<20m)
| Emergency mattressing following freespan | £m | 09/10 |  | 9.1151 1 2013/14: 0.042436; 9.1151 2 2014/15: 0.042436; 9.1151 3 2015/16: 0.042436; 9.1151 4 2016/17: 0.042436; 9.1151 5 2017/18: 0.042436; 9.1151 6 2018/19: 0.042436; 9.1151 7 2019/20: 0.042436; 9.1151 8 2020/21: 0.042436; 9.1151 9 2021/22: 0.041993; 9.1151 10 2022/23: 0.041554; 9.1151 11 2023/24: 0.04112; 9.1151 12 2024/25: 0.040691; 9.1151 13 2025/26: 0.040266; 9.1151 14 2026/27: 0.039846; 9.1151 15 2027/28: 0.03943; 9.1151 16 2028/29: 0.039018; 9.1151 17 2029/30: 0.03861; 9.1151 18 2030/31: 0.038207; 9.1151 19 2031/32: 0.037808; 9.1151 20 2032/33: 0.037413; 9.1151 21 2033/34: 0.037023; 9.1151 22 2034/35: 0.036636; 9.1151 23 2035/36: 0.036254; 9.1151 24 2036/37: 0.035875; 9.1151 25 2037/38: 0.0355; 9.1151 26 2038/39: 0.03513; 9.1151 27 2039/40: 0.034763; 9.1151 28 2040/41: 0.0344; 9.1151 29 2041/42: 0.034041; 9.1151 30 2042/43: 0.033685; 9.1151 31 2043/44: 0.033333; 9.1151 32 2044/45: 0.032985
Freespan (20-55m)
| Cost of emergency mattressing - major | £m | 09/10 |  | 9.1151 1 2013/14: 0.028324; 9.1151 2 2014/15: 0.028324; 9.1151 3 2015/16: 0.028324; 9.1151 4 2016/17: 0.028324; 9.1151 5 2017/18: 0.028324; 9.1151 6 2018/19: 0.028324; 9.1151 7 2019/20: 0.028324; 9.1151 8 2020/21: 0.028324; 9.1151 9 2021/22: 0.028028; 9.1151 10 2022/23: 0.027736; 9.1151 11 2023/24: 0.027446; 9.1151 12 2024/25: 0.027159; 9.1151 13 2025/26: 0.026876; 9.1151 14 2026/27: 0.026595; 9.1151 15 2027/28: 0.026317; 9.1151 16 2028/29: 0.026043; 9.1151 17 2029/30: 0.025771; 9.1151 18 2030/31: 0.025502; 9.1151 19 2031/32: 0.025235; 9.1151 20 2032/33: 0.024972; 9.1151 21 2033/34: 0.024711; 9.1151 22 2034/35: 0.024453; 9.1151 23 2035/36: 0.024198; 9.1151 24 2036/37: 0.023945; 9.1151 25 2037/38: 0.023695; 9.1151 26 2038/39: 0.023447; 9.1151 27 2039/40: 0.023203; 9.1151 28 2040/41: 0.02296; 9.1151 29 2041/42: 0.022721; 9.1151 30 2042/43: 0.022483; 9.1151 31 2043/44: 0.022248; 9.1151 32 2044/45: 0.022016
| Prompt constraint costs | £m | 09/10 |  | 9.1151 1 2013/14: 2.3483; 9.1151 2 2014/15: 2.3483; 9.1151 3 2015/16: 2.3483; 9.1151 4 2016/17: 2.3483; 9.1151 5 2017/18: 2.3483; 9.1151 6 2018/19: 2.3483; 9.1151 7 2019/20: 2.3483; 9.1151 8 2020/21: 2.3483; 9.1151 9 2021/22: 2.3237; 9.1151 10 2022/23: 2.2995; 9.1151 11 2023/24: 2.2755; 9.1151 12 2024/25: 2.2517; 9.1151 13 2025/26: 2.2282; 9.1151 14 2026/27: 2.2049; 9.1151 15 2027/28: 2.1819; 9.1151 16 2028/29: 2.1591; 9.1151 17 2029/30: 2.1366; 9.1151 18 2030/31: 2.1143; 9.1151 19 2031/32: 2.0922; 9.1151 20 2032/33: 2.0703; 9.1151 21 2033/34: 2.0487; 9.1151 22 2034/35: 2.0273; 9.1151 23 2035/36: 2.0062; 9.1151 24 2036/37: 1.9852; 9.1151 25 2037/38: 1.9645; 9.1151 26 2038/39: 1.944; 9.1151 27 2039/40: 1.9237; 9.1151 28 2040/41: 1.9036; 9.1151 29 2041/42: 1.8837; 9.1151 30 2042/43: 1.864; 9.1151 31 2043/44: 1.8446; 9.1151 32 2044/45: 1.8253
| Post-mod constraint costs - three months | £m | 09/10 |  | 9.1151 1 2013/14: 0; 9.1151 2 2014/15: 0; 9.1151 3 2015/16: 0; 9.1151 4 2016/17: 0; 9.1151 5 2017/18: 0; 9.1151 6 2018/19: 0; 9.1151 7 2019/20: 0; 9.1151 8 2020/21: 0; 9.1151 9 2021/22: 0; 9.1151 10 2022/23: 0; 9.1151 11 2023/24: 0; 9.1151 12 2024/25: 0; 9.1151 13 2025/26: 0; 9.1151 14 2026/27: 0; 9.1151 15 2027/28: 0; 9.1151 16 2028/29: 0; 9.1151 17 2029/30: 0; 9.1151 18 2030/31: 0; 9.1151 19 2031/32: 0; 9.1151 20 2032/33: 0; 9.1151 21 2033/34: 0; 9.1151 22 2034/35: 0; 9.1151 23 2035/36: 0; 9.1151 24 2036/37: 0; 9.1151 25 2037/38: 0; 9.1151 26 2038/39: 0; 9.1151 27 2039/40: 0; 9.1151 28 2040/41: 0; 9.1151 29 2041/42: 0; 9.1151 30 2042/43: 0; 9.1151 31 2043/44: 0; 9.1151 32 2044/45: 0
| Wholesale gas price impact (Before 2024) | £m | 09/10 |  | 9.1151 1 2013/14: 1.2117; 9.1151 2 2014/15: 1.2117; 9.1151 3 2015/16: 1.2117; 9.1151 4 2016/17: 1.2117; 9.1151 5 2017/18: 1.2117; 9.1151 6 2018/19: 1.2117; 9.1151 7 2019/20: 1.2117; 9.1151 8 2020/21: 1.2117; 9.1151 9 2021/22: 1.199; 9.1151 10 2022/23: 1.1865; 9.1151 11 2023/24: 1.1741; 9.1151 12 2024/25: 1.1619
| Wholesale gas price impact (Beyond 2024) | £m | 09/10 |  | 9.1151 13 2025/26: 0.67463; 9.1151 14 2026/27: 0.66759; 9.1151 15 2027/28: 0.66062; 9.1151 16 2028/29: 0.65372; 9.1151 17 2029/30: 0.64689; 9.1151 18 2030/31: 0.64014; 9.1151 19 2031/32: 0.63345; 9.1151 20 2032/33: 0.62684; 9.1151 21 2033/34: 0.62029; 9.1151 22 2034/35: 0.61382; 9.1151 23 2035/36: 0.60741; 9.1151 24 2036/37: 0.60106; 9.1151 25 2037/38: 0.59479; 9.1151 26 2038/39: 0.58858; 9.1151 27 2039/40: 0.58243; 9.1151 28 2040/41: 0.57635; 9.1151 29 2041/42: 0.57033; 9.1151 30 2042/43: 0.56438; 9.1151 31 2043/44: 0.55848; 9.1151 32 2044/45: 0.55265
| VOLL | £m | 09/10 |  | 9.1151 1 2013/14: 0.037814; 9.1151 2 2014/15: 0.037814; 9.1151 3 2015/16: 0.037814; 9.1151 4 2016/17: 0.037814; 9.1151 5 2017/18: 0.037814; 9.1151 6 2018/19: 0.037814; 9.1151 7 2019/20: 0.037814; 9.1151 8 2020/21: 0.037814; 9.1151 9 2021/22: 0.037419; 9.1151 10 2022/23: 0.037028; 9.1151 11 2023/24: 0.036641; 9.1151 12 2024/25: 0.036259; 9.1151 13 2025/26: 0.03588; 9.1151 14 2026/27: 0.035506; 9.1151 15 2027/28: 0.035135; 9.1151 16 2028/29: 0.034768; 9.1151 17 2029/30: 0.034405; 9.1151 18 2030/31: 0.034046; 9.1151 19 2031/32: 0.03369; 9.1151 20 2032/33: 0.033338; 9.1151 21 2033/34: 0.03299; 9.1151 22 2034/35: 0.032646; 9.1151 23 2035/36: 0.032305; 9.1151 24 2036/37: 0.031967; 9.1151 25 2037/38: 0.031634; 9.1151 26 2038/39: 0.031303; 9.1151 27 2039/40: 0.030976; 9.1151 28 2040/41: 0.030653; 9.1151 29 2041/42: 0.030333; 9.1151 30 2042/43: 0.030016; 9.1151 31 2043/44: 0.029703; 9.1151 32 2044/45: 0.029392
Freespan (>55m)
| Cost of building a replacement tunnel | £m | 09/10 |  | 9.1151 1 2013/14: 0.10523; 9.1151 2 2014/15: 0.10523; 9.1151 3 2015/16: 0.10523; 9.1151 4 2016/17: 0.10523; 9.1151 5 2017/18: 0.10523; 9.1151 6 2018/19: 0.10523; 9.1151 7 2019/20: 0.10523; 9.1151 8 2020/21: 0.10523; 9.1151 9 2021/22: 0.10515; 9.1151 10 2022/23: 0.10506; 9.1151 11 2023/24: 0.10498; 9.1151 12 2024/25: 0.1049; 9.1151 13 2025/26: 0.10481; 9.1151 14 2026/27: 0.10473; 9.1151 15 2027/28: 0.10464; 9.1151 16 2028/29: 0.10456; 9.1151 17 2029/30: 0.10448; 9.1151 18 2030/31: 0.10439; 9.1151 19 2031/32: 0.10431; 9.1151 20 2032/33: 0.10423; 9.1151 21 2033/34: 0.10414; 9.1151 22 2034/35: 0.10406; 9.1151 23 2035/36: 0.10398; 9.1151 24 2036/37: 0.10389; 9.1151 25 2037/38: 0.10381; 9.1151 26 2038/39: 0.10373; 9.1151 27 2039/40: 0.10364; 9.1151 28 2040/41: 0.10356; 9.1151 29 2041/42: 0.10348; 9.1151 30 2042/43: 0.1034; 9.1151 31 2043/44: 0.10331; 9.1151 32 2044/45: 0.10323
| Cost of emergency mattressing - major | £m | 09/10 |  | 9.1151 1 2013/14: 0.0056648; 9.1151 2 2014/15: 0.0056648; 9.1151 3 2015/16: 0.0056648; 9.1151 4 2016/17: 0.0056648; 9.1151 5 2017/18: 0.0056648; 9.1151 6 2018/19: 0.0056648; 9.1151 7 2019/20: 0.0056648; 9.1151 8 2020/21: 0.0056648; 9.1151 9 2021/22: 0.0056056; 9.1151 10 2022/23: 0.0055471; 9.1151 11 2023/24: 0.0054892; 9.1151 12 2024/25: 0.0054319; 9.1151 13 2025/26: 0.0053751; 9.1151 14 2026/27: 0.005319; 9.1151 15 2027/28: 0.0052635; 9.1151 16 2028/29: 0.0052085; 9.1151 17 2029/30: 0.0051541; 9.1151 18 2030/31: 0.0051003; 9.1151 19 2031/32: 0.005047; 9.1151 20 2032/33: 0.0049943; 9.1151 21 2033/34: 0.0049422; 9.1151 22 2034/35: 0.0048906; 9.1151 23 2035/36: 0.0048395; 9.1151 24 2036/37: 0.004789; 9.1151 25 2037/38: 0.004739; 9.1151 26 2038/39: 0.0046895; 9.1151 27 2039/40: 0.0046405; 9.1151 28 2040/41: 0.0045921; 9.1151 29 2041/42: 0.0045441; 9.1151 30 2042/43: 0.0044967; 9.1151 31 2043/44: 0.0044497; 9.1151 32 2044/45: 0.0044032
| Prompt constraint costs - 16 months | £m | 09/10 |  | 9.1151 1 2013/14: 2.5048; 9.1151 2 2014/15: 2.5048; 9.1151 3 2015/16: 2.5048; 9.1151 4 2016/17: 2.5048; 9.1151 5 2017/18: 2.5048; 9.1151 6 2018/19: 2.5048; 9.1151 7 2019/20: 2.5048; 9.1151 8 2020/21: 2.5048; 9.1151 9 2021/22: 2.4787; 9.1151 10 2022/23: 2.4528; 9.1151 11 2023/24: 2.4272; 9.1151 12 2024/25: 2.4018; 9.1151 13 2025/26: 2.3767; 9.1151 14 2026/27: 2.3519; 9.1151 15 2027/28: 2.3274; 9.1151 16 2028/29: 2.3031; 9.1151 17 2029/30: 2.279; 9.1151 18 2030/31: 2.2552; 9.1151 19 2031/32: 2.2317; 9.1151 20 2032/33: 2.2084; 9.1151 21 2033/34: 2.1853; 9.1151 22 2034/35: 2.1625; 9.1151 23 2035/36: 2.1399; 9.1151 24 2036/37: 2.1176; 9.1151 25 2037/38: 2.0954; 9.1151 26 2038/39: 2.0736; 9.1151 27 2039/40: 2.0519; 9.1151 28 2040/41: 2.0305; 9.1151 29 2041/42: 2.0093; 9.1151 30 2042/43: 1.9883; 9.1151 31 2043/44: 1.9675; 9.1151 32 2044/45: 1.947
| Post-mod constraint costs - 16 months | £m | 09/10 |  | 9.1151 1 2013/14: 0; 9.1151 2 2014/15: 0; 9.1151 3 2015/16: 0; 9.1151 4 2016/17: 0; 9.1151 5 2017/18: 0; 9.1151 6 2018/19: 0; 9.1151 7 2019/20: 0; 9.1151 8 2020/21: 0; 9.1151 9 2021/22: 0; 9.1151 10 2022/23: 0; 9.1151 11 2023/24: 0; 9.1151 12 2024/25: 0; 9.1151 13 2025/26: 0; 9.1151 14 2026/27: 0; 9.1151 15 2027/28: 0; 9.1151 16 2028/29: 0; 9.1151 17 2029/30: 0; 9.1151 18 2030/31: 0; 9.1151 19 2031/32: 0; 9.1151 20 2032/33: 0; 9.1151 21 2033/34: 0; 9.1151 22 2034/35: 0; 9.1151 23 2035/36: 0; 9.1151 24 2036/37: 0; 9.1151 25 2037/38: 0; 9.1151 26 2038/39: 0; 9.1151 27 2039/40: 0; 9.1151 28 2040/41: 0; 9.1151 29 2041/42: 0; 9.1151 30 2042/43: 0; 9.1151 31 2043/44: 0; 9.1151 32 2044/45: 0
Wholesale gas price impact for 16 months
| Wholesale gas price impact (Up to 2024) | £m | 09/10 |  | 9.1151 1 2013/14: 1.2624; 9.1151 2 2014/15: 1.2624; 9.1151 3 2015/16: 1.2624; 9.1151 4 2016/17: 1.2624; 9.1151 5 2017/18: 1.2624; 9.1151 6 2018/19: 1.2624; 9.1151 7 2019/20: 1.2624; 9.1151 8 2020/21: 1.2624; 9.1151 9 2021/22: 1.2492; 9.1151 10 2022/23: 1.2362; 9.1151 11 2023/24: 1.2232; 9.1151 12 2024/25: 1.2105
| Wholesale gas price impact (Beyond 2024) | £m | 09/10 |  | 9.1151 13 2025/26: 0.61687; 9.1151 14 2026/27: 0.61043; 9.1151 15 2027/28: 0.60405; 9.1151 16 2028/29: 0.59774; 9.1151 17 2029/30: 0.5915; 9.1151 18 2030/31: 0.58533; 9.1151 19 2031/32: 0.57921; 9.1151 20 2032/33: 0.57316; 9.1151 21 2033/34: 0.56718; 9.1151 22 2034/35: 0.56126; 9.1151 23 2035/36: 0.5554; 9.1151 24 2036/37: 0.5496; 9.1151 25 2037/38: 0.54386; 9.1151 26 2038/39: 0.53818; 9.1151 27 2039/40: 0.53256; 9.1151 28 2040/41: 0.527; 9.1151 29 2041/42: 0.52149; 9.1151 30 2042/43: 0.51605; 9.1151 31 2043/44: 0.51066; 9.1151 32 2044/45: 0.50533
| VOLL | £m | 09/10 |  | 9.1151 1 2013/14: 0.0075627; 9.1151 2 2014/15: 0.0075627; 9.1151 3 2015/16: 0.0075627; 9.1151 4 2016/17: 0.0075627; 9.1151 5 2017/18: 0.0075627; 9.1151 6 2018/19: 0.0075627; 9.1151 7 2019/20: 0.0075627; 9.1151 8 2020/21: 0.0075627; 9.1151 9 2021/22: 0.0074838; 9.1151 10 2022/23: 0.0074056; 9.1151 11 2023/24: 0.0073283; 9.1151 12 2024/25: 0.0072518; 9.1151 13 2025/26: 0.007176; 9.1151 14 2026/27: 0.0071011; 9.1151 15 2027/28: 0.007027; 9.1151 16 2028/29: 0.0069536; 9.1151 17 2029/30: 0.006881; 9.1151 18 2030/31: 0.0068091; 9.1151 19 2031/32: 0.006738; 9.1151 20 2032/33: 0.0066676; 9.1151 21 2033/34: 0.006598; 9.1151 22 2034/35: 0.0065291; 9.1151 23 2035/36: 0.0064609; 9.1151 24 2036/37: 0.0063935; 9.1151 25 2037/38: 0.0063267; 9.1151 26 2038/39: 0.0062607; 9.1151 27 2039/40: 0.0061953; 9.1151 28 2040/41: 0.0061306; 9.1151 29 2041/42: 0.0060666; 9.1151 30 2042/43: 0.0060032; 9.1151 31 2043/44: 0.0059405; 9.1151 32 2044/45: 0.0058785
Third party impact
| Probability adjusted cost associated with possible loss of life | £m | 09/10 |  | 9.1151 1 2013/14: 0.11536; 9.1151 2 2014/15: 0.11536; 9.1151 3 2015/16: 0.11536; 9.1151 4 2016/17: 0.11536; 9.1151 5 2017/18: 0.11536; 9.1151 6 2018/19: 0.11536; 9.1151 7 2019/20: 0.11536; 9.1151 8 2020/21: 0.11536; 9.1151 9 2021/22: 0.11416; 9.1151 10 2022/23: 0.11296; 9.1151 11 2023/24: 0.11179; 9.1151 12 2024/25: 0.11062; 9.1151 13 2025/26: 0.10946; 9.1151 14 2026/27: 0.10832; 9.1151 15 2027/28: 0.10719; 9.1151 16 2028/29: 0.10607; 9.1151 17 2029/30: 0.10496; 9.1151 18 2030/31: 0.10387; 9.1151 19 2031/32: 0.10278; 9.1151 20 2032/33: 0.10171; 9.1151 21 2033/34: 0.10065; 9.1151 22 2034/35: 0.099595; 9.1151 23 2035/36: 0.098555; 9.1151 24 2036/37: 0.097526; 9.1151 25 2037/38: 0.096507; 9.1151 26 2038/39: 0.095499; 9.1151 27 2039/40: 0.094502; 9.1151 28 2040/41: 0.093515; 9.1151 29 2041/42: 0.092539; 9.1151 30 2042/43: 0.091573; 9.1151 31 2043/44: 0.090616; 9.1151 32 2044/45: 0.08967
| Cost of intervention | £m | 09/10 |  | 9.1151 1 2013/14: 0.0028485; 9.1151 2 2014/15: 0.0028485; 9.1151 3 2015/16: 0.0028485; 9.1151 4 2016/17: 0.0028485; 9.1151 5 2017/18: 0.0028485; 9.1151 6 2018/19: 0.0028485; 9.1151 7 2019/20: 0.0028485; 9.1151 8 2020/21: 0.0028485; 9.1151 9 2021/22: 0.0028187; 9.1151 10 2022/23: 0.0027893; 9.1151 11 2023/24: 0.0027602; 9.1151 12 2024/25: 0.0027314; 9.1151 13 2025/26: 0.0027028; 9.1151 14 2026/27: 0.0026746; 9.1151 15 2027/28: 0.0026467; 9.1151 16 2028/29: 0.002619; 9.1151 17 2029/30: 0.0025917; 9.1151 18 2030/31: 0.0025646; 9.1151 19 2031/32: 0.0025378; 9.1151 20 2032/33: 0.0025113; 9.1151 21 2033/34: 0.0024851; 9.1151 22 2034/35: 0.0024592; 9.1151 23 2035/36: 0.0024335; 9.1151 24 2036/37: 0.0024081; 9.1151 25 2037/38: 0.0023829; 9.1151 26 2038/39: 0.0023581; 9.1151 27 2039/40: 0.0023334; 9.1151 28 2040/41: 0.0023091; 9.1151 29 2041/42: 0.002285; 9.1151 30 2042/43: 0.0022611; 9.1151 31 2043/44: 0.0022375; 9.1151 32 2044/45: 0.0022141
| Prompt constraint costs | £m | 09/10 |  | 9.1151 1 2013/14: 0.97844; 9.1151 2 2014/15: 0.97844; 9.1151 3 2015/16: 0.97844; 9.1151 4 2016/17: 0.97844; 9.1151 5 2017/18: 0.97844; 9.1151 6 2018/19: 0.97844; 9.1151 7 2019/20: 0.97844; 9.1151 8 2020/21: 0.97844; 9.1151 9 2021/22: 0.96823; 9.1151 10 2022/23: 0.95812; 9.1151 11 2023/24: 0.94811; 9.1151 12 2024/25: 0.93821; 9.1151 13 2025/26: 0.92841; 9.1151 14 2026/27: 0.91872; 9.1151 15 2027/28: 0.90912; 9.1151 16 2028/29: 0.89963; 9.1151 17 2029/30: 0.89024; 9.1151 18 2030/31: 0.88094; 9.1151 19 2031/32: 0.87174; 9.1151 20 2032/33: 0.86264; 9.1151 21 2033/34: 0.85363; 9.1151 22 2034/35: 0.84472; 9.1151 23 2035/36: 0.8359; 9.1151 24 2036/37: 0.82717; 9.1151 25 2037/38: 0.81853; 9.1151 26 2038/39: 0.80998; 9.1151 27 2039/40: 0.80153; 9.1151 28 2040/41: 0.79316; 9.1151 29 2041/42: 0.78487; 9.1151 30 2042/43: 0.77668; 9.1151 31 2043/44: 0.76857; 9.1151 32 2044/45: 0.76054
| Post-mod constraint costs - 16 months | £m | 09/10 |  | 9.1151 1 2013/14: 0; 9.1151 2 2014/15: 0; 9.1151 3 2015/16: 0; 9.1151 4 2016/17: 0; 9.1151 5 2017/18: 0; 9.1151 6 2018/19: 0; 9.1151 7 2019/20: 0; 9.1151 8 2020/21: 0; 9.1151 9 2021/22: 0; 9.1151 10 2022/23: 0; 9.1151 11 2023/24: 0; 9.1151 12 2024/25: 0; 9.1151 13 2025/26: 0; 9.1151 14 2026/27: 0; 9.1151 15 2027/28: 0; 9.1151 16 2028/29: 0; 9.1151 17 2029/30: 0; 9.1151 18 2030/31: 0; 9.1151 19 2031/32: 0; 9.1151 20 2032/33: 0; 9.1151 21 2033/34: 0; 9.1151 22 2034/35: 0; 9.1151 23 2035/36: 0; 9.1151 24 2036/37: 0; 9.1151 25 2037/38: 0; 9.1151 26 2038/39: 0; 9.1151 27 2039/40: 0; 9.1151 28 2040/41: 0; 9.1151 29 2041/42: 0; 9.1151 30 2042/43: 0; 9.1151 31 2043/44: 0; 9.1151 32 2044/45: 0
| Wholesale gas price impact for 16 months | £m | 09/10
| Up to 2024 | £m | 09/10 |  | 9.1151 1 2013/14: 0.49312; 9.1151 2 2014/15: 0.49312; 9.1151 3 2015/16: 0.49312; 9.1151 4 2016/17: 0.49312; 9.1151 5 2017/18: 0.49312; 9.1151 6 2018/19: 0.49312; 9.1151 7 2019/20: 0.49312; 9.1151 8 2020/21: 0.49312; 9.1151 9 2021/22: 0.48797; 9.1151 10 2022/23: 0.48287; 9.1151 11 2023/24: 0.47783; 9.1151 12 2024/25: 0.47284
| Beyond 2024 | £m | 09/10 |  | 9.1151 13 2025/26: 0.24096; 9.1151 14 2026/27: 0.23845; 9.1151 15 2027/28: 0.23596; 9.1151 16 2028/29: 0.23349; 9.1151 17 2029/30: 0.23106; 9.1151 18 2030/31: 0.22864; 9.1151 19 2031/32: 0.22626; 9.1151 20 2032/33: 0.22389; 9.1151 21 2033/34: 0.22155; 9.1151 22 2034/35: 0.21924; 9.1151 23 2035/36: 0.21695; 9.1151 24 2036/37: 0.21469; 9.1151 25 2037/38: 0.21244; 9.1151 26 2038/39: 0.21023; 9.1151 27 2039/40: 0.20803; 9.1151 28 2040/41: 0.20586; 9.1151 29 2041/42: 0.20371; 9.1151 30 2042/43: 0.20158; 9.1151 31 2043/44: 0.19948; 9.1151 32 2044/45: 0.19739
| Shipping lane closure | £m | 09/10 |  | 9.1151 1 2013/14: 0.0021628; 9.1151 2 2014/15: 0.0021628; 9.1151 3 2015/16: 0.0021628; 9.1151 4 2016/17: 0.0021628; 9.1151 5 2017/18: 0.0021628; 9.1151 6 2018/19: 0.0021628; 9.1151 7 2019/20: 0.0021628; 9.1151 8 2020/21: 0.0021628; 9.1151 9 2021/22: 0.0021402; 9.1151 10 2022/23: 0.0021179; 9.1151 11 2023/24: 0.0020958; 9.1151 12 2024/25: 0.0020739; 9.1151 13 2025/26: 0.0020522; 9.1151 14 2026/27: 0.0020308; 9.1151 15 2027/28: 0.0020096; 9.1151 16 2028/29: 0.0019886; 9.1151 17 2029/30: 0.0019678; 9.1151 18 2030/31: 0.0019473; 9.1151 19 2031/32: 0.001927; 9.1151 20 2032/33: 0.0019068; 9.1151 21 2033/34: 0.0018869; 9.1151 22 2034/35: 0.0018672; 9.1151 23 2035/36: 0.0018477; 9.1151 24 2036/37: 0.0018284; 9.1151 25 2037/38: 0.0018093; 9.1151 26 2038/39: 0.0017904; 9.1151 27 2039/40: 0.0017717; 9.1151 28 2040/41: 0.0017532; 9.1151 29 2041/42: 0.0017349; 9.1151 30 2042/43: 0.0017168; 9.1151 31 2043/44: 0.0016989; 9.1151 32 2044/45: 0.0016812
| Shipwreck clear up costs | £m | 09/10 |  | 9.1151 1 2013/14: 0.061322; 9.1151 2 2014/15: 0.061322; 9.1151 3 2015/16: 0.061322; 9.1151 4 2016/17: 0.061322; 9.1151 5 2017/18: 0.061322; 9.1151 6 2018/19: 0.061322; 9.1151 7 2019/20: 0.061322; 9.1151 8 2020/21: 0.061322; 9.1151 9 2021/22: 0.060682; 9.1151 10 2022/23: 0.060048; 9.1151 11 2023/24: 0.059421; 9.1151 12 2024/25: 0.058801; 9.1151 13 2025/26: 0.058187; 9.1151 14 2026/27: 0.057579; 9.1151 15 2027/28: 0.056978; 9.1151 16 2028/29: 0.056383; 9.1151 17 2029/30: 0.055794; 9.1151 18 2030/31: 0.055212; 9.1151 19 2031/32: 0.054635; 9.1151 20 2032/33: 0.054065; 9.1151 21 2033/34: 0.0535; 9.1151 22 2034/35: 0.052941; 9.1151 23 2035/36: 0.052388; 9.1151 24 2036/37: 0.051841; 9.1151 25 2037/38: 0.0513; 9.1151 26 2038/39: 0.050764; 9.1151 27 2039/40: 0.050234; 9.1151 28 2040/41: 0.04971; 9.1151 29 2041/42: 0.049191; 9.1151 30 2042/43: 0.048677; 9.1151 31 2043/44: 0.048169; 9.1151 32 2044/45: 0.047666
| VOLL | £m | 09/10 |  | 9.1151 1 2013/14: 0.0029542; 9.1151 2 2014/15: 0.0029542; 9.1151 3 2015/16: 0.0029542; 9.1151 4 2016/17: 0.0029542; 9.1151 5 2017/18: 0.0029542; 9.1151 6 2018/19: 0.0029542; 9.1151 7 2019/20: 0.0029542; 9.1151 8 2020/21: 0.0029542; 9.1151 9 2021/22: 0.0029233; 9.1151 10 2022/23: 0.0028928; 9.1151 11 2023/24: 0.0028626; 9.1151 12 2024/25: 0.0028327; 9.1151 13 2025/26: 0.0028031; 9.1151 14 2026/27: 0.0027739; 9.1151 15 2027/28: 0.0027449; 9.1151 16 2028/29: 0.0027162; 9.1151 17 2029/30: 0.0026879; 9.1151 18 2030/31: 0.0026598; 9.1151 19 2031/32: 0.002632; 9.1151 20 2032/33: 0.0026046; 9.1151 21 2033/34: 0.0025774; 9.1151 22 2034/35: 0.0025504; 9.1151 23 2035/36: 0.0025238; 9.1151 24 2036/37: 0.0024975; 9.1151 25 2037/38: 0.0024714; 9.1151 26 2038/39: 0.0024456; 9.1151 27 2039/40: 0.00242; 9.1151 28 2040/41: 0.0023948; 9.1151 29 2041/42: 0.0023698; 9.1151 30 2042/43: 0.002345; 9.1151 31 2043/44: 0.0023205; 9.1151 32 2044/45: 0.0022963
| Total costs (excluding loss of life) | £m | 09/10 |  | 9.1151 1 2013/14: 11.0883; 9.1151 2 2014/15: 11.0883; 9.1151 3 2015/16: 11.0883; 9.1151 4 2016/17: 11.0883; 9.1151 5 2017/18: 11.0883; 9.1151 6 2018/19: 11.0883; 9.1151 7 2019/20: 11.0883; 9.1151 8 2020/21: 11.0883; 9.1151 9 2021/22: 10.9751; 9.1151 10 2022/23: 10.8632; 9.1151 11 2023/24: 10.7523; 9.1151 12 2024/25: 10.6427; 9.1151 13 2025/26: 9.2511; 9.1151 14 2026/27: 9.1571; 9.1151 15 2027/28: 9.0641; 9.1151 16 2028/29: 8.972; 9.1151 17 2029/30: 8.8809; 9.1151 18 2030/31: 8.7907; 9.1151 19 2031/32: 8.7014; 9.1151 20 2032/33: 8.6131; 9.1151 21 2033/34: 8.5257; 9.1151 22 2034/35: 8.4392; 9.1151 23 2035/36: 8.3536; 9.1151 24 2036/37: 8.2688; 9.1151 25 2037/38: 8.185; 9.1151 26 2038/39: 8.102; 9.1151 27 2039/40: 8.0198; 9.1151 28 2040/41: 7.9386; 9.1151 29 2041/42: 7.8581; 9.1151 30 2042/43: 7.7785; 9.1151 31 2043/44: 7.6997; 9.1151 32 2044/45: 7.6217
| Cost of possible loss of life | £m | 09/10 |  | 9.1151 1 2013/14: 0.11536; 9.1151 2 2014/15: 0.11536; 9.1151 3 2015/16: 0.11536; 9.1151 4 2016/17: 0.11536; 9.1151 5 2017/18: 0.11536; 9.1151 6 2018/19: 0.11536; 9.1151 7 2019/20: 0.11536; 9.1151 8 2020/21: 0.11536; 9.1151 9 2021/22: 0.11416; 9.1151 10 2022/23: 0.11296; 9.1151 11 2023/24: 0.11179; 9.1151 12 2024/25: 0.11062; 9.1151 13 2025/26: 0.10946; 9.1151 14 2026/27: 0.10832; 9.1151 15 2027/28: 0.10719; 9.1151 16 2028/29: 0.10607; 9.1151 17 2029/30: 0.10496; 9.1151 18 2030/31: 0.10387; 9.1151 19 2031/32: 0.10278; 9.1151 20 2032/33: 0.10171; 9.1151 21 2033/34: 0.10065; 9.1151 22 2034/35: 0.099595; 9.1151 23 2035/36: 0.098555; 9.1151 24 2036/37: 0.097526; 9.1151 25 2037/38: 0.096507; 9.1151 26 2038/39: 0.095499; 9.1151 27 2039/40: 0.094502; 9.1151 28 2040/41: 0.093515; 9.1151 29 2041/42: 0.092539; 9.1151 30 2042/43: 0.091573; 9.1151 31 2043/44: 0.090616; 9.1151 32 2044/45: 0.08967
| Discount factor for other costs |  |  |  | 9.1151 1 2013/14: 0.96618; 9.1151 2 2014/15: 0.93351; 9.1151 3 2015/16: 0.90194; 9.1151 4 2016/17: 0.87144; 9.1151 5 2017/18: 0.84197; 9.1151 6 2018/19: 0.8135; 9.1151 7 2019/20: 0.78599; 9.1151 8 2020/21: 0.75941; 9.1151 9 2021/22: 0.73373; 9.1151 10 2022/23: 0.70892; 9.1151 11 2023/24: 0.68495; 9.1151 12 2024/25: 0.66178; 9.1151 13 2025/26: 0.6394; 9.1151 14 2026/27: 0.61778; 9.1151 15 2027/28: 0.59689; 9.1151 16 2028/29: 0.57671; 9.1151 17 2029/30: 0.5572; 9.1151 18 2030/31: 0.53836; 9.1151 19 2031/32: 0.52016; 9.1151 20 2032/33: 0.50257; 9.1151 21 2033/34: 0.48557; 9.1151 22 2034/35: 0.46915; 9.1151 23 2035/36: 0.45329; 9.1151 24 2036/37: 0.43796; 9.1151 25 2037/38: 0.42315; 9.1151 26 2038/39: 0.40884; 9.1151 27 2039/40: 0.39501; 9.1151 28 2040/41: 0.38165; 9.1151 29 2041/42: 0.36875; 9.1151 30 2042/43: 0.35628; 9.1151 31 2043/44: 0.39999; 9.1151 32 2044/45: 0.38834
| Discount factor for loss of life costs |  |  |  | 9.1151 1 2013/14: 0.98522; 9.1151 2 2014/15: 0.97066; 9.1151 3 2015/16: 0.95632; 9.1151 4 2016/17: 0.94218; 9.1151 5 2017/18: 0.92826; 9.1151 6 2018/19: 0.91454; 9.1151 7 2019/20: 0.90103; 9.1151 8 2020/21: 0.88771; 9.1151 9 2021/22: 0.87459; 9.1151 10 2022/23: 0.86167; 9.1151 11 2023/24: 0.84893; 9.1151 12 2024/25: 0.83639; 9.1151 13 2025/26: 0.82403; 9.1151 14 2026/27: 0.81185; 9.1151 15 2027/28: 0.79985; 9.1151 16 2028/29: 0.78803; 9.1151 17 2029/30: 0.77639; 9.1151 18 2030/31: 0.76491; 9.1151 19 2031/32: 0.75361; 9.1151 20 2032/33: 0.74247; 9.1151 21 2033/34: 0.7315; 9.1151 22 2034/35: 0.72069; 9.1151 23 2035/36: 0.71004; 9.1151 24 2036/37: 0.69954; 9.1151 25 2037/38: 0.68921; 9.1151 26 2038/39: 0.67902; 9.1151 27 2039/40: 0.66899; 9.1151 28 2040/41: 0.6591; 9.1151 29 2041/42: 0.64936; 9.1151 30 2042/43: 0.63976; 9.1151 31 2043/44: 0.6721; 9.1151 32 2044/45: 0.66354
| Discounted costs (excluding loss of life) | £m | 09/10 |  | 9.1151 1 2013/14: 10.7133; 9.1151 2 2014/15: 10.351; 9.1151 3 2015/16: 10.001; 9.1151 4 2016/17: 9.6628; 9.1151 5 2017/18: 9.336; 9.1151 6 2018/19: 9.0203; 9.1151 7 2019/20: 8.7153; 9.1151 8 2020/21: 8.4206; 9.1151 9 2021/22: 8.0528; 9.1151 10 2022/23: 7.7011; 9.1151 11 2023/24: 7.3648; 9.1151 12 2024/25: 7.0431; 9.1151 13 2025/26: 5.9152; 9.1151 14 2026/27: 5.6571; 9.1151 15 2027/28: 5.4103; 9.1151 16 2028/29: 5.1742; 9.1151 17 2029/30: 4.9485; 9.1151 18 2030/31: 4.7326; 9.1151 19 2031/32: 4.5261; 9.1151 20 2032/33: 4.3287; 9.1151 21 2033/34: 4.1398; 9.1151 22 2034/35: 3.9592; 9.1151 23 2035/36: 3.7866; 9.1151 24 2036/37: 3.6214; 9.1151 25 2037/38: 3.4634; 9.1151 26 2038/39: 3.3124; 9.1151 27 2039/40: 3.1679; 9.1151 28 2040/41: 3.0298; 9.1151 29 2041/42: 2.8977; 9.1151 30 2042/43: 2.7713; 9.1151 31 2043/44: 3.0798; 9.1151 32 2044/45: 2.9598
| Discounted cost of loss of life | £m | 09/10 |  | 9.1151 1 2013/14: 0.11366; 9.1151 2 2014/15: 0.11198; 9.1151 3 2015/16: 0.11032; 9.1151 4 2016/17: 0.10869; 9.1151 5 2017/18: 0.10709; 9.1151 6 2018/19: 0.1055; 9.1151 7 2019/20: 0.10394; 9.1151 8 2020/21: 0.10241; 9.1151 9 2021/22: 0.099841; 9.1151 10 2022/23: 0.097338; 9.1151 11 2023/24: 0.094898; 9.1151 12 2024/25: 0.092519; 9.1151 13 2025/26: 0.0902; 9.1151 14 2026/27: 0.087939; 9.1151 15 2027/28: 0.085735; 9.1151 16 2028/29: 0.083586; 9.1151 17 2029/30: 0.081491; 9.1151 18 2030/31: 0.079448; 9.1151 19 2031/32: 0.077456; 9.1151 20 2032/33: 0.075515; 9.1151 21 2033/34: 0.073622; 9.1151 22 2034/35: 0.071777; 9.1151 23 2035/36: 0.069977; 9.1151 24 2036/37: 0.068223; 9.1151 25 2037/38: 0.066513; 9.1151 26 2038/39: 0.064846; 9.1151 27 2039/40: 0.063221; 9.1151 28 2040/41: 0.061636; 9.1151 29 2041/42: 0.060091; 9.1151 30 2042/43: 0.058585; 9.1151 31 2043/44: 0.060904; 9.1151 32 2044/45: 0.0595
| Total discounted cost | £m | 09/10 |  | 9.1151 1 2013/14: 10.827; 9.1151 2 2014/15: 10.463; 9.1151 3 2015/16: 10.1113; 9.1151 4 2016/17: 9.7715; 9.1151 5 2017/18: 9.4431; 9.1151 6 2018/19: 9.1258; 9.1151 7 2019/20: 8.8192; 9.1151 8 2020/21: 8.523; 9.1151 9 2021/22: 8.1526; 9.1151 10 2022/23: 7.7984; 9.1151 11 2023/24: 7.4597; 9.1151 12 2024/25: 7.1357; 9.1151 13 2025/26: 6.0054; 9.1151 14 2026/27: 5.745; 9.1151 15 2027/28: 5.496; 9.1151 16 2028/29: 5.2578; 9.1151 17 2029/30: 5.0299; 9.1151 18 2030/31: 4.812; 9.1151 19 2031/32: 4.6036; 9.1151 20 2032/33: 4.4042; 9.1151 21 2033/34: 4.2135; 9.1151 22 2034/35: 4.031; 9.1151 23 2035/36: 3.8565; 9.1151 24 2036/37: 3.6896; 9.1151 25 2037/38: 3.53; 9.1151 26 2038/39: 3.3772; 9.1151 27 2039/40: 3.2312; 9.1151 28 2040/41: 3.0914; 9.1151 29 2041/42: 2.9578; 9.1151 30 2042/43: 2.8299; 9.1151 31 2043/44: 3.1407; 9.1151 32 2044/45: 3.0193
| Cumulative discounted costs (excluding loss of life) | £m | 09/10 |  | 9.1151 1 2013/14: 10.7133; 9.1151 2 2014/15: 21.0643; 9.1151 3 2015/16: 31.0653; 9.1151 4 2016/17: 40.7281; 9.1151 5 2017/18: 50.0641; 9.1151 6 2018/19: 59.0845; 9.1151 7 2019/20: 67.7997; 9.1151 8 2020/21: 76.2203; 9.1151 9 2021/22: 84.2731; 9.1151 10 2022/23: 91.9742; 9.1151 11 2023/24: 99.339; 9.1151 12 2024/25: 106.3821; 9.1151 13 2025/26: 112.2973; 9.1151 14 2026/27: 117.9544; 9.1151 15 2027/28: 123.3647; 9.1151 16 2028/29: 128.5389; 9.1151 17 2029/30: 133.4874; 9.1151 18 2030/31: 138.2199; 9.1151 19 2031/32: 142.746; 9.1151 20 2032/33: 147.0747; 9.1151 21 2033/34: 151.2145; 9.1151 22 2034/35: 155.1738; 9.1151 23 2035/36: 158.9603; 9.1151 24 2036/37: 162.5817; 9.1151 25 2037/38: 166.0452; 9.1151 26 2038/39: 169.3576; 9.1151 27 2039/40: 172.5255; 9.1151 28 2040/41: 175.5553; 9.1151 29 2041/42: 178.4529; 9.1151 30 2042/43: 181.2243; 9.1151 31 2043/44: 184.304; 9.1151 32 2044/45: 187.2638
| Cumulative discounted cost of loss of life | £m | 09/10 |  | 9.1151 1 2013/14: 0.11366; 9.1151 2 2014/15: 0.22563; 9.1151 3 2015/16: 0.33596; 9.1151 4 2016/17: 0.44465; 9.1151 5 2017/18: 0.55173; 9.1151 6 2018/19: 0.65724; 9.1151 7 2019/20: 0.76118; 9.1151 8 2020/21: 0.86359; 9.1151 9 2021/22: 0.96343; 9.1151 10 2022/23: 1.0608; 9.1151 11 2023/24: 1.1557; 9.1151 12 2024/25: 1.2482; 9.1151 13 2025/26: 1.3384; 9.1151 14 2026/27: 1.4263; 9.1151 15 2027/28: 1.5121; 9.1151 16 2028/29: 1.5956; 9.1151 17 2029/30: 1.6771; 9.1151 18 2030/31: 1.7566; 9.1151 19 2031/32: 1.834; 9.1151 20 2032/33: 1.9096; 9.1151 21 2033/34: 1.9832; 9.1151 22 2034/35: 2.055; 9.1151 23 2035/36: 2.1249; 9.1151 24 2036/37: 2.1932; 9.1151 25 2037/38: 2.2597; 9.1151 26 2038/39: 2.3245; 9.1151 27 2039/40: 2.3877; 9.1151 28 2040/41: 2.4494; 9.1151 29 2041/42: 2.5095; 9.1151 30 2042/43: 2.568; 9.1151 31 2043/44: 2.6289; 9.1151 32 2044/45: 2.6884
| Cumulative total discounted cost | £m | 09/10 |  | 9.1151 1 2013/14: 10.827; 9.1151 2 2014/15: 21.29; 9.1151 3 2015/16: 31.4013; 9.1151 4 2016/17: 41.1728; 9.1151 5 2017/18: 50.6159; 9.1151 6 2018/19: 59.7417; 9.1151 7 2019/20: 68.5609; 9.1151 8 2020/21: 77.0839; 9.1151 9 2021/22: 85.2365; 9.1151 10 2022/23: 93.035; 9.1151 11 2023/24: 100.4946; 9.1151 12 2024/25: 107.6303; 9.1151 13 2025/26: 113.6357; 9.1151 14 2026/27: 119.3808; 9.1151 15 2027/28: 124.8768; 9.1151 16 2028/29: 130.1345; 9.1151 17 2029/30: 135.1645; 9.1151 18 2030/31: 139.9765; 9.1151 19 2031/32: 144.5801; 9.1151 20 2032/33: 148.9842; 9.1151 21 2033/34: 153.1977; 9.1151 22 2034/35: 157.2287; 9.1151 23 2035/36: 161.0853; 9.1151 24 2036/37: 164.7749; 9.1151 25 2037/38: 168.3048; 9.1151 26 2038/39: 171.6821; 9.1151 27 2039/40: 174.9132; 9.1151 28 2040/41: 178.0047; 9.1151 29 2041/42: 180.9624; 9.1151 30 2042/43: 183.7923; 9.1151 31 2043/44: 186.933; 9.1151 32 2044/45: 189.9523
3 | Option: Mitigate with tunnel replacement in 2044
| Revenue impact of tunnel commissioned in 2045/46 | £m | 09/10 | See footnote 5 | 9.1151 25 2037/38: 0.0040355; 9.1151 26 2038/39: 0.21991; 9.1151 27 2039/40: 0.2423; 9.1151 28 2040/41: 1.5917; 9.1151 29 2041/42: 3.2737; 9.1151 30 2042/43: 4.7536; 9.1151 31 2043/44: 3.5803; 9.1151 32 2044/45: 3.3953; 9.1151 33 2045/46: 1.8475; 9.1151 34 2046/47: 1.917; 9.1151 35 2047/48: 1.977; 9.1151 36 2048/49: 2.0286; 9.1151 37 2049/50: 2.0727; 9.1151 38 2050/51: 2.1102; 9.1151 39 2051/52: 2.1417; 9.1151 40 2052/53: 2.168; 9.1151 41 2053/54: 2.1895; 9.1151 42 2054/55: 2.2068; 9.1151 43 2055/56: 2.2203; 9.1151 44 2056/57: 2.2305; 9.1151 45 2057/58: 2.2378; 9.1151 46 2058/59: 2.2424; 9.1151 47 2059/60: 2.2446; 9.1151 48 2060/61: 2.2446; 9.1151 49 2061/62: 2.2429; 9.1151 50 2062/63: 2.2394; 9.1151 51 2063/64: 2.2344; 9.1151 52 2064/65: 2.2281; 9.1151 53 2065/66: 2.2206; 9.1151 54 2066/67: 2.2121; 9.1151 55 2067/68: 2.2026; 9.1151 56 2068/69: 2.1923; 9.1151 57 2069/70: 2.1812; 9.1151 58 2070/71: 2.1694; 9.1151 59 2071/72: 2.1571; 9.1151 60 2072/73: 2.1442
| Operational costs untill 2044/45 | £m | 09/10 |  | 9.1151 1 2013/14: 0.29951; 9.1151 2 2014/15: 0.29951; 9.1151 3 2015/16: 0.29951; 9.1151 4 2016/17: 0.29951; 9.1151 5 2017/18: 0.29951; 9.1151 6 2018/19: 0.29951; 9.1151 7 2019/20: 0.29951; 9.1151 8 2020/21: 0.29951; 9.1151 9 2021/22: 0.29701; 9.1151 10 2022/23: 0.29453; 9.1151 11 2023/24: 0.29208; 9.1151 12 2024/25: 0.28965; 9.1151 13 2025/26: 0.28725; 9.1151 14 2026/27: 0.28487; 9.1151 15 2027/28: 0.28252; 9.1151 16 2028/29: 0.2802; 9.1151 17 2029/30: 0.27789; 9.1151 18 2030/31: 0.27562; 9.1151 19 2031/32: 0.27336; 9.1151 20 2032/33: 0.27113; 9.1151 21 2033/34: 0.26892; 9.1151 22 2034/35: 0.26674; 9.1151 23 2035/36: 0.26458; 9.1151 24 2036/37: 0.26244; 9.1151 25 2037/38: 0.26032; 9.1151 26 2038/39: 0.25823; 9.1151 27 2039/40: 0.25616; 9.1151 28 2040/41: 0.25411; 9.1151 29 2041/42: 0.25208; 9.1151 30 2042/43: 0.25007; 9.1151 31 2043/44: 0.24808; 9.1151 32 2044/45: 0.24611
| Operational costs for tunnel commissioned in 2045/46 |  |  |  | 9.1151 33 2045/46: 0.059745; 9.1151 34 2046/47: 0.059745; 9.1151 35 2047/48: 0.059745; 9.1151 36 2048/49: 0.059745; 9.1151 37 2049/50: 0.059745; 9.1151 38 2050/51: 0.059745; 9.1151 39 2051/52: 0.059745; 9.1151 40 2052/53: 0.059745; 9.1151 41 2053/54: 0.059745; 9.1151 42 2054/55: 0.059745; 9.1151 43 2055/56: 0.059745; 9.1151 44 2056/57: 0.059745; 9.1151 45 2057/58: 0.059745; 9.1151 46 2058/59: 0.059745; 9.1151 47 2059/60: 0.059745; 9.1151 48 2060/61: 0.059745; 9.1151 49 2061/62: 0.059745; 9.1151 50 2062/63: 0.059745; 9.1151 51 2063/64: 0.059745; 9.1151 52 2064/65: 0.059745; 9.1151 53 2065/66: 0.059745; 9.1151 54 2066/67: 0.059745; 9.1151 55 2067/68: 0.059745; 9.1151 56 2068/69: 0.059745; 9.1151 57 2069/70: 0.059745; 9.1151 58 2070/71: 0.059745; 9.1151 59 2071/72: 0.059745; 9.1151 60 2072/73: 0.059745
| Loss of lease | £m | 09/10 |  | 9.1151 1 2013/14: 1.2694; 9.1151 2 2014/15: 1.2694; 9.1151 3 2015/16: 1.2694; 9.1151 4 2016/17: 1.2694; 9.1151 5 2017/18: 1.2694; 9.1151 6 2018/19: 1.2694; 9.1151 7 2019/20: 1.2694; 9.1151 8 2020/21: 1.2694; 9.1151 9 2021/22: 1.2571; 9.1151 10 2022/23: 1.245; 9.1151 11 2023/24: 1.233; 9.1151 12 2024/25: 1.2211; 9.1151 13 2025/26: 1.2093; 9.1151 14 2026/27: 1.1976; 9.1151 15 2027/28: 1.1861; 9.1151 16 2028/29: 1.1746; 9.1151 17 2029/30: 1.1633; 9.1151 18 2030/31: 1.152; 9.1151 19 2031/32: 1.1409; 9.1151 20 2032/33: 1.1299; 9.1151 21 2033/34: 1.119; 9.1151 22 2034/35: 1.1082; 9.1151 23 2035/36: 1.0975; 9.1151 24 2036/37: 1.0869; 9.1151 25 2037/38: 1.0764; 9.1151 26 2038/39: 1.0661; 9.1151 27 2039/40: 1.0558; 9.1151 28 2040/41: 1.0456; 9.1151 29 2041/42: 1.0355; 9.1151 30 2042/43: 1.0255; 9.1151 31 2043/44: 1.0156; 9.1151 32 2044/45: 1.0058
| Mattressing cost | £m | 09/10 |  | 9.1151 1 2013/14: 0.42436; 9.1151 2 2014/15: 0.42436; 9.1151 3 2015/16: 0.42436; 9.1151 4 2016/17: 0.42436; 9.1151 5 2017/18: 0.42436; 9.1151 6 2018/19: 0.42436; 9.1151 7 2019/20: 0.42436; 9.1151 8 2020/21: 0.42436; 9.1151 9 2021/22: 0.41993; 9.1151 10 2022/23: 0.41554; 9.1151 11 2023/24: 0.4112; 9.1151 12 2024/25: 0.40691; 9.1151 13 2025/26: 0.40266; 9.1151 14 2026/27: 0.39846; 9.1151 15 2027/28: 0.3943; 9.1151 16 2028/29: 0.39018; 9.1151 17 2029/30: 0.3861; 9.1151 18 2030/31: 0.38207; 9.1151 19 2031/32: 0.37808; 9.1151 20 2032/33: 0.37413; 9.1151 21 2033/34: 0.37023; 9.1151 22 2034/35: 0.36636; 9.1151 23 2035/36: 0.36254; 9.1151 24 2036/37: 0.35875; 9.1151 25 2037/38: 0.355; 9.1151 26 2038/39: 0.3513; 9.1151 27 2039/40: 0.34763; 9.1151 28 2040/41: 0.344; 9.1151 29 2041/42: 0.34041; 9.1151 30 2042/43: 0.33685; 9.1151 31 2043/44: 0.33333; 9.1151 32 2044/45: 0.32985
Freespan (<20m)
| Emergency mattressing following freespan | £m | 09/10 |  | 9.1151 1 2013/14: 0.042436; 9.1151 2 2014/15: 0.042436; 9.1151 3 2015/16: 0.042436; 9.1151 4 2016/17: 0.042436; 9.1151 5 2017/18: 0.042436; 9.1151 6 2018/19: 0.042436; 9.1151 7 2019/20: 0.042436; 9.1151 8 2020/21: 0.042436; 9.1151 9 2021/22: 0.041993; 9.1151 10 2022/23: 0.041554; 9.1151 11 2023/24: 0.04112; 9.1151 12 2024/25: 0.040691; 9.1151 13 2025/26: 0.040266; 9.1151 14 2026/27: 0.039846; 9.1151 15 2027/28: 0.03943; 9.1151 16 2028/29: 0.039018; 9.1151 17 2029/30: 0.03861; 9.1151 18 2030/31: 0.038207; 9.1151 19 2031/32: 0.037808; 9.1151 20 2032/33: 0.037413; 9.1151 21 2033/34: 0.037023; 9.1151 22 2034/35: 0.036636; 9.1151 23 2035/36: 0.036254; 9.1151 24 2036/37: 0.035875; 9.1151 25 2037/38: 0.0355; 9.1151 26 2038/39: 0.03513; 9.1151 27 2039/40: 0.034763; 9.1151 28 2040/41: 0.0344; 9.1151 29 2041/42: 0.034041; 9.1151 30 2042/43: 0.033685; 9.1151 31 2043/44: 0.033333; 9.1151 32 2044/45: 0.032985
Freespan (20-55m)
| Cost of emergency mattressing - major | £m | 09/10 |  | 9.1151 1 2013/14: 0.028324; 9.1151 2 2014/15: 0.028324; 9.1151 3 2015/16: 0.028324; 9.1151 4 2016/17: 0.028324; 9.1151 5 2017/18: 0.028324; 9.1151 6 2018/19: 0.028324; 9.1151 7 2019/20: 0.028324; 9.1151 8 2020/21: 0.028324; 9.1151 9 2021/22: 0.028028; 9.1151 10 2022/23: 0.027736; 9.1151 11 2023/24: 0.027446; 9.1151 12 2024/25: 0.027159; 9.1151 13 2025/26: 0.026876; 9.1151 14 2026/27: 0.026595; 9.1151 15 2027/28: 0.026317; 9.1151 16 2028/29: 0.026043; 9.1151 17 2029/30: 0.025771; 9.1151 18 2030/31: 0.025502; 9.1151 19 2031/32: 0.025235; 9.1151 20 2032/33: 0.024972; 9.1151 21 2033/34: 0.024711; 9.1151 22 2034/35: 0.024453; 9.1151 23 2035/36: 0.024198; 9.1151 24 2036/37: 0.023945; 9.1151 25 2037/38: 0.023695; 9.1151 26 2038/39: 0.023447; 9.1151 27 2039/40: 0.023203; 9.1151 28 2040/41: 0.02296; 9.1151 29 2041/42: 0.022721; 9.1151 30 2042/43: 0.022483; 9.1151 31 2043/44: 0.022248; 9.1151 32 2044/45: 0.022016
| Prompt constraint costs | £m | 09/10 |  | 9.1151 1 2013/14: 2.3483; 9.1151 2 2014/15: 2.3483; 9.1151 3 2015/16: 2.3483; 9.1151 4 2016/17: 2.3483; 9.1151 5 2017/18: 2.3483; 9.1151 6 2018/19: 2.3483; 9.1151 7 2019/20: 2.3483; 9.1151 8 2020/21: 2.3483; 9.1151 9 2021/22: 2.3237; 9.1151 10 2022/23: 2.2995; 9.1151 11 2023/24: 2.2755; 9.1151 12 2024/25: 2.2517; 9.1151 13 2025/26: 2.2282; 9.1151 14 2026/27: 2.2049; 9.1151 15 2027/28: 2.1819; 9.1151 16 2028/29: 2.1591; 9.1151 17 2029/30: 2.1366; 9.1151 18 2030/31: 2.1143; 9.1151 19 2031/32: 2.0922; 9.1151 20 2032/33: 2.0703; 9.1151 21 2033/34: 2.0487; 9.1151 22 2034/35: 2.0273; 9.1151 23 2035/36: 2.0062; 9.1151 24 2036/37: 1.9852; 9.1151 25 2037/38: 1.9645; 9.1151 26 2038/39: 1.944; 9.1151 27 2039/40: 1.9237; 9.1151 28 2040/41: 1.9036; 9.1151 29 2041/42: 1.8837; 9.1151 30 2042/43: 1.864; 9.1151 31 2043/44: 1.8446; 9.1151 32 2044/45: 1.8253
| Post-mod constraint costs - three months | £m | 09/10 |  | 9.1151 1 2013/14: 0; 9.1151 2 2014/15: 0; 9.1151 3 2015/16: 0; 9.1151 4 2016/17: 0; 9.1151 5 2017/18: 0; 9.1151 6 2018/19: 0; 9.1151 7 2019/20: 0; 9.1151 8 2020/21: 0; 9.1151 9 2021/22: 0; 9.1151 10 2022/23: 0; 9.1151 11 2023/24: 0; 9.1151 12 2024/25: 0; 9.1151 13 2025/26: 0; 9.1151 14 2026/27: 0; 9.1151 15 2027/28: 0; 9.1151 16 2028/29: 0; 9.1151 17 2029/30: 0; 9.1151 18 2030/31: 0; 9.1151 19 2031/32: 0; 9.1151 20 2032/33: 0; 9.1151 21 2033/34: 0; 9.1151 22 2034/35: 0; 9.1151 23 2035/36: 0; 9.1151 24 2036/37: 0; 9.1151 25 2037/38: 0; 9.1151 26 2038/39: 0; 9.1151 27 2039/40: 0; 9.1151 28 2040/41: 0; 9.1151 29 2041/42: 0; 9.1151 30 2042/43: 0; 9.1151 31 2043/44: 0; 9.1151 32 2044/45: 0
| Wholesale gas price impact for 16 months (up to 2024) | £m | 09/10 |  | 9.1151 1 2013/14: 1.2117; 9.1151 2 2014/15: 1.2117; 9.1151 3 2015/16: 1.2117; 9.1151 4 2016/17: 1.2117; 9.1151 5 2017/18: 1.2117; 9.1151 6 2018/19: 1.2117; 9.1151 7 2019/20: 1.2117; 9.1151 8 2020/21: 1.2117; 9.1151 9 2021/22: 1.199; 9.1151 10 2022/23: 1.1865; 9.1151 11 2023/24: 1.1741; 9.1151 12 2024/25: 1.1619
| Wholesale gas price impact for 16 months (beyond 2024) | £m | 09/10 |  | 9.1151 13 2025/26: 0.67463; 9.1151 14 2026/27: 0.66759; 9.1151 15 2027/28: 0.66062; 9.1151 16 2028/29: 0.65372; 9.1151 17 2029/30: 0.64689; 9.1151 18 2030/31: 0.64014; 9.1151 19 2031/32: 0.63345; 9.1151 20 2032/33: 0.62684; 9.1151 21 2033/34: 0.62029; 9.1151 22 2034/35: 0.61382; 9.1151 23 2035/36: 0.60741; 9.1151 24 2036/37: 0.60106; 9.1151 25 2037/38: 0.59479; 9.1151 26 2038/39: 0.58858; 9.1151 27 2039/40: 0.58243; 9.1151 28 2040/41: 0.57635; 9.1151 29 2041/42: 0.57033; 9.1151 30 2042/43: 0.56438; 9.1151 31 2043/44: 0.55848; 9.1151 32 2044/45: 0.55265
| VOLL | £m | 09/10 |  | 9.1151 1 2013/14: 0.037814; 9.1151 2 2014/15: 0.037814; 9.1151 3 2015/16: 0.037814; 9.1151 4 2016/17: 0.037814; 9.1151 5 2017/18: 0.037814; 9.1151 6 2018/19: 0.037814; 9.1151 7 2019/20: 0.037814; 9.1151 8 2020/21: 0.037814; 9.1151 9 2021/22: 0.037419; 9.1151 10 2022/23: 0.037028; 9.1151 11 2023/24: 0.036641; 9.1151 12 2024/25: 0.036259; 9.1151 13 2025/26: 0.03588; 9.1151 14 2026/27: 0.035506; 9.1151 15 2027/28: 0.035135; 9.1151 16 2028/29: 0.034768; 9.1151 17 2029/30: 0.034405; 9.1151 18 2030/31: 0.034046; 9.1151 19 2031/32: 0.03369; 9.1151 20 2032/33: 0.033338; 9.1151 21 2033/34: 0.03299; 9.1151 22 2034/35: 0.032646; 9.1151 23 2035/36: 0.032305; 9.1151 24 2036/37: 0.031967; 9.1151 25 2037/38: 0.031634; 9.1151 26 2038/39: 0.031303; 9.1151 27 2039/40: 0.030976; 9.1151 28 2040/41: 0.030653; 9.1151 29 2041/42: 0.030333; 9.1151 30 2042/43: 0.030016; 9.1151 31 2043/44: 0.029703; 9.1151 32 2044/45: 0.029392
Freespan (>55m)
| Cost of building a replacement tunnel | £m | 09/10 |  | 9.1151 1 2013/14: 0.10523; 9.1151 2 2014/15: 0.10523; 9.1151 3 2015/16: 0.10523; 9.1151 4 2016/17: 0.10523; 9.1151 5 2017/18: 0.10523; 9.1151 6 2018/19: 0.10523; 9.1151 7 2019/20: 0.10523; 9.1151 8 2020/21: 0.10523; 9.1151 9 2021/22: 0.10515; 9.1151 10 2022/23: 0.10506; 9.1151 11 2023/24: 0.10498; 9.1151 12 2024/25: 0.1049; 9.1151 13 2025/26: 0.10481; 9.1151 14 2026/27: 0.10473; 9.1151 15 2027/28: 0.10464; 9.1151 16 2028/29: 0.10456; 9.1151 17 2029/30: 0.10448; 9.1151 18 2030/31: 0.10439; 9.1151 19 2031/32: 0.10431; 9.1151 20 2032/33: 0.10423; 9.1151 21 2033/34: 0.10414; 9.1151 22 2034/35: 0.10406; 9.1151 23 2035/36: 0.10398; 9.1151 24 2036/37: 0.10389; 9.1151 25 2037/38: 0.10381; 9.1151 26 2038/39: 0.10373; 9.1151 27 2039/40: 0.10364; 9.1151 28 2040/41: 0.10356; 9.1151 29 2041/42: 0.10348; 9.1151 30 2042/43: 0.1034; 9.1151 31 2043/44: 0.10331; 9.1151 32 2044/45: 0.10323
| Cost of emergency mattressing - major | £m | 09/10 |  | 9.1151 1 2013/14: 0.0056648; 9.1151 2 2014/15: 0.0056648; 9.1151 3 2015/16: 0.0056648; 9.1151 4 2016/17: 0.0056648; 9.1151 5 2017/18: 0.0056648; 9.1151 6 2018/19: 0.0056648; 9.1151 7 2019/20: 0.0056648; 9.1151 8 2020/21: 0.0056648; 9.1151 9 2021/22: 0.0056056; 9.1151 10 2022/23: 0.0055471; 9.1151 11 2023/24: 0.0054892; 9.1151 12 2024/25: 0.0054319; 9.1151 13 2025/26: 0.0053751; 9.1151 14 2026/27: 0.005319; 9.1151 15 2027/28: 0.0052635; 9.1151 16 2028/29: 0.0052085; 9.1151 17 2029/30: 0.0051541; 9.1151 18 2030/31: 0.0051003; 9.1151 19 2031/32: 0.005047; 9.1151 20 2032/33: 0.0049943; 9.1151 21 2033/34: 0.0049422; 9.1151 22 2034/35: 0.0048906; 9.1151 23 2035/36: 0.0048395; 9.1151 24 2036/37: 0.004789; 9.1151 25 2037/38: 0.004739; 9.1151 26 2038/39: 0.0046895; 9.1151 27 2039/40: 0.0046405; 9.1151 28 2040/41: 0.0045921; 9.1151 29 2041/42: 0.0045441; 9.1151 30 2042/43: 0.0044967; 9.1151 31 2043/44: 0.0044497; 9.1151 32 2044/45: 0.0044032
| Prompt constraint costs | £m | 09/10 |  | 9.1151 1 2013/14: 2.5048; 9.1151 2 2014/15: 2.5048; 9.1151 3 2015/16: 2.5048; 9.1151 4 2016/17: 2.5048; 9.1151 5 2017/18: 2.5048; 9.1151 6 2018/19: 2.5048; 9.1151 7 2019/20: 2.5048; 9.1151 8 2020/21: 2.5048; 9.1151 9 2021/22: 2.4787; 9.1151 10 2022/23: 2.4528; 9.1151 11 2023/24: 2.4272; 9.1151 12 2024/25: 2.4018; 9.1151 13 2025/26: 2.3767; 9.1151 14 2026/27: 2.3519; 9.1151 15 2027/28: 2.3274; 9.1151 16 2028/29: 2.3031; 9.1151 17 2029/30: 2.279; 9.1151 18 2030/31: 2.2552; 9.1151 19 2031/32: 2.2317; 9.1151 20 2032/33: 2.2084; 9.1151 21 2033/34: 2.1853; 9.1151 22 2034/35: 2.1625; 9.1151 23 2035/36: 2.1399; 9.1151 24 2036/37: 2.1176; 9.1151 25 2037/38: 2.0954; 9.1151 26 2038/39: 2.0736; 9.1151 27 2039/40: 2.0519; 9.1151 28 2040/41: 2.0305; 9.1151 29 2041/42: 2.0093; 9.1151 30 2042/43: 1.9883; 9.1151 31 2043/44: 1.9675; 9.1151 32 2044/45: 1.947
| Post-mod constraint costs - 16 months | £m | 09/10 |  | 9.1151 1 2013/14: 0; 9.1151 2 2014/15: 0; 9.1151 3 2015/16: 0; 9.1151 4 2016/17: 0; 9.1151 5 2017/18: 0; 9.1151 6 2018/19: 0; 9.1151 7 2019/20: 0; 9.1151 8 2020/21: 0; 9.1151 9 2021/22: 0; 9.1151 10 2022/23: 0; 9.1151 11 2023/24: 0; 9.1151 12 2024/25: 0; 9.1151 13 2025/26: 0; 9.1151 14 2026/27: 0; 9.1151 15 2027/28: 0; 9.1151 16 2028/29: 0; 9.1151 17 2029/30: 0; 9.1151 18 2030/31: 0; 9.1151 19 2031/32: 0; 9.1151 20 2032/33: 0; 9.1151 21 2033/34: 0; 9.1151 22 2034/35: 0; 9.1151 23 2035/36: 0; 9.1151 24 2036/37: 0; 9.1151 25 2037/38: 0; 9.1151 26 2038/39: 0; 9.1151 27 2039/40: 0; 9.1151 28 2040/41: 0; 9.1151 29 2041/42: 0; 9.1151 30 2042/43: 0; 9.1151 31 2043/44: 0; 9.1151 32 2044/45: 0
| Wholesale gas price impact for 16 months(up to 2024) | £m | 09/10 |  | 9.1151 1 2013/14: 1.2624; 9.1151 2 2014/15: 1.2624; 9.1151 3 2015/16: 1.2624; 9.1151 4 2016/17: 1.2624; 9.1151 5 2017/18: 1.2624; 9.1151 6 2018/19: 1.2624; 9.1151 7 2019/20: 1.2624; 9.1151 8 2020/21: 1.2624; 9.1151 9 2021/22: 1.2492; 9.1151 10 2022/23: 1.2362; 9.1151 11 2023/24: 1.2232; 9.1151 12 2024/25: 1.2105
| Wholesale gas price impact for 16 months(beyond 2024) | £m | 09/10 |  | 9.1151 13 2025/26: 0.61687; 9.1151 14 2026/27: 0.61043; 9.1151 15 2027/28: 0.60405; 9.1151 16 2028/29: 0.59774; 9.1151 17 2029/30: 0.5915; 9.1151 18 2030/31: 0.58533; 9.1151 19 2031/32: 0.57921; 9.1151 20 2032/33: 0.57316; 9.1151 21 2033/34: 0.56718; 9.1151 22 2034/35: 0.56126; 9.1151 23 2035/36: 0.5554; 9.1151 24 2036/37: 0.5496; 9.1151 25 2037/38: 0.54386; 9.1151 26 2038/39: 0.53818; 9.1151 27 2039/40: 0.53256; 9.1151 28 2040/41: 0.527; 9.1151 29 2041/42: 0.52149; 9.1151 30 2042/43: 0.51605; 9.1151 31 2043/44: 0.51066; 9.1151 32 2044/45: 0.50533
| VOLL | £m | 09/10 |  | 9.1151 1 2013/14: 0.0075627; 9.1151 2 2014/15: 0.0075627; 9.1151 3 2015/16: 0.0075627; 9.1151 4 2016/17: 0.0075627; 9.1151 5 2017/18: 0.0075627; 9.1151 6 2018/19: 0.0075627; 9.1151 7 2019/20: 0.0075627; 9.1151 8 2020/21: 0.0075627; 9.1151 9 2021/22: 0.0074838; 9.1151 10 2022/23: 0.0074056; 9.1151 11 2023/24: 0.0073283; 9.1151 12 2024/25: 0.0072518; 9.1151 13 2025/26: 0.007176; 9.1151 14 2026/27: 0.0071011; 9.1151 15 2027/28: 0.007027; 9.1151 16 2028/29: 0.0069536; 9.1151 17 2029/30: 0.006881; 9.1151 18 2030/31: 0.0068091; 9.1151 19 2031/32: 0.006738; 9.1151 20 2032/33: 0.0066676; 9.1151 21 2033/34: 0.006598; 9.1151 22 2034/35: 0.0065291; 9.1151 23 2035/36: 0.0064609; 9.1151 24 2036/37: 0.0063935; 9.1151 25 2037/38: 0.0063267; 9.1151 26 2038/39: 0.0062607; 9.1151 27 2039/40: 0.0061953; 9.1151 28 2040/41: 0.0061306; 9.1151 29 2041/42: 0.0060666; 9.1151 30 2042/43: 0.0060032; 9.1151 31 2043/44: 0.0059405; 9.1151 32 2044/45: 0.0058785
Third party impact
| Probability adjusted cost associated with possible loss of life | £m | 09/10 |  | 9.1151 1 2013/14: 0.11536; 9.1151 2 2014/15: 0.11536; 9.1151 3 2015/16: 0.11536; 9.1151 4 2016/17: 0.11536; 9.1151 5 2017/18: 0.11536; 9.1151 6 2018/19: 0.11536; 9.1151 7 2019/20: 0.11536; 9.1151 8 2020/21: 0.11536; 9.1151 9 2021/22: 0.11416; 9.1151 10 2022/23: 0.11296; 9.1151 11 2023/24: 0.11179; 9.1151 12 2024/25: 0.11062; 9.1151 13 2025/26: 0.10946; 9.1151 14 2026/27: 0.10832; 9.1151 15 2027/28: 0.10719; 9.1151 16 2028/29: 0.10607; 9.1151 17 2029/30: 0.10496; 9.1151 18 2030/31: 0.10387; 9.1151 19 2031/32: 0.10278; 9.1151 20 2032/33: 0.10171; 9.1151 21 2033/34: 0.10065; 9.1151 22 2034/35: 0.099595; 9.1151 23 2035/36: 0.098555; 9.1151 24 2036/37: 0.097526; 9.1151 25 2037/38: 0.096507; 9.1151 26 2038/39: 0.095499; 9.1151 27 2039/40: 0.094502; 9.1151 28 2040/41: 0.093515; 9.1151 29 2041/42: 0.092539; 9.1151 30 2042/43: 0.091573; 9.1151 31 2043/44: 0.090616; 9.1151 32 2044/45: 0.08967
| Cost of intervention | £m | 09/10 |  | 9.1151 1 2013/14: 0.0028485; 9.1151 2 2014/15: 0.0028485; 9.1151 3 2015/16: 0.0028485; 9.1151 4 2016/17: 0.0028485; 9.1151 5 2017/18: 0.0028485; 9.1151 6 2018/19: 0.0028485; 9.1151 7 2019/20: 0.0028485; 9.1151 8 2020/21: 0.0028485; 9.1151 9 2021/22: 0.0028187; 9.1151 10 2022/23: 0.0027893; 9.1151 11 2023/24: 0.0027602; 9.1151 12 2024/25: 0.0027314; 9.1151 13 2025/26: 0.0027028; 9.1151 14 2026/27: 0.0026746; 9.1151 15 2027/28: 0.0026467; 9.1151 16 2028/29: 0.002619; 9.1151 17 2029/30: 0.0025917; 9.1151 18 2030/31: 0.0025646; 9.1151 19 2031/32: 0.0025378; 9.1151 20 2032/33: 0.0025113; 9.1151 21 2033/34: 0.0024851; 9.1151 22 2034/35: 0.0024592; 9.1151 23 2035/36: 0.0024335; 9.1151 24 2036/37: 0.0024081; 9.1151 25 2037/38: 0.0023829; 9.1151 26 2038/39: 0.0023581; 9.1151 27 2039/40: 0.0023334; 9.1151 28 2040/41: 0.0023091; 9.1151 29 2041/42: 0.002285; 9.1151 30 2042/43: 0.0022611; 9.1151 31 2043/44: 0.0022375; 9.1151 32 2044/45: 0.0022141
| Prompt constraint costs (£m) (09/10 prices) | £m | 09/10 |  | 9.1151 1 2013/14: 0.97844; 9.1151 2 2014/15: 0.97844; 9.1151 3 2015/16: 0.97844; 9.1151 4 2016/17: 0.97844; 9.1151 5 2017/18: 0.97844; 9.1151 6 2018/19: 0.97844; 9.1151 7 2019/20: 0.97844; 9.1151 8 2020/21: 0.97844; 9.1151 9 2021/22: 0.96823; 9.1151 10 2022/23: 0.95812; 9.1151 11 2023/24: 0.94811; 9.1151 12 2024/25: 0.93821; 9.1151 13 2025/26: 0.92841; 9.1151 14 2026/27: 0.91872; 9.1151 15 2027/28: 0.90912; 9.1151 16 2028/29: 0.89963; 9.1151 17 2029/30: 0.89024; 9.1151 18 2030/31: 0.88094; 9.1151 19 2031/32: 0.87174; 9.1151 20 2032/33: 0.86264; 9.1151 21 2033/34: 0.85363; 9.1151 22 2034/35: 0.84472; 9.1151 23 2035/36: 0.8359; 9.1151 24 2036/37: 0.82717; 9.1151 25 2037/38: 0.81853; 9.1151 26 2038/39: 0.80998; 9.1151 27 2039/40: 0.80153; 9.1151 28 2040/41: 0.79316; 9.1151 29 2041/42: 0.78487; 9.1151 30 2042/43: 0.77668; 9.1151 31 2043/44: 0.76857; 9.1151 32 2044/45: 0.76054
| Post-mod constraint costs - 16 months (£m) (09/10 prices) | £m | 09/10 |  | 9.1151 1 2013/14: 0; 9.1151 2 2014/15: 0; 9.1151 3 2015/16: 0; 9.1151 4 2016/17: 0; 9.1151 5 2017/18: 0; 9.1151 6 2018/19: 0; 9.1151 7 2019/20: 0; 9.1151 8 2020/21: 0; 9.1151 9 2021/22: 0; 9.1151 10 2022/23: 0; 9.1151 11 2023/24: 0; 9.1151 12 2024/25: 0; 9.1151 13 2025/26: 0; 9.1151 14 2026/27: 0; 9.1151 15 2027/28: 0; 9.1151 16 2028/29: 0; 9.1151 17 2029/30: 0; 9.1151 18 2030/31: 0; 9.1151 19 2031/32: 0; 9.1151 20 2032/33: 0; 9.1151 21 2033/34: 0; 9.1151 22 2034/35: 0; 9.1151 23 2035/36: 0; 9.1151 24 2036/37: 0; 9.1151 25 2037/38: 0; 9.1151 26 2038/39: 0; 9.1151 27 2039/40: 0; 9.1151 28 2040/41: 0; 9.1151 29 2041/42: 0; 9.1151 30 2042/43: 0; 9.1151 31 2043/44: 0; 9.1151 32 2044/45: 0
| Wholesale gas price impact for 16 months (up to 2024) | £m | 09/10 |  | 9.1151 1 2013/14: 0.49312; 9.1151 2 2014/15: 0.49312; 9.1151 3 2015/16: 0.49312; 9.1151 4 2016/17: 0.49312; 9.1151 5 2017/18: 0.49312; 9.1151 6 2018/19: 0.49312; 9.1151 7 2019/20: 0.49312; 9.1151 8 2020/21: 0.49312; 9.1151 9 2021/22: 0.48797; 9.1151 10 2022/23: 0.48287; 9.1151 11 2023/24: 0.47783; 9.1151 12 2024/25: 0.47284
| Wholesale gas price impact for 16 months (beyond 2024) | £m | 09/10 |  | 9.1151 13 2025/26: 0.24096; 9.1151 14 2026/27: 0.23845; 9.1151 15 2027/28: 0.23596; 9.1151 16 2028/29: 0.23349; 9.1151 17 2029/30: 0.23106; 9.1151 18 2030/31: 0.22864; 9.1151 19 2031/32: 0.22626; 9.1151 20 2032/33: 0.22389; 9.1151 21 2033/34: 0.22155; 9.1151 22 2034/35: 0.21924; 9.1151 23 2035/36: 0.21695; 9.1151 24 2036/37: 0.21469; 9.1151 25 2037/38: 0.21244; 9.1151 26 2038/39: 0.21023; 9.1151 27 2039/40: 0.20803; 9.1151 28 2040/41: 0.20586; 9.1151 29 2041/42: 0.20371; 9.1151 30 2042/43: 0.20158; 9.1151 31 2043/44: 0.19948; 9.1151 32 2044/45: 0.19739
| Shipping lane closure (£m) (09/10 prices) | £m | 09/10 |  | 9.1151 1 2013/14: 0.0021628; 9.1151 2 2014/15: 0.0021628; 9.1151 3 2015/16: 0.0021628; 9.1151 4 2016/17: 0.0021628; 9.1151 5 2017/18: 0.0021628; 9.1151 6 2018/19: 0.0021628; 9.1151 7 2019/20: 0.0021628; 9.1151 8 2020/21: 0.0021628; 9.1151 9 2021/22: 0.0021402; 9.1151 10 2022/23: 0.0021179; 9.1151 11 2023/24: 0.0020958; 9.1151 12 2024/25: 0.0020739; 9.1151 13 2025/26: 0.0020522; 9.1151 14 2026/27: 0.0020308; 9.1151 15 2027/28: 0.0020096; 9.1151 16 2028/29: 0.0019886; 9.1151 17 2029/30: 0.0019678; 9.1151 18 2030/31: 0.0019473; 9.1151 19 2031/32: 0.001927; 9.1151 20 2032/33: 0.0019068; 9.1151 21 2033/34: 0.0018869; 9.1151 22 2034/35: 0.0018672; 9.1151 23 2035/36: 0.0018477; 9.1151 24 2036/37: 0.0018284; 9.1151 25 2037/38: 0.0018093; 9.1151 26 2038/39: 0.0017904; 9.1151 27 2039/40: 0.0017717; 9.1151 28 2040/41: 0.0017532; 9.1151 29 2041/42: 0.0017349; 9.1151 30 2042/43: 0.0017168; 9.1151 31 2043/44: 0.0016989; 9.1151 32 2044/45: 0.0016812
| Shipwreck clear up costs (£m) (09/10 prices) | £m | 09/10 |  | 9.1151 1 2013/14: 0.061322; 9.1151 2 2014/15: 0.061322; 9.1151 3 2015/16: 0.061322; 9.1151 4 2016/17: 0.061322; 9.1151 5 2017/18: 0.061322; 9.1151 6 2018/19: 0.061322; 9.1151 7 2019/20: 0.061322; 9.1151 8 2020/21: 0.061322; 9.1151 9 2021/22: 0.060682; 9.1151 10 2022/23: 0.060048; 9.1151 11 2023/24: 0.059421; 9.1151 12 2024/25: 0.058801; 9.1151 13 2025/26: 0.058187; 9.1151 14 2026/27: 0.057579; 9.1151 15 2027/28: 0.056978; 9.1151 16 2028/29: 0.056383; 9.1151 17 2029/30: 0.055794; 9.1151 18 2030/31: 0.055212; 9.1151 19 2031/32: 0.054635; 9.1151 20 2032/33: 0.054065; 9.1151 21 2033/34: 0.0535; 9.1151 22 2034/35: 0.052941; 9.1151 23 2035/36: 0.052388; 9.1151 24 2036/37: 0.051841; 9.1151 25 2037/38: 0.0513; 9.1151 26 2038/39: 0.050764; 9.1151 27 2039/40: 0.050234; 9.1151 28 2040/41: 0.04971; 9.1151 29 2041/42: 0.049191; 9.1151 30 2042/43: 0.048677; 9.1151 31 2043/44: 0.048169; 9.1151 32 2044/45: 0.047666
| VOLL | £m | 09/10 |  | 9.1151 1 2013/14: 0.0029542; 9.1151 2 2014/15: 0.0029542; 9.1151 3 2015/16: 0.0029542; 9.1151 4 2016/17: 0.0029542; 9.1151 5 2017/18: 0.0029542; 9.1151 6 2018/19: 0.0029542; 9.1151 7 2019/20: 0.0029542; 9.1151 8 2020/21: 0.0029542; 9.1151 9 2021/22: 0.0029233; 9.1151 10 2022/23: 0.0028928; 9.1151 11 2023/24: 0.0028626; 9.1151 12 2024/25: 0.0028327; 9.1151 13 2025/26: 0.0028031; 9.1151 14 2026/27: 0.0027739; 9.1151 15 2027/28: 0.0027449; 9.1151 16 2028/29: 0.0027162; 9.1151 17 2029/30: 0.0026879; 9.1151 18 2030/31: 0.0026598; 9.1151 19 2031/32: 0.002632; 9.1151 20 2032/33: 0.0026046; 9.1151 21 2033/34: 0.0025774; 9.1151 22 2034/35: 0.0025504; 9.1151 23 2035/36: 0.0025238; 9.1151 24 2036/37: 0.0024975; 9.1151 25 2037/38: 0.0024714; 9.1151 26 2038/39: 0.0024456; 9.1151 27 2039/40: 0.00242; 9.1151 28 2040/41: 0.0023948; 9.1151 29 2041/42: 0.0023698; 9.1151 30 2042/43: 0.002345; 9.1151 31 2043/44: 0.0023205; 9.1151 32 2044/45: 0.0022963
| Total costs (excluding loss of life) | £m | 09/10 |  | 11.0883 | 11.0883 | 11.0883 | 11.0883 | 11.0883 | 11.0883 | 11.0883 | 11.0883 | 10.9751 | 10.8632 | 10.7523 | 10.6427 | 9.2511 | 9.1571 | 9.0641 | 8.972 | 8.8809 | 8.7907 | 8.7014 | 8.6131 | 8.5257 | 8.4392 | 8.3536 | 8.2688 | 8.189 | 8.3219 | 8.2621 | 9.5302 | 11.1318 | 12.5321 | 11.28 | 11.017 | 1.9073 | 1.9767 | 2.0367 | 2.0883 | 2.1325 | 2.1699 | 2.2015 | 2.2277 | 2.2492 | 2.2665 | 2.2801 | 2.2903 | 2.2975 | 2.3021 | 2.3043 | 2.3044 | 2.3026 | 2.2991 | 2.2942 | 2.2879 | 2.2804 | 2.2718 | 2.2623 | 2.252 | 2.2409 | 2.2292 | 2.2168 | 2.204
| Cost of possible loss of life | £m | 09/10 |  | 0.11536 | 0.11536 | 0.11536 | 0.11536 | 0.11536 | 0.11536 | 0.11536 | 0.11536 | 0.11416 | 0.11296 | 0.11179 | 0.11062 | 0.10946 | 0.10832 | 0.10719 | 0.10607 | 0.10496 | 0.10387 | 0.10278 | 0.10171 | 0.10065 | 0.099595 | 0.098555 | 0.097526 | 0.096507 | 0.095499 | 0.094502 | 0.093515 | 0.092539 | 0.091573 | 0.090616 | 0.08967 | 0 | 0 | 0 | 0 | 0 | 0 | 0 | 0 | 0 | 0 | 0 | 0 | 0 | 0 | 0 | 0 | 0 | 0 | 0 | 0 | 0 | 0 | 0 | 0 | 0 | 0 | 0 | 0
| Discount factor for other costs |  |  |  | 0.96618 | 0.93351 | 0.90194 | 0.87144 | 0.84197 | 0.8135 | 0.78599 | 0.75941 | 0.73373 | 0.70892 | 0.68495 | 0.66178 | 0.6394 | 0.61778 | 0.59689 | 0.57671 | 0.5572 | 0.53836 | 0.52016 | 0.50257 | 0.48557 | 0.46915 | 0.45329 | 0.43796 | 0.42315 | 0.40884 | 0.39501 | 0.38165 | 0.36875 | 0.35628 | 0.39999 | 0.38834 | 0.37703 | 0.36604 | 0.35538 | 0.34503 | 0.33498 | 0.32523 | 0.31575 | 0.30656 | 0.29763 | 0.28896 | 0.28054 | 0.27237 | 0.26444 | 0.25674 | 0.24926 | 0.242 | 0.23495 | 0.22811 | 0.22146 | 0.21501 | 0.20875 | 0.20267 | 0.19677 | 0.19104 | 0.18547 | 0.18007 | 0.17483 | 0.16973
| Discount factor for loss of life costs |  |  |  | 0.98522 | 0.97066 | 0.95632 | 0.94218 | 0.92826 | 0.91454 | 0.90103 | 0.88771 | 0.87459 | 0.86167 | 0.84893 | 0.83639 | 0.82403 | 0.81185 | 0.79985 | 0.78803 | 0.77639 | 0.76491 | 0.75361 | 0.74247 | 0.7315 | 0.72069 | 0.71004 | 0.69954 | 0.68921 | 0.67902 | 0.66899 | 0.6591 | 0.64936 | 0.63976 | 0.6721 | 0.66354 | 0.65509 | 0.64675 | 0.63851 | 0.63038 | 0.62235 | 0.61443 | 0.6066 | 0.59888 | 0.59125 | 0.58372 | 0.57629 | 0.56895 | 0.5617 | 0.55455 | 0.54748 | 0.54051 | 0.53363 | 0.52683 | 0.52012 | 0.5135 | 0.50696 | 0.5005 | 0.49413 | 0.48783 | 0.48162 | 0.47549 | 0.46943 | 0.46345
| Discounted costs (excluding loss of life) | £m | 09/10 |  | 10.7133 | 10.351 | 10.001 | 9.6628 | 9.336 | 9.0203 | 8.7153 | 8.4206 | 8.0528 | 7.7011 | 7.3648 | 7.0431 | 5.9152 | 5.6571 | 5.4103 | 5.1742 | 4.9485 | 4.7326 | 4.5261 | 4.3287 | 4.1398 | 3.9592 | 3.7866 | 3.6214 | 3.4652 | 3.4023 | 3.2636 | 3.6373 | 4.1048 | 4.4649 | 4.5119 | 4.2783 | 0.7191 | 0.72356 | 0.72381 | 0.72054 | 0.71434 | 0.70572 | 0.69512 | 0.68292 | 0.66943 | 0.65493 | 0.63966 | 0.62381 | 0.60755 | 0.59103 | 0.57437 | 0.55766 | 0.541 | 0.52445 | 0.50807 | 0.49192 | 0.47603 | 0.46043 | 0.44516 | 0.43022 | 0.41563 | 0.40141 | 0.38756 | 0.37408
| Discounted cost of loss of life | £m | 09/10 |  | 0.11366 | 0.11198 | 0.11032 | 0.10869 | 0.10709 | 0.1055 | 0.10394 | 0.10241 | 0.099841 | 0.097338 | 0.094898 | 0.092519 | 0.0902 | 0.087939 | 0.085735 | 0.083586 | 0.081491 | 0.079448 | 0.077456 | 0.075515 | 0.073622 | 0.071777 | 0.069977 | 0.068223 | 0.066513 | 0.064846 | 0.063221 | 0.061636 | 0.060091 | 0.058585 | 0.060904 | 0.0595 | 0 | 0 | 0 | 0 | 0 | 0 | 0 | 0 | 0 | 0 | 0 | 0 | 0 | 0 | 0 | 0 | 0 | 0 | 0 | 0 | 0 | 0 | 0 | 0 | 0 | 0 | 0 | 0
| Total discounted cost | £m | 09/10 |  | 10.827 | 10.463 | 10.1113 | 9.7715 | 9.4431 | 9.1258 | 8.8192 | 8.523 | 8.1526 | 7.7984 | 7.4597 | 7.1357 | 6.0054 | 5.745 | 5.496 | 5.2578 | 5.0299 | 4.812 | 4.6036 | 4.4042 | 4.2135 | 4.031 | 3.8565 | 3.6896 | 3.5317 | 3.4671 | 3.3269 | 3.6989 | 4.1649 | 4.5235 | 4.5728 | 4.3378 | 0.7191 | 0.72356 | 0.72381 | 0.72054 | 0.71434 | 0.70572 | 0.69512 | 0.68292 | 0.66943 | 0.65493 | 0.63966 | 0.62381 | 0.60755 | 0.59103 | 0.57437 | 0.55766 | 0.541 | 0.52445 | 0.50807 | 0.49192 | 0.47603 | 0.46043 | 0.44516 | 0.43022 | 0.41563 | 0.40141 | 0.38756 | 0.37408
| Cumulative discounted costs (excluding loss of life) | £m | 09/10 |  | 10.7133 | 21.0643 | 31.0653 | 40.7281 | 50.0641 | 59.0845 | 67.7997 | 76.2203 | 84.2731 | 91.9742 | 99.339 | 106.3821 | 112.2973 | 117.9544 | 123.3647 | 128.5389 | 133.4874 | 138.2199 | 142.746 | 147.0747 | 151.2145 | 155.1738 | 158.9603 | 162.5817 | 166.0469 | 169.4492 | 172.7128 | 176.3501 | 180.4549 | 184.9199 | 189.4317 | 193.71 | 194.4291 | 195.1527 | 195.8765 | 196.597 | 197.3114 | 198.0171 | 198.7122 | 199.3951 | 200.0645 | 200.7195 | 201.3591 | 201.983 | 202.5905 | 203.1815 | 203.7559 | 204.3136 | 204.8546 | 205.379 | 205.8871 | 206.379 | 206.855 | 207.3155 | 207.7606 | 208.1908 | 208.6065 | 209.0079 | 209.3954 | 209.7695
| Cumulative discounted cost of loss of life | £m | 09/10 |  | 0.11366 | 0.22563 | 0.33596 | 0.44465 | 0.55173 | 0.65724 | 0.76118 | 0.86359 | 0.96343 | 1.0608 | 1.1557 | 1.2482 | 1.3384 | 1.4263 | 1.5121 | 1.5956 | 1.6771 | 1.7566 | 1.834 | 1.9096 | 1.9832 | 2.055 | 2.1249 | 2.1932 | 2.2597 | 2.3245 | 2.3877 | 2.4494 | 2.5095 | 2.568 | 2.6289 | 2.6884 | 2.6884 | 2.6884 | 2.6884 | 2.6884 | 2.6884 | 2.6884 | 2.6884 | 2.6884 | 2.6884 | 2.6884 | 2.6884 | 2.6884 | 2.6884 | 2.6884 | 2.6884 | 2.6884 | 2.6884 | 2.6884 | 2.6884 | 2.6884 | 2.6884 | 2.6884 | 2.6884 | 2.6884 | 2.6884 | 2.6884 | 2.6884 | 2.6884
| Cumulative total discounted cost | £m | 09/10 |  | 10.827 | 21.29 | 31.4013 | 41.1728 | 50.6159 | 59.7417 | 68.5609 | 77.0839 | 85.2365 | 93.035 | 100.4946 | 107.6303 | 113.6357 | 119.3808 | 124.8768 | 130.1345 | 135.1645 | 139.9765 | 144.5801 | 148.9842 | 153.1977 | 157.2287 | 161.0853 | 164.7749 | 168.3065 | 171.7737 | 175.1006 | 178.7995 | 182.9644 | 187.4879 | 192.0607 | 196.3985 | 197.1176 | 197.8411 | 198.5649 | 199.2855 | 199.9998 | 200.7055 | 201.4006 | 202.0836 | 202.753 | 203.4079 | 204.0476 | 204.6714 | 205.279 | 205.87 | 206.4444 | 207.002 | 207.543 | 208.0675 | 208.5755 | 209.0675 | 209.5435 | 210.0039 | 210.4491 | 210.8793 | 211.2949 | 211.6963 | 212.0839 | 212.458

## CALC¦ 3
| Item | Unit | Index | Comments | Constant | 1 | 2 | 3 | 4 | 5 | 6 | 7 | 8 | 9 | 10 | 11 | 12 | 13 | 14 | 15 | 16 | 17 | 18 | 19 | 20 | 21 | 22 | 23 | 24 | 25 | 26 | 27 | 28 | 29 | 30 | 31 | 32 | 33 | 34 | 35 | 36 | 37 | 38 | 39 | 40 | 41 | 42 | 43 | 44 | 45 | 46 | 47 | 48 | 49 | 50 | 51 | 52 | 53 | 54 | 55 | 56 | 57 | 58 | 59 | 60 | 61 | 62 | 63 | 64 | 65
[6 empty] | 2013/14 | 2014/15 | 2015/16 | 2016/17 | 2017/18 | 2018/19 | 2019/20 | 2020/21 | 2021/22 | 2022/23 | 2023/24 | 2024/25 | 2025/26 | 2026/27 | 2027/28 | 2028/29 | 2029/30 | 2030/31 | 2031/32 | 2032/33 | 2033/34 | 2034/35 | 2035/36 | 2036/37 | 2037/38 | 2038/39 | 2039/40 | 2040/41 | 2041/42 | 2042/43 | 2043/44 | 2044/45 | 2045/46 | 2046/47 | 2047/48 | 2048/49 | 2049/50 | 2050/51 | 2051/52 | 2052/53 | 2053/54 | 2054/55 | 2055/56 | 2056/57 | 2057/58 | 2058/59 | 2059/60 | 2060/61 | 2061/62 | 2062/63 | 2063/64 | 2064/65 | 2065/66 | 2066/67 | 2067/68 | 2068/69 | 2069/70 | 2070/71 | 2071/72 | 2072/73 | 2073/74 | 2074/75 | 2075/76 | 2076/77 | 2077/78
1 | Costs and expenditure profile Tunnel
| Tunnel construction period | years |  |  | 8
| Annual cost of inspections/pigging | £m | 09/10 |  | 0.059745
| Expenditure profile after Ofgem efficiency challenge | £m | 09/10 |  |  | 0.059248 | 3.1414 | 1.9903 | 20.4866 | 35.1333 | 41.5864 | 9.6065 | 2.4832 | 0 | 0 | 0 | 0 | 0 | 0 | 0 | 0 | 0 | 0 | 0 | 0 | 0 | 0 | 0 | 0 | 0 | 0 | 0 | 0 | 0 | 0 | 0 | 0 | 0 | 0 | 0 | 0 | 0 | 0 | 0 | 0 | 0 | 0 | 0 | 0 | 0 | 0 | 0 | 0 | 0 | 0 | 0 | 0 | 0 | 0 | 0 | 0 | 0 | 0 | 0 | 0
| Tunnel revenue profile to be used for modelling | £m | 09/10 |  |  | 0.0057839 | 0.31519 | 0.34728 | 2.2813 | 4.6921 | 6.8132 | 5.1315 | 4.8663 | 5.2003 | 5.2388 | 5.2637 | 5.2767 | 5.2789 | 5.2716 | 5.2557 | 5.2323 | 5.2021 | 5.1658 | 5.1242 | 5.0778 | 5.0271 | 4.9726 | 4.9147 | 4.8538 | 4.7902 | 4.7242 | 4.656 | 4.586 | 4.5142 | 4.4409 | 4.3662 | 4.2904 | 4.2135 | 4.1356 | 4.0568 | 3.9773 | 3.8971 | 3.8164 | 3.735 | 3.6532 | 3.571 | 3.4884 | 3.4054 | 3.3221 | 3.2386 | 3.1548 | 3.0694 | 2.9107 | 2.7815 | 2.2148 | 1.3157 | 0.28964 | -0.028131 | 0 | 0 | 0 | 0 | 0 | 0 | 0
2 | Costs and expenditure profile Mitigation
| Annual cost of inspections/pigging | £m | 09/10 |  | 0.29951
2.1 | Probablity adjusted cost of losing lease in any year
| Cost of replacing pipeline with a tunnel (after Ofgem efficiency challenge) | £m | 09/10 |  | 114.487
| Cost of loss of lease | £m | 09/10 |  |  | 1 2013/14: 2.0545; 2 2014/15: 2.0545; 3 2015/16: 2.0545; 4 2016/17: 2.0545; 5 2017/18: 2.0545; 6 2018/19: 2.0545; 7 2019/20: 2.0545; 8 2020/21: 2.0545; 9 2021/22: 2.0346; 10 2022/23: 2.015; 11 2023/24: 1.9956; 12 2024/25: 1.9763; 13 2025/26: 1.9572; 14 2026/27: 1.9384; 15 2027/28: 1.9196; 16 2028/29: 1.9011; 17 2029/30: 1.8828; 18 2030/31: 1.8646; 19 2031/32: 1.8466; 20 2032/33: 1.8288; 21 2033/34: 1.8111; 22 2034/35: 1.7937; 23 2035/36: 1.7764; 24 2036/37: 1.7592; 25 2037/38: 1.7422; 26 2038/39: 1.7254; 27 2039/40: 1.7088; 28 2040/41: 1.6923; 29 2041/42: 1.676; 30 2042/43: 1.6598; 31 2043/44: 1.6438; 32 2044/45: 1.6279; 40 2052/53: <--- Removes double discounting and starts the loss of lease assumption from 2021 to align logic to Row 21
| Probability that the lease is still in force and current pipeline is operational | % |  |  |  | 100% | 100% | 100% | 100% | 100% | 100% | 100% | 100% | 99.01% | 98.03% | 97.07% | 96.11% | 95.16% | 94.22% | 93.29% | 92.37% | 91.45% | 90.55% | 89.66% | 88.77% | 87.89% | 87.02% | 86.17% | 85.31% | 84.47% | 83.64% | 82.81% | 81.99% | 81.18% | 80.38% | 79.59% | 78.8% | 78.02% | 77.25% | 76.49% | 75.73% | 74.99% | 74.24% | 73.51% | <--- Treats as a decision tree - there is the possibility the pipe would free span and NGGT lose lease
2.2 | Cost of mattressing
| Probability adjusted annual cost of mattressing | £m | 09/10 |  | 0.12306
2.3 | Freespan develops despite mattressing (less than 20m section)
| Probability of event | % |  |  | 0.58%
| Cost of emergency mattressing | £m | 09/10 | see footnote 4 | 0.012306
2.4 | Freespan develops despite mattressing (between 20m and 55m section)
| Probability of event |  |  |  | 0.117%
| Cost of emergency mattressing - major | £m | 09/10 |  | 0.0082848
| Prompt constraint costs (£m) | £m | 09/10 |  | 0.52015
| Post-mod constraint costs - 16 months (£m) (09/10 prices) | £m | 09/10 |  | 0
| Wholesale gas price impact up to 2024 | £m | 09/10 |  | 0.33125
| Wholesale gas price beyond 2024 | £m | 09/10 |  | 0.19058
| VOLL | £m | 09/10 |  | 0.0083759
2.5 | Freespan develops despite mattressing (greater than 55m section)
| Probability of event | % |  |  | 0.023%
| Cost of building a tunnel replacement | £m | 09/10 |  |  | 1 2013/14: 0.048967; 2 2014/15: 0.048967; 3 2015/16: 0.048967; 4 2016/17: 0.048967; 5 2017/18: 0.048967; 6 2018/19: 0.048967; 7 2019/20: 0.048967; 8 2020/21: 0.048967; 9 2021/22: 0.048955; 10 2022/23: 0.048944; 11 2023/24: 0.048933; 12 2024/25: 0.048922; 13 2025/26: 0.04891; 14 2026/27: 0.048899; 15 2027/28: 0.048888; 16 2028/29: 0.048877; 17 2029/30: 0.048865; 18 2030/31: 0.048854; 19 2031/32: 0.048843; 20 2032/33: 0.048832; 21 2033/34: 0.04882; 22 2034/35: 0.048809; 23 2035/36: 0.048798; 24 2036/37: 0.048787; 25 2037/38: 0.048776; 26 2038/39: 0.048764; 27 2039/40: 0.048753; 28 2040/41: 0.048742; 29 2041/42: 0.048731; 30 2042/43: 0.048719; 31 2043/44: 0.048708; 32 2044/45: 0.048697; 40 2052/53: <--- Removes double discounting and starts the loss to free span assumption from 2021 to align logic to Row 21
| Cost of emergency mattressing - major | £m | 09/10 |  | 0.0016286
| Prompt constraint costs (£m) (09/10 prices) | £m | 09/10 |  | 0.54534
| Post-mod constraint costs - 16 months (£m) (09/10 prices) | £m | 09/10 |  | 0
| Wholesale gas price impact up to 2024 | £m | 09/10 |  | 0.35838
| Wholesale gas price beyond 2024 | £m | 09/10 |  | 0.18349
| VOLL | £m | 09/10 |  | 0.0016465
2.6 | Third party interference
| Probability of event | % |  |  | 0.03125%
| Probability adjusted cost associated with possible loss of life | £m | 09/10 |  | 0.11536
| Cost of intervention | £m | 09/10 |  | 0.003161
| Prompt constraint costs | £m | 09/10 |  | 0.74096
| Post-mod constraint costs - 16 months | £m | 09/10 |  | 0
| Wholesale gas price impact for 16 months up to 2024 | £m | 09/10 |  | 0.48693
| Wholesale gas price impact for 16 months beyond 2024 | £m | 09/10 |  | 0.24931
| Shipping lane closure | £m | 09/10 |  | 0.0021628
| Shipwreck clear up costs | £m | 09/10 |  | 0.061322
| VOLL | £m | 09/10 |  | 0.0022372
3 | Detailed Working: Constraint costs
3.1 | Prompt constraint costs
| Weighted monthly costs | £m | 16/17 |  | 182
| Weighted summer 3 day costs | £m | 16/17 |  | 0
| Weighted summer 7 day costs | £m | 16/17 |  | 0
| Weighted summer costs | £m | 16/17 |  | 0
| Weighted winter 3 day costs | £m | 16/17 |  | 0
| Weighted winter 7 day costs | £m | 16/17 |  | 0
| Weighted winter costs | £m | 16/17 |  | 0
| Weighted total costs | £m | 16/17 |  | 0
3.2 | Fixed Price Constraint Costs
| Low scenario | £m | 16/17 |  | 0
| Mid scenario | £m | 16/17 |  | 0
| High scenario | £m | 16/17 |  | 0
| Weighted annual cost | £m | 16/17 |  | 0
| Monthly cost | £m | 16/17 |  | 0
4 | Detailed Workings: Wholesale Energy Price Impact
4.1 | Gas consumption
| Monthy domestic gas consumption | therm |  |  | 846311149.033
| Monthly domestic electricity consumption | therm |  |  | 240695461.8885
4.2 | To 2024
| First month average | £m | 16/17 |  | 106.7913 | 1 2013/14: <---- Updated to account for new Electrcity info
| Monthly average (excluding first month) | £m | 16/17 |  | 120.4576 | 1 2013/14: <---- Updated to account for new Electrcity info
4.3 | From 2024 to 2072
| First month average | £m | 16/17 |  | 80.0935 | 1 2013/14: <---- Updated to account for new Electrcity info
| Monthly average (excluding first month) | £m | 16/17 |  | 59.9795 | 1 2013/14: <---- Updated to account for new Electrcity info
4.4 | Damage intervention
4.4.1 | Localised mechanical/impact damage leading to repair clamp
| Probability | % |  |  | 0.7
| Expected duration | weeks |  |  | 33.6
| Expected cost | £m | 09/10 |  | 1.4876
4.4.2 | Localised failure leadingto short replacement spool
| Probability | % |  |  | 0.175
| Expected duration | weeks |  |  | 12.075
| Expected cost | £m | 09/10 |  | 1.7954
4.4.3 | Extensive failure over pipeline span /rupture elading to long replacement spool
| Probability | % |  |  | 0.075
| Expected duration | weeks |  |  | 5.625
| Expected cost | £m | 09/10 |  | 1.1078
4.4.4 | Tunnel replacement
| Probability | % |  |  | 0.05
| Expected duration | weeks |  |  | 15.6
| Expected cost | £m | 09/10 |  | 5.7243
4.4.4 | Average cost of intervention | £m | 09/10 |  | 10.1151
| Item | Unit | Index | Notes | 1 | 2 | 3 | 4 | 5 | 6 | 7 | 8 | 9 | 10 | 11 | 12 | 13 | 14 | 15 | 16 | 17 | 18 | 19 | 20 | 21 | 22 | 23 | 24 | 25 | 26 | 27 | 28 | 29 | 30 | 31 | 32 | 33 | 34 | 35 | 36 | 37 | 38 | 39 | 40 | 41 | 42 | 43 | 44 | 45 | 46 | 47 | 48 | 49 | 50 | 51 | 52 | 53 | 54 | 55 | 56 | 57 | 58 | 59 | 60 | 61 | 62 | 63 | 64 | 65
[5 empty] | 2013/14 | 2014/15 | 2015/16 | 2016/17 | 2017/18 | 2018/19 | 2019/20 | 2020/21 | 2021/22 | 2022/23 | 2023/24 | 2024/25 | 2025/26 | 2026/27 | 2027/28 | 2028/29 | 2029/30 | 2030/31 | 2031/32 | 2032/33 | 2033/34 | 2034/35 | 2035/36 | 2036/37 | 2037/38 | 2038/39 | 2039/40 | 2040/41 | 2041/42 | 2042/43 | 2043/44 | 2044/45 | 2045/46 | 2046/47 | 2047/48 | 2048/49 | 2049/50 | 2050/51 | 2051/52 | 2052/53 | 2053/54 | 2054/55 | 2055/56 | 2056/57 | 2057/58 | 2058/59 | 2059/60 | 2060/61 | 2061/62 | 2062/63 | 2063/64 | 2064/65 | 2065/66 | 2066/67 | 2067/68 | 2068/69 | 2069/70 | 2070/71 | 2071/72 | 2072/73 | 2073/74 | 2074/75 | 2075/76 | 2076/77 | 2077/78
1 | Option: Tunnel 2012
| Revenue impact of construction cost | £m | 09/10 |  | 0.0057839 | 0.31519 | 0.34728 | 2.2813 | 4.6921 | 6.8132 | 5.1315 | 4.8663 | 5.2003 | 5.2388 | 5.2637 | 5.2767 | 5.2789 | 5.2716 | 5.2557 | 5.2323 | 5.2021 | 5.1658 | 5.1242 | 5.0778 | 5.0271 | 4.9726 | 4.9147 | 4.8538 | 4.7902 | 4.7242 | 4.656 | 4.586 | 4.5142 | 4.4409 | 4.3662 | 4.2904 | 4.2135 | 4.1356 | 4.0568 | 3.9773 | 3.8971 | 3.8164 | 3.735 | 3.6532 | 3.571 | 3.4884 | 3.4054 | 3.3221 | 3.2386 | 3.1548 | 3.0694 | 2.9107 | 2.7815 | 2.2148 | 1.3157 | 0.28964 | -0.028131 | 0 | 0 | 0 | 0 | 0 | 0 | 0
| Operational costs | £m | 09/10 |  | 0.29951 | 0.29951 | 0.29951 | 0.29951 | 0.29951 | 0.29951 | 0.29951 | 0.29951 | 0.059745 | 0.059745 | 0.059745 | 0.059745 | 0.059745 | 0.059745 | 0.059745 | 0.059745 | 0.059745 | 0.059745 | 0.059745 | 0.059745 | 0.059745 | 0.059745 | 0.059745 | 0.059745 | 0.059745 | 0.059745 | 0.059745 | 0.059745 | 0.059745 | 0.059745 | 0.059745 | 0.059745 | 0.059745 | 0.059745 | 0.059745 | 0.059745 | 0.059745 | 0.059745 | 0.059745 | 0.059745 | 0.059745 | 0.059745 | 0.059745 | 0.059745 | 0.059745 | 0.059745 | 0.059745 | 0.059745 | 0.059745 | 0.059745 | 0.059745 | 0.059745 | 0.059745 | 0.059745 | 0.059745 | 0.059745 | 0.059745 | 0.059745 | 0.059745 | 0.059745
| Mattressing cost | £m | 09/10 |  | 0.12306 | 0.12306 | 0.12306 | 0.12306 | 0.12306 | 0.12306 | 0.12306 | 0.12306 | 0 | 0 | 0 | 0 | 0 | 0 | 0 | 0 | 0 | 0 | 0 | 0 | 0 | 0 | 0 | 0 | 0 | 0 | 0 | 0 | 0 | 0 | 0 | 0 | 0 | 0 | 0 | 0 | 0 | 0 | 0 | 0 | 0 | 0 | 0 | 0 | 0 | 0 | 0 | 0 | 0 | 0 | 0 | 0 | 0 | 0 | 0 | 0 | 0 | 0 | 0 | 0
Freespan (<20m)
| Emergency mattressing following freespan | £m | 09/10 |  | 0.012306 | 0.012306 | 0.012306 | 0.012306 | 0.012306 | 0.012306 | 0.012306 | 0.012306 | 0 | 0 | 0 | 0 | 0 | 0 | 0 | 0 | 0 | 0 | 0 | 0 | 0 | 0 | 0 | 0 | 0 | 0 | 0 | 0 | 0 | 0 | 0 | 0 | 0 | 0 | 0 | 0 | 0 | 0 | 0 | 0 | 0 | 0 | 0 | 0 | 0 | 0 | 0 | 0 | 0 | 0 | 0 | 0 | 0 | 0 | 0 | 0 | 0 | 0 | 0 | 0
Freespan (20-55m)
| Cost of emergency mattressing - major | £m | 09/10 |  | 0.0082848 | 0.0082848 | 0.0082848 | 0.0082848 | 0.0082848 | 0.0082848 | 0.0082848 | 0.0082848 | 0 | 0 | 0 | 0 | 0 | 0 | 0 | 0 | 0 | 0 | 0 | 0 | 0 | 0 | 0 | 0 | 0 | 0 | 0 | 0 | 0 | 0 | 0 | 0 | 0 | 0 | 0 | 0 | 0 | 0 | 0 | 0 | 0 | 0 | 0 | 0 | 0 | 0 | 0 | 0 | 0 | 0 | 0 | 0 | 0 | 0 | 0 | 0 | 0 | 0 | 0 | 0
| Prompt constraint costs | £m | 09/10 |  | 0.52015 | 0.52015 | 0.52015 | 0.52015 | 0.52015 | 0.52015 | 0.52015 | 0.52015 | 0 | 0 | 0 | 0 | 0 | 0 | 0 | 0 | 0 | 0 | 0 | 0 | 0 | 0 | 0 | 0 | 0 | 0 | 0 | 0 | 0 | 0 | 0 | 0 | 0 | 0 | 0 | 0 | 0 | 0 | 0 | 0 | 0 | 0 | 0 | 0 | 0 | 0 | 0 | 0 | 0 | 0 | 0 | 0 | 0 | 0 | 0 | 0 | 0 | 0 | 0 | 0
| Post-mod constraint costs - three months | £m | 09/10 |  | 0 | 0 | 0 | 0 | 0 | 0 | 0 | 0 | 0 | 0 | 0 | 0 | 0 | 0 | 0 | 0 | 0 | 0 | 0 | 0 | 0 | 0 | 0 | 0 | 0 | 0 | 0 | 0 | 0 | 0 | 0 | 0 | 0 | 0 | 0 | 0 | 0 | 0 | 0 | 0 | 0 | 0 | 0 | 0 | 0 | 0 | 0 | 0 | 0 | 0 | 0 | 0 | 0 | 0 | 0 | 0 | 0 | 0 | 0 | 0
| Wholesale gas price impact up to 2024 | £m | 09/10 |  | 0.33125 | 0.33125 | 0.33125 | 0.33125 | 0.33125 | 0.33125 | 0.33125 | 0.33125 | 0 | 0 | 0 | 0 | 0 | 0 | 0 | 0 | 0 | 0 | 0 | 0 | 0 | 0 | 0 | 0 | 0 | 0 | 0 | 0 | 0 | 0 | 0 | 0 | 0 | 0 | 0 | 0 | 0 | 0 | 0 | 0 | 0 | 0 | 0 | 0 | 0 | 0 | 0 | 0 | 0 | 0 | 0 | 0 | 0 | 0 | 0 | 0 | 0 | 0 | 0 | 0
| Wholesale gas price impact beyond 2024 | £m | 09/10 |  | 0 | 0 | 0 | 0 | 0 | 0 | 0 | 0 | 0 | 0 | 0 | 0 | 0 | 0 | 0 | 0 | 0 | 0 | 0 | 0 | 0 | 0 | 0 | 0 | 0 | 0 | 0 | 0 | 0 | 0 | 0 | 0 | 0 | 0 | 0 | 0 | 0 | 0 | 0 | 0 | 0 | 0 | 0 | 0 | 0 | 0 | 0 | 0 | 0 | 0 | 0 | 0 | 0 | 0 | 0 | 0 | 0 | 0 | 0 | 0
| VOLL | £m | 09/10 |  | 10.1151 1 2013/14: 0.0083759; 10.1151 2 2014/15: 0.0083759; 10.1151 3 2015/16: 0.0083759; 10.1151 4 2016/17: 0.0083759; 10.1151 5 2017/18: 0.0083759; 10.1151 6 2018/19: 0.0083759; 10.1151 7 2019/20: 0.0083759; 10.1151 8 2020/21: 0.0083759
Freespan (>55m)
| Cost of emergency mattressing - major | £m | 09/10 |  | 0.0016286 | 0.0016286 | 0.0016286 | 0.0016286 | 0.0016286 | 0.0016286 | 0.0016286 | 0.0016286 | 0 | 0 | 0 | 0 | 0 | 0 | 0 | 0 | 0 | 0 | 0 | 0 | 0 | 0 | 0 | 0 | 0 | 0 | 0 | 0 | 0 | 0 | 0 | 0 | 0 | 0 | 0 | 0 | 0 | 0 | 0 | 0 | 0 | 0 | 0 | 0 | 0 | 0 | 0 | 0 | 0 | 0 | 0 | 0 | 0 | 0 | 0 | 0 | 0 | 0 | 0 | 0
| Prompt constraint costs | £m | 09/10 |  | 0.54534 | 0.54534 | 0.54534 | 0.54534 | 0.54534 | 0.54534 | 0.54534 | 0.54534 | 0 | 0 | 0 | 0 | 0 | 0 | 0 | 0 | 0 | 0 | 0 | 0 | 0 | 0 | 0 | 0 | 0 | 0 | 0 | 0 | 0 | 0 | 0 | 0 | 0 | 0 | 0 | 0 | 0 | 0 | 0 | 0 | 0 | 0 | 0 | 0 | 0 | 0 | 0 | 0 | 0 | 0 | 0 | 0 | 0 | 0 | 0 | 0 | 0 | 0 | 0 | 0
| Post-mod constraint costs - 16 months | £m | 09/10 |  | 0 | 0 | 0 | 0 | 0 | 0 | 0 | 0 | 0 | 0 | 0 | 0 | 0 | 0 | 0 | 0 | 0 | 0 | 0 | 0 | 0 | 0 | 0 | 0 | 0 | 0 | 0 | 0 | 0 | 0 | 0 | 0 | 0 | 0 | 0 | 0 | 0 | 0 | 0 | 0 | 0 | 0 | 0 | 0 | 0 | 0 | 0 | 0 | 0 | 0 | 0 | 0 | 0 | 0 | 0 | 0 | 0 | 0 | 0 | 0
| Wholesale gas price impact for 16 months(Up to 2024) | £m | 09/10 |  | 0.35838 | 0.35838 | 0.35838 | 0.35838 | 0.35838 | 0.35838 | 0.35838 | 0.35838 | 0 | 0 | 0 | 0 | 0 | 0 | 0 | 0 | 0 | 0 | 0 | 0 | 0 | 0 | 0 | 0 | 0 | 0 | 0 | 0 | 0 | 0 | 0 | 0 | 0 | 0 | 0 | 0 | 0 | 0 | 0 | 0 | 0 | 0 | 0 | 0 | 0 | 0 | 0 | 0 | 0 | 0 | 0 | 0 | 0 | 0 | 0 | 0 | 0 | 0 | 0 | 0
| Wholesale gas price impact for 16 months(Beyond 2024) | £m | 09/10
| VOLL | £m | 09/10 |  | 10.1151 1 2013/14: 0.0016465; 10.1151 2 2014/15: 0.0016465; 10.1151 3 2015/16: 0.0016465; 10.1151 4 2016/17: 0.0016465; 10.1151 5 2017/18: 0.0016465; 10.1151 6 2018/19: 0.0016465; 10.1151 7 2019/20: 0.0016465; 10.1151 8 2020/21: 0.0016465
Third party impact
| Probability adjusted cost associated with possible loss of life |  |  |  | 0.11536 | 0.11536 | 0.11536 | 0.11536 | 0.11536 | 0.11536 | 0.11536 | 0.11536 | 0 | 0 | 0 | 0 | 0 | 0 | 0 | 0 | 0 | 0 | 0 | 0 | 0 | 0 | 0 | 0 | 0 | 0 | 0 | 0 | 0 | 0 | 0 | 0 | 0 | 0 | 0 | 0 | 0 | 0 | 0 | 0 | 0 | 0 | 0 | 0 | 0 | 0 | 0 | 0 | 0 | 0 | 0 | 0 | 0 | 0 | 0 | 0 | 0 | 0 | 0 | 0
| Cost of intervention |  |  |  | 0.003161 | 0.003161 | 0.003161 | 0.003161 | 0.003161 | 0.003161 | 0.003161 | 0.003161 | 0 | 0 | 0 | 0 | 0 | 0 | 0 | 0 | 0 | 0 | 0 | 0 | 0 | 0 | 0 | 0 | 0 | 0 | 0 | 0 | 0 | 0 | 0 | 0 | 0 | 0 | 0 | 0 | 0 | 0 | 0 | 0 | 0 | 0 | 0 | 0 | 0 | 0 | 0 | 0 | 0 | 0 | 0 | 0 | 0 | 0 | 0 | 0 | 0 | 0 | 0 | 0
| Prompt constraint costs | £m | 09/10 |  | 0.74096 | 0.74096 | 0.74096 | 0.74096 | 0.74096 | 0.74096 | 0.74096 | 0.74096 | 0 | 0 | 0 | 0 | 0 | 0 | 0 | 0 | 0 | 0 | 0 | 0 | 0 | 0 | 0 | 0 | 0 | 0 | 0 | 0 | 0 | 0 | 0 | 0 | 0 | 0 | 0 | 0 | 0 | 0 | 0 | 0 | 0 | 0 | 0 | 0 | 0 | 0 | 0 | 0 | 0 | 0 | 0 | 0 | 0 | 0 | 0 | 0 | 0 | 0 | 0 | 0
| Post-mod constraint costs - 16 months | £m | 09/10 |  | 0 | 0 | 0 | 0 | 0 | 0 | 0 | 0 | 0 | 0 | 0 | 0 | 0 | 0 | 0 | 0 | 0 | 0 | 0 | 0 | 0 | 0 | 0 | 0 | 0 | 0 | 0 | 0 | 0 | 0 | 0 | 0 | 0 | 0 | 0 | 0 | 0 | 0 | 0 | 0 | 0 | 0 | 0 | 0 | 0 | 0 | 0 | 0 | 0 | 0 | 0 | 0 | 0 | 0 | 0 | 0 | 0 | 0 | 0 | 0
| Wholesale gas price impact for 16 months(Up to 2024) | £m | 09/10 |  | 0.48693 | 0.48693 | 0.48693 | 0.48693 | 0.48693 | 0.48693 | 0.48693 | 0.48693 | 0 | 0 | 0 | 0 | 0 | 0 | 0 | 0 | 0 | 0 | 0 | 0 | 0 | 0 | 0 | 0 | 0 | 0 | 0 | 0 | 0 | 0 | 0 | 0 | 0 | 0 | 0 | 0 | 0 | 0 | 0 | 0 | 0 | 0 | 0 | 0 | 0 | 0 | 0 | 0 | 0 | 0 | 0 | 0 | 0 | 0 | 0 | 0 | 0 | 0 | 0 | 0
| Wholesale gas price impact for 16 months(Beyond 2024) | £m | 09/10
| Shipping lane closure | £m | 09/10 |  | 0.0021628 | 0.0021628 | 0.0021628 | 0.0021628 | 0.0021628 | 0.0021628 | 0.0021628 | 0.0021628 | 0 | 0 | 0 | 0 | 0 | 0 | 0 | 0 | 0 | 0 | 0 | 0 | 0 | 0 | 0 | 0 | 0 | 0 | 0 | 0 | 0 | 0 | 0 | 0 | 0 | 0 | 0 | 0 | 0 | 0 | 0 | 0 | 0 | 0 | 0 | 0 | 0 | 0 | 0 | 0 | 0 | 0 | 0 | 0 | 0 | 0 | 0 | 0 | 0 | 0 | 0 | 0
| Shipwreck clear up costs | £m | 09/10 |  | 0.061322 | 0.061322 | 0.061322 | 0.061322 | 0.061322 | 0.061322 | 0.061322 | 0.061322 | 0 | 0 | 0 | 0 | 0 | 0 | 0 | 0 | 0 | 0 | 0 | 0 | 0 | 0 | 0 | 0 | 0 | 0 | 0 | 0 | 0 | 0 | 0 | 0 | 0 | 0 | 0 | 0 | 0 | 0 | 0 | 0 | 0 | 0 | 0 | 0 | 0 | 0 | 0 | 0 | 0 | 0 | 0 | 0 | 0 | 0 | 0 | 0 | 0 | 0 | 0 | 0
| VOLL | £m | 09/10 |  | 10.1151 1 2013/14: 0.0022372; 10.1151 2 2014/15: 0.0022372; 10.1151 3 2015/16: 0.0022372; 10.1151 4 2016/17: 0.0022372; 10.1151 5 2017/18: 0.0022372; 10.1151 6 2018/19: 0.0022372; 10.1151 7 2019/20: 0.0022372; 10.1151 8 2020/21: 0.0022372
| Total tunnel construction and operation cost | £m | 09/10 |  | 0.30529 | 0.6147 | 0.64679 | 2.5808 | 4.9916 | 7.1127 | 5.431 | 5.1658 | 5.2601 | 5.2985 | 5.3235 | 5.3364 | 5.3386 | 5.3313 | 5.3155 | 5.292 | 5.2618 | 5.2256 | 5.184 | 5.1375 | 5.0869 | 5.0324 | 4.9745 | 4.9136 | 4.85 | 4.7839 | 4.7158 | 4.6457 | 4.5739 | 4.5006 | 4.426 | 4.3501 | 4.2732 | 4.1953 | 4.1166 | 4.0371 | 3.9569 | 3.8761 | 3.7948 | 3.713 | 3.6307 | 3.5481 | 3.4651 | 3.3819 | 3.2983 | 3.2145 | 3.1291 | 2.9705 | 2.8413 | 2.2745 | 1.3754 | 0.34938 | 0.031614 | 0.059745 | 0.059745 | 0.059745 | 0.059745 | 0.059745 | 0.059745 | 0.059745
| Total costs (excluding loss of life) | £m | 09/10 |  | 3.5125 | 3.8219 | 3.854 | 5.788 | 8.1988 | 10.3199 | 8.6382 | 8.373 | 5.2601 | 5.2985 | 5.3235 | 5.3364 | 5.3386 | 5.3313 | 5.3155 | 5.292 | 5.2618 | 5.2256 | 5.184 | 5.1375 | 5.0869 | 5.0324 | 4.9745 | 4.9136 | 4.85 | 4.7839 | 4.7158 | 4.6457 | 4.5739 | 4.5006 | 4.426 | 4.3501 | 4.2732 | 4.1953 | 4.1166 | 4.0371 | 3.9569 | 3.8761 | 3.7948 | 3.713 | 3.6307 | 3.5481 | 3.4651 | 3.3819 | 3.2983 | 3.2145 | 3.1291 | 2.9705 | 2.8413 | 2.2745 | 1.3754 | 0.34938 | 0.031614 | 0.059745 | 0.059745 | 0.059745 | 0.059745 | 0.059745 | 0.059745 | 0.059745
| Cost of possible loss of life | £m | 09/10 |  | 0.11536 | 0.11536 | 0.11536 | 0.11536 | 0.11536 | 0.11536 | 0.11536 | 0.11536 | 0 | 0 | 0 | 0 | 0 | 0 | 0 | 0 | 0 | 0 | 0 | 0 | 0 | 0 | 0 | 0 | 0 | 0 | 0 | 0 | 0 | 0 | 0 | 0 | 0 | 0 | 0 | 0 | 0 | 0 | 0 | 0 | 0 | 0 | 0 | 0 | 0 | 0 | 0 | 0 | 0 | 0 | 0 | 0 | 0 | 0 | 0 | 0 | 0 | 0 | 0 | 0
| Discount factor for other costs |  |  |  | 0.96618 | 0.93351 | 0.90194 | 0.87144 | 0.84197 | 0.8135 | 0.78599 | 0.75941 | 0.73373 | 0.70892 | 0.68495 | 0.66178 | 0.6394 | 0.61778 | 0.59689 | 0.57671 | 0.5572 | 0.53836 | 0.52016 | 0.50257 | 0.48557 | 0.46915 | 0.45329 | 0.43796 | 0.42315 | 0.40884 | 0.39501 | 0.38165 | 0.36875 | 0.35628 | 0.39999 | 0.38834 | 0.37703 | 0.36604 | 0.35538 | 0.34503 | 0.33498 | 0.32523 | 0.31575 | 0.30656 | 0.29763 | 0.28896 | 0.28054 | 0.27237 | 0.26444 | 0.25674 | 0.24926 | 0.242 | 0.23495 | 0.22811 | 0.22146 | 0.21501 | 0.20875 | 0.20267 | 0.19677 | 0.19104 | 0.18547 | 0.18007 | 0.17483 | 0.16973
| Discount factor for loss of life costs |  |  |  | 0.98522 | 0.97066 | 0.95632 | 0.94218 | 0.92826 | 0.91454 | 0.90103 | 0.88771 | 0.87459 | 0.86167 | 0.84893 | 0.83639 | 0.82403 | 0.81185 | 0.79985 | 0.78803 | 0.77639 | 0.76491 | 0.75361 | 0.74247 | 0.7315 | 0.72069 | 0.71004 | 0.69954 | 0.68921 | 0.67902 | 0.66899 | 0.6591 | 0.64936 | 0.63976 | 0.6721 | 0.66354 | 0.65509 | 0.64675 | 0.63851 | 0.63038 | 0.62235 | 0.61443 | 0.6066 | 0.59888 | 0.59125 | 0.58372 | 0.57629 | 0.56895 | 0.5617 | 0.55455 | 0.54748 | 0.54051 | 0.53363 | 0.52683 | 0.52012 | 0.5135 | 0.50696 | 0.5005 | 0.49413 | 0.48783 | 0.48162 | 0.47549 | 0.46943 | 0.46345
| Discounted total tunnel construction and operation cost | £m | 09/10 |  | 0.29497 | 0.57383 | 0.58337 | 2.249 | 4.2028 | 5.7862 | 4.2687 | 3.923 | 3.8595 | 3.7562 | 3.6463 | 3.5316 | 3.4135 | 3.2936 | 3.1727 | 3.0519 | 2.9319 | 2.8132 | 2.6965 | 2.582 | 2.47 | 2.3609 | 2.2549 | 2.1519 | 2.0522 | 1.9559 | 1.8628 | 1.7731 | 1.6866 | 1.6035 | 1.7703 | 1.6893 | 1.6111 | 1.5357 | 1.463 | 1.3929 | 1.3255 | 1.2606 | 1.1982 | 1.1382 | 1.0806 | 1.0253 | 0.97212 | 0.92112 | 0.87221 | 0.82529 | 0.77997 | 0.71885 | 0.66756 | 0.51883 | 0.3046 | 0.075122 | 0.0065994 | 0.012108 | 0.011756 | 0.011413 | 0.011081 | 0.010758 | 0.010445 | 0.010141
| Discounted costs (excluding loss of life) | £m | 09/10 |  | 3.3937 | 3.5678 | 3.4761 | 5.0439 | 6.9032 | 8.3953 | 6.7896 | 6.3586 | 3.8595 | 3.7562 | 3.6463 | 3.5316 | 3.4135 | 3.2936 | 3.1727 | 3.0519 | 2.9319 | 2.8132 | 2.6965 | 2.582 | 2.47 | 2.3609 | 2.2549 | 2.1519 | 2.0522 | 1.9559 | 1.8628 | 1.7731 | 1.6866 | 1.6035 | 1.7703 | 1.6893 | 1.6111 | 1.5357 | 1.463 | 1.3929 | 1.3255 | 1.2606 | 1.1982 | 1.1382 | 1.0806 | 1.0253 | 0.97212 | 0.92112 | 0.87221 | 0.82529 | 0.77997 | 0.71885 | 0.66756 | 0.51883 | 0.3046 | 0.075122 | 0.0065994 | 0.012108 | 0.011756 | 0.011413 | 0.011081 | 0.010758 | 0.010445 | 0.010141
| Discounted cost of loss of life | £m | 09/10 |  | 0.11366 | 0.11198 | 0.11032 | 0.10869 | 0.10709 | 0.1055 | 0.10394 | 0.10241 | 0 | 0 | 0 | 0 | 0 | 0 | 0 | 0 | 0 | 0 | 0 | 0 | 0 | 0 | 0 | 0 | 0 | 0 | 0 | 0 | 0 | 0 | 0 | 0 | 0 | 0 | 0 | 0 | 0 | 0 | 0 | 0 | 0 | 0 | 0 | 0 | 0 | 0 | 0 | 0 | 0 | 0 | 0 | 0 | 0 | 0 | 0 | 0 | 0 | 0 | 0 | 0
| Total discounted cost | £m | 09/10 |  | 3.5074 | 3.6798 | 3.5864 | 5.1526 | 7.0103 | 8.5008 | 6.8935 | 6.461 | 3.8595 | 3.7562 | 3.6463 | 3.5316 | 3.4135 | 3.2936 | 3.1727 | 3.0519 | 2.9319 | 2.8132 | 2.6965 | 2.582 | 2.47 | 2.3609 | 2.2549 | 2.1519 | 2.0522 | 1.9559 | 1.8628 | 1.7731 | 1.6866 | 1.6035 | 1.7703 | 1.6893 | 1.6111 | 1.5357 | 1.463 | 1.3929 | 1.3255 | 1.2606 | 1.1982 | 1.1382 | 1.0806 | 1.0253 | 0.97212 | 0.92112 | 0.87221 | 0.82529 | 0.77997 | 0.71885 | 0.66756 | 0.51883 | 0.3046 | 0.075122 | 0.0065994 | 0.012108 | 0.011756 | 0.011413 | 0.011081 | 0.010758 | 0.010445 | 0.010141
| Cumulative discounted tunnel construction and operation cost | £m | 09/10 |  | 0.29497 | 0.8688 | 1.4522 | 3.7012 | 7.904 | 13.6902 | 17.9589 | 21.8819 | 25.7414 | 29.4976 | 33.1439 | 36.6755 | 40.089 | 43.3826 | 46.5554 | 49.6073 | 52.5392 | 55.3524 | 58.0489 | 60.6308 | 63.1009 | 65.4618 | 67.7167 | 69.8686 | 71.9209 | 73.8767 | 75.7395 | 77.5126 | 79.1992 | 80.8027 | 82.573 | 84.2623 | 85.8734 | 87.4091 | 88.8721 | 90.265 | 91.5905 | 92.8511 | 94.0493 | 95.1875 | 96.2681 | 97.2934 | 98.2655 | 99.1866 | 100.0588 | 100.8841 | 101.6641 | 102.383 | 103.0505 | 103.5694 | 103.874 | 103.9491 | 103.9557 | 103.9678 | 103.9795 | 103.991 | 104.002 | 104.0128 | 104.0232 | 104.0334
| Cumulative discounted costs (excluding loss of life) | £m | 09/10 |  | 3.3937 | 6.9615 | 10.4376 | 15.4815 | 22.3847 | 30.7799 | 37.5695 | 43.928 | 47.7875 | 51.5438 | 55.1901 | 58.7216 | 62.1352 | 65.4287 | 68.6015 | 71.6534 | 74.5853 | 77.3986 | 80.095 | 82.677 | 85.147 | 87.508 | 89.7628 | 91.9147 | 93.967 | 95.9228 | 97.7856 | 99.5587 | 101.2453 | 102.8488 | 104.6191 | 106.3085 | 107.9196 | 109.4552 | 110.9182 | 112.3111 | 113.6366 | 114.8972 | 116.0954 | 117.2337 | 118.3143 | 119.3395 | 120.3116 | 121.2328 | 122.105 | 122.9303 | 123.7102 | 124.4291 | 125.0966 | 125.6155 | 125.9201 | 125.9952 | 126.0018 | 126.0139 | 126.0257 | 126.0371 | 126.0482 | 126.0589 | 126.0694 | 126.0795
| Cumulative discounted cost of loss of life | £m | 09/10 |  | 0.11366 | 0.22563 | 0.33596 | 0.44465 | 0.55173 | 0.65724 | 0.76118 | 0.86359 | 0.86359 | 0.86359 | 0.86359 | 0.86359 | 0.86359 | 0.86359 | 0.86359 | 0.86359 | 0.86359 | 0.86359 | 0.86359 | 0.86359 | 0.86359 | 0.86359 | 0.86359 | 0.86359 | 0.86359 | 0.86359 | 0.86359 | 0.86359 | 0.86359 | 0.86359 | 0.86359 | 0.86359 | 0.86359 | 0.86359 | 0.86359 | 0.86359 | 0.86359 | 0.86359 | 0.86359 | 0.86359 | 0.86359 | 0.86359 | 0.86359 | 0.86359 | 0.86359 | 0.86359 | 0.86359 | 0.86359 | 0.86359 | 0.86359 | 0.86359 | 0.86359 | 0.86359 | 0.86359 | 0.86359 | 0.86359 | 0.86359 | 0.86359 | 0.86359 | 0.86359
| Cumulative total discounted cost | £m | 09/10 |  | 3.5074 | 7.1871 | 10.7735 | 15.9261 | 22.9364 | 31.4372 | 38.3307 | 44.7916 | 48.6511 | 52.4073 | 56.0536 | 59.5852 | 62.9987 | 66.2923 | 69.4651 | 72.517 | 75.4489 | 78.2622 | 80.9586 | 83.5406 | 86.0106 | 88.3715 | 90.6264 | 92.7783 | 94.8306 | 96.7864 | 98.6492 | 100.4223 | 102.1089 | 103.7124 | 105.4827 | 107.172 | 108.7832 | 110.3188 | 111.7818 | 113.1747 | 114.5002 | 115.7608 | 116.959 | 118.0973 | 119.1779 | 120.2031 | 121.1752 | 122.0964 | 122.9686 | 123.7939 | 124.5738 | 125.2927 | 125.9602 | 126.4791 | 126.7837 | 126.8588 | 126.8654 | 126.8775 | 126.8893 | 126.9007 | 126.9118 | 126.9225 | 126.933 | 126.9431
2 | Option: Mitigate 2044
| Operational costs | £m | 09/10 |  | 10.1151 1 2013/14: 0.29951; 10.1151 2 2014/15: 0.29951; 10.1151 3 2015/16: 0.29951; 10.1151 4 2016/17: 0.29951; 10.1151 5 2017/18: 0.29951; 10.1151 6 2018/19: 0.29951; 10.1151 7 2019/20: 0.29951; 10.1151 8 2020/21: 0.29951; 10.1151 9 2021/22: 0.29714; 10.1151 10 2022/23: 0.2948; 10.1151 11 2023/24: 0.29247; 10.1151 12 2024/25: 0.29018; 10.1151 13 2025/26: 0.2879; 10.1151 14 2026/27: 0.28565; 10.1151 15 2027/28: 0.28341; 10.1151 16 2028/29: 0.28121; 10.1151 17 2029/30: 0.27902; 10.1151 18 2030/31: 0.27685; 10.1151 19 2031/32: 0.27471; 10.1151 20 2032/33: 0.27258; 10.1151 21 2033/34: 0.27048; 10.1151 22 2034/35: 0.2684; 10.1151 23 2035/36: 0.26634; 10.1151 24 2036/37: 0.2643; 10.1151 25 2037/38: 0.26228; 10.1151 26 2038/39: 0.26028; 10.1151 27 2039/40: 0.2583; 10.1151 28 2040/41: 0.25633; 10.1151 29 2041/42: 0.25439; 10.1151 30 2042/43: 0.25247; 10.1151 31 2043/44: 0.25057; 10.1151 32 2044/45: 0.24868
| Loss of lease | £m | 09/10 |  | 10.1151 1 2013/14: 2.0545; 10.1151 2 2014/15: 2.0545; 10.1151 3 2015/16: 2.0545; 10.1151 4 2016/17: 2.0545; 10.1151 5 2017/18: 2.0545; 10.1151 6 2018/19: 2.0545; 10.1151 7 2019/20: 2.0545; 10.1151 8 2020/21: 2.0545; 10.1151 9 2021/22: 2.0346; 10.1151 10 2022/23: 2.015; 10.1151 11 2023/24: 1.9956; 10.1151 12 2024/25: 1.9763; 10.1151 13 2025/26: 1.9572; 10.1151 14 2026/27: 1.9384; 10.1151 15 2027/28: 1.9196; 10.1151 16 2028/29: 1.9011; 10.1151 17 2029/30: 1.8828; 10.1151 18 2030/31: 1.8646; 10.1151 19 2031/32: 1.8466; 10.1151 20 2032/33: 1.8288; 10.1151 21 2033/34: 1.8111; 10.1151 22 2034/35: 1.7937; 10.1151 23 2035/36: 1.7764; 10.1151 24 2036/37: 1.7592; 10.1151 25 2037/38: 1.7422; 10.1151 26 2038/39: 1.7254; 10.1151 27 2039/40: 1.7088; 10.1151 28 2040/41: 1.6923; 10.1151 29 2041/42: 1.676; 10.1151 30 2042/43: 1.6598; 10.1151 31 2043/44: 1.6438; 10.1151 32 2044/45: 1.6279
| Mattressing cost | £m | 09/10 |  | 10.1151 1 2013/14: 0.12306; 10.1151 2 2014/15: 0.12306; 10.1151 3 2015/16: 0.12306; 10.1151 4 2016/17: 0.12306; 10.1151 5 2017/18: 0.12306; 10.1151 6 2018/19: 0.12306; 10.1151 7 2019/20: 0.12306; 10.1151 8 2020/21: 0.12306; 10.1151 9 2021/22: 0.12185; 10.1151 10 2022/23: 0.12065; 10.1151 11 2023/24: 0.11945; 10.1151 12 2024/25: 0.11827; 10.1151 13 2025/26: 0.11711; 10.1151 14 2026/27: 0.11595; 10.1151 15 2027/28: 0.1148; 10.1151 16 2028/29: 0.11367; 10.1151 17 2029/30: 0.11255; 10.1151 18 2030/31: 0.11143; 10.1151 19 2031/32: 0.11033; 10.1151 20 2032/33: 0.10924; 10.1151 21 2033/34: 0.10817; 10.1151 22 2034/35: 0.1071; 10.1151 23 2035/36: 0.10604; 10.1151 24 2036/37: 0.10499; 10.1151 25 2037/38: 0.10395; 10.1151 26 2038/39: 0.10293; 10.1151 27 2039/40: 0.10191; 10.1151 28 2040/41: 0.1009; 10.1151 29 2041/42: 0.099907; 10.1151 30 2042/43: 0.09892; 10.1151 31 2043/44: 0.097943; 10.1151 32 2044/45: 0.096976
Freespan (<20m)
| Emergency mattressing following freespan | £m | 09/10 |  | 10.1151 1 2013/14: 0.012306; 10.1151 2 2014/15: 0.012306; 10.1151 3 2015/16: 0.012306; 10.1151 4 2016/17: 0.012306; 10.1151 5 2017/18: 0.012306; 10.1151 6 2018/19: 0.012306; 10.1151 7 2019/20: 0.012306; 10.1151 8 2020/21: 0.012306; 10.1151 9 2021/22: 0.012185; 10.1151 10 2022/23: 0.012065; 10.1151 11 2023/24: 0.011945; 10.1151 12 2024/25: 0.011827; 10.1151 13 2025/26: 0.011711; 10.1151 14 2026/27: 0.011595; 10.1151 15 2027/28: 0.01148; 10.1151 16 2028/29: 0.011367; 10.1151 17 2029/30: 0.011255; 10.1151 18 2030/31: 0.011143; 10.1151 19 2031/32: 0.011033; 10.1151 20 2032/33: 0.010924; 10.1151 21 2033/34: 0.010817; 10.1151 22 2034/35: 0.01071; 10.1151 23 2035/36: 0.010604; 10.1151 24 2036/37: 0.010499; 10.1151 25 2037/38: 0.010395; 10.1151 26 2038/39: 0.010293; 10.1151 27 2039/40: 0.010191; 10.1151 28 2040/41: 0.01009; 10.1151 29 2041/42: 0.0099907; 10.1151 30 2042/43: 0.009892; 10.1151 31 2043/44: 0.0097943; 10.1151 32 2044/45: 0.0096976
Freespan (20-55m)
| Cost of emergency mattressing - major | £m | 09/10 |  | 10.1151 1 2013/14: 0.0082848; 10.1151 2 2014/15: 0.0082848; 10.1151 3 2015/16: 0.0082848; 10.1151 4 2016/17: 0.0082848; 10.1151 5 2017/18: 0.0082848; 10.1151 6 2018/19: 0.0082848; 10.1151 7 2019/20: 0.0082848; 10.1151 8 2020/21: 0.0082848; 10.1151 9 2021/22: 0.0082029; 10.1151 10 2022/23: 0.0081219; 10.1151 11 2023/24: 0.0080417; 10.1151 12 2024/25: 0.0079622; 10.1151 13 2025/26: 0.0078836; 10.1151 14 2026/27: 0.0078057; 10.1151 15 2027/28: 0.0077286; 10.1151 16 2028/29: 0.0076523; 10.1151 17 2029/30: 0.0075767; 10.1151 18 2030/31: 0.0075019; 10.1151 19 2031/32: 0.0074278; 10.1151 20 2032/33: 0.0073544; 10.1151 21 2033/34: 0.0072817; 10.1151 22 2034/35: 0.0072098; 10.1151 23 2035/36: 0.0071386; 10.1151 24 2036/37: 0.0070681; 10.1151 25 2037/38: 0.0069983; 10.1151 26 2038/39: 0.0069291; 10.1151 27 2039/40: 0.0068607; 10.1151 28 2040/41: 0.0067929; 10.1151 29 2041/42: 0.0067258; 10.1151 30 2042/43: 0.0066594; 10.1151 31 2043/44: 0.0065936; 10.1151 32 2044/45: 0.0065285
| Prompt constraint costs | £m | 09/10 |  | 10.1151 1 2013/14: 0.52015; 10.1151 2 2014/15: 0.52015; 10.1151 3 2015/16: 0.52015; 10.1151 4 2016/17: 0.52015; 10.1151 5 2017/18: 0.52015; 10.1151 6 2018/19: 0.52015; 10.1151 7 2019/20: 0.52015; 10.1151 8 2020/21: 0.52015; 10.1151 9 2021/22: 0.51501; 10.1151 10 2022/23: 0.50993; 10.1151 11 2023/24: 0.50489; 10.1151 12 2024/25: 0.4999; 10.1151 13 2025/26: 0.49496; 10.1151 14 2026/27: 0.49008; 10.1151 15 2027/28: 0.48523; 10.1151 16 2028/29: 0.48044; 10.1151 17 2029/30: 0.4757; 10.1151 18 2030/31: 0.471; 10.1151 19 2031/32: 0.46634; 10.1151 20 2032/33: 0.46174; 10.1151 21 2033/34: 0.45718; 10.1151 22 2034/35: 0.45266; 10.1151 23 2035/36: 0.44819; 10.1151 24 2036/37: 0.44376; 10.1151 25 2037/38: 0.43938; 10.1151 26 2038/39: 0.43504; 10.1151 27 2039/40: 0.43074; 10.1151 28 2040/41: 0.42649; 10.1151 29 2041/42: 0.42227; 10.1151 30 2042/43: 0.4181; 10.1151 31 2043/44: 0.41397; 10.1151 32 2044/45: 0.40988
| Post-mod constraint costs - three months | £m | 09/10 |  | 10.1151 1 2013/14: 0; 10.1151 2 2014/15: 0; 10.1151 3 2015/16: 0; 10.1151 4 2016/17: 0; 10.1151 5 2017/18: 0; 10.1151 6 2018/19: 0; 10.1151 7 2019/20: 0; 10.1151 8 2020/21: 0; 10.1151 9 2021/22: 0; 10.1151 10 2022/23: 0; 10.1151 11 2023/24: 0; 10.1151 12 2024/25: 0; 10.1151 13 2025/26: 0; 10.1151 14 2026/27: 0; 10.1151 15 2027/28: 0; 10.1151 16 2028/29: 0; 10.1151 17 2029/30: 0; 10.1151 18 2030/31: 0; 10.1151 19 2031/32: 0; 10.1151 20 2032/33: 0; 10.1151 21 2033/34: 0; 10.1151 22 2034/35: 0; 10.1151 23 2035/36: 0; 10.1151 24 2036/37: 0; 10.1151 25 2037/38: 0; 10.1151 26 2038/39: 0; 10.1151 27 2039/40: 0; 10.1151 28 2040/41: 0; 10.1151 29 2041/42: 0; 10.1151 30 2042/43: 0; 10.1151 31 2043/44: 0; 10.1151 32 2044/45: 0
| Wholesale gas price impact (Before 2024) | £m | 09/10 |  | 10.1151 1 2013/14: 0.33125; 10.1151 2 2014/15: 0.33125; 10.1151 3 2015/16: 0.33125; 10.1151 4 2016/17: 0.33125; 10.1151 5 2017/18: 0.33125; 10.1151 6 2018/19: 0.33125; 10.1151 7 2019/20: 0.33125; 10.1151 8 2020/21: 0.33125; 10.1151 9 2021/22: 0.32797; 10.1151 10 2022/23: 0.32473; 10.1151 11 2023/24: 0.32153; 10.1151 12 2024/25: 0.31835
| Wholesale gas price impact (Beyond 2024) | £m | 09/10 |  | 10.1151 13 2025/26: 0.18135; 10.1151 14 2026/27: 0.17956; 10.1151 15 2027/28: 0.17779; 10.1151 16 2028/29: 0.17603; 10.1151 17 2029/30: 0.17429; 10.1151 18 2030/31: 0.17257; 10.1151 19 2031/32: 0.17087; 10.1151 20 2032/33: 0.16918; 10.1151 21 2033/34: 0.16751; 10.1151 22 2034/35: 0.16585; 10.1151 23 2035/36: 0.16422; 10.1151 24 2036/37: 0.16259; 10.1151 25 2037/38: 0.16099; 10.1151 26 2038/39: 0.1594; 10.1151 27 2039/40: 0.15782; 10.1151 28 2040/41: 0.15626; 10.1151 29 2041/42: 0.15472; 10.1151 30 2042/43: 0.15319; 10.1151 31 2043/44: 0.15168; 10.1151 32 2044/45: 0.15018
| VOLL | £m | 09/10 |  | 10.1151 1 2013/14: 0.0083759; 10.1151 2 2014/15: 0.0083759; 10.1151 3 2015/16: 0.0083759; 10.1151 4 2016/17: 0.0083759; 10.1151 5 2017/18: 0.0083759; 10.1151 6 2018/19: 0.0083759; 10.1151 7 2019/20: 0.0083759; 10.1151 8 2020/21: 0.0083759; 10.1151 9 2021/22: 0.0082932; 10.1151 10 2022/23: 0.0082113; 10.1151 11 2023/24: 0.0081302; 10.1151 12 2024/25: 0.0080498; 10.1151 13 2025/26: 0.0079703; 10.1151 14 2026/27: 0.0078916; 10.1151 15 2027/28: 0.0078137; 10.1151 16 2028/29: 0.0077365; 10.1151 17 2029/30: 0.0076601; 10.1151 18 2030/31: 0.0075844; 10.1151 19 2031/32: 0.0075095; 10.1151 20 2032/33: 0.0074353; 10.1151 21 2033/34: 0.0073618; 10.1151 22 2034/35: 0.0072891; 10.1151 23 2035/36: 0.0072171; 10.1151 24 2036/37: 0.0071458; 10.1151 25 2037/38: 0.0070753; 10.1151 26 2038/39: 0.0070054; 10.1151 27 2039/40: 0.0069362; 10.1151 28 2040/41: 0.0068677; 10.1151 29 2041/42: 0.0067998; 10.1151 30 2042/43: 0.0067327; 10.1151 31 2043/44: 0.0066661; 10.1151 32 2044/45: 0.0066003
Freespan (>55m)
| Cost of building a replacement tunnel | £m | 09/10 |  | 10.1151 1 2013/14: 0.048967; 10.1151 2 2014/15: 0.048967; 10.1151 3 2015/16: 0.048967; 10.1151 4 2016/17: 0.048967; 10.1151 5 2017/18: 0.048967; 10.1151 6 2018/19: 0.048967; 10.1151 7 2019/20: 0.048967; 10.1151 8 2020/21: 0.048967; 10.1151 9 2021/22: 0.048955; 10.1151 10 2022/23: 0.048944; 10.1151 11 2023/24: 0.048933; 10.1151 12 2024/25: 0.048922; 10.1151 13 2025/26: 0.04891; 10.1151 14 2026/27: 0.048899; 10.1151 15 2027/28: 0.048888; 10.1151 16 2028/29: 0.048877; 10.1151 17 2029/30: 0.048865; 10.1151 18 2030/31: 0.048854; 10.1151 19 2031/32: 0.048843; 10.1151 20 2032/33: 0.048832; 10.1151 21 2033/34: 0.04882; 10.1151 22 2034/35: 0.048809; 10.1151 23 2035/36: 0.048798; 10.1151 24 2036/37: 0.048787; 10.1151 25 2037/38: 0.048776; 10.1151 26 2038/39: 0.048764; 10.1151 27 2039/40: 0.048753; 10.1151 28 2040/41: 0.048742; 10.1151 29 2041/42: 0.048731; 10.1151 30 2042/43: 0.048719; 10.1151 31 2043/44: 0.048708; 10.1151 32 2044/45: 0.048697
| Cost of emergency mattressing - major | £m | 09/10 |  | 10.1151 1 2013/14: 0.0016286; 10.1151 2 2014/15: 0.0016286; 10.1151 3 2015/16: 0.0016286; 10.1151 4 2016/17: 0.0016286; 10.1151 5 2017/18: 0.0016286; 10.1151 6 2018/19: 0.0016286; 10.1151 7 2019/20: 0.0016286; 10.1151 8 2020/21: 0.0016286; 10.1151 9 2021/22: 0.0016125; 10.1151 10 2022/23: 0.0015966; 10.1151 11 2023/24: 0.0015808; 10.1151 12 2024/25: 0.0015652; 10.1151 13 2025/26: 0.0015498; 10.1151 14 2026/27: 0.0015345; 10.1151 15 2027/28: 0.0015193; 10.1151 16 2028/29: 0.0015043; 10.1151 17 2029/30: 0.0014894; 10.1151 18 2030/31: 0.0014747; 10.1151 19 2031/32: 0.0014602; 10.1151 20 2032/33: 0.0014457; 10.1151 21 2033/34: 0.0014315; 10.1151 22 2034/35: 0.0014173; 10.1151 23 2035/36: 0.0014033; 10.1151 24 2036/37: 0.0013895; 10.1151 25 2037/38: 0.0013757; 10.1151 26 2038/39: 0.0013621; 10.1151 27 2039/40: 0.0013487; 10.1151 28 2040/41: 0.0013354; 10.1151 29 2041/42: 0.0013222; 10.1151 30 2042/43: 0.0013091; 10.1151 31 2043/44: 0.0012962; 10.1151 32 2044/45: 0.0012834
| Prompt constraint costs - 16 months | £m | 09/10 |  | 10.1151 1 2013/14: 0.54534; 10.1151 2 2014/15: 0.54534; 10.1151 3 2015/16: 0.54534; 10.1151 4 2016/17: 0.54534; 10.1151 5 2017/18: 0.54534; 10.1151 6 2018/19: 0.54534; 10.1151 7 2019/20: 0.54534; 10.1151 8 2020/21: 0.54534; 10.1151 9 2021/22: 0.53996; 10.1151 10 2022/23: 0.53462; 10.1151 11 2023/24: 0.52934; 10.1151 12 2024/25: 0.52411; 10.1151 13 2025/26: 0.51894; 10.1151 14 2026/27: 0.51381; 10.1151 15 2027/28: 0.50874; 10.1151 16 2028/29: 0.50371; 10.1151 17 2029/30: 0.49874; 10.1151 18 2030/31: 0.49381; 10.1151 19 2031/32: 0.48893; 10.1151 20 2032/33: 0.4841; 10.1151 21 2033/34: 0.47932; 10.1151 22 2034/35: 0.47459; 10.1151 23 2035/36: 0.4699; 10.1151 24 2036/37: 0.46526; 10.1151 25 2037/38: 0.46066; 10.1151 26 2038/39: 0.45611; 10.1151 27 2039/40: 0.4516; 10.1151 28 2040/41: 0.44714; 10.1151 29 2041/42: 0.44273; 10.1151 30 2042/43: 0.43835; 10.1151 31 2043/44: 0.43402; 10.1151 32 2044/45: 0.42974
| Post-mod constraint costs - 16 months | £m | 09/10 |  | 10.1151 1 2013/14: 0; 10.1151 2 2014/15: 0; 10.1151 3 2015/16: 0; 10.1151 4 2016/17: 0; 10.1151 5 2017/18: 0; 10.1151 6 2018/19: 0; 10.1151 7 2019/20: 0; 10.1151 8 2020/21: 0; 10.1151 9 2021/22: 0; 10.1151 10 2022/23: 0; 10.1151 11 2023/24: 0; 10.1151 12 2024/25: 0; 10.1151 13 2025/26: 0; 10.1151 14 2026/27: 0; 10.1151 15 2027/28: 0; 10.1151 16 2028/29: 0; 10.1151 17 2029/30: 0; 10.1151 18 2030/31: 0; 10.1151 19 2031/32: 0; 10.1151 20 2032/33: 0; 10.1151 21 2033/34: 0; 10.1151 22 2034/35: 0; 10.1151 23 2035/36: 0; 10.1151 24 2036/37: 0; 10.1151 25 2037/38: 0; 10.1151 26 2038/39: 0; 10.1151 27 2039/40: 0; 10.1151 28 2040/41: 0; 10.1151 29 2041/42: 0; 10.1151 30 2042/43: 0; 10.1151 31 2043/44: 0; 10.1151 32 2044/45: 0
Wholesale gas price impact for 16 months
| Wholesale gas price impact (Up to 2024) | £m | 09/10 |  | 10.1151 1 2013/14: 0.35838; 10.1151 2 2014/15: 0.35838; 10.1151 3 2015/16: 0.35838; 10.1151 4 2016/17: 0.35838; 10.1151 5 2017/18: 0.35838; 10.1151 6 2018/19: 0.35838; 10.1151 7 2019/20: 0.35838; 10.1151 8 2020/21: 0.35838; 10.1151 9 2021/22: 0.35484; 10.1151 10 2022/23: 0.35133; 10.1151 11 2023/24: 0.34786; 10.1151 12 2024/25: 0.34443
| Wholesale gas price impact (Beyond 2024) | £m | 09/10 |  | 10.1151 13 2025/26: 0.1746; 10.1151 14 2026/27: 0.17288; 10.1151 15 2027/28: 0.17117; 10.1151 16 2028/29: 0.16948; 10.1151 17 2029/30: 0.16781; 10.1151 18 2030/31: 0.16615; 10.1151 19 2031/32: 0.16451; 10.1151 20 2032/33: 0.16288; 10.1151 21 2033/34: 0.16127; 10.1151 22 2034/35: 0.15968; 10.1151 23 2035/36: 0.1581; 10.1151 24 2036/37: 0.15654; 10.1151 25 2037/38: 0.155; 10.1151 26 2038/39: 0.15346; 10.1151 27 2039/40: 0.15195; 10.1151 28 2040/41: 0.15045; 10.1151 29 2041/42: 0.14896; 10.1151 30 2042/43: 0.14749; 10.1151 31 2043/44: 0.14603; 10.1151 32 2044/45: 0.14459
| VOLL | £m | 09/10 |  | 10.1151 1 2013/14: 0.0016465; 10.1151 2 2014/15: 0.0016465; 10.1151 3 2015/16: 0.0016465; 10.1151 4 2016/17: 0.0016465; 10.1151 5 2017/18: 0.0016465; 10.1151 6 2018/19: 0.0016465; 10.1151 7 2019/20: 0.0016465; 10.1151 8 2020/21: 0.0016465; 10.1151 9 2021/22: 0.0016303; 10.1151 10 2022/23: 0.0016142; 10.1151 11 2023/24: 0.0015982; 10.1151 12 2024/25: 0.0015824; 10.1151 13 2025/26: 0.0015668; 10.1151 14 2026/27: 0.0015513; 10.1151 15 2027/28: 0.001536; 10.1151 16 2028/29: 0.0015208; 10.1151 17 2029/30: 0.0015058; 10.1151 18 2030/31: 0.0014909; 10.1151 19 2031/32: 0.0014762; 10.1151 20 2032/33: 0.0014616; 10.1151 21 2033/34: 0.0014472; 10.1151 22 2034/35: 0.0014329; 10.1151 23 2035/36: 0.0014188; 10.1151 24 2036/37: 0.0014047; 10.1151 25 2037/38: 0.0013909; 10.1151 26 2038/39: 0.0013771; 10.1151 27 2039/40: 0.0013635; 10.1151 28 2040/41: 0.0013501; 10.1151 29 2041/42: 0.0013367; 10.1151 30 2042/43: 0.0013235; 10.1151 31 2043/44: 0.0013104; 10.1151 32 2044/45: 0.0012975
Third party impact
| Probability adjusted cost associated with possible loss of life | £m | 09/10 |  | 10.1151 1 2013/14: 0.11536; 10.1151 2 2014/15: 0.11536; 10.1151 3 2015/16: 0.11536; 10.1151 4 2016/17: 0.11536; 10.1151 5 2017/18: 0.11536; 10.1151 6 2018/19: 0.11536; 10.1151 7 2019/20: 0.11536; 10.1151 8 2020/21: 0.11536; 10.1151 9 2021/22: 0.11422; 10.1151 10 2022/23: 0.11309; 10.1151 11 2023/24: 0.11198; 10.1151 12 2024/25: 0.11087; 10.1151 13 2025/26: 0.10978; 10.1151 14 2026/27: 0.10869; 10.1151 15 2027/28: 0.10762; 10.1151 16 2028/29: 0.10655; 10.1151 17 2029/30: 0.1055; 10.1151 18 2030/31: 0.10446; 10.1151 19 2031/32: 0.10343; 10.1151 20 2032/33: 0.10241; 10.1151 21 2033/34: 0.10139; 10.1151 22 2034/35: 0.10039; 10.1151 23 2035/36: 0.099401; 10.1151 24 2036/37: 0.098419; 10.1151 25 2037/38: 0.097447; 10.1151 26 2038/39: 0.096485; 10.1151 27 2039/40: 0.095532; 10.1151 28 2040/41: 0.094588; 10.1151 29 2041/42: 0.093654; 10.1151 30 2042/43: 0.092729; 10.1151 31 2043/44: 0.091813; 10.1151 32 2044/45: 0.090906
| Cost of intervention | £m | 09/10 |  | 10.1151 1 2013/14: 0.003161; 10.1151 2 2014/15: 0.003161; 10.1151 3 2015/16: 0.003161; 10.1151 4 2016/17: 0.003161; 10.1151 5 2017/18: 0.003161; 10.1151 6 2018/19: 0.003161; 10.1151 7 2019/20: 0.003161; 10.1151 8 2020/21: 0.003161; 10.1151 9 2021/22: 0.0031298; 10.1151 10 2022/23: 0.0030988; 10.1151 11 2023/24: 0.0030682; 10.1151 12 2024/25: 0.0030379; 10.1151 13 2025/26: 0.0030079; 10.1151 14 2026/27: 0.0029782; 10.1151 15 2027/28: 0.0029488; 10.1151 16 2028/29: 0.0029197; 10.1151 17 2029/30: 0.0028908; 10.1151 18 2030/31: 0.0028623; 10.1151 19 2031/32: 0.002834; 10.1151 20 2032/33: 0.002806; 10.1151 21 2033/34: 0.0027783; 10.1151 22 2034/35: 0.0027508; 10.1151 23 2035/36: 0.0027237; 10.1151 24 2036/37: 0.0026968; 10.1151 25 2037/38: 0.0026701; 10.1151 26 2038/39: 0.0026437; 10.1151 27 2039/40: 0.0026176; 10.1151 28 2040/41: 0.0025918; 10.1151 29 2041/42: 0.0025662; 10.1151 30 2042/43: 0.0025408; 10.1151 31 2043/44: 0.0025157; 10.1151 32 2044/45: 0.0024909
| Prompt constraint costs | £m | 09/10 |  | 10.1151 1 2013/14: 0.74096; 10.1151 2 2014/15: 0.74096; 10.1151 3 2015/16: 0.74096; 10.1151 4 2016/17: 0.74096; 10.1151 5 2017/18: 0.74096; 10.1151 6 2018/19: 0.74096; 10.1151 7 2019/20: 0.74096; 10.1151 8 2020/21: 0.74096; 10.1151 9 2021/22: 0.73364; 10.1151 10 2022/23: 0.72639; 10.1151 11 2023/24: 0.71922; 10.1151 12 2024/25: 0.71211; 10.1151 13 2025/26: 0.70508; 10.1151 14 2026/27: 0.69811; 10.1151 15 2027/28: 0.69122; 10.1151 16 2028/29: 0.68439; 10.1151 17 2029/30: 0.67763; 10.1151 18 2030/31: 0.67094; 10.1151 19 2031/32: 0.66431; 10.1151 20 2032/33: 0.65775; 10.1151 21 2033/34: 0.65125; 10.1151 22 2034/35: 0.64482; 10.1151 23 2035/36: 0.63845; 10.1151 24 2036/37: 0.63214; 10.1151 25 2037/38: 0.6259; 10.1151 26 2038/39: 0.61971; 10.1151 27 2039/40: 0.61359; 10.1151 28 2040/41: 0.60753; 10.1151 29 2041/42: 0.60153; 10.1151 30 2042/43: 0.59559; 10.1151 31 2043/44: 0.58971; 10.1151 32 2044/45: 0.58388
| Post-mod constraint costs - 16 months | £m | 09/10 |  | 10.1151 1 2013/14: 0; 10.1151 2 2014/15: 0; 10.1151 3 2015/16: 0; 10.1151 4 2016/17: 0; 10.1151 5 2017/18: 0; 10.1151 6 2018/19: 0; 10.1151 7 2019/20: 0; 10.1151 8 2020/21: 0; 10.1151 9 2021/22: 0; 10.1151 10 2022/23: 0; 10.1151 11 2023/24: 0; 10.1151 12 2024/25: 0; 10.1151 13 2025/26: 0; 10.1151 14 2026/27: 0; 10.1151 15 2027/28: 0; 10.1151 16 2028/29: 0; 10.1151 17 2029/30: 0; 10.1151 18 2030/31: 0; 10.1151 19 2031/32: 0; 10.1151 20 2032/33: 0; 10.1151 21 2033/34: 0; 10.1151 22 2034/35: 0; 10.1151 23 2035/36: 0; 10.1151 24 2036/37: 0; 10.1151 25 2037/38: 0; 10.1151 26 2038/39: 0; 10.1151 27 2039/40: 0; 10.1151 28 2040/41: 0; 10.1151 29 2041/42: 0; 10.1151 30 2042/43: 0; 10.1151 31 2043/44: 0; 10.1151 32 2044/45: 0
| Wholesale gas price impact for 16 months | £m | 09/10
| Up to 2024 | £m | 09/10 |  | 10.1151 1 2013/14: 0.48693; 10.1151 2 2014/15: 0.48693; 10.1151 3 2015/16: 0.48693; 10.1151 4 2016/17: 0.48693; 10.1151 5 2017/18: 0.48693; 10.1151 6 2018/19: 0.48693; 10.1151 7 2019/20: 0.48693; 10.1151 8 2020/21: 0.48693; 10.1151 9 2021/22: 0.48212; 10.1151 10 2022/23: 0.47736; 10.1151 11 2023/24: 0.47264; 10.1151 12 2024/25: 0.46797
| Beyond 2024 | £m | 09/10 |  | 10.1151 13 2025/26: 0.23723; 10.1151 14 2026/27: 0.23489; 10.1151 15 2027/28: 0.23257; 10.1151 16 2028/29: 0.23027; 10.1151 17 2029/30: 0.228; 10.1151 18 2030/31: 0.22575; 10.1151 19 2031/32: 0.22352; 10.1151 20 2032/33: 0.22131; 10.1151 21 2033/34: 0.21912; 10.1151 22 2034/35: 0.21696; 10.1151 23 2035/36: 0.21482; 10.1151 24 2036/37: 0.21269; 10.1151 25 2037/38: 0.21059; 10.1151 26 2038/39: 0.20851; 10.1151 27 2039/40: 0.20645; 10.1151 28 2040/41: 0.20441; 10.1151 29 2041/42: 0.20239; 10.1151 30 2042/43: 0.20039; 10.1151 31 2043/44: 0.19842; 10.1151 32 2044/45: 0.19646
| Shipping lane closure | £m | 09/10 |  | 10.1151 1 2013/14: 0.0021628; 10.1151 2 2014/15: 0.0021628; 10.1151 3 2015/16: 0.0021628; 10.1151 4 2016/17: 0.0021628; 10.1151 5 2017/18: 0.0021628; 10.1151 6 2018/19: 0.0021628; 10.1151 7 2019/20: 0.0021628; 10.1151 8 2020/21: 0.0021628; 10.1151 9 2021/22: 0.0021415; 10.1151 10 2022/23: 0.0021203; 10.1151 11 2023/24: 0.0020994; 10.1151 12 2024/25: 0.0020786; 10.1151 13 2025/26: 0.0020581; 10.1151 14 2026/27: 0.0020378; 10.1151 15 2027/28: 0.0020176; 10.1151 16 2028/29: 0.0019977; 10.1151 17 2029/30: 0.001978; 10.1151 18 2030/31: 0.0019584; 10.1151 19 2031/32: 0.0019391; 10.1151 20 2032/33: 0.0019199; 10.1151 21 2033/34: 0.001901; 10.1151 22 2034/35: 0.0018822; 10.1151 23 2035/36: 0.0018636; 10.1151 24 2036/37: 0.0018452; 10.1151 25 2037/38: 0.001827; 10.1151 26 2038/39: 0.0018089; 10.1151 27 2039/40: 0.0017911; 10.1151 28 2040/41: 0.0017734; 10.1151 29 2041/42: 0.0017558; 10.1151 30 2042/43: 0.0017385; 10.1151 31 2043/44: 0.0017213; 10.1151 32 2044/45: 0.0017043
| Shipwreck clear up costs | £m | 09/10 |  | 10.1151 1 2013/14: 0.061322; 10.1151 2 2014/15: 0.061322; 10.1151 3 2015/16: 0.061322; 10.1151 4 2016/17: 0.061322; 10.1151 5 2017/18: 0.061322; 10.1151 6 2018/19: 0.061322; 10.1151 7 2019/20: 0.061322; 10.1151 8 2020/21: 0.061322; 10.1151 9 2021/22: 0.060717; 10.1151 10 2022/23: 0.060117; 10.1151 11 2023/24: 0.059523; 10.1151 12 2024/25: 0.058935; 10.1151 13 2025/26: 0.058353; 10.1151 14 2026/27: 0.057777; 10.1151 15 2027/28: 0.057206; 10.1151 16 2028/29: 0.056641; 10.1151 17 2029/30: 0.056081; 10.1151 18 2030/31: 0.055527; 10.1151 19 2031/32: 0.054979; 10.1151 20 2032/33: 0.054436; 10.1151 21 2033/34: 0.053898; 10.1151 22 2034/35: 0.053366; 10.1151 23 2035/36: 0.052839; 10.1151 24 2036/37: 0.052317; 10.1151 25 2037/38: 0.0518; 10.1151 26 2038/39: 0.051288; 10.1151 27 2039/40: 0.050782; 10.1151 28 2040/41: 0.05028; 10.1151 29 2041/42: 0.049783; 10.1151 30 2042/43: 0.049292; 10.1151 31 2043/44: 0.048805; 10.1151 32 2044/45: 0.048323
| VOLL | £m | 09/10 |  | 10.1151 1 2013/14: 0.0022372; 10.1151 2 2014/15: 0.0022372; 10.1151 3 2015/16: 0.0022372; 10.1151 4 2016/17: 0.0022372; 10.1151 5 2017/18: 0.0022372; 10.1151 6 2018/19: 0.0022372; 10.1151 7 2019/20: 0.0022372; 10.1151 8 2020/21: 0.0022372; 10.1151 9 2021/22: 0.0022151; 10.1151 10 2022/23: 0.0021932; 10.1151 11 2023/24: 0.0021715; 10.1151 12 2024/25: 0.0021501; 10.1151 13 2025/26: 0.0021288; 10.1151 14 2026/27: 0.0021078; 10.1151 15 2027/28: 0.002087; 10.1151 16 2028/29: 0.0020664; 10.1151 17 2029/30: 0.002046; 10.1151 18 2030/31: 0.0020257; 10.1151 19 2031/32: 0.0020057; 10.1151 20 2032/33: 0.0019859; 10.1151 21 2033/34: 0.0019663; 10.1151 22 2034/35: 0.0019469; 10.1151 23 2035/36: 0.0019277; 10.1151 24 2036/37: 0.0019086; 10.1151 25 2037/38: 0.0018898; 10.1151 26 2038/39: 0.0018711; 10.1151 27 2039/40: 0.0018526; 10.1151 28 2040/41: 0.0018343; 10.1151 29 2041/42: 0.0018162; 10.1151 30 2042/43: 0.0017983; 10.1151 31 2043/44: 0.0017805; 10.1151 32 2044/45: 0.0017629
| Total costs (excluding loss of life) | £m | 09/10 |  | 10.1151 1 2013/14: 5.6101; 10.1151 2 2014/15: 5.6101; 10.1151 3 2015/16: 5.6101; 10.1151 4 2016/17: 5.6101; 10.1151 5 2017/18: 5.6101; 10.1151 6 2018/19: 5.6101; 10.1151 7 2019/20: 5.6101; 10.1151 8 2020/21: 5.6101; 10.1151 9 2021/22: 5.5563; 10.1151 10 2022/23: 5.5029; 10.1151 11 2023/24: 5.4501; 10.1151 12 2024/25: 5.3977; 10.1151 13 2025/26: 4.8196; 10.1151 14 2026/27: 4.7735; 10.1151 15 2027/28: 4.7278; 10.1151 16 2028/29: 4.6826; 10.1151 17 2029/30: 4.6378; 10.1151 18 2030/31: 4.5935; 10.1151 19 2031/32: 4.5496; 10.1151 20 2032/33: 4.5062; 10.1151 21 2033/34: 4.4631; 10.1151 22 2034/35: 4.4205; 10.1151 23 2035/36: 4.3783; 10.1151 24 2036/37: 4.3366; 10.1151 25 2037/38: 4.2952; 10.1151 26 2038/39: 4.2542; 10.1151 27 2039/40: 4.2136; 10.1151 28 2040/41: 4.1735; 10.1151 29 2041/42: 4.1337; 10.1151 30 2042/43: 4.0943; 10.1151 31 2043/44: 4.0553; 10.1151 32 2044/45: 4.0167
| Cost of possible loss of life | £m | 09/10 |  | 10.1151 1 2013/14: 0.11536; 10.1151 2 2014/15: 0.11536; 10.1151 3 2015/16: 0.11536; 10.1151 4 2016/17: 0.11536; 10.1151 5 2017/18: 0.11536; 10.1151 6 2018/19: 0.11536; 10.1151 7 2019/20: 0.11536; 10.1151 8 2020/21: 0.11536; 10.1151 9 2021/22: 0.11422; 10.1151 10 2022/23: 0.11309; 10.1151 11 2023/24: 0.11198; 10.1151 12 2024/25: 0.11087; 10.1151 13 2025/26: 0.10978; 10.1151 14 2026/27: 0.10869; 10.1151 15 2027/28: 0.10762; 10.1151 16 2028/29: 0.10655; 10.1151 17 2029/30: 0.1055; 10.1151 18 2030/31: 0.10446; 10.1151 19 2031/32: 0.10343; 10.1151 20 2032/33: 0.10241; 10.1151 21 2033/34: 0.10139; 10.1151 22 2034/35: 0.10039; 10.1151 23 2035/36: 0.099401; 10.1151 24 2036/37: 0.098419; 10.1151 25 2037/38: 0.097447; 10.1151 26 2038/39: 0.096485; 10.1151 27 2039/40: 0.095532; 10.1151 28 2040/41: 0.094588; 10.1151 29 2041/42: 0.093654; 10.1151 30 2042/43: 0.092729; 10.1151 31 2043/44: 0.091813; 10.1151 32 2044/45: 0.090906
| Discount factor for other costs |  |  |  | 10.1151 1 2013/14: 0.96618; 10.1151 2 2014/15: 0.93351; 10.1151 3 2015/16: 0.90194; 10.1151 4 2016/17: 0.87144; 10.1151 5 2017/18: 0.84197; 10.1151 6 2018/19: 0.8135; 10.1151 7 2019/20: 0.78599; 10.1151 8 2020/21: 0.75941; 10.1151 9 2021/22: 0.73373; 10.1151 10 2022/23: 0.70892; 10.1151 11 2023/24: 0.68495; 10.1151 12 2024/25: 0.66178; 10.1151 13 2025/26: 0.6394; 10.1151 14 2026/27: 0.61778; 10.1151 15 2027/28: 0.59689; 10.1151 16 2028/29: 0.57671; 10.1151 17 2029/30: 0.5572; 10.1151 18 2030/31: 0.53836; 10.1151 19 2031/32: 0.52016; 10.1151 20 2032/33: 0.50257; 10.1151 21 2033/34: 0.48557; 10.1151 22 2034/35: 0.46915; 10.1151 23 2035/36: 0.45329; 10.1151 24 2036/37: 0.43796; 10.1151 25 2037/38: 0.42315; 10.1151 26 2038/39: 0.40884; 10.1151 27 2039/40: 0.39501; 10.1151 28 2040/41: 0.38165; 10.1151 29 2041/42: 0.36875; 10.1151 30 2042/43: 0.35628; 10.1151 31 2043/44: 0.39999; 10.1151 32 2044/45: 0.38834
| Discount factor for loss of life costs |  |  |  | 10.1151 1 2013/14: 0.98522; 10.1151 2 2014/15: 0.97066; 10.1151 3 2015/16: 0.95632; 10.1151 4 2016/17: 0.94218; 10.1151 5 2017/18: 0.92826; 10.1151 6 2018/19: 0.91454; 10.1151 7 2019/20: 0.90103; 10.1151 8 2020/21: 0.88771; 10.1151 9 2021/22: 0.87459; 10.1151 10 2022/23: 0.86167; 10.1151 11 2023/24: 0.84893; 10.1151 12 2024/25: 0.83639; 10.1151 13 2025/26: 0.82403; 10.1151 14 2026/27: 0.81185; 10.1151 15 2027/28: 0.79985; 10.1151 16 2028/29: 0.78803; 10.1151 17 2029/30: 0.77639; 10.1151 18 2030/31: 0.76491; 10.1151 19 2031/32: 0.75361; 10.1151 20 2032/33: 0.74247; 10.1151 21 2033/34: 0.7315; 10.1151 22 2034/35: 0.72069; 10.1151 23 2035/36: 0.71004; 10.1151 24 2036/37: 0.69954; 10.1151 25 2037/38: 0.68921; 10.1151 26 2038/39: 0.67902; 10.1151 27 2039/40: 0.66899; 10.1151 28 2040/41: 0.6591; 10.1151 29 2041/42: 0.64936; 10.1151 30 2042/43: 0.63976; 10.1151 31 2043/44: 0.6721; 10.1151 32 2044/45: 0.66354
| Discounted costs (excluding loss of life) | £m | 09/10 |  | 10.1151 1 2013/14: 5.4204; 10.1151 2 2014/15: 5.2371; 10.1151 3 2015/16: 5.06; 10.1151 4 2016/17: 4.8889; 10.1151 5 2017/18: 4.7236; 10.1151 6 2018/19: 4.5639; 10.1151 7 2019/20: 4.4095; 10.1151 8 2020/21: 4.2604; 10.1151 9 2021/22: 4.0768; 10.1151 10 2022/23: 3.9011; 10.1151 11 2023/24: 3.733; 10.1151 12 2024/25: 3.5721; 10.1151 13 2025/26: 3.0816; 10.1151 14 2026/27: 2.949; 10.1151 15 2027/28: 2.822; 10.1151 16 2028/29: 2.7005; 10.1151 17 2029/30: 2.5842; 10.1151 18 2030/31: 2.473; 10.1151 19 2031/32: 2.3665; 10.1151 20 2032/33: 2.2647; 10.1151 21 2033/34: 2.1672; 10.1151 22 2034/35: 2.0739; 10.1151 23 2035/36: 1.9846; 10.1151 24 2036/37: 1.8992; 10.1151 25 2037/38: 1.8175; 10.1151 26 2038/39: 1.7393; 10.1151 27 2039/40: 1.6644; 10.1151 28 2040/41: 1.5928; 10.1151 29 2041/42: 1.5243; 10.1151 30 2042/43: 1.4587; 10.1151 31 2043/44: 1.6221; 10.1151 32 2044/45: 1.5598
| Discounted cost of loss of life | £m | 09/10 |  | 10.1151 1 2013/14: 0.11366; 10.1151 2 2014/15: 0.11198; 10.1151 3 2015/16: 0.11032; 10.1151 4 2016/17: 0.10869; 10.1151 5 2017/18: 0.10709; 10.1151 6 2018/19: 0.1055; 10.1151 7 2019/20: 0.10394; 10.1151 8 2020/21: 0.10241; 10.1151 9 2021/22: 0.099898; 10.1151 10 2022/23: 0.097449; 10.1151 11 2023/24: 0.095061; 10.1151 12 2024/25: 0.092731; 10.1151 13 2025/26: 0.090458; 10.1151 14 2026/27: 0.088241; 10.1151 15 2027/28: 0.086078; 10.1151 16 2028/29: 0.083968; 10.1151 17 2029/30: 0.08191; 10.1151 18 2030/31: 0.079902; 10.1151 19 2031/32: 0.077944; 10.1151 20 2032/33: 0.076034; 10.1151 21 2033/34: 0.07417; 10.1151 22 2034/35: 0.072352; 10.1151 23 2035/36: 0.070579; 10.1151 24 2036/37: 0.068849; 10.1151 25 2037/38: 0.067161; 10.1151 26 2038/39: 0.065515; 10.1151 27 2039/40: 0.063909; 10.1151 28 2040/41: 0.062343; 10.1151 29 2041/42: 0.060815; 10.1151 30 2042/43: 0.059324; 10.1151 31 2043/44: 0.061708; 10.1151 32 2044/45: 0.06032
| Total discounted cost | £m | 09/10 |  | 10.1151 1 2013/14: 5.5341; 10.1151 2 2014/15: 5.3491; 10.1151 3 2015/16: 5.1704; 10.1151 4 2016/17: 4.9976; 10.1151 5 2017/18: 4.8307; 10.1151 6 2018/19: 4.6694; 10.1151 7 2019/20: 4.5135; 10.1151 8 2020/21: 4.3628; 10.1151 9 2021/22: 4.1767; 10.1151 10 2022/23: 3.9986; 10.1151 11 2023/24: 3.8281; 10.1151 12 2024/25: 3.6649; 10.1151 13 2025/26: 3.1721; 10.1151 14 2026/27: 3.0372; 10.1151 15 2027/28: 2.9081; 10.1151 16 2028/29: 2.7845; 10.1151 17 2029/30: 2.6661; 10.1151 18 2030/31: 2.5529; 10.1151 19 2031/32: 2.4445; 10.1151 20 2032/33: 2.3407; 10.1151 21 2033/34: 2.2413; 10.1151 22 2034/35: 2.1462; 10.1151 23 2035/36: 2.0552; 10.1151 24 2036/37: 1.9681; 10.1151 25 2037/38: 1.8847; 10.1151 26 2038/39: 1.8048; 10.1151 27 2039/40: 1.7284; 10.1151 28 2040/41: 1.6552; 10.1151 29 2041/42: 1.5851; 10.1151 30 2042/43: 1.518; 10.1151 31 2043/44: 1.6838; 10.1151 32 2044/45: 1.6201
| Cumulative discounted costs (excluding loss of life) | £m | 09/10 |  | 10.1151 1 2013/14: 5.4204; 10.1151 2 2014/15: 10.6576; 10.1151 3 2015/16: 15.7176; 10.1151 4 2016/17: 20.6065; 10.1151 5 2017/18: 25.3301; 10.1151 6 2018/19: 29.894; 10.1151 7 2019/20: 34.3035; 10.1151 8 2020/21: 38.5639; 10.1151 9 2021/22: 42.6407; 10.1151 10 2022/23: 46.5418; 10.1151 11 2023/24: 50.2748; 10.1151 12 2024/25: 53.8469; 10.1151 13 2025/26: 56.9286; 10.1151 14 2026/27: 59.8775; 10.1151 15 2027/28: 62.6995; 10.1151 16 2028/29: 65.4; 10.1151 17 2029/30: 67.9842; 10.1151 18 2030/31: 70.4572; 10.1151 19 2031/32: 72.8237; 10.1151 20 2032/33: 75.0884; 10.1151 21 2033/34: 77.2555; 10.1151 22 2034/35: 79.3294; 10.1151 23 2035/36: 81.3141; 10.1151 24 2036/37: 83.2133; 10.1151 25 2037/38: 85.0308; 10.1151 26 2038/39: 86.7701; 10.1151 27 2039/40: 88.4345; 10.1151 28 2040/41: 90.0273; 10.1151 29 2041/42: 91.5516; 10.1151 30 2042/43: 93.0103; 10.1151 31 2043/44: 94.6324; 10.1151 32 2044/45: 96.1922
| Cumulative discounted cost of loss of life | £m | 09/10 |  | 10.1151 1 2013/14: 0.11366; 10.1151 2 2014/15: 0.22563; 10.1151 3 2015/16: 0.33596; 10.1151 4 2016/17: 0.44465; 10.1151 5 2017/18: 0.55173; 10.1151 6 2018/19: 0.65724; 10.1151 7 2019/20: 0.76118; 10.1151 8 2020/21: 0.86359; 10.1151 9 2021/22: 0.96348; 10.1151 10 2022/23: 1.0609; 10.1151 11 2023/24: 1.156; 10.1151 12 2024/25: 1.2487; 10.1151 13 2025/26: 1.3392; 10.1151 14 2026/27: 1.4274; 10.1151 15 2027/28: 1.5135; 10.1151 16 2028/29: 1.5975; 10.1151 17 2029/30: 1.6794; 10.1151 18 2030/31: 1.7593; 10.1151 19 2031/32: 1.8372; 10.1151 20 2032/33: 1.9133; 10.1151 21 2033/34: 1.9874; 10.1151 22 2034/35: 2.0598; 10.1151 23 2035/36: 2.1304; 10.1151 24 2036/37: 2.1992; 10.1151 25 2037/38: 2.2664; 10.1151 26 2038/39: 2.3319; 10.1151 27 2039/40: 2.3958; 10.1151 28 2040/41: 2.4581; 10.1151 29 2041/42: 2.519; 10.1151 30 2042/43: 2.5783; 10.1151 31 2043/44: 2.64; 10.1151 32 2044/45: 2.7003
| Cumulative total discounted cost | £m | 09/10 |  | 10.1151 1 2013/14: 5.5341; 10.1151 2 2014/15: 10.8832; 10.1151 3 2015/16: 16.0535; 10.1151 4 2016/17: 21.0512; 10.1151 5 2017/18: 25.8818; 10.1151 6 2018/19: 30.5512; 10.1151 7 2019/20: 35.0647; 10.1151 8 2020/21: 39.4275; 10.1151 9 2021/22: 43.6042; 10.1151 10 2022/23: 47.6027; 10.1151 11 2023/24: 51.4308; 10.1151 12 2024/25: 55.0957; 10.1151 13 2025/26: 58.2678; 10.1151 14 2026/27: 61.305; 10.1151 15 2027/28: 64.213; 10.1151 16 2028/29: 66.9975; 10.1151 17 2029/30: 69.6636; 10.1151 18 2030/31: 72.2165; 10.1151 19 2031/32: 74.6609; 10.1151 20 2032/33: 77.0016; 10.1151 21 2033/34: 79.243; 10.1151 22 2034/35: 81.3892; 10.1151 23 2035/36: 83.4444; 10.1151 24 2036/37: 85.4125; 10.1151 25 2037/38: 87.2972; 10.1151 26 2038/39: 89.102; 10.1151 27 2039/40: 90.8303; 10.1151 28 2040/41: 92.4855; 10.1151 29 2041/42: 94.0706; 10.1151 30 2042/43: 95.5886; 10.1151 31 2043/44: 97.2724; 10.1151 32 2044/45: 98.8925
3 | Option: Mitigate with tunnel replacement in 2044
| Revenue impact of tunnel commissioned in 2045/46 | £m | 09/10 | See footnote 5 | 10.1151 25 2037/38: 0.0049345; 10.1151 26 2038/39: 0.2689; 10.1151 27 2039/40: 0.29628; 10.1151 28 2040/41: 1.9463; 10.1151 29 2041/42: 4.003; 10.1151 30 2042/43: 5.8126; 10.1151 31 2043/44: 4.3779; 10.1151 32 2044/45: 4.1516; 10.1151 33 2045/46: 4.4366; 10.1151 34 2046/47: 4.4694; 10.1151 35 2047/48: 4.4907; 10.1151 36 2048/49: 4.5017; 10.1151 37 2049/50: 4.5036; 10.1151 38 2050/51: 4.4974; 10.1151 39 2051/52: 4.4839; 10.1151 40 2052/53: 4.4639; 10.1151 41 2053/54: 4.4381; 10.1151 42 2054/55: 4.4072; 10.1151 43 2055/56: 4.3717; 10.1151 44 2056/57: 4.3321; 10.1151 45 2057/58: 4.2888; 10.1151 46 2058/59: 4.2423; 10.1151 47 2059/60: 4.193; 10.1151 48 2060/61: 4.141; 10.1151 49 2061/62: 4.0867; 10.1151 50 2062/63: 4.0304; 10.1151 51 2063/64: 3.9723; 10.1151 52 2064/65: 3.9125; 10.1151 53 2065/66: 3.8512; 10.1151 54 2066/67: 3.7887; 10.1151 55 2067/68: 3.725; 10.1151 56 2068/69: 3.6603; 10.1151 57 2069/70: 3.5947; 10.1151 58 2070/71: 3.5282; 10.1151 59 2071/72: 3.4611; 10.1151 60 2072/73: 3.3932
| Operational costs untill 2044/45 | £m | 09/10 |  | 10.1151 1 2013/14: 0.29951; 10.1151 2 2014/15: 0.29951; 10.1151 3 2015/16: 0.29951; 10.1151 4 2016/17: 0.29951; 10.1151 5 2017/18: 0.29951; 10.1151 6 2018/19: 0.29951; 10.1151 7 2019/20: 0.29951; 10.1151 8 2020/21: 0.29951; 10.1151 9 2021/22: 0.29714; 10.1151 10 2022/23: 0.2948; 10.1151 11 2023/24: 0.29247; 10.1151 12 2024/25: 0.29018; 10.1151 13 2025/26: 0.2879; 10.1151 14 2026/27: 0.28565; 10.1151 15 2027/28: 0.28341; 10.1151 16 2028/29: 0.28121; 10.1151 17 2029/30: 0.27902; 10.1151 18 2030/31: 0.27685; 10.1151 19 2031/32: 0.27471; 10.1151 20 2032/33: 0.27258; 10.1151 21 2033/34: 0.27048; 10.1151 22 2034/35: 0.2684; 10.1151 23 2035/36: 0.26634; 10.1151 24 2036/37: 0.2643; 10.1151 25 2037/38: 0.26228; 10.1151 26 2038/39: 0.26028; 10.1151 27 2039/40: 0.2583; 10.1151 28 2040/41: 0.25633; 10.1151 29 2041/42: 0.25439; 10.1151 30 2042/43: 0.25247; 10.1151 31 2043/44: 0.25057; 10.1151 32 2044/45: 0.24868
| Operational costs for tunnel commissioned in 2045/46 |  |  |  | 10.1151 33 2045/46: 0.059745; 10.1151 34 2046/47: 0.059745; 10.1151 35 2047/48: 0.059745; 10.1151 36 2048/49: 0.059745; 10.1151 37 2049/50: 0.059745; 10.1151 38 2050/51: 0.059745; 10.1151 39 2051/52: 0.059745; 10.1151 40 2052/53: 0.059745; 10.1151 41 2053/54: 0.059745; 10.1151 42 2054/55: 0.059745; 10.1151 43 2055/56: 0.059745; 10.1151 44 2056/57: 0.059745; 10.1151 45 2057/58: 0.059745; 10.1151 46 2058/59: 0.059745; 10.1151 47 2059/60: 0.059745; 10.1151 48 2060/61: 0.059745; 10.1151 49 2061/62: 0.059745; 10.1151 50 2062/63: 0.059745; 10.1151 51 2063/64: 0.059745; 10.1151 52 2064/65: 0.059745; 10.1151 53 2065/66: 0.059745; 10.1151 54 2066/67: 0.059745; 10.1151 55 2067/68: 0.059745; 10.1151 56 2068/69: 0.059745; 10.1151 57 2069/70: 0.059745; 10.1151 58 2070/71: 0.059745; 10.1151 59 2071/72: 0.059745; 10.1151 60 2072/73: 0.059745
| Loss of lease | £m | 09/10 |  | 10.1151 1 2013/14: 2.0545; 10.1151 2 2014/15: 2.0545; 10.1151 3 2015/16: 2.0545; 10.1151 4 2016/17: 2.0545; 10.1151 5 2017/18: 2.0545; 10.1151 6 2018/19: 2.0545; 10.1151 7 2019/20: 2.0545; 10.1151 8 2020/21: 2.0545; 10.1151 9 2021/22: 2.0346; 10.1151 10 2022/23: 2.015; 10.1151 11 2023/24: 1.9956; 10.1151 12 2024/25: 1.9763; 10.1151 13 2025/26: 1.9572; 10.1151 14 2026/27: 1.9384; 10.1151 15 2027/28: 1.9196; 10.1151 16 2028/29: 1.9011; 10.1151 17 2029/30: 1.8828; 10.1151 18 2030/31: 1.8646; 10.1151 19 2031/32: 1.8466; 10.1151 20 2032/33: 1.8288; 10.1151 21 2033/34: 1.8111; 10.1151 22 2034/35: 1.7937; 10.1151 23 2035/36: 1.7764; 10.1151 24 2036/37: 1.7592; 10.1151 25 2037/38: 1.7422; 10.1151 26 2038/39: 1.7254; 10.1151 27 2039/40: 1.7088; 10.1151 28 2040/41: 1.6923; 10.1151 29 2041/42: 1.676; 10.1151 30 2042/43: 1.6598; 10.1151 31 2043/44: 1.6438; 10.1151 32 2044/45: 1.6279
| Mattressing cost | £m | 09/10 |  | 10.1151 1 2013/14: 0.12306; 10.1151 2 2014/15: 0.12306; 10.1151 3 2015/16: 0.12306; 10.1151 4 2016/17: 0.12306; 10.1151 5 2017/18: 0.12306; 10.1151 6 2018/19: 0.12306; 10.1151 7 2019/20: 0.12306; 10.1151 8 2020/21: 0.12306; 10.1151 9 2021/22: 0.12185; 10.1151 10 2022/23: 0.12065; 10.1151 11 2023/24: 0.11945; 10.1151 12 2024/25: 0.11827; 10.1151 13 2025/26: 0.11711; 10.1151 14 2026/27: 0.11595; 10.1151 15 2027/28: 0.1148; 10.1151 16 2028/29: 0.11367; 10.1151 17 2029/30: 0.11255; 10.1151 18 2030/31: 0.11143; 10.1151 19 2031/32: 0.11033; 10.1151 20 2032/33: 0.10924; 10.1151 21 2033/34: 0.10817; 10.1151 22 2034/35: 0.1071; 10.1151 23 2035/36: 0.10604; 10.1151 24 2036/37: 0.10499; 10.1151 25 2037/38: 0.10395; 10.1151 26 2038/39: 0.10293; 10.1151 27 2039/40: 0.10191; 10.1151 28 2040/41: 0.1009; 10.1151 29 2041/42: 0.099907; 10.1151 30 2042/43: 0.09892; 10.1151 31 2043/44: 0.097943; 10.1151 32 2044/45: 0.096976
Freespan (<20m)
| Emergency mattressing following freespan | £m | 09/10 |  | 10.1151 1 2013/14: 0.012306; 10.1151 2 2014/15: 0.012306; 10.1151 3 2015/16: 0.012306; 10.1151 4 2016/17: 0.012306; 10.1151 5 2017/18: 0.012306; 10.1151 6 2018/19: 0.012306; 10.1151 7 2019/20: 0.012306; 10.1151 8 2020/21: 0.012306; 10.1151 9 2021/22: 0.012185; 10.1151 10 2022/23: 0.012065; 10.1151 11 2023/24: 0.011945; 10.1151 12 2024/25: 0.011827; 10.1151 13 2025/26: 0.011711; 10.1151 14 2026/27: 0.011595; 10.1151 15 2027/28: 0.01148; 10.1151 16 2028/29: 0.011367; 10.1151 17 2029/30: 0.011255; 10.1151 18 2030/31: 0.011143; 10.1151 19 2031/32: 0.011033; 10.1151 20 2032/33: 0.010924; 10.1151 21 2033/34: 0.010817; 10.1151 22 2034/35: 0.01071; 10.1151 23 2035/36: 0.010604; 10.1151 24 2036/37: 0.010499; 10.1151 25 2037/38: 0.010395; 10.1151 26 2038/39: 0.010293; 10.1151 27 2039/40: 0.010191; 10.1151 28 2040/41: 0.01009; 10.1151 29 2041/42: 0.0099907; 10.1151 30 2042/43: 0.009892; 10.1151 31 2043/44: 0.0097943; 10.1151 32 2044/45: 0.0096976
Freespan (20-55m)
| Cost of emergency mattressing - major | £m | 09/10 |  | 10.1151 1 2013/14: 0.0082848; 10.1151 2 2014/15: 0.0082848; 10.1151 3 2015/16: 0.0082848; 10.1151 4 2016/17: 0.0082848; 10.1151 5 2017/18: 0.0082848; 10.1151 6 2018/19: 0.0082848; 10.1151 7 2019/20: 0.0082848; 10.1151 8 2020/21: 0.0082848; 10.1151 9 2021/22: 0.0082029; 10.1151 10 2022/23: 0.0081219; 10.1151 11 2023/24: 0.0080417; 10.1151 12 2024/25: 0.0079622; 10.1151 13 2025/26: 0.0078836; 10.1151 14 2026/27: 0.0078057; 10.1151 15 2027/28: 0.0077286; 10.1151 16 2028/29: 0.0076523; 10.1151 17 2029/30: 0.0075767; 10.1151 18 2030/31: 0.0075019; 10.1151 19 2031/32: 0.0074278; 10.1151 20 2032/33: 0.0073544; 10.1151 21 2033/34: 0.0072817; 10.1151 22 2034/35: 0.0072098; 10.1151 23 2035/36: 0.0071386; 10.1151 24 2036/37: 0.0070681; 10.1151 25 2037/38: 0.0069983; 10.1151 26 2038/39: 0.0069291; 10.1151 27 2039/40: 0.0068607; 10.1151 28 2040/41: 0.0067929; 10.1151 29 2041/42: 0.0067258; 10.1151 30 2042/43: 0.0066594; 10.1151 31 2043/44: 0.0065936; 10.1151 32 2044/45: 0.0065285
| Prompt constraint costs | £m | 09/10 |  | 10.1151 1 2013/14: 0.52015; 10.1151 2 2014/15: 0.52015; 10.1151 3 2015/16: 0.52015; 10.1151 4 2016/17: 0.52015; 10.1151 5 2017/18: 0.52015; 10.1151 6 2018/19: 0.52015; 10.1151 7 2019/20: 0.52015; 10.1151 8 2020/21: 0.52015; 10.1151 9 2021/22: 0.51501; 10.1151 10 2022/23: 0.50993; 10.1151 11 2023/24: 0.50489; 10.1151 12 2024/25: 0.4999; 10.1151 13 2025/26: 0.49496; 10.1151 14 2026/27: 0.49008; 10.1151 15 2027/28: 0.48523; 10.1151 16 2028/29: 0.48044; 10.1151 17 2029/30: 0.4757; 10.1151 18 2030/31: 0.471; 10.1151 19 2031/32: 0.46634; 10.1151 20 2032/33: 0.46174; 10.1151 21 2033/34: 0.45718; 10.1151 22 2034/35: 0.45266; 10.1151 23 2035/36: 0.44819; 10.1151 24 2036/37: 0.44376; 10.1151 25 2037/38: 0.43938; 10.1151 26 2038/39: 0.43504; 10.1151 27 2039/40: 0.43074; 10.1151 28 2040/41: 0.42649; 10.1151 29 2041/42: 0.42227; 10.1151 30 2042/43: 0.4181; 10.1151 31 2043/44: 0.41397; 10.1151 32 2044/45: 0.40988
| Post-mod constraint costs - three months | £m | 09/10 |  | 10.1151 1 2013/14: 0; 10.1151 2 2014/15: 0; 10.1151 3 2015/16: 0; 10.1151 4 2016/17: 0; 10.1151 5 2017/18: 0; 10.1151 6 2018/19: 0; 10.1151 7 2019/20: 0; 10.1151 8 2020/21: 0; 10.1151 9 2021/22: 0; 10.1151 10 2022/23: 0; 10.1151 11 2023/24: 0; 10.1151 12 2024/25: 0; 10.1151 13 2025/26: 0; 10.1151 14 2026/27: 0; 10.1151 15 2027/28: 0; 10.1151 16 2028/29: 0; 10.1151 17 2029/30: 0; 10.1151 18 2030/31: 0; 10.1151 19 2031/32: 0; 10.1151 20 2032/33: 0; 10.1151 21 2033/34: 0; 10.1151 22 2034/35: 0; 10.1151 23 2035/36: 0; 10.1151 24 2036/37: 0; 10.1151 25 2037/38: 0; 10.1151 26 2038/39: 0; 10.1151 27 2039/40: 0; 10.1151 28 2040/41: 0; 10.1151 29 2041/42: 0; 10.1151 30 2042/43: 0; 10.1151 31 2043/44: 0; 10.1151 32 2044/45: 0
| Wholesale gas price impact for 16 months (up to 2024) | £m | 09/10 |  | 10.1151 1 2013/14: 0.33125; 10.1151 2 2014/15: 0.33125; 10.1151 3 2015/16: 0.33125; 10.1151 4 2016/17: 0.33125; 10.1151 5 2017/18: 0.33125; 10.1151 6 2018/19: 0.33125; 10.1151 7 2019/20: 0.33125; 10.1151 8 2020/21: 0.33125; 10.1151 9 2021/22: 0.32797; 10.1151 10 2022/23: 0.32473; 10.1151 11 2023/24: 0.32153; 10.1151 12 2024/25: 0.31835
| Wholesale gas price impact for 16 months (beyond 2024) | £m | 09/10 |  | 10.1151 13 2025/26: 0.18135; 10.1151 14 2026/27: 0.17956; 10.1151 15 2027/28: 0.17779; 10.1151 16 2028/29: 0.17603; 10.1151 17 2029/30: 0.17429; 10.1151 18 2030/31: 0.17257; 10.1151 19 2031/32: 0.17087; 10.1151 20 2032/33: 0.16918; 10.1151 21 2033/34: 0.16751; 10.1151 22 2034/35: 0.16585; 10.1151 23 2035/36: 0.16422; 10.1151 24 2036/37: 0.16259; 10.1151 25 2037/38: 0.16099; 10.1151 26 2038/39: 0.1594; 10.1151 27 2039/40: 0.15782; 10.1151 28 2040/41: 0.15626; 10.1151 29 2041/42: 0.15472; 10.1151 30 2042/43: 0.15319; 10.1151 31 2043/44: 0.15168; 10.1151 32 2044/45: 0.15018
| VOLL | £m | 09/10 |  | 10.1151 1 2013/14: 0.0083759; 10.1151 2 2014/15: 0.0083759; 10.1151 3 2015/16: 0.0083759; 10.1151 4 2016/17: 0.0083759; 10.1151 5 2017/18: 0.0083759; 10.1151 6 2018/19: 0.0083759; 10.1151 7 2019/20: 0.0083759; 10.1151 8 2020/21: 0.0083759; 10.1151 9 2021/22: 0.0082932; 10.1151 10 2022/23: 0.0082113; 10.1151 11 2023/24: 0.0081302; 10.1151 12 2024/25: 0.0080498; 10.1151 13 2025/26: 0.0079703; 10.1151 14 2026/27: 0.0078916; 10.1151 15 2027/28: 0.0078137; 10.1151 16 2028/29: 0.0077365; 10.1151 17 2029/30: 0.0076601; 10.1151 18 2030/31: 0.0075844; 10.1151 19 2031/32: 0.0075095; 10.1151 20 2032/33: 0.0074353; 10.1151 21 2033/34: 0.0073618; 10.1151 22 2034/35: 0.0072891; 10.1151 23 2035/36: 0.0072171; 10.1151 24 2036/37: 0.0071458; 10.1151 25 2037/38: 0.0070753; 10.1151 26 2038/39: 0.0070054; 10.1151 27 2039/40: 0.0069362; 10.1151 28 2040/41: 0.0068677; 10.1151 29 2041/42: 0.0067998; 10.1151 30 2042/43: 0.0067327; 10.1151 31 2043/44: 0.0066661; 10.1151 32 2044/45: 0.0066003
Freespan (>55m)
| Cost of building a replacement tunnel | £m | 09/10 |  | 10.1151 1 2013/14: 0.048967; 10.1151 2 2014/15: 0.048967; 10.1151 3 2015/16: 0.048967; 10.1151 4 2016/17: 0.048967; 10.1151 5 2017/18: 0.048967; 10.1151 6 2018/19: 0.048967; 10.1151 7 2019/20: 0.048967; 10.1151 8 2020/21: 0.048967; 10.1151 9 2021/22: 0.048955; 10.1151 10 2022/23: 0.048944; 10.1151 11 2023/24: 0.048933; 10.1151 12 2024/25: 0.048922; 10.1151 13 2025/26: 0.04891; 10.1151 14 2026/27: 0.048899; 10.1151 15 2027/28: 0.048888; 10.1151 16 2028/29: 0.048877; 10.1151 17 2029/30: 0.048865; 10.1151 18 2030/31: 0.048854; 10.1151 19 2031/32: 0.048843; 10.1151 20 2032/33: 0.048832; 10.1151 21 2033/34: 0.04882; 10.1151 22 2034/35: 0.048809; 10.1151 23 2035/36: 0.048798; 10.1151 24 2036/37: 0.048787; 10.1151 25 2037/38: 0.048776; 10.1151 26 2038/39: 0.048764; 10.1151 27 2039/40: 0.048753; 10.1151 28 2040/41: 0.048742; 10.1151 29 2041/42: 0.048731; 10.1151 30 2042/43: 0.048719; 10.1151 31 2043/44: 0.048708; 10.1151 32 2044/45: 0.048697
| Cost of emergency mattressing - major | £m | 09/10 |  | 10.1151 1 2013/14: 0.0016286; 10.1151 2 2014/15: 0.0016286; 10.1151 3 2015/16: 0.0016286; 10.1151 4 2016/17: 0.0016286; 10.1151 5 2017/18: 0.0016286; 10.1151 6 2018/19: 0.0016286; 10.1151 7 2019/20: 0.0016286; 10.1151 8 2020/21: 0.0016286; 10.1151 9 2021/22: 0.0016125; 10.1151 10 2022/23: 0.0015966; 10.1151 11 2023/24: 0.0015808; 10.1151 12 2024/25: 0.0015652; 10.1151 13 2025/26: 0.0015498; 10.1151 14 2026/27: 0.0015345; 10.1151 15 2027/28: 0.0015193; 10.1151 16 2028/29: 0.0015043; 10.1151 17 2029/30: 0.0014894; 10.1151 18 2030/31: 0.0014747; 10.1151 19 2031/32: 0.0014602; 10.1151 20 2032/33: 0.0014457; 10.1151 21 2033/34: 0.0014315; 10.1151 22 2034/35: 0.0014173; 10.1151 23 2035/36: 0.0014033; 10.1151 24 2036/37: 0.0013895; 10.1151 25 2037/38: 0.0013757; 10.1151 26 2038/39: 0.0013621; 10.1151 27 2039/40: 0.0013487; 10.1151 28 2040/41: 0.0013354; 10.1151 29 2041/42: 0.0013222; 10.1151 30 2042/43: 0.0013091; 10.1151 31 2043/44: 0.0012962; 10.1151 32 2044/45: 0.0012834
| Prompt constraint costs | £m | 09/10 |  | 10.1151 1 2013/14: 0.54534; 10.1151 2 2014/15: 0.54534; 10.1151 3 2015/16: 0.54534; 10.1151 4 2016/17: 0.54534; 10.1151 5 2017/18: 0.54534; 10.1151 6 2018/19: 0.54534; 10.1151 7 2019/20: 0.54534; 10.1151 8 2020/21: 0.54534; 10.1151 9 2021/22: 0.53996; 10.1151 10 2022/23: 0.53462; 10.1151 11 2023/24: 0.52934; 10.1151 12 2024/25: 0.52411; 10.1151 13 2025/26: 0.51894; 10.1151 14 2026/27: 0.51381; 10.1151 15 2027/28: 0.50874; 10.1151 16 2028/29: 0.50371; 10.1151 17 2029/30: 0.49874; 10.1151 18 2030/31: 0.49381; 10.1151 19 2031/32: 0.48893; 10.1151 20 2032/33: 0.4841; 10.1151 21 2033/34: 0.47932; 10.1151 22 2034/35: 0.47459; 10.1151 23 2035/36: 0.4699; 10.1151 24 2036/37: 0.46526; 10.1151 25 2037/38: 0.46066; 10.1151 26 2038/39: 0.45611; 10.1151 27 2039/40: 0.4516; 10.1151 28 2040/41: 0.44714; 10.1151 29 2041/42: 0.44273; 10.1151 30 2042/43: 0.43835; 10.1151 31 2043/44: 0.43402; 10.1151 32 2044/45: 0.42974
| Post-mod constraint costs - 16 months | £m | 09/10 |  | 10.1151 1 2013/14: 0; 10.1151 2 2014/15: 0; 10.1151 3 2015/16: 0; 10.1151 4 2016/17: 0; 10.1151 5 2017/18: 0; 10.1151 6 2018/19: 0; 10.1151 7 2019/20: 0; 10.1151 8 2020/21: 0; 10.1151 9 2021/22: 0; 10.1151 10 2022/23: 0; 10.1151 11 2023/24: 0; 10.1151 12 2024/25: 0; 10.1151 13 2025/26: 0; 10.1151 14 2026/27: 0; 10.1151 15 2027/28: 0; 10.1151 16 2028/29: 0; 10.1151 17 2029/30: 0; 10.1151 18 2030/31: 0; 10.1151 19 2031/32: 0; 10.1151 20 2032/33: 0; 10.1151 21 2033/34: 0; 10.1151 22 2034/35: 0; 10.1151 23 2035/36: 0; 10.1151 24 2036/37: 0; 10.1151 25 2037/38: 0; 10.1151 26 2038/39: 0; 10.1151 27 2039/40: 0; 10.1151 28 2040/41: 0; 10.1151 29 2041/42: 0; 10.1151 30 2042/43: 0; 10.1151 31 2043/44: 0; 10.1151 32 2044/45: 0
| Wholesale gas price impact for 16 months(up to 2024) | £m | 09/10 |  | 10.1151 1 2013/14: 0.35838; 10.1151 2 2014/15: 0.35838; 10.1151 3 2015/16: 0.35838; 10.1151 4 2016/17: 0.35838; 10.1151 5 2017/18: 0.35838; 10.1151 6 2018/19: 0.35838; 10.1151 7 2019/20: 0.35838; 10.1151 8 2020/21: 0.35838; 10.1151 9 2021/22: 0.35484; 10.1151 10 2022/23: 0.35133; 10.1151 11 2023/24: 0.34786; 10.1151 12 2024/25: 0.34443
| Wholesale gas price impact for 16 months(beyond 2024) | £m | 09/10 |  | 10.1151 13 2025/26: 0.1746; 10.1151 14 2026/27: 0.17288; 10.1151 15 2027/28: 0.17117; 10.1151 16 2028/29: 0.16948; 10.1151 17 2029/30: 0.16781; 10.1151 18 2030/31: 0.16615; 10.1151 19 2031/32: 0.16451; 10.1151 20 2032/33: 0.16288; 10.1151 21 2033/34: 0.16127; 10.1151 22 2034/35: 0.15968; 10.1151 23 2035/36: 0.1581; 10.1151 24 2036/37: 0.15654; 10.1151 25 2037/38: 0.155; 10.1151 26 2038/39: 0.15346; 10.1151 27 2039/40: 0.15195; 10.1151 28 2040/41: 0.15045; 10.1151 29 2041/42: 0.14896; 10.1151 30 2042/43: 0.14749; 10.1151 31 2043/44: 0.14603; 10.1151 32 2044/45: 0.14459
| VOLL | £m | 09/10 |  | 10.1151 1 2013/14: 0.0016465; 10.1151 2 2014/15: 0.0016465; 10.1151 3 2015/16: 0.0016465; 10.1151 4 2016/17: 0.0016465; 10.1151 5 2017/18: 0.0016465; 10.1151 6 2018/19: 0.0016465; 10.1151 7 2019/20: 0.0016465; 10.1151 8 2020/21: 0.0016465; 10.1151 9 2021/22: 0.0016303; 10.1151 10 2022/23: 0.0016142; 10.1151 11 2023/24: 0.0015982; 10.1151 12 2024/25: 0.0015824; 10.1151 13 2025/26: 0.0015668; 10.1151 14 2026/27: 0.0015513; 10.1151 15 2027/28: 0.001536; 10.1151 16 2028/29: 0.0015208; 10.1151 17 2029/30: 0.0015058; 10.1151 18 2030/31: 0.0014909; 10.1151 19 2031/32: 0.0014762; 10.1151 20 2032/33: 0.0014616; 10.1151 21 2033/34: 0.0014472; 10.1151 22 2034/35: 0.0014329; 10.1151 23 2035/36: 0.0014188; 10.1151 24 2036/37: 0.0014047; 10.1151 25 2037/38: 0.0013909; 10.1151 26 2038/39: 0.0013771; 10.1151 27 2039/40: 0.0013635; 10.1151 28 2040/41: 0.0013501; 10.1151 29 2041/42: 0.0013367; 10.1151 30 2042/43: 0.0013235; 10.1151 31 2043/44: 0.0013104; 10.1151 32 2044/45: 0.0012975
Third party impact
| Probability adjusted cost associated with possible loss of life | £m | 09/10 |  | 10.1151 1 2013/14: 0.11536; 10.1151 2 2014/15: 0.11536; 10.1151 3 2015/16: 0.11536; 10.1151 4 2016/17: 0.11536; 10.1151 5 2017/18: 0.11536; 10.1151 6 2018/19: 0.11536; 10.1151 7 2019/20: 0.11536; 10.1151 8 2020/21: 0.11536; 10.1151 9 2021/22: 0.11422; 10.1151 10 2022/23: 0.11309; 10.1151 11 2023/24: 0.11198; 10.1151 12 2024/25: 0.11087; 10.1151 13 2025/26: 0.10978; 10.1151 14 2026/27: 0.10869; 10.1151 15 2027/28: 0.10762; 10.1151 16 2028/29: 0.10655; 10.1151 17 2029/30: 0.1055; 10.1151 18 2030/31: 0.10446; 10.1151 19 2031/32: 0.10343; 10.1151 20 2032/33: 0.10241; 10.1151 21 2033/34: 0.10139; 10.1151 22 2034/35: 0.10039; 10.1151 23 2035/36: 0.099401; 10.1151 24 2036/37: 0.098419; 10.1151 25 2037/38: 0.097447; 10.1151 26 2038/39: 0.096485; 10.1151 27 2039/40: 0.095532; 10.1151 28 2040/41: 0.094588; 10.1151 29 2041/42: 0.093654; 10.1151 30 2042/43: 0.092729; 10.1151 31 2043/44: 0.091813; 10.1151 32 2044/45: 0.090906
| Cost of intervention | £m | 09/10 |  | 10.1151 1 2013/14: 0.003161; 10.1151 2 2014/15: 0.003161; 10.1151 3 2015/16: 0.003161; 10.1151 4 2016/17: 0.003161; 10.1151 5 2017/18: 0.003161; 10.1151 6 2018/19: 0.003161; 10.1151 7 2019/20: 0.003161; 10.1151 8 2020/21: 0.003161; 10.1151 9 2021/22: 0.0031298; 10.1151 10 2022/23: 0.0030988; 10.1151 11 2023/24: 0.0030682; 10.1151 12 2024/25: 0.0030379; 10.1151 13 2025/26: 0.0030079; 10.1151 14 2026/27: 0.0029782; 10.1151 15 2027/28: 0.0029488; 10.1151 16 2028/29: 0.0029197; 10.1151 17 2029/30: 0.0028908; 10.1151 18 2030/31: 0.0028623; 10.1151 19 2031/32: 0.002834; 10.1151 20 2032/33: 0.002806; 10.1151 21 2033/34: 0.0027783; 10.1151 22 2034/35: 0.0027508; 10.1151 23 2035/36: 0.0027237; 10.1151 24 2036/37: 0.0026968; 10.1151 25 2037/38: 0.0026701; 10.1151 26 2038/39: 0.0026437; 10.1151 27 2039/40: 0.0026176; 10.1151 28 2040/41: 0.0025918; 10.1151 29 2041/42: 0.0025662; 10.1151 30 2042/43: 0.0025408; 10.1151 31 2043/44: 0.0025157; 10.1151 32 2044/45: 0.0024909
| Prompt constraint costs (£m) (09/10 prices) | £m | 09/10 |  | 10.1151 1 2013/14: 0.74096; 10.1151 2 2014/15: 0.74096; 10.1151 3 2015/16: 0.74096; 10.1151 4 2016/17: 0.74096; 10.1151 5 2017/18: 0.74096; 10.1151 6 2018/19: 0.74096; 10.1151 7 2019/20: 0.74096; 10.1151 8 2020/21: 0.74096; 10.1151 9 2021/22: 0.73364; 10.1151 10 2022/23: 0.72639; 10.1151 11 2023/24: 0.71922; 10.1151 12 2024/25: 0.71211; 10.1151 13 2025/26: 0.70508; 10.1151 14 2026/27: 0.69811; 10.1151 15 2027/28: 0.69122; 10.1151 16 2028/29: 0.68439; 10.1151 17 2029/30: 0.67763; 10.1151 18 2030/31: 0.67094; 10.1151 19 2031/32: 0.66431; 10.1151 20 2032/33: 0.65775; 10.1151 21 2033/34: 0.65125; 10.1151 22 2034/35: 0.64482; 10.1151 23 2035/36: 0.63845; 10.1151 24 2036/37: 0.63214; 10.1151 25 2037/38: 0.6259; 10.1151 26 2038/39: 0.61971; 10.1151 27 2039/40: 0.61359; 10.1151 28 2040/41: 0.60753; 10.1151 29 2041/42: 0.60153; 10.1151 30 2042/43: 0.59559; 10.1151 31 2043/44: 0.58971; 10.1151 32 2044/45: 0.58388
| Post-mod constraint costs - 16 months (£m) (09/10 prices) | £m | 09/10 |  | 10.1151 1 2013/14: 0; 10.1151 2 2014/15: 0; 10.1151 3 2015/16: 0; 10.1151 4 2016/17: 0; 10.1151 5 2017/18: 0; 10.1151 6 2018/19: 0; 10.1151 7 2019/20: 0; 10.1151 8 2020/21: 0; 10.1151 9 2021/22: 0; 10.1151 10 2022/23: 0; 10.1151 11 2023/24: 0; 10.1151 12 2024/25: 0; 10.1151 13 2025/26: 0; 10.1151 14 2026/27: 0; 10.1151 15 2027/28: 0; 10.1151 16 2028/29: 0; 10.1151 17 2029/30: 0; 10.1151 18 2030/31: 0; 10.1151 19 2031/32: 0; 10.1151 20 2032/33: 0; 10.1151 21 2033/34: 0; 10.1151 22 2034/35: 0; 10.1151 23 2035/36: 0; 10.1151 24 2036/37: 0; 10.1151 25 2037/38: 0; 10.1151 26 2038/39: 0; 10.1151 27 2039/40: 0; 10.1151 28 2040/41: 0; 10.1151 29 2041/42: 0; 10.1151 30 2042/43: 0; 10.1151 31 2043/44: 0; 10.1151 32 2044/45: 0
| Wholesale gas price impact for 16 months (up to 2024) | £m | 09/10 |  | 10.1151 1 2013/14: 0.48693; 10.1151 2 2014/15: 0.48693; 10.1151 3 2015/16: 0.48693; 10.1151 4 2016/17: 0.48693; 10.1151 5 2017/18: 0.48693; 10.1151 6 2018/19: 0.48693; 10.1151 7 2019/20: 0.48693; 10.1151 8 2020/21: 0.48693; 10.1151 9 2021/22: 0.48212; 10.1151 10 2022/23: 0.47736; 10.1151 11 2023/24: 0.47264; 10.1151 12 2024/25: 0.46797
| Wholesale gas price impact for 16 months (beyond 2024) | £m | 09/10 |  | 10.1151 13 2025/26: 0.23723; 10.1151 14 2026/27: 0.23489; 10.1151 15 2027/28: 0.23257; 10.1151 16 2028/29: 0.23027; 10.1151 17 2029/30: 0.228; 10.1151 18 2030/31: 0.22575; 10.1151 19 2031/32: 0.22352; 10.1151 20 2032/33: 0.22131; 10.1151 21 2033/34: 0.21912; 10.1151 22 2034/35: 0.21696; 10.1151 23 2035/36: 0.21482; 10.1151 24 2036/37: 0.21269; 10.1151 25 2037/38: 0.21059; 10.1151 26 2038/39: 0.20851; 10.1151 27 2039/40: 0.20645; 10.1151 28 2040/41: 0.20441; 10.1151 29 2041/42: 0.20239; 10.1151 30 2042/43: 0.20039; 10.1151 31 2043/44: 0.19842; 10.1151 32 2044/45: 0.19646
| Shipping lane closure (£m) (09/10 prices) | £m | 09/10 |  | 10.1151 1 2013/14: 0.0021628; 10.1151 2 2014/15: 0.0021628; 10.1151 3 2015/16: 0.0021628; 10.1151 4 2016/17: 0.0021628; 10.1151 5 2017/18: 0.0021628; 10.1151 6 2018/19: 0.0021628; 10.1151 7 2019/20: 0.0021628; 10.1151 8 2020/21: 0.0021628; 10.1151 9 2021/22: 0.0021415; 10.1151 10 2022/23: 0.0021203; 10.1151 11 2023/24: 0.0020994; 10.1151 12 2024/25: 0.0020786; 10.1151 13 2025/26: 0.0020581; 10.1151 14 2026/27: 0.0020378; 10.1151 15 2027/28: 0.0020176; 10.1151 16 2028/29: 0.0019977; 10.1151 17 2029/30: 0.001978; 10.1151 18 2030/31: 0.0019584; 10.1151 19 2031/32: 0.0019391; 10.1151 20 2032/33: 0.0019199; 10.1151 21 2033/34: 0.001901; 10.1151 22 2034/35: 0.0018822; 10.1151 23 2035/36: 0.0018636; 10.1151 24 2036/37: 0.0018452; 10.1151 25 2037/38: 0.001827; 10.1151 26 2038/39: 0.0018089; 10.1151 27 2039/40: 0.0017911; 10.1151 28 2040/41: 0.0017734; 10.1151 29 2041/42: 0.0017558; 10.1151 30 2042/43: 0.0017385; 10.1151 31 2043/44: 0.0017213; 10.1151 32 2044/45: 0.0017043
| Shipwreck clear up costs (£m) (09/10 prices) | £m | 09/10 |  | 10.1151 1 2013/14: 0.061322; 10.1151 2 2014/15: 0.061322; 10.1151 3 2015/16: 0.061322; 10.1151 4 2016/17: 0.061322; 10.1151 5 2017/18: 0.061322; 10.1151 6 2018/19: 0.061322; 10.1151 7 2019/20: 0.061322; 10.1151 8 2020/21: 0.061322; 10.1151 9 2021/22: 0.060717; 10.1151 10 2022/23: 0.060117; 10.1151 11 2023/24: 0.059523; 10.1151 12 2024/25: 0.058935; 10.1151 13 2025/26: 0.058353; 10.1151 14 2026/27: 0.057777; 10.1151 15 2027/28: 0.057206; 10.1151 16 2028/29: 0.056641; 10.1151 17 2029/30: 0.056081; 10.1151 18 2030/31: 0.055527; 10.1151 19 2031/32: 0.054979; 10.1151 20 2032/33: 0.054436; 10.1151 21 2033/34: 0.053898; 10.1151 22 2034/35: 0.053366; 10.1151 23 2035/36: 0.052839; 10.1151 24 2036/37: 0.052317; 10.1151 25 2037/38: 0.0518; 10.1151 26 2038/39: 0.051288; 10.1151 27 2039/40: 0.050782; 10.1151 28 2040/41: 0.05028; 10.1151 29 2041/42: 0.049783; 10.1151 30 2042/43: 0.049292; 10.1151 31 2043/44: 0.048805; 10.1151 32 2044/45: 0.048323
| VOLL | £m | 09/10 |  | 10.1151 1 2013/14: 0.0022372; 10.1151 2 2014/15: 0.0022372; 10.1151 3 2015/16: 0.0022372; 10.1151 4 2016/17: 0.0022372; 10.1151 5 2017/18: 0.0022372; 10.1151 6 2018/19: 0.0022372; 10.1151 7 2019/20: 0.0022372; 10.1151 8 2020/21: 0.0022372; 10.1151 9 2021/22: 0.0022151; 10.1151 10 2022/23: 0.0021932; 10.1151 11 2023/24: 0.0021715; 10.1151 12 2024/25: 0.0021501; 10.1151 13 2025/26: 0.0021288; 10.1151 14 2026/27: 0.0021078; 10.1151 15 2027/28: 0.002087; 10.1151 16 2028/29: 0.0020664; 10.1151 17 2029/30: 0.002046; 10.1151 18 2030/31: 0.0020257; 10.1151 19 2031/32: 0.0020057; 10.1151 20 2032/33: 0.0019859; 10.1151 21 2033/34: 0.0019663; 10.1151 22 2034/35: 0.0019469; 10.1151 23 2035/36: 0.0019277; 10.1151 24 2036/37: 0.0019086; 10.1151 25 2037/38: 0.0018898; 10.1151 26 2038/39: 0.0018711; 10.1151 27 2039/40: 0.0018526; 10.1151 28 2040/41: 0.0018343; 10.1151 29 2041/42: 0.0018162; 10.1151 30 2042/43: 0.0017983; 10.1151 31 2043/44: 0.0017805; 10.1151 32 2044/45: 0.0017629
| Total costs (excluding loss of life) | £m | 09/10 |  | 5.6101 | 5.6101 | 5.6101 | 5.6101 | 5.6101 | 5.6101 | 5.6101 | 5.6101 | 5.5563 | 5.5029 | 5.4501 | 5.3977 | 4.8196 | 4.7735 | 4.7278 | 4.6826 | 4.6378 | 4.5935 | 4.5496 | 4.5062 | 4.4631 | 4.4205 | 4.3783 | 4.3366 | 4.3001 | 4.5231 | 4.5099 | 6.1197 | 8.1367 | 9.9069 | 8.4332 | 8.1683 | 4.4964 | 4.5292 | 4.5505 | 4.5615 | 4.5634 | 4.5571 | 4.5436 | 4.5236 | 4.4978 | 4.4669 | 4.4314 | 4.3918 | 4.3486 | 4.3021 | 4.2527 | 4.2007 | 4.1465 | 4.0902 | 4.032 | 3.9722 | 3.911 | 3.8485 | 3.7848 | 3.7201 | 3.6544 | 3.588 | 3.5208 | 3.453
| Cost of possible loss of life | £m | 09/10 |  | 0.11536 | 0.11536 | 0.11536 | 0.11536 | 0.11536 | 0.11536 | 0.11536 | 0.11536 | 0.11422 | 0.11309 | 0.11198 | 0.11087 | 0.10978 | 0.10869 | 0.10762 | 0.10655 | 0.1055 | 0.10446 | 0.10343 | 0.10241 | 0.10139 | 0.10039 | 0.099401 | 0.098419 | 0.097447 | 0.096485 | 0.095532 | 0.094588 | 0.093654 | 0.092729 | 0.091813 | 0.090906 | 0 | 0 | 0 | 0 | 0 | 0 | 0 | 0 | 0 | 0 | 0 | 0 | 0 | 0 | 0 | 0 | 0 | 0 | 0 | 0 | 0 | 0 | 0 | 0 | 0 | 0 | 0 | 0
| Discount factor for other costs |  |  |  | 0.96618 | 0.93351 | 0.90194 | 0.87144 | 0.84197 | 0.8135 | 0.78599 | 0.75941 | 0.73373 | 0.70892 | 0.68495 | 0.66178 | 0.6394 | 0.61778 | 0.59689 | 0.57671 | 0.5572 | 0.53836 | 0.52016 | 0.50257 | 0.48557 | 0.46915 | 0.45329 | 0.43796 | 0.42315 | 0.40884 | 0.39501 | 0.38165 | 0.36875 | 0.35628 | 0.39999 | 0.38834 | 0.37703 | 0.36604 | 0.35538 | 0.34503 | 0.33498 | 0.32523 | 0.31575 | 0.30656 | 0.29763 | 0.28896 | 0.28054 | 0.27237 | 0.26444 | 0.25674 | 0.24926 | 0.242 | 0.23495 | 0.22811 | 0.22146 | 0.21501 | 0.20875 | 0.20267 | 0.19677 | 0.19104 | 0.18547 | 0.18007 | 0.17483 | 0.16973
| Discount factor for loss of life costs |  |  |  | 0.98522 | 0.97066 | 0.95632 | 0.94218 | 0.92826 | 0.91454 | 0.90103 | 0.88771 | 0.87459 | 0.86167 | 0.84893 | 0.83639 | 0.82403 | 0.81185 | 0.79985 | 0.78803 | 0.77639 | 0.76491 | 0.75361 | 0.74247 | 0.7315 | 0.72069 | 0.71004 | 0.69954 | 0.68921 | 0.67902 | 0.66899 | 0.6591 | 0.64936 | 0.63976 | 0.6721 | 0.66354 | 0.65509 | 0.64675 | 0.63851 | 0.63038 | 0.62235 | 0.61443 | 0.6066 | 0.59888 | 0.59125 | 0.58372 | 0.57629 | 0.56895 | 0.5617 | 0.55455 | 0.54748 | 0.54051 | 0.53363 | 0.52683 | 0.52012 | 0.5135 | 0.50696 | 0.5005 | 0.49413 | 0.48783 | 0.48162 | 0.47549 | 0.46943 | 0.46345
| Discounted costs (excluding loss of life) | £m | 09/10 |  | 5.4204 | 5.2371 | 5.06 | 4.8889 | 4.7236 | 4.5639 | 4.4095 | 4.2604 | 4.0768 | 3.9011 | 3.733 | 3.5721 | 3.0816 | 2.949 | 2.822 | 2.7005 | 2.5842 | 2.473 | 2.3665 | 2.2647 | 2.1672 | 2.0739 | 1.9846 | 1.8992 | 1.8196 | 1.8492 | 1.7815 | 2.3356 | 3.0004 | 3.5296 | 3.3732 | 3.1721 | 1.6952 | 1.6579 | 1.6172 | 1.5739 | 1.5287 | 1.4821 | 1.4347 | 1.3867 | 1.3387 | 1.2908 | 1.2432 | 1.1962 | 1.1499 | 1.1045 | 1.06 | 1.0166 | 0.97421 | 0.93299 | 0.89294 | 0.85408 | 0.81642 | 0.77997 | 0.74472 | 0.71067 | 0.67779 | 0.64609 | 0.61552 | 0.58608
| Discounted cost of loss of life | £m | 09/10 |  | 0.11366 | 0.11198 | 0.11032 | 0.10869 | 0.10709 | 0.1055 | 0.10394 | 0.10241 | 0.099898 | 0.097449 | 0.095061 | 0.092731 | 0.090458 | 0.088241 | 0.086078 | 0.083968 | 0.08191 | 0.079902 | 0.077944 | 0.076034 | 0.07417 | 0.072352 | 0.070579 | 0.068849 | 0.067161 | 0.065515 | 0.063909 | 0.062343 | 0.060815 | 0.059324 | 0.061708 | 0.06032 | 0 | 0 | 0 | 0 | 0 | 0 | 0 | 0 | 0 | 0 | 0 | 0 | 0 | 0 | 0 | 0 | 0 | 0 | 0 | 0 | 0 | 0 | 0 | 0 | 0 | 0 | 0 | 0
| Total discounted cost | £m | 09/10 |  | 5.5341 | 5.3491 | 5.1704 | 4.9976 | 4.8307 | 4.6694 | 4.5135 | 4.3628 | 4.1767 | 3.9986 | 3.8281 | 3.6649 | 3.1721 | 3.0372 | 2.9081 | 2.7845 | 2.6661 | 2.5529 | 2.4445 | 2.3407 | 2.2413 | 2.1462 | 2.0552 | 1.9681 | 1.8867 | 1.9147 | 1.8454 | 2.398 | 3.0612 | 3.589 | 3.4349 | 3.2324 | 1.6952 | 1.6579 | 1.6172 | 1.5739 | 1.5287 | 1.4821 | 1.4347 | 1.3867 | 1.3387 | 1.2908 | 1.2432 | 1.1962 | 1.1499 | 1.1045 | 1.06 | 1.0166 | 0.97421 | 0.93299 | 0.89294 | 0.85408 | 0.81642 | 0.77997 | 0.74472 | 0.71067 | 0.67779 | 0.64609 | 0.61552 | 0.58608
| Cumulative discounted costs (excluding loss of life) | £m | 09/10 |  | 5.4204 | 10.6576 | 15.7176 | 20.6065 | 25.3301 | 29.894 | 34.3035 | 38.5639 | 42.6407 | 46.5418 | 50.2748 | 53.8469 | 56.9286 | 59.8775 | 62.6995 | 65.4 | 67.9842 | 70.4572 | 72.8237 | 75.0884 | 77.2555 | 79.3294 | 81.3141 | 83.2133 | 85.0329 | 86.8821 | 88.6636 | 90.9992 | 93.9996 | 97.5292 | 100.9024 | 104.0745 | 105.7697 | 107.4276 | 109.0447 | 110.6186 | 112.1473 | 113.6294 | 115.064 | 116.4508 | 117.7895 | 119.0802 | 120.3234 | 121.5196 | 122.6696 | 123.7741 | 124.8341 | 125.8507 | 126.8249 | 127.7579 | 128.6508 | 129.5049 | 130.3213 | 131.1013 | 131.846 | 132.5567 | 133.2344 | 133.8805 | 134.4961 | 135.0821
| Cumulative discounted cost of loss of life | £m | 09/10 |  | 0.11366 | 0.22563 | 0.33596 | 0.44465 | 0.55173 | 0.65724 | 0.76118 | 0.86359 | 0.96348 | 1.0609 | 1.156 | 1.2487 | 1.3392 | 1.4274 | 1.5135 | 1.5975 | 1.6794 | 1.7593 | 1.8372 | 1.9133 | 1.9874 | 2.0598 | 2.1304 | 2.1992 | 2.2664 | 2.3319 | 2.3958 | 2.4581 | 2.519 | 2.5783 | 2.64 | 2.7003 | 2.7003 | 2.7003 | 2.7003 | 2.7003 | 2.7003 | 2.7003 | 2.7003 | 2.7003 | 2.7003 | 2.7003 | 2.7003 | 2.7003 | 2.7003 | 2.7003 | 2.7003 | 2.7003 | 2.7003 | 2.7003 | 2.7003 | 2.7003 | 2.7003 | 2.7003 | 2.7003 | 2.7003 | 2.7003 | 2.7003 | 2.7003 | 2.7003
| Cumulative total discounted cost | £m | 09/10 |  | 5.5341 | 10.8832 | 16.0535 | 21.0512 | 25.8818 | 30.5512 | 35.0647 | 39.4275 | 43.6042 | 47.6027 | 51.4308 | 55.0957 | 58.2678 | 61.305 | 64.213 | 66.9975 | 69.6636 | 72.2165 | 74.6609 | 77.0016 | 79.243 | 81.3892 | 83.4444 | 85.4125 | 87.2993 | 89.214 | 91.0594 | 93.4573 | 96.5186 | 100.1075 | 103.5424 | 106.7748 | 108.47 | 110.1279 | 111.7451 | 113.3189 | 114.8476 | 116.3297 | 117.7643 | 119.1511 | 120.4898 | 121.7805 | 123.0237 | 124.2199 | 125.3699 | 126.4744 | 127.5344 | 128.551 | 129.5252 | 130.4582 | 131.3511 | 132.2052 | 133.0216 | 133.8016 | 134.5463 | 135.257 | 135.9348 | 136.5808 | 137.1964 | 137.7824

## OUTPUT¦ Summary results
RESULTS
|  |  |  | Scenario 1 |  | Scenario 2 |  | Scenario 3
|  |  |  | Tunnel costs, £m | 139.887 | Tunnel costs, £m | 94.642 | Tunnel costs, £m | 114.642
|  |  |  | Probabilities | NGGT | Probabilities | High | Probabilities | Low
|  |  |  | WACC | 0.04375 | WACC | 0.012695 | WACC | 0.03615
1 | Cumulative Net Present Costs (NPC)
|  |  |  | NPC horizon |  | NPC horizon |  | NPC horizon
|  |  |  | 2044 | 2072 | 2044 | 2072 | 2044 | 2072
| Option 1: Tunnel in 2012 | £m | 09/10 | 428.505 | 449.0936 | 115.8742 | 129.5411 | 107.172 | 126.9431
| Option 2: Mitigation upto 2044 | £m | 09/10 | 822.2735 |  | 189.9523 |  | 98.8925
| Option 3: Mitigation upto 2044 then tunnel | £m | 09/10 | 831.8598 | 868.4721 | 196.3985 | 212.458 | 106.7748 | 137.7824
2 | NPC of option relative to Option 1
|  |  |  | NPC horizon |  | NPC horizon |  | NPC horizon
|  |  |  | 2044 | 2072 | 2044 | 2072 | 2044 | 2072
| Option 1: Tunnel in 2012 (base case) | £m | 09/10
| Option 2: Mitigation upto 2044 | £m | 09/10 | 393.7684 |  | 74.0781 |  | -8.2795
| Option 3: Mitigation upto 2044 then tunnel | £m | 09/10 |  | 419.3784 |  | 82.9168 |  | 10.8393

## FOOTNOTES
Footnote. | Notes
1 | These probabilities are absolute probabilities based on a decision tree and are calculated by multiplying the different relevant probabilities on the relevant branch of a decision tree.
2 | Probability calculated on the basis that there is a 20% chance that the lease would be lost by 2044, this is equivalent to NGGT's calculations set out in response to SQ54.
3 | Based on NG forecast that a reduction in Easington area capability could result in 78-103 days of constraints per year, which could result in buyback costs …[…]. See slide 21 of NG presentation to Ofgem on 7Feb2018.
4 | Assumed that remediation could be minor or major (weighted using probability of each) - NGGT assumed Major which is not reasonable or in line with probabilities presented to Ofgem.
5 | The revenue profile to NGGT for a tunnel commissioned in 2045/46 commences in 2037/38 (assuming an eight-year construction phase).
6
7
8
9
10
11
12