## Title
GB Power Market Scenario Results
2018-10-01
Contents of this workbook
The results contained in this workbook are produced by LCP's EnVision model of the GB power market. It contains projections from 2019 to 2040 under scenarios based on assumptions provided by Ofgem or obtained from publicly available sources where possible.
Interpretation and Limitations
The results presented in this workbook are dependent on the assumptions used and the modelling methodology applied. In particular, long term forecasts are subject to significant uncertainty and actual market outcomes may differ materially from the forecasts presented. Frontier Economics and LCP can therefore accept no liability for losses suffered, direct or consequential, arising out of any reliance on the results presented.
In particular:
• The scenarios presented do not take into account all changes that could potentially occur in the power market. More extreme market outcomes than those presened are therefore possible.
• The relationship between the cost of generation and prevailing market prices has been assessed based on historical data and current forward power prices. To the extent that this relationship changes over time results could vary.
• The modelling results are based on all market participants having a common view on future market outcomes. To the extent that views vary between market participants the results could be considerably different to those presented in this report.
• The modelling makes use of a power plant database maintained by LCP. Assumptions on individual plant characteristics have been estimated where required.
• We do not take into account the effect that future changes to the market structure may have on the behaviour of market participants. For example we do not assume any change in wholesale market behaviour as a result the Capacity Market reforms.

## Scenario Details
Scenario Details
Note | All values are £2016 real
TNUoS Demand Residual |  | 2019 | 2020 | 2021 | 2022 | 2023 | 2024 | 2025 | 2026 | 2027 | 2028 | 2029 | 2030 | 2031 | 2032 | 2033 | 2034 | 2035 | 2036 | 2037 | 2038 | 2039 | 2040
Counterfactual: Status quo | £/kW | 43.84 | 47.75 | 49.88 | 53.14 | 54.94 | 54.94 | 54.94 | 54.94 | 54.94 | 54.94 | 54.94 | 54.94 | 54.94 | 54.94 | 54.94 | 54.94 | 54.94 | 54.94 | 54.94 | 54.94 | 54.94 | 54.94
Factual 1: Triad removed | £/kW | 43.84 | 47.75 | 3.07 | 3.1 | 3.12 | 3.12 | 3.12 | 3.12 | 3.12 | 3.12 | 3.12 | 3.12 | 3.12 | 3.12 | 3.12 | 3.12 | 3.12 | 3.12 | 3.12 | 3.12 | 3.12 | 3.12
High residual | £/kW | 43.84 | 47.75 | 49.88 | 53.14 | 54.94 | 58.87 | 62.79 | 66.72 | 70.64 | 74.56 | 78.49 | 82.41 | 82.41 | 82.41 | 82.41 | 82.41 | 82.41 | 82.41 | 82.41 | 82.41 | 82.41 | 82.41
Low residual | £/kW | 43.84 | 47.75 | 45.36 | 42.98 | 40.59 | 38.2 | 35.81 | 33.43 | 31.04 | 28.65 | 26.26 | 23.88 | 23.88 | 23.88 | 23.88 | 23.88 | 23.88 | 23.88 | 23.88 | 23.88 | 23.88 | 23.88
Transitional arrangements 1: 1-year delay | £/kW | 43.84 | 47.75 | 49.88 | 3.1 | 3.12 | 3.12 | 3.12 | 3.12 | 3.12 | 3.12 | 3.12 | 3.12 | 3.12 | 3.12 | 3.12 | 3.12 | 3.12 | 3.12 | 3.12 | 3.12 | 3.12 | 3.12
Transitional arrangements 2: 3-year phased | £/kW | 43.84 | 47.75 | 49.88 | 33.25 | 16.63 | 3.12 | 3.12 | 3.12 | 3.12 | 3.12 | 3.12 | 3.12 | 3.12 | 3.12 | 3.12 | 3.12 | 3.12 | 3.12 | 3.12 | 3.12 | 3.12 | 3.12
Transitional arrangements 3: 3-year delay | £/kW | 43.84 | 47.75 | 49.88 | 53.14 | 54.94 | 3.12 | 3.12 | 3.12 | 3.12 | 3.12 | 3.12 | 3.12 | 3.12 | 3.12 | 3.12 | 3.12 | 3.12 | 3.12 | 3.12 | 3.12 | 3.12 | 3.12
DUoS Distribution Residual |  | 2019 | 2020 | 2021 | 2022 | 2023 | 2024 | 2025 | 2026 | 2027 | 2028 | 2029 | 2030 | 2031 | 2032 | 2033 | 2034 | 2035 | 2036 | 2037 | 2038 | 2039 | 2040
Counterfactual: Status quo | £/MWh | 2.15 | 2.15 | 2.15 | 2.15 | 2.15 | 2.15 | 2.15 | 2.15 | 2.15 | 2.15 | 2.15 | 2.15 | 2.15 | 2.15 | 2.15 | 2.15 | 2.15 | 2.15 | 2.15 | 2.15 | 2.15 | 2.15
Factual 1: Triad removed | £/MWh | 2.15 | 2.15 | 0 | 0 | 0 | 0 | 0 | 0 | 0 | 0 | 0 | 0 | 0 | 0 | 0 | 0 | 0 | 0 | 0 | 0 | 0 | 0
High residual | £/MWh | 2.15 | 2.15 | 2.15 | 2.269 | 2.389 | 2.508 | 2.628 | 2.747 | 2.867 | 2.986 | 3.106 | 3.225 | 3.225 | 3.225 | 3.225 | 3.225 | 3.225 | 3.225 | 3.225 | 3.225 | 3.225 | 3.225
Low residual | £/MWh | 2.15 | 2.15 | 2.15 | 2.031 | 1.911 | 1.792 | 1.672 | 1.553 | 1.433 | 1.314 | 1.194 | 1.075 | 1.075 | 1.075 | 1.075 | 1.075 | 1.075 | 1.075 | 1.075 | 1.075 | 1.075 | 1.075
Transitional arrangements 1: 1-year delay | £/MWh | 2.15 | 2.15 | 2.15 | 0 | 0 | 0 | 0 | 0 | 0 | 0 | 0 | 0 | 0 | 0 | 0 | 0 | 0 | 0 | 0 | 0 | 0 | 0
Transitional arrangements 2: 3-year phased | £/MWh | 2.15 | 2.15 | 2.15 | 1.419 | 0.71 | 0 | 0 | 0 | 0 | 0 | 0 | 0 | 0 | 0 | 0 | 0 | 0 | 0 | 0 | 0 | 0 | 0
Transitional arrangements 3: 3-year delay | £/MWh | 2.15 | 2.15 | 2.15 | 2.15 | 2.15 | 0 | 0 | 0 | 0 | 0 | 0 | 0 | 0 | 0 | 0 | 0 | 0 | 0 | 0 | 0 | 0 | 0
Notes:
The DUoS Distribution Residual displayed represents the avoided CDCM, assuming 40% of thermal BTMG is HV.
The EDCM charge avoided by EHV BTMG thermal capacity (60%) during the 258 super-red hours follows the same development over time, with initial benefit of £25/MWh * 60% = £15/MWh.
Similarly, we assume 25% of BTMG solar avoids the CDCM (based on assumed onsite demand), following the same development over time as above.

## Installed Capacity
Installed Capacity
Note | All values are given in GW
Counterfactual (Steady Progression)
| 2019 | 2020 | 2021 | 2022 | 2023 | 2024 | 2025 | 2026 | 2027 | 2028 | 2029 | 2030 | 2031 | 2032 | 2033 | 2034 | 2035 | 2036 | 2037 | 2038 | 2039 | 2040
CCGT | 30.857 | 30.607 | 30.607 | 30.201 | 29.39 | 29.155 | 27.69 | 26.759 | 24.411 | 24.549 | 24.877 | 26.786 | 25.581 | 24.603 | 24.603 | 24.223 | 23.798 | 23.798 | 23.798 | 23.428 | 23.408 | 23.455
Coal | 10.826 | 8.279 | 6.289 | 2.775 | 2.278 | 1.284 | 1.284 | 0 | 0 | 0 | 0 | 0 | 0 | 0 | 0 | 0 | 0 | 0 | 0 | 0 | 0 | 0
Biomass | 3.7101 | 3.9951 | 3.9951 | 3.9951 | 3.9268 | 3.9268 | 3.9268 | 3.9268 | 4.0988 | 4.0538 | 4.0538 | 4.0538 | 3.8438 | 3.8248 | 3.4348 | 3.3698 | 3.2578 | 2.9728 | 2.9728 | 2.545 | 2.545 | 1.9
Nuclear | 8.985 | 8.985 | 8.985 | 8.985 | 7.126 | 7.126 | 7.126 | 7.126 | 7.126 | 6.046 | 5.353 | 2.934 | 4.604 | 6.004 | 7.674 | 9.074 | 10.474 | 10.474 | 11.874 | 13.003 | 13.003 | 14.132
Wind | 22.958 | 23.638 | 24.365 | 25.8005 | 27.0446 | 28.8905 | 31.344 | 33.7029 | 35.7184 | 37.6791 | 38.754 | 40.2966 | 41.8008 | 43.1343 | 44.037 | 44.9689 | 46.7998 | 48.2997 | 48.8484 | 50.1455 | 50.1908 | 50.9845
Other RES | 5.4399 | 5.4431 | 5.5468 | 5.5409 | 5.5365 | 5.5297 | 5.5217 | 5.5238 | 5.5274 | 5.5372 | 5.5381 | 5.5735 | 5.686 | 6.1212 | 6.3817 | 6.466 | 6.5626 | 6.5637 | 6.5584 | 6.554 | 6.5445 | 6.5296
Storage | 3.6834 | 4.191 | 4.5842 | 4.5842 | 4.5842 | 4.5842 | 4.9042 | 4.9192 | 6.0533 | 6.5853 | 7.1308 | 8.2142 | 8.989 | 9.8695 | 10.7546 | 11.7731 | 12.9296 | 14.085 | 15.5602 | 17.2208 | 18.7691 | 20.596
Peaking | 6.4299 | 6.7109 | 6.8557 | 6.5427 | 5.8606 | 5.8606 | 5.7406 | 5.7406 | 5.2205 | 5.1885 | 5.1885 | 5.1725 | 5.1725 | 5.1725 | 5.1195 | 5.1125 | 5.1125 | 4.9725 | 4.9725 | 4.9725 | 4.9725 | 4.9725
Solar | 12.9337 | 13.3463 | 13.6726 | 13.9076 | 14.1251 | 14.3275 | 14.5253 | 14.732 | 14.9596 | 15.2561 | 15.6014 | 15.9896 | 16.4288 | 16.9301 | 17.6253 | 18.7609 | 20.1232 | 21.8504 | 23.3507 | 24.4402 | 25.0793 | 25.5236
Interconnector | 5 | 6 | 7 | 8.4 | 8.4 | 9.8 | 11.2 | 14.5 | 15.9 | 15.9 | 15.9 | 15.9 | 15.9 | 15.9 | 15.9 | 15.9 | 15.9 | 15.9 | 15.9 | 15.9 | 15.9 | 15.9
CHP | 2.4816 | 2.567 | 2.6376 | 2.8247 | 2.876 | 2.9317 | 2.9697 | 3.0317 | 3.1585 | 3.2085 | 3.2255 | 3.2823 | 3.3119 | 3.3482 | 3.3867 | 3.4617 | 3.5055 | 3.5577 | 3.6751 | 3.7396 | 3.8051 | 3.8752
BTMG - Gas Recip | 0.324 | 0.371 | 0.406 | 0.606 | 0.806 | 1.006 | 1.206 | 1.406 | 1.606 | 1.806 | 2.006 | 2.206 | 2.406 | 2.606 | 2.806 | 3.006 | 3.206 | 3.406 | 3.406 | 3.406 | 3.406 | 3.406
BTMG - Gas CHP | 0.442 | 0.442 | 0.442 | 0.642 | 0.842 | 1.042 | 1.242 | 1.442 | 1.642 | 1.842 | 2.042 | 2.242 | 2.442 | 2.642 | 2.842 | 3.042 | 3.242 | 3.442 | 3.562 | 3.762 | 3.762 | 3.762
BTMG - Diesel | 0.29 | 0.29 | 0.29 | 0.29 | 0.29 | 0.29 | 0.29 | 0.29 | 0.29 | 0.29 | 0.29 | 0.29 | 0.29 | 0.29 | 0.29 | 0.29 | 0.29 | 0.29 | 0.29 | 0.29 | 0.29 | 0.29
Factual Scenario 1 (Steady progression, triad and distribution residual removed from BTMG)
| 2019 | 2020 | 2021 | 2022 | 2023 | 2024 | 2025 | 2026 | 2027 | 2028 | 2029 | 2030 | 2031 | 2032 | 2033 | 2034 | 2035 | 2036 | 2037 | 2038 | 2039 | 2040
CCGT | 30.857 | 30.607 | 30.607 | 30.201 | 29.39 | 28.655 | 27.24 | 27.309 | 25.771 | 26.099 | 26.427 | 28.336 | 27.631 | 26.653 | 27.153 | 27.273 | 27.273 | 27.773 | 27.773 | 27.773 | 27.753 | 27.875
Coal | 10.826 | 8.279 | 6.289 | 2.775 | 2.775 | 2.278 | 1.781 | 0 | 0 | 0 | 0 | 0 | 0 | 0 | 0 | 0 | 0 | 0 | 0 | 0 | 0 | 0
Biomass | 3.7101 | 3.9951 | 3.9951 | 3.9951 | 3.9268 | 3.9268 | 3.9268 | 3.9268 | 4.0988 | 4.0538 | 4.0538 | 4.0538 | 3.8438 | 3.8248 | 3.4348 | 3.3698 | 3.2578 | 2.9728 | 2.9728 | 2.545 | 2.545 | 1.9
Nuclear | 8.985 | 8.985 | 8.985 | 8.985 | 7.126 | 7.126 | 7.126 | 7.126 | 7.126 | 6.046 | 5.353 | 2.934 | 4.604 | 6.004 | 7.674 | 9.074 | 10.474 | 10.474 | 11.874 | 13.003 | 13.003 | 14.132
Wind | 22.958 | 23.638 | 24.365 | 25.8005 | 27.0446 | 28.8905 | 31.344 | 33.7029 | 35.7184 | 37.6791 | 38.754 | 40.2966 | 41.8008 | 43.1343 | 44.037 | 44.9689 | 46.7998 | 48.2997 | 48.8484 | 50.1455 | 50.1908 | 50.9845
Other RES | 5.4399 | 5.4431 | 5.5468 | 5.5409 | 5.5365 | 5.5297 | 5.5217 | 5.5238 | 5.5274 | 5.5372 | 5.5381 | 5.5735 | 5.686 | 6.1212 | 6.3817 | 6.466 | 6.5626 | 6.5637 | 6.5584 | 6.554 | 6.5445 | 6.5296
Storage | 3.6834 | 4.191 | 4.5842 | 4.5842 | 4.5842 | 4.5842 | 5.2042 | 5.2192 | 6.3533 | 6.8853 | 7.4308 | 8.5142 | 9.289 | 10.1695 | 11.0546 | 12.0731 | 13.2296 | 14.385 | 15.8602 | 17.5208 | 19.0691 | 20.896
Peaking | 6.4299 | 6.7109 | 6.8557 | 6.5427 | 5.8606 | 5.8606 | 5.8606 | 5.8606 | 5.8606 | 5.8286 | 5.8286 | 5.8126 | 5.8126 | 5.8126 | 5.7596 | 5.7526 | 5.7526 | 5.6126 | 5.6126 | 5.6126 | 5.6126 | 5.5836
Solar | 12.9337 | 13.3463 | 13.6726 | 13.9076 | 14.1251 | 14.3275 | 14.5253 | 14.732 | 14.9596 | 15.2561 | 15.6014 | 15.9896 | 16.4288 | 16.9301 | 17.6253 | 18.7609 | 20.1232 | 21.8504 | 23.3507 | 24.4402 | 25.0793 | 25.5236
Interconnector | 5 | 6 | 7 | 8.4 | 8.4 | 9.8 | 11.2 | 14.5 | 15.9 | 15.9 | 15.9 | 15.9 | 15.9 | 15.9 | 15.9 | 15.9 | 15.9 | 15.9 | 15.9 | 15.9 | 15.9 | 15.9
CHP | 2.4816 | 2.567 | 2.6376 | 2.8247 | 2.876 | 2.9317 | 2.9697 | 3.0317 | 3.1585 | 3.2085 | 3.2255 | 3.2823 | 3.3119 | 3.3482 | 3.3867 | 3.4617 | 3.5055 | 3.5577 | 3.6751 | 3.7396 | 3.8051 | 3.8752
BTMG - Gas Recip | 0.324 | 0.371 | 0.406 | 0.406 | 0.406 | 0.406 | 0.406 | 0.406 | 0.406 | 0.406 | 0.406 | 0.406 | 0.406 | 0.406 | 0.406 | 0.406 | 0.406 | 0.406 | 0.406 | 0.406 | 0.406 | 0.406
BTMG - Gas CHP | 0.442 | 0.442 | 0.442 | 0.642 | 0.842 | 0.942 | 1.142 | 1.142 | 1.342 | 1.542 | 1.742 | 1.802 | 1.922 | 2.002 | 2.102 | 2.202 | 2.202 | 2.202 | 2.202 | 2.202 | 2.202 | 2.202
BTMG - Diesel | 0.29 | 0.29 | 0.29 | 0.29 | 0.29 | 0.29 | 0.29 | 0.29 | 0 | 0 | 0 | 0 | 0 | 0 | 0 | 0 | 0 | 0 | 0 | 0 | 0 | 0
Factual Scenario 2 (Steady progression, triad and distribution residual removed from peaking BTMG)
| 2019 | 2020 | 2021 | 2022 | 2023 | 2024 | 2025 | 2026 | 2027 | 2028 | 2029 | 2030 | 2031 | 2032 | 2033 | 2034 | 2035 | 2036 | 2037 | 2038 | 2039 | 2040
CCGT | 30.857 | 30.607 | 30.607 | 30.201 | 29.39 | 28.655 | 27.24 | 26.809 | 25.271 | 25.599 | 25.927 | 27.836 | 26.631 | 26.153 | 26.653 | 26.273 | 26.273 | 26.773 | 26.353 | 26.353 | 26.333 | 26.455
Coal | 10.826 | 8.279 | 6.289 | 2.775 | 2.775 | 2.278 | 1.781 | 0 | 0 | 0 | 0 | 0 | 0 | 0 | 0 | 0 | 0 | 0 | 0 | 0 | 0 | 0
Biomass | 3.7101 | 3.9951 | 3.9951 | 3.9951 | 3.9268 | 3.9268 | 3.9268 | 3.9268 | 4.0988 | 4.0538 | 4.0538 | 4.0538 | 3.8438 | 3.8248 | 3.4348 | 3.3698 | 3.2578 | 2.9728 | 2.9728 | 2.545 | 2.545 | 1.9
Nuclear | 8.985 | 8.985 | 8.985 | 8.985 | 7.126 | 7.126 | 7.126 | 7.126 | 7.126 | 6.046 | 5.353 | 2.934 | 4.604 | 6.004 | 7.674 | 9.074 | 10.474 | 10.474 | 11.874 | 13.003 | 13.003 | 14.132
Wind | 22.958 | 23.638 | 24.365 | 25.8005 | 27.0446 | 28.8905 | 31.344 | 33.7029 | 35.7184 | 37.6791 | 38.754 | 40.2966 | 41.8008 | 43.1343 | 44.037 | 44.9689 | 46.7998 | 48.2997 | 48.8484 | 50.1455 | 50.1908 | 50.9845
Other RES | 5.4399 | 5.4431 | 5.5468 | 5.5409 | 5.5365 | 5.5297 | 5.5217 | 5.5238 | 5.5274 | 5.5372 | 5.5381 | 5.5735 | 5.686 | 6.1212 | 6.3817 | 6.466 | 6.5626 | 6.5637 | 6.5584 | 6.554 | 6.5445 | 6.5296
Storage | 3.6834 | 4.191 | 4.5842 | 4.5842 | 4.5842 | 4.5842 | 5.2042 | 5.2192 | 6.3533 | 6.8853 | 7.4308 | 8.5142 | 9.289 | 10.1695 | 11.0546 | 12.0731 | 13.2296 | 14.385 | 15.8602 | 17.5208 | 19.0691 | 20.896
Peaking | 6.4299 | 6.7109 | 6.8557 | 6.5427 | 5.8606 | 5.8606 | 5.8606 | 5.8606 | 5.8606 | 5.8286 | 5.8286 | 5.8126 | 5.8126 | 5.8126 | 5.7596 | 5.7526 | 5.7526 | 5.6126 | 5.6126 | 5.6126 | 5.6126 | 5.5836
Solar | 12.9337 | 13.3463 | 13.6726 | 13.9076 | 14.1251 | 14.3275 | 14.5253 | 14.732 | 14.9596 | 15.2561 | 15.6014 | 15.9896 | 16.4288 | 16.9301 | 17.6253 | 18.7609 | 20.1232 | 21.8504 | 23.3507 | 24.4402 | 25.0793 | 25.5236
Interconnector | 5 | 6 | 7 | 8.4 | 8.4 | 9.8 | 11.2 | 14.5 | 15.9 | 15.9 | 15.9 | 15.9 | 15.9 | 15.9 | 15.9 | 15.9 | 15.9 | 15.9 | 15.9 | 15.9 | 15.9 | 15.9
CHP | 2.4816 | 2.567 | 2.6376 | 2.8247 | 2.876 | 2.9317 | 2.9697 | 3.0317 | 3.1585 | 3.2085 | 3.2255 | 3.2823 | 3.3119 | 3.3482 | 3.3867 | 3.4617 | 3.5055 | 3.5577 | 3.6751 | 3.7396 | 3.8051 | 3.8752
BTMG - Gas Recip | 0.324 | 0.371 | 0.406 | 0.406 | 0.406 | 0.406 | 0.406 | 0.406 | 0.406 | 0.406 | 0.406 | 0.406 | 0.406 | 0.406 | 0.406 | 0.406 | 0.406 | 0.406 | 0.406 | 0.406 | 0.406 | 0.406
BTMG - Gas CHP | 0.442 | 0.442 | 0.442 | 0.642 | 0.842 | 1.042 | 1.242 | 1.442 | 1.642 | 1.842 | 2.042 | 2.242 | 2.442 | 2.642 | 2.842 | 3.042 | 3.242 | 3.442 | 3.562 | 3.742 | 3.742 | 3.742
BTMG - Diesel | 0.29 | 0.29 | 0.29 | 0.29 | 0.29 | 0.29 | 0.29 | 0.29 | 0 | 0 | 0 | 0 | 0 | 0 | 0 | 0 | 0 | 0 | 0 | 0 | 0 | 0
Sensitivity 1: Community Renewables Counterfactual
| 2019 | 2020 | 2021 | 2022 | 2023 | 2024 | 2025 | 2026 | 2027 | 2028 | 2029 | 2030 | 2031 | 2032 | 2033 | 2034 | 2035 | 2036 | 2037 | 2038 | 2039 | 2040
CCGT | 30.857 | 30.607 | 30.607 | 30.201 | 27.84 | 26.28 | 24.88 | 23.079 | 21.541 | 20.679 | 19.452 | 18.861 | 18.656 | 18.678 | 20.178 | 19.298 | 18.873 | 19.108 | 16.916 | 16.459 | 21.025 | 21.025
Coal | 10.826 | 8.279 | 6.289 | 2.775 | 1.284 | 1.284 | 1.284 | 0 | 0 | 0 | 0 | 0 | 0 | 0 | 0 | 0 | 0 | 0 | 0 | 0 | 0 | 0
Biomass | 4.1449 | 4.4399 | 4.4399 | 4.4399 | 4.3716 | 4.3716 | 4.3716 | 4.3716 | 3.9876 | 4.2515 | 4.2515 | 4.2515 | 4.2515 | 3.9236 | 3.5335 | 3.4686 | 3.3566 | 3.0716 | 3.0716 | 1.9 | 1.9 | 1.9
Nuclear | 8.985 | 8.985 | 8.985 | 8.985 | 7.126 | 4.715 | 4.715 | 4.715 | 4.715 | 3.635 | 3.635 | 2.825 | 2.825 | 2.825 | 2.825 | 4.495 | 5.895 | 5.895 | 7.295 | 8.965 | 8.965 | 8.965
Wind | 23.1056 | 23.8082 | 24.8107 | 26.8473 | 28.8344 | 30.9475 | 32.7999 | 36.7795 | 39.2832 | 42.3605 | 44.4415 | 47.0242 | 48.139 | 50.9832 | 53.3111 | 55.8626 | 58.0535 | 60.7499 | 63.0283 | 64.966 | 67.5006 | 69.082
Other RES | 5.5281 | 5.5772 | 5.7187 | 5.7765 | 5.8501 | 6.0436 | 6.3959 | 6.5671 | 6.7611 | 6.9006 | 7.4493 | 8.3782 | 8.517 | 9.317 | 9.4366 | 10.4679 | 10.5598 | 11.5427 | 11.5873 | 11.6122 | 11.6226 | 11.6176
Storage | 3.763 | 4.2706 | 4.6639 | 4.6639 | 4.6639 | 4.9174 | 5.6364 | 6.1959 | 7.6956 | 8.8811 | 9.7945 | 11.7864 | 13.5153 | 16.9234 | 18.9875 | 22.2946 | 25.87 | 28.378 | 30.0077 | 32.471 | 34.2559 | 35.4042
Peaking | 6.4299 | 6.7109 | 6.8557 | 6.5427 | 5.8606 | 5.8606 | 5.0345 | 4.8621 | 4.8621 | 4.8301 | 4.8301 | 4.8301 | 4.8301 | 4.8301 | 4.7771 | 4.5794 | 4.5794 | 3.9255 | 3.9255 | 6.4255 | 5.9665 | 5.9665
Solar | 13.218 | 14.0258 | 14.96 | 16.0557 | 17.3621 | 18.9895 | 20.7005 | 22.669 | 24.6023 | 26.5112 | 28.5281 | 30.7074 | 33.0368 | 35.6905 | 38.9921 | 42.1236 | 45.2169 | 48.2044 | 51.0528 | 53.5643 | 55.2489 | 56.6952
Interconnector | 5 | 6 | 7 | 8.4 | 9.8 | 12.6 | 14.5 | 15.9 | 16.9 | 16.9 | 16.9 | 16.9 | 16.9 | 16.9 | 16.9 | 16.9 | 16.9 | 16.9 | 16.9 | 16.9 | 16.9 | 16.9
CHP | 2.5988 | 2.7195 | 2.8392 | 3.1562 | 3.2761 | 3.5086 | 3.6314 | 3.8222 | 3.9893 | 4.1371 | 4.2774 | 4.4972 | 4.641 | 4.7998 | 4.9196 | 5.1694 | 3.8677 | 3.7523 | 3.8604 | 3.9745 | 4.0958 | 4.2348
BTMG - Gas Recip | 0.324 | 0.371 | 0.406 | 0.906 | 1.406 | 1.906 | 2.406 | 2.906 | 3.406 | 3.906 | 4.406 | 4.906 | 5.406 | 5.906 | 6.406 | 6.906 | 7.406 | 7.906 | 7.906 | 7.906 | 7.906 | 7.906
BTMG - Gas CHP | 0.442 | 0.442 | 0.442 | 0.642 | 0.842 | 1.042 | 1.242 | 1.442 | 1.642 | 1.842 | 2.042 | 2.242 | 2.442 | 2.642 | 2.842 | 2.842 | 2.842 | 2.842 | 2.842 | 2.842 | 2.842 | 2.842
BTMG - Diesel | 0.29 | 0.29 | 0.29 | 0.29 | 0.29 | 0.29 | 0.29 | 0.29 | 0.29 | 0.29 | 0.29 | 0.29 | 0.29 | 0.29 | 0.29 | 0.29 | 0.29 | 0.29 | 0.29 | 0.29 | 0.29 | 0.29
Sensitivity 1: Community Renewables Factual (triad and distribution residual removed from BTMG)
| 2019 | 2020 | 2021 | 2022 | 2023 | 2024 | 2025 | 2026 | 2027 | 2028 | 2029 | 2030 | 2031 | 2032 | 2033 | 2034 | 2035 | 2036 | 2037 | 2038 | 2039 | 2040
CCGT | 30.857 | 30.607 | 30.607 | 30.201 | 27.89 | 27.155 | 25.74 | 24.809 | 23.271 | 23.599 | 23.427 | 22.836 | 23.631 | 24.153 | 26.653 | 25.773 | 25.723 | 27.414 | 25.655 | 25.655 | 24.735 | 28.036
Coal | 10.826 | 8.279 | 6.289 | 2.775 | 1.284 | 1.284 | 1.284 | 0 | 0 | 0 | 0 | 0 | 0 | 0 | 0 | 0 | 0 | 0 | 0 | 0 | 0 | 0
Biomass | 4.1449 | 4.4399 | 4.4399 | 4.4399 | 4.3716 | 4.3716 | 4.3716 | 4.3716 | 3.9876 | 4.2515 | 4.2515 | 4.2515 | 4.2515 | 3.9236 | 3.5335 | 3.4686 | 3.3566 | 3.0716 | 3.0716 | 1.9 | 1.9 | 1.9
Nuclear | 8.985 | 8.985 | 8.985 | 8.985 | 7.126 | 4.715 | 4.715 | 4.715 | 4.715 | 3.635 | 3.635 | 2.825 | 2.825 | 2.825 | 2.825 | 4.495 | 5.895 | 5.895 | 7.295 | 8.965 | 8.965 | 8.965
Wind | 23.1056 | 23.8082 | 24.8107 | 26.8473 | 28.8344 | 30.9475 | 32.7999 | 36.7795 | 39.2832 | 42.3605 | 44.4415 | 47.0242 | 48.139 | 50.9832 | 53.3111 | 55.8626 | 58.0535 | 60.7499 | 63.0283 | 64.966 | 67.5006 | 69.082
Other RES | 5.5281 | 5.5772 | 5.7187 | 5.7765 | 5.8501 | 6.0436 | 6.3959 | 6.5671 | 6.7611 | 6.9006 | 7.4493 | 8.3782 | 8.517 | 9.317 | 9.4366 | 10.4679 | 10.5598 | 11.5427 | 11.5873 | 11.6122 | 11.6226 | 11.6176
Storage | 3.763 | 4.2706 | 4.6639 | 4.6639 | 4.6639 | 4.9174 | 5.6364 | 6.5959 | 8.0956 | 9.2811 | 10.4945 | 12.4864 | 14.2153 | 17.6234 | 20.1875 | 23.6946 | 27.27 | 29.978 | 31.6077 | 34.071 | 35.8559 | 37.0042
Peaking | 6.4299 | 6.7109 | 6.8557 | 6.5427 | 5.8606 | 5.8606 | 5.8606 | 5.8606 | 5.8606 | 5.8286 | 5.8286 | 5.8126 | 5.8126 | 5.8126 | 5.7596 | 5.7526 | 5.6656 | 4.7795 | 4.7795 | 4.4648 | 4.4648 | 3.6105
Solar | 13.218 | 14.0258 | 14.96 | 16.0557 | 17.3621 | 18.9895 | 20.7005 | 22.669 | 24.6023 | 26.5112 | 28.5281 | 30.7074 | 33.0368 | 35.6905 | 38.9921 | 42.1236 | 45.2169 | 48.2044 | 51.0528 | 53.5643 | 55.2489 | 56.6952
Interconnector | 5 | 6 | 7 | 8.4 | 9.8 | 12.6 | 14.5 | 15.9 | 16.9 | 16.9 | 16.9 | 16.9 | 16.9 | 16.9 | 16.9 | 16.9 | 16.9 | 16.9 | 16.9 | 16.9 | 16.9 | 16.9
CHP | 2.5988 | 2.7195 | 2.8392 | 3.1562 | 3.2761 | 3.5086 | 3.6314 | 3.8222 | 3.9893 | 4.1371 | 4.2774 | 4.4972 | 4.641 | 4.7998 | 4.9196 | 5.1694 | 5.2823 | 3.7523 | 3.8604 | 3.9745 | 4.0958 | 4.2348
BTMG - Gas Recip | 0.324 | 0.371 | 0.406 | 0.406 | 0.406 | 0.406 | 0.406 | 0.406 | 0.406 | 0.406 | 0.406 | 0.406 | 0.406 | 0.406 | 0.406 | 0.406 | 0.406 | 0.406 | 0.406 | 0.406 | 0.406 | 0.406
BTMG - Gas CHP | 0.442 | 0.442 | 0.442 | 0.642 | 0.842 | 0.962 | 0.962 | 0.962 | 0.962 | 1.002 | 1.202 | 1.202 | 1.202 | 1.202 | 1.202 | 1.202 | 1.202 | 1.202 | 1.202 | 1.202 | 1.202 | 1.202
BTMG - Diesel | 0.29 | 0.29 | 0.29 | 0.29 | 0.29 | 0.29 | 0.29 | 0.29 | 0.29 | 0.29 | 0.29 | 0.29 | 0.29 | 0.29 | 0.29 | 0.29 | 0 | 0 | 0 | 0 | 0 | 0
Sensitivity 2: High Residual Counterfactual (Steady Progression)
| 2019 | 2020 | 2021 | 2022 | 2023 | 2024 | 2025 | 2026 | 2027 | 2028 | 2029 | 2030 | 2031 | 2032 | 2033 | 2034 | 2035 | 2036 | 2037 | 2038 | 2039 | 2040
CCGT | 30.857 | 30.607 | 30.607 | 30.201 | 29.89 | 29.155 | 27.69 | 26.759 | 24.411 | 24.549 | 24.877 | 26.786 | 25.581 | 24.603 | 24.603 | 24.223 | 23.798 | 23.798 | 23.798 | 23.428 | 23.408 | 23.455
Coal | 10.826 | 8.279 | 6.289 | 2.775 | 1.781 | 1.284 | 1.284 | 0 | 0 | 0 | 0 | 0 | 0 | 0 | 0 | 0 | 0 | 0 | 0 | 0 | 0 | 0
Biomass | 3.7101 | 3.9951 | 3.9951 | 3.9951 | 3.9268 | 3.9268 | 3.9268 | 3.9268 | 4.0988 | 4.0538 | 4.0538 | 4.0538 | 3.8438 | 3.8248 | 3.4348 | 3.3698 | 3.2578 | 2.9728 | 2.9728 | 2.545 | 2.545 | 1.9
Nuclear | 8.985 | 8.985 | 8.985 | 8.985 | 7.126 | 7.126 | 7.126 | 7.126 | 7.126 | 6.046 | 5.353 | 2.934 | 4.604 | 6.004 | 7.674 | 9.074 | 10.474 | 10.474 | 11.874 | 13.003 | 13.003 | 14.132
Wind | 22.958 | 23.638 | 24.365 | 25.8005 | 27.0446 | 28.8905 | 31.344 | 33.7029 | 35.7184 | 37.6791 | 38.754 | 40.2966 | 41.8008 | 43.1343 | 44.037 | 44.9689 | 46.7998 | 48.2997 | 48.8484 | 50.1455 | 50.1908 | 50.9845
Other RES | 5.4399 | 5.4431 | 5.5468 | 5.5409 | 5.5365 | 5.5297 | 5.5217 | 5.5238 | 5.5274 | 5.5372 | 5.5381 | 5.5735 | 5.686 | 6.1212 | 6.3817 | 6.466 | 6.5626 | 6.5637 | 6.5584 | 6.554 | 6.5445 | 6.5296
Storage | 3.6834 | 4.191 | 4.5842 | 4.5842 | 4.5842 | 4.5842 | 4.9042 | 4.9192 | 6.0533 | 6.5853 | 7.1308 | 8.2142 | 8.989 | 9.8695 | 10.7546 | 11.7731 | 12.9296 | 14.085 | 15.5602 | 17.2208 | 18.7691 | 20.596
Peaking | 6.4299 | 6.7109 | 6.8557 | 6.5427 | 5.8606 | 5.8606 | 5.7406 | 5.7406 | 5.2205 | 5.1885 | 5.1885 | 5.1725 | 5.1725 | 5.1725 | 5.1195 | 5.1125 | 5.1125 | 4.9725 | 4.9725 | 4.9725 | 4.9725 | 4.9725
Solar | 12.9337 | 13.3463 | 13.6726 | 13.9076 | 14.1251 | 14.3275 | 14.5253 | 14.732 | 14.9596 | 15.2561 | 15.6014 | 15.9896 | 16.4288 | 16.9301 | 17.6253 | 18.7609 | 20.1232 | 21.8504 | 23.3507 | 24.4402 | 25.0793 | 25.5236
Interconnector | 5 | 6 | 7 | 8.4 | 8.4 | 9.8 | 11.2 | 14.5 | 15.9 | 15.9 | 15.9 | 15.9 | 15.9 | 15.9 | 15.9 | 15.9 | 15.9 | 15.9 | 15.9 | 15.9 | 15.9 | 15.9
CHP | 2.4816 | 2.567 | 2.6376 | 2.8247 | 2.876 | 2.9317 | 2.9697 | 3.0317 | 3.1585 | 3.2085 | 3.2255 | 3.2823 | 3.3119 | 3.3482 | 3.3867 | 3.4617 | 3.5055 | 3.5577 | 3.6751 | 3.7396 | 3.8051 | 3.8752
BTMG - Gas Recip | 0.324 | 0.371 | 0.406 | 0.606 | 0.806 | 1.006 | 1.206 | 1.406 | 1.606 | 1.806 | 2.006 | 2.206 | 2.406 | 2.606 | 2.806 | 3.006 | 3.206 | 3.406 | 3.406 | 3.406 | 3.406 | 3.406
BTMG - Gas CHP | 0.442 | 0.442 | 0.442 | 0.642 | 0.842 | 1.042 | 1.242 | 1.442 | 1.642 | 1.842 | 2.042 | 2.242 | 2.442 | 2.642 | 2.842 | 3.042 | 3.242 | 3.442 | 3.642 | 3.842 | 4.042 | 4.242
BTMG - Diesel | 0.29 | 0.29 | 0.29 | 0.29 | 0.29 | 0.29 | 0.29 | 0.29 | 0.29 | 0.29 | 0.29 | 0.29 | 0.29 | 0.29 | 0.29 | 0.29 | 0.29 | 0.29 | 0.29 | 0.29 | 0.29 | 0.29
Sensitivity 3: Low Residual Counterfactual (Steady Progression)
| 2019 | 2020 | 2021 | 2022 | 2023 | 2024 | 2025 | 2026 | 2027 | 2028 | 2029 | 2030 | 2031 | 2032 | 2033 | 2034 | 2035 | 2036 | 2037 | 2038 | 2039 | 2040
CCGT | 30.857 | 30.607 | 30.607 | 30.201 | 28.89 | 29.155 | 27.69 | 26.759 | 25.221 | 25.049 | 25.377 | 27.286 | 26.081 | 24.603 | 25.103 | 24.723 | 24.298 | 24.298 | 24.298 | 24.298 | 24.278 | 24.825
Coal | 10.826 | 8.279 | 6.289 | 2.775 | 2.775 | 1.284 | 1.284 | 0 | 0 | 0 | 0 | 0 | 0 | 0 | 0 | 0 | 0 | 0 | 0 | 0 | 0 | 0
Biomass | 3.7101 | 3.9951 | 3.9951 | 3.9951 | 3.9268 | 3.9268 | 3.9268 | 3.9268 | 4.0988 | 4.0538 | 4.0538 | 4.0538 | 3.8438 | 3.8248 | 3.4348 | 3.3698 | 3.2578 | 2.9728 | 2.9728 | 2.545 | 2.545 | 1.9
Nuclear | 8.985 | 8.985 | 8.985 | 8.985 | 7.126 | 7.126 | 7.126 | 7.126 | 7.126 | 6.046 | 5.353 | 2.934 | 4.604 | 6.004 | 7.674 | 9.074 | 10.474 | 10.474 | 11.874 | 13.003 | 13.003 | 14.132
Wind | 22.958 | 23.638 | 24.365 | 25.8005 | 27.0446 | 28.8905 | 31.344 | 33.7029 | 35.7184 | 37.6791 | 38.754 | 40.2966 | 41.8008 | 43.1343 | 44.037 | 44.9689 | 46.7998 | 48.2997 | 48.8484 | 50.1455 | 50.1908 | 50.9845
Other RES | 5.4399 | 5.4431 | 5.5468 | 5.5409 | 5.5365 | 5.5297 | 5.5217 | 5.5238 | 5.5274 | 5.5372 | 5.5381 | 5.5735 | 5.686 | 6.1212 | 6.3817 | 6.466 | 6.5626 | 6.5637 | 6.5584 | 6.554 | 6.5445 | 6.5296
Storage | 3.6834 | 4.191 | 4.5842 | 4.5842 | 4.5842 | 4.5842 | 5.2042 | 5.2192 | 6.3533 | 6.8853 | 7.4308 | 8.5142 | 9.289 | 10.1695 | 11.0546 | 12.0731 | 13.2296 | 14.385 | 15.8602 | 17.5208 | 19.0691 | 20.896
Peaking | 6.4299 | 6.7109 | 6.8557 | 6.5427 | 5.8606 | 5.8606 | 5.7406 | 5.7406 | 5.2205 | 5.1885 | 5.1885 | 5.1725 | 5.1725 | 5.1725 | 5.1195 | 5.1125 | 5.1125 | 4.9725 | 4.9725 | 4.9725 | 4.9725 | 4.9725
Solar | 12.9337 | 13.3463 | 13.6726 | 13.9076 | 14.1251 | 14.3275 | 14.5253 | 14.732 | 14.9596 | 15.2561 | 15.6014 | 15.9896 | 16.4288 | 16.9301 | 17.6253 | 18.7609 | 20.1232 | 21.8504 | 23.3507 | 24.4402 | 25.0793 | 25.5236
Interconnector | 5 | 6 | 7 | 8.4 | 8.4 | 9.8 | 11.2 | 14.5 | 15.9 | 15.9 | 15.9 | 15.9 | 15.9 | 15.9 | 15.9 | 15.9 | 15.9 | 15.9 | 15.9 | 15.9 | 15.9 | 15.9
CHP | 2.4816 | 2.567 | 2.6376 | 2.8247 | 2.876 | 2.9317 | 2.9697 | 3.0317 | 3.1585 | 3.2085 | 3.2255 | 3.2823 | 3.3119 | 3.3482 | 3.3867 | 3.4617 | 3.5055 | 3.5577 | 3.6751 | 3.7396 | 3.8051 | 3.8752
BTMG - Gas Recip | 0.324 | 0.371 | 0.406 | 0.606 | 0.806 | 0.826 | 1.026 | 1.026 | 1.226 | 1.426 | 1.626 | 1.826 | 2.026 | 2.226 | 2.426 | 2.426 | 2.626 | 2.806 | 2.766 | 2.766 | 2.946 | 2.806
BTMG - Gas CHP | 0.442 | 0.442 | 0.442 | 0.642 | 0.842 | 1.042 | 1.242 | 1.442 | 1.642 | 1.842 | 2.042 | 2.242 | 2.442 | 2.642 | 2.842 | 3.042 | 3.242 | 3.242 | 3.242 | 3.242 | 3.242 | 3.242
BTMG - Diesel | 0.29 | 0.29 | 0.29 | 0.29 | 0.29 | 0.29 | 0.29 | 0.29 | 0.29 | 0.29 | 0.29 | 0.29 | 0.29 | 0.29 | 0.29 | 0.29 | 0.29 | 0.29 | 0.29 | 0.29 | 0.29 | 0.29
Transitional Arrangements 1: 1-year delay to removal of benefits
| 2019 | 2020 | 2021 | 2022 | 2023 | 2024 | 2025 | 2026 | 2027 | 2028 | 2029 | 2030 | 2031 | 2032 | 2033 | 2034 | 2035 | 2036 | 2037 | 2038 | 2039 | 2040
CCGT | 30.857 | 30.607 | 30.607 | 30.201 | 29.39 | 28.655 | 28.065 | 27.134 | 25.596 | 25.924 | 26.252 | 27.836 | 27.131 | 26.653 | 27.153 | 27.273 | 27.273 | 27.773 | 27.773 | 27.773 | 27.753 | 27.875
Coal | 10.826 | 8.279 | 6.289 | 2.775 | 2.775 | 2.278 | 1.284 | 0 | 0 | 0 | 0 | 0 | 0 | 0 | 0 | 0 | 0 | 0 | 0 | 0 | 0 | 0
Biomass | 3.7101 | 3.9951 | 3.9951 | 3.9951 | 3.9268 | 3.9268 | 3.9268 | 3.9268 | 4.0988 | 4.0538 | 4.0538 | 4.0538 | 3.8438 | 3.8248 | 3.4348 | 3.3698 | 3.2578 | 2.9728 | 2.9728 | 2.545 | 2.545 | 1.9
Nuclear | 8.985 | 8.985 | 8.985 | 8.985 | 7.126 | 7.126 | 7.126 | 7.126 | 7.126 | 6.046 | 5.353 | 2.934 | 4.604 | 6.004 | 7.674 | 9.074 | 10.474 | 10.474 | 11.874 | 13.003 | 13.003 | 14.132
Wind | 22.958 | 23.638 | 24.365 | 25.8005 | 27.0446 | 28.8905 | 31.344 | 33.7029 | 35.7184 | 37.6791 | 38.754 | 40.2966 | 41.8008 | 43.1343 | 44.037 | 44.9689 | 46.7998 | 48.2997 | 48.8484 | 50.1455 | 50.1908 | 50.9845
Other RES | 5.4399 | 5.4431 | 5.5468 | 5.5409 | 5.5365 | 5.5297 | 5.5217 | 5.5238 | 5.5274 | 5.5372 | 5.5381 | 5.5735 | 5.686 | 6.1212 | 6.3817 | 6.466 | 6.5626 | 6.5637 | 6.5584 | 6.554 | 6.5445 | 6.5296
Storage | 3.6834 | 4.191 | 4.5842 | 4.5842 | 4.5842 | 4.5842 | 5.2042 | 5.2192 | 6.3533 | 6.8853 | 7.4308 | 8.5142 | 9.289 | 10.1695 | 11.0546 | 12.0731 | 13.2296 | 14.385 | 15.8602 | 17.5208 | 19.0691 | 20.896
Peaking | 6.4299 | 6.7109 | 6.8557 | 6.5427 | 5.8606 | 5.8606 | 5.8606 | 5.8606 | 5.8606 | 5.8286 | 5.9286 | 5.9126 | 5.9126 | 5.9126 | 5.8596 | 5.8526 | 5.8526 | 5.7126 | 5.7126 | 5.7126 | 5.7126 | 5.6836
Solar | 12.9337 | 13.3463 | 13.6726 | 13.9076 | 14.1251 | 14.3275 | 14.5253 | 14.732 | 14.9596 | 15.2561 | 15.6014 | 15.9896 | 16.4288 | 16.9301 | 17.6253 | 18.7609 | 20.1232 | 21.8504 | 23.3507 | 24.4402 | 25.0793 | 25.5236
Interconnector | 5 | 6 | 7 | 8.4 | 8.4 | 9.8 | 11.2 | 14.5 | 15.9 | 15.9 | 15.9 | 15.9 | 15.9 | 15.9 | 15.9 | 15.9 | 15.9 | 15.9 | 15.9 | 15.9 | 15.9 | 15.9
CHP | 2.4816 | 2.567 | 2.6376 | 2.8247 | 2.876 | 2.9317 | 2.9697 | 3.0317 | 3.1585 | 3.2085 | 3.2255 | 3.2823 | 3.3119 | 3.3482 | 3.3867 | 3.4617 | 3.5055 | 3.5577 | 3.6751 | 3.7396 | 3.8051 | 3.8752
BTMG - Gas Recip | 0.324 | 0.371 | 0.406 | 0.406 | 0.406 | 0.406 | 0.406 | 0.406 | 0.406 | 0.406 | 0.406 | 0.406 | 0.406 | 0.406 | 0.406 | 0.406 | 0.406 | 0.406 | 0.406 | 0.406 | 0.406 | 0.406
BTMG - Gas CHP | 0.442 | 0.442 | 0.442 | 0.642 | 0.842 | 0.942 | 1.142 | 1.142 | 1.342 | 1.542 | 1.742 | 1.842 | 1.982 | 2.082 | 2.182 | 2.202 | 2.202 | 2.202 | 2.202 | 2.202 | 2.202 | 2.202
BTMG - Diesel | 0.29 | 0.29 | 0.29 | 0.29 | 0.29 | 0.29 | 0.29 | 0.29 | 0 | 0 | 0 | 0 | 0 | 0 | 0 | 0 | 0 | 0 | 0 | 0 | 0 | 0
Transitional Arrangements 2: 3-year phased removal of benefits
| 2019 | 2020 | 2021 | 2022 | 2023 | 2024 | 2025 | 2026 | 2027 | 2028 | 2029 | 2030 | 2031 | 2032 | 2033 | 2034 | 2035 | 2036 | 2037 | 2038 | 2039 | 2040
CCGT | 30.857 | 30.607 | 30.607 | 30.201 | 29.39 | 28.655 | 28.065 | 27.134 | 24.771 | 25.599 | 25.927 | 27.836 | 27.131 | 26.653 | 27.153 | 26.773 | 26.773 | 27.273 | 27.273 | 27.273 | 27.253 | 27.875
Coal | 10.826 | 8.279 | 6.289 | 2.775 | 2.775 | 2.278 | 1.284 | 0 | 0 | 0 | 0 | 0 | 0 | 0 | 0 | 0 | 0 | 0 | 0 | 0 | 0 | 0
Biomass | 3.7101 | 3.9951 | 3.9951 | 3.9951 | 3.9268 | 3.9268 | 3.9268 | 3.9268 | 4.0988 | 4.0538 | 4.0538 | 4.0538 | 3.8438 | 3.8248 | 3.4348 | 3.3698 | 3.2578 | 2.9728 | 2.9728 | 2.545 | 2.545 | 1.9
Nuclear | 8.985 | 8.985 | 8.985 | 8.985 | 7.126 | 7.126 | 7.126 | 7.126 | 7.126 | 6.046 | 5.353 | 2.934 | 4.604 | 6.004 | 7.674 | 9.074 | 10.474 | 10.474 | 11.874 | 13.003 | 13.003 | 14.132
Wind | 22.958 | 23.638 | 24.365 | 25.8005 | 27.0446 | 28.8905 | 31.344 | 33.7029 | 35.7184 | 37.6791 | 38.754 | 40.2966 | 41.8008 | 43.1343 | 44.037 | 44.9689 | 46.7998 | 48.2997 | 48.8484 | 50.1455 | 50.1908 | 50.9845
Other RES | 5.4399 | 5.4431 | 5.5468 | 5.5409 | 5.5365 | 5.5297 | 5.5217 | 5.5238 | 5.5274 | 5.5372 | 5.5381 | 5.5735 | 5.686 | 6.1212 | 6.3817 | 6.466 | 6.5626 | 6.5637 | 6.5584 | 6.554 | 6.5445 | 6.5296
Storage | 3.6834 | 4.191 | 4.5842 | 4.5842 | 4.5842 | 4.5842 | 5.2042 | 5.2192 | 6.3533 | 6.8853 | 7.4308 | 8.5142 | 9.289 | 10.1695 | 11.0546 | 12.0731 | 13.2296 | 14.385 | 15.8602 | 17.5208 | 19.0691 | 20.896
Peaking | 6.4299 | 6.7109 | 6.8557 | 6.5427 | 5.8606 | 5.8606 | 5.8606 | 5.8606 | 5.8606 | 5.8286 | 5.8286 | 5.8126 | 5.8126 | 5.8126 | 5.7596 | 5.7526 | 5.7526 | 5.6126 | 5.6126 | 5.6126 | 5.6126 | 5.5836
Solar | 12.9337 | 13.3463 | 13.6726 | 13.9076 | 14.1251 | 14.3275 | 14.5253 | 14.732 | 14.9596 | 15.2561 | 15.6014 | 15.9896 | 16.4288 | 16.9301 | 17.6253 | 18.7609 | 20.1232 | 21.8504 | 23.3507 | 24.4402 | 25.0793 | 25.5236
Interconnector | 5 | 6 | 7 | 8.4 | 8.4 | 9.8 | 11.2 | 14.5 | 15.9 | 15.9 | 15.9 | 15.9 | 15.9 | 15.9 | 15.9 | 15.9 | 15.9 | 15.9 | 15.9 | 15.9 | 15.9 | 15.9
CHP | 2.4816 | 2.567 | 2.6376 | 2.8247 | 2.876 | 2.9317 | 2.9697 | 3.0317 | 3.1585 | 3.2085 | 3.2255 | 3.2823 | 3.3119 | 3.3482 | 3.3867 | 3.4617 | 3.5055 | 3.5577 | 3.6751 | 3.7396 | 3.8051 | 3.8752
BTMG - Gas Recip | 0.324 | 0.371 | 0.406 | 0.406 | 0.406 | 0.406 | 0.406 | 0.406 | 0.406 | 0.406 | 0.406 | 0.406 | 0.406 | 0.406 | 0.406 | 0.406 | 0.406 | 0.406 | 0.406 | 0.406 | 0.406 | 0.406
BTMG - Gas CHP | 0.442 | 0.442 | 0.442 | 0.642 | 0.842 | 0.962 | 1.162 | 1.162 | 1.362 | 1.562 | 1.762 | 1.862 | 2.002 | 2.102 | 2.242 | 2.342 | 2.342 | 2.342 | 2.342 | 2.342 | 2.342 | 2.342
BTMG - Diesel | 0.29 | 0.29 | 0.29 | 0.29 | 0.29 | 0.29 | 0.29 | 0.29 | 0.29 | 0.29 | 0.29 | 0.29 | 0.29 | 0.29 | 0.29 | 0.29 | 0.29 | 0.29 | 0.29 | 0.29 | 0.29 | 0.29
Transitional Arrangements 3: 3-year delay to removal of benefits
| 2019 | 2020 | 2021 | 2022 | 2023 | 2024 | 2025 | 2026 | 2027 | 2028 | 2029 | 2030 | 2031 | 2032 | 2033 | 2034 | 2035 | 2036 | 2037 | 2038 | 2039 | 2040
CCGT | 30.857 | 30.607 | 30.607 | 30.201 | 28.89 | 28.155 | 26.74 | 26.809 | 25.221 | 25.049 | 25.377 | 27.786 | 27.081 | 26.103 | 26.603 | 26.723 | 26.723 | 27.223 | 27.223 | 27.223 | 27.203 | 27.325
Coal | 10.826 | 8.279 | 6.289 | 2.775 | 2.775 | 2.775 | 2.278 | 0 | 0 | 0 | 0 | 0 | 0 | 0 | 0 | 0 | 0 | 0 | 0 | 0 | 0 | 0
Biomass | 3.7101 | 3.9951 | 3.9951 | 3.9951 | 3.9268 | 3.9268 | 3.9268 | 3.9268 | 4.0988 | 4.0538 | 4.0538 | 4.0538 | 3.8438 | 3.8248 | 3.4348 | 3.3698 | 3.2578 | 2.9728 | 2.9728 | 2.545 | 2.545 | 1.9
Nuclear | 8.985 | 8.985 | 8.985 | 8.985 | 7.126 | 7.126 | 7.126 | 7.126 | 7.126 | 6.046 | 5.353 | 2.934 | 4.604 | 6.004 | 7.674 | 9.074 | 10.474 | 10.474 | 11.874 | 13.003 | 13.003 | 14.132
Wind | 22.958 | 23.638 | 24.365 | 25.8005 | 27.0446 | 28.8905 | 31.344 | 33.7029 | 35.7184 | 37.6791 | 38.754 | 40.2966 | 41.8008 | 43.1343 | 44.037 | 44.9689 | 46.7998 | 48.2997 | 48.8484 | 50.1455 | 50.1908 | 50.9845
Other RES | 5.4399 | 5.4431 | 5.5468 | 5.5409 | 5.5365 | 5.5297 | 5.5217 | 5.5238 | 5.5274 | 5.5372 | 5.5381 | 5.5735 | 5.686 | 6.1212 | 6.3817 | 6.466 | 6.5626 | 6.5637 | 6.5584 | 6.554 | 6.5445 | 6.5296
Storage | 3.6834 | 4.191 | 4.5842 | 4.5842 | 4.5842 | 4.5842 | 5.3042 | 5.3192 | 6.4533 | 6.9853 | 7.5308 | 8.6142 | 9.389 | 10.2695 | 11.1546 | 12.1731 | 13.3296 | 14.485 | 15.9602 | 17.6208 | 19.1691 | 20.996
Peaking | 6.4299 | 6.7109 | 6.8557 | 6.5427 | 5.8606 | 5.8606 | 5.8606 | 5.8606 | 5.8606 | 5.8286 | 5.8286 | 5.8126 | 5.8126 | 5.8126 | 5.7596 | 5.7526 | 5.7526 | 5.6126 | 5.6126 | 5.6126 | 5.6126 | 5.5836
Solar | 12.9337 | 13.3463 | 13.6726 | 13.9076 | 14.1251 | 14.3275 | 14.5253 | 14.732 | 14.9596 | 15.2561 | 15.6014 | 15.9896 | 16.4288 | 16.9301 | 17.6253 | 18.7609 | 20.1232 | 21.8504 | 23.3507 | 24.4402 | 25.0793 | 25.5236
Interconnector | 5 | 6 | 7 | 8.4 | 8.4 | 9.8 | 11.2 | 14.5 | 15.9 | 15.9 | 15.9 | 15.9 | 15.9 | 15.9 | 15.9 | 15.9 | 15.9 | 15.9 | 15.9 | 15.9 | 15.9 | 15.9
CHP | 2.4816 | 2.567 | 2.6376 | 2.8247 | 2.876 | 2.9317 | 2.9697 | 3.0317 | 3.1585 | 3.2085 | 3.2255 | 3.2823 | 3.3119 | 3.3482 | 3.3867 | 3.4617 | 3.5055 | 3.5577 | 3.6751 | 3.7396 | 3.8051 | 3.8752
BTMG - Gas Recip | 0.324 | 0.371 | 0.406 | 0.606 | 0.606 | 0.606 | 0.606 | 0.606 | 0.606 | 0.606 | 0.606 | 0.606 | 0.606 | 0.606 | 0.606 | 0.606 | 0.606 | 0.606 | 0.406 | 0.406 | 0.406 | 0.406
BTMG - Gas CHP | 0.442 | 0.442 | 0.442 | 0.642 | 0.842 | 1.002 | 1.202 | 1.202 | 1.402 | 1.582 | 1.782 | 1.822 | 1.982 | 2.182 | 2.262 | 2.322 | 2.322 | 2.322 | 2.322 | 2.322 | 2.322 | 2.322
BTMG - Diesel | 0.29 | 0.29 | 0.29 | 0.29 | 0.29 | 0.29 | 0.29 | 0.29 | 0.29 | 0.29 | 0.29 | 0.29 | 0.29 | 0.29 | 0.29 | 0.29 | 0.29 | 0.29 | 0.29 | 0.29 | 0.29 | 0.29

## Generation
Generation
Note | All values are given in TWh
Counterfactual (Steady Progression)
| 2019 | 2020 | 2021 | 2022 | 2023 | 2024 | 2025 | 2026 | 2027 | 2028 | 2029 | 2030 | 2031 | 2032 | 2033 | 2034 | 2035 | 2036 | 2037 | 2038 | 2039 | 2040
CCGT | 80.7528 | 71.1594 | 61.2344 | 50.0651 | 57.8541 | 51.2428 | 59.5577 | 47.7819 | 44.3561 | 44.4546 | 44.6453 | 51.381 | 42.9192 | 36.6442 | 35.7567 | 33.6578 | 29.499 | 30.2247 | 27.6432 | 27.1025 | 30.711 | 30.7721
Coal | 1.8729 | 1.4918 | 1.8986 | 1.337 | 0.2273 | 0.046248 | 0.020166 | 0 | 0 | 0 | 0 | 0 | 0 | 0 | 0 | 0 | 0 | 0 | 0 | 0 | 0 | 0
Biomass | 28.9691 | 30.6979 | 30.5853 | 30.0228 | 30.2923 | 30.03 | 30.0586 | 29.3252 | 19.5735 | 19.5694 | 19.9013 | 20.5427 | 19.7566 | 18.9451 | 9.4387 | 4.9655 | 4.0056 | 1.9733 | 1.9039 | 0.19784 | 0.22807 | 0.19437
Nuclear | 65.2598 | 65.0348 | 65.2793 | 65.2618 | 51.8105 | 51.8027 | 51.8113 | 51.8113 | 51.8113 | 43.9589 | 39.101 | 21.5104 | 33.8308 | 44.1539 | 56.436 | 66.6033 | 77.2554 | 77.2554 | 87.5817 | 95.9091 | 95.9091 | 104.2365
Wind | 62.9718 | 64.5591 | 72.3116 | 77.4271 | 81.9843 | 88.3472 | 97.8334 | 106.0122 | 112.9455 | 118.4887 | 121.5098 | 125.0415 | 131.347 | 136.8135 | 140.601 | 144.8802 | 152.3443 | 157.2582 | 158.7001 | 162.3489 | 162.9255 | 165.0709
Other RES | 24.2947 | 24.3334 | 24.807 | 24.764 | 24.8408 | 24.8098 | 24.8095 | 24.7257 | 24.7887 | 24.8829 | 24.6685 | 25.0254 | 25.267 | 26.4162 | 27.0253 | 26.8328 | 26.5243 | 26.4081 | 25.6489 | 25.2796 | 25.0678 | 24.8537
Storage | -0.38652 | -0.41105 | -0.43101 | -0.47929 | -0.47651 | -0.50604 | -0.51265 | -0.55561 | -0.68863 | -0.71313 | -0.72672 | -0.76652 | -0.80371 | -0.85675 | -0.90181 | -0.98483 | -1.0773 | -1.0996 | -1.187 | -1.259 | -1.3053 | -1.3577
Peaking | 1.5495 | 1.4772 | 1.2002 | 1.2937 | 1.0547 | 1.066 | 1.3817 | 1.1685 | 1.3182 | 1.2818 | 1.2091 | 1.1161 | 1.0555 | 0.97559 | 0.91846 | 0.87294 | 0.84109 | 0.72515 | 0.68392 | 0.64563 | 0.64472 | 0.67173
Solar | 12.6742 | 12.9818 | 13.3636 | 13.5791 | 13.7828 | 13.976 | 14.1723 | 14.384 | 14.643 | 14.9545 | 15.3155 | 15.7105 | 16.1749 | 16.7632 | 17.6825 | 18.9121 | 20.4373 | 21.9754 | 23.2 | 24.0045 | 24.5135 | 24.9031
Interconnector | 22.6195 | 29.2237 | 31.7125 | 37.0895 | 38.0166 | 37.2307 | 17.462 | 20.578 | 25.0219 | 26.3541 | 29.1196 | 35.1613 | 26.5371 | 18.9735 | 15.664 | 10.2884 | 2.0289 | 0.05416 | -4.8453 | -7.5059 | -9.3001 | -11.002
CHP | 11.1102 | 11.245 | 11.2033 | 12.1368 | 12.2811 | 12.4447 | 12.5236 | 12.8516 | 13.4156 | 13.5506 | 11.9263 | 12.3455 | 12.0445 | 11.9904 | 11.4964 | 11.252 | 10.1646 | 9.949 | 10.2035 | 10.5766 | 11.2239 | 11.4763
BTMG - Gas Recip | 0.71701 | 0.55828 | 0.40362 | 0.41329 | 0.52674 | 0.62352 | 0.83232 | 0.90279 | 1.1918 | 1.293 | 1.3871 | 1.5307 | 1.5738 | 1.5644 | 1.6014 | 1.7151 | 1.7021 | 1.7966 | 1.6585 | 1.6804 | 1.6265 | 1.8064
BTMG - Gas CHP | 3.0714 | 2.9508 | 2.8135 | 3.6549 | 4.6714 | 5.6542 | 6.6294 | 7.6744 | 8.7112 | 9.74 | 10.7608 | 11.7737 | 12.7787 | 12.4271 | 11.8524 | 12.184 | 11.442 | 12.9498 | 13.0078 | 10.6328 | 13.0113 | 9.3106
BTMG - Diesel | 0.030043 | 0.025292 | 0.02447 | 0.028707 | 0.028324 | 0.03061 | 0.032061 | 0.033495 | 0.036183 | 0.035134 | 0.036058 | 0.037143 | 0.036928 | 0.036127 | 0.037364 | 0.036106 | 0.03506 | 0.035222 | 0.034379 | 0.033544 | 0.031502 | 0.029525
Factual Scenario 1 (Steady progression, triad and distribution residual removed from BTMG)
| 2019 | 2020 | 2021 | 2022 | 2023 | 2024 | 2025 | 2026 | 2027 | 2028 | 2029 | 2030 | 2031 | 2032 | 2033 | 2034 | 2035 | 2036 | 2037 | 2038 | 2039 | 2040
CCGT | 80.7528 | 71.1594 | 61.3071 | 50.2761 | 58.1047 | 51.4663 | 59.7754 | 49.1424 | 46.2987 | 46.9023 | 47.1891 | 53.9904 | 45.877 | 39.3659 | 38.5836 | 36.9871 | 32.9733 | 34.3113 | 31.2672 | 30.8576 | 35.2223 | 34.3462
Coal | 1.8729 | 1.4918 | 1.8818 | 1.2561 | 0.3558 | 0.10987 | 0.034696 | 0 | 0 | 0 | 0 | 0 | 0 | 0 | 0 | 0 | 0 | 0 | 0 | 0 | 0 | 0
Biomass | 28.9691 | 30.6979 | 30.5851 | 30.0208 | 30.2911 | 30.0358 | 30.086 | 29.4128 | 19.6328 | 19.6386 | 19.9488 | 20.6146 | 19.8907 | 19.1381 | 9.5071 | 5.0048 | 4.0442 | 1.9805 | 1.9215 | 0.19217 | 0.22893 | 0.18955
Nuclear | 65.2598 | 65.0348 | 65.2793 | 65.2618 | 51.8105 | 51.8045 | 51.8113 | 51.8113 | 51.8113 | 43.9589 | 39.101 | 21.5121 | 33.8308 | 44.1564 | 56.4411 | 66.5912 | 77.2554 | 77.2554 | 87.5817 | 95.9091 | 95.9091 | 104.2365
Wind | 62.9718 | 64.5591 | 72.3116 | 77.4321 | 81.9796 | 88.3691 | 97.8445 | 106.0823 | 113.0606 | 118.5362 | 121.5556 | 125.2436 | 131.5393 | 137.0505 | 140.7075 | 145.018 | 152.5232 | 157.5492 | 159.3795 | 163.1033 | 163.8605 | 165.376
Other RES | 24.2947 | 24.3334 | 24.807 | 24.764 | 24.8408 | 24.8103 | 24.8105 | 24.7263 | 24.7907 | 24.8834 | 24.6702 | 25.0343 | 25.2889 | 26.4729 | 27.0751 | 26.8748 | 26.5521 | 26.5208 | 25.7848 | 25.461 | 25.2746 | 24.9964
Storage | -0.38652 | -0.41105 | -0.42984 | -0.47972 | -0.47711 | -0.50548 | -0.52399 | -0.56781 | -0.68521 | -0.70204 | -0.71033 | -0.76939 | -0.80805 | -0.86311 | -0.91645 | -0.99402 | -1.0768 | -1.1226 | -1.2032 | -1.2645 | -1.3048 | -1.3647
Peaking | 1.5495 | 1.4772 | 1.1539 | 1.167 | 1.0025 | 1.0959 | 1.3518 | 1.1591 | 1.1904 | 1.0836 | 1.0784 | 1.0014 | 0.89389 | 0.88654 | 0.82078 | 0.74546 | 0.72507 | 0.69577 | 0.67994 | 0.49588 | 0.5449 | 0.52118
Solar | 12.6742 | 12.9818 | 13.3636 | 13.5791 | 13.7828 | 13.976 | 14.1723 | 14.384 | 14.643 | 14.9558 | 15.311 | 15.7084 | 16.1749 | 16.7643 | 17.6823 | 18.9133 | 20.4367 | 21.9757 | 23.1999 | 24.0047 | 24.5135 | 24.9031
Interconnector | 22.6195 | 29.2237 | 31.7398 | 37.1547 | 38.0009 | 37.8575 | 18.353 | 21.4168 | 25.4951 | 26.6832 | 29.2738 | 36.0701 | 27.5751 | 20.3273 | 16.9899 | 11.3084 | 2.5854 | 1.4245 | -2.4844 | -5.8951 | -6.0748 | -9.6558
CHP | 11.1102 | 11.245 | 11.2033 | 12.2475 | 12.2811 | 12.4447 | 12.5236 | 12.8516 | 13.5432 | 13.5506 | 12.0393 | 12.3455 | 12.036 | 12.0112 | 11.8575 | 11.5407 | 10.4203 | 10.6687 | 10.42 | 10.8573 | 11.2239 | 11.58
BTMG - Gas Recip | 0.71701 | 0.55828 | 0.39029 | 0.25999 | 0.25041 | 0.23507 | 0.28689 | 0.23667 | 0.25596 | 0.23076 | 0.23414 | 0.23829 | 0.21489 | 0.18554 | 0.16369 | 0.15688 | 0.14169 | 0.14146 | 0.13454 | 0.11693 | 0.12633 | 0.11872
BTMG - Gas CHP | 3.0714 | 2.9508 | 2.8135 | 3.6549 | 4.6714 | 5.0991 | 6.0854 | 6.0382 | 7.0877 | 8.1291 | 9.1624 | 9.4202 | 10.0049 | 9.3509 | 8.6963 | 9.0688 | 8.622 | 8.1047 | 7.552 | 5.8081 | 5.763 | 5.7183
BTMG - Diesel | 0.030043 | 0.025292 | 1.6921e-07 | 7.4369e-07 | 1.4335e-05 | 1.6882e-05 | 3.7076e-05 | 2.483e-06 | 0 | 0 | 0 | 0 | 0 | 0 | 0 | 0 | 0 | 0 | 0 | 0 | 0 | 0
Factual Scenario 2 (Steady progression, triad and distribution residual removed from peaking BTMG)
| 2019 | 2020 | 2021 | 2022 | 2023 | 2024 | 2025 | 2026 | 2027 | 2028 | 2029 | 2030 | 2031 | 2032 | 2033 | 2034 | 2035 | 2036 | 2037 | 2038 | 2039 | 2040
CCGT | 80.7528 | 71.1594 | 61.3071 | 50.2761 | 58.1047 | 51.2066 | 59.6026 | 48.0944 | 45.3555 | 45.7888 | 46.0396 | 52.7606 | 44.322 | 38.0373 | 37.2679 | 35.529 | 30.9102 | 31.9314 | 29.1491 | 29.3771 | 32.7002 | 32.7677
Coal | 1.8729 | 1.4918 | 1.8818 | 1.2561 | 0.3558 | 0.10922 | 0.034462 | 0 | 0 | 0 | 0 | 0 | 0 | 0 | 0 | 0 | 0 | 0 | 0 | 0 | 0 | 0
Biomass | 28.9691 | 30.6979 | 30.5851 | 30.0208 | 30.2911 | 30.0311 | 30.0768 | 29.3483 | 19.6012 | 19.5624 | 19.8714 | 20.5337 | 19.7825 | 19.0044 | 9.4681 | 4.9933 | 4.0286 | 1.9482 | 1.8863 | 0.20362 | 0.22717 | 0.18082
Nuclear | 65.2598 | 65.0348 | 65.2793 | 65.2618 | 51.8105 | 51.8027 | 51.8113 | 51.8113 | 51.8113 | 43.9589 | 39.101 | 21.5104 | 33.8308 | 44.1571 | 56.4333 | 66.5836 | 77.2554 | 77.2554 | 87.5817 | 95.9091 | 95.9091 | 104.2365
Wind | 62.9718 | 64.5591 | 72.3116 | 77.4321 | 81.9796 | 88.3476 | 97.8491 | 106.0416 | 112.9861 | 118.5352 | 121.4671 | 125.0023 | 131.3005 | 136.8808 | 140.6053 | 144.9069 | 152.2981 | 157.1513 | 158.938 | 162.888 | 163.2775 | 165.1029
Other RES | 24.2947 | 24.3334 | 24.807 | 24.764 | 24.8408 | 24.81 | 24.8098 | 24.725 | 24.7897 | 24.8833 | 24.6679 | 25.0324 | 25.2709 | 26.4161 | 27.0241 | 26.8468 | 26.5093 | 26.4247 | 25.6285 | 25.3462 | 25.1046 | 24.8482
Storage | -0.38652 | -0.41105 | -0.42984 | -0.47972 | -0.47711 | -0.50597 | -0.53288 | -0.57333 | -0.69103 | -0.71855 | -0.72569 | -0.77771 | -0.80391 | -0.86657 | -0.91596 | -0.99441 | -1.0826 | -1.1316 | -1.2073 | -1.2643 | -1.3299 | -1.3598
Peaking | 1.5495 | 1.4772 | 1.1539 | 1.167 | 1.0025 | 1.083 | 1.3458 | 1.1321 | 1.2379 | 1.1574 | 1.0926 | 1.0375 | 0.88552 | 0.88626 | 0.83326 | 0.78114 | 0.73725 | 0.71974 | 0.67064 | 0.55535 | 0.61499 | 0.57602
Solar | 12.6742 | 12.9818 | 13.3636 | 13.5791 | 13.7828 | 13.976 | 14.1723 | 14.384 | 14.643 | 14.9542 | 15.3155 | 15.707 | 16.1749 | 16.7631 | 17.6822 | 18.9129 | 20.4367 | 21.9757 | 23.1999 | 24.0047 | 24.5135 | 24.9031
Interconnector | 22.6195 | 29.2237 | 31.7398 | 37.1547 | 38.0009 | 37.6007 | 18.012 | 20.9677 | 25.006 | 26.1966 | 28.9908 | 35.2375 | 26.7149 | 18.9579 | 15.6266 | 9.8649 | 1.5775 | -0.38387 | -4.6269 | -6.3925 | -8.35 | -10.9029
CHP | 11.1102 | 11.245 | 11.2033 | 12.2475 | 12.2811 | 12.4447 | 12.5236 | 12.8516 | 13.4156 | 13.5506 | 12.0393 | 12.3455 | 12.036 | 11.9904 | 11.5587 | 11.4358 | 10.2444 | 9.9826 | 10.42 | 10.4959 | 11.1415 | 11.2336
BTMG - Gas Recip | 0.71701 | 0.55828 | 0.39029 | 0.25999 | 0.25041 | 0.23868 | 0.27705 | 0.23646 | 0.25804 | 0.24159 | 0.23314 | 0.24657 | 0.22553 | 0.19258 | 0.17261 | 0.17145 | 0.14994 | 0.14967 | 0.1338 | 0.12472 | 0.12917 | 0.12203
BTMG - Gas CHP | 3.0714 | 2.9508 | 2.8135 | 3.6549 | 4.6714 | 5.6542 | 6.6294 | 7.6744 | 8.7112 | 9.74 | 10.7608 | 11.7737 | 12.7787 | 12.4271 | 11.8524 | 12.184 | 12.1376 | 13.4823 | 12.4596 | 8.3986 | 11.3496 | 9.2573
BTMG - Diesel | 0.030043 | 0.025292 | 1.6921e-07 | 7.4369e-07 | 1.4335e-05 | 1.5877e-05 | 3.7191e-05 | 3.401e-05 | 0 | 0 | 0 | 0 | 0 | 0 | 0 | 0 | 0 | 0 | 0 | 0 | 0 | 0
Sensitivity 1: Community Renewables Counterfactual
| 2019 | 2020 | 2021 | 2022 | 2023 | 2024 | 2025 | 2026 | 2027 | 2028 | 2029 | 2030 | 2031 | 2032 | 2033 | 2034 | 2035 | 2036 | 2037 | 2038 | 2039 | 2040
CCGT | 79.6721 | 69.5818 | 54.985 | 42.0889 | 42.6279 | 40.5343 | 46.641 | 37.0296 | 35.5654 | 34.1677 | 29.4882 | 27.7163 | 27.1158 | 25.8471 | 30.3852 | 26.6044 | 24.417 | 26.681 | 23.0163 | 21.1659 | 24.5456 | 24.8169
Coal | 1.7974 | 1.3896 | 1.4334 | 1.1677 | 0.14174 | 0.069144 | 0.042323 | 0 | 0 | 0 | 0 | 0 | 0 | 0 | 0 | 0 | 0 | 0 | 0 | 0 | 0 | 0
Biomass | 29.5612 | 31.2703 | 30.9967 | 30.1928 | 30.2327 | 30.1707 | 30.2604 | 29.4978 | 19.4954 | 19.0475 | 19.1956 | 19.0205 | 19.0015 | 18.5038 | 9.6379 | 5.1299 | 4.2705 | 2.1318 | 2.1549 | 0.24207 | 0.18143 | 0.20252
Nuclear | 59.6404 | 59.1622 | 59.7811 | 59.7221 | 47.3961 | 31.3379 | 31.3887 | 31.3796 | 31.3881 | 24.181 | 24.128 | 19.8202 | 19.8142 | 19.6941 | 19.6508 | 31.7611 | 43.481 | 43.481 | 53.8073 | 66.1251 | 66.1251 | 66.1251
Wind | 62.097 | 62.9603 | 72.8405 | 78.9379 | 84.5986 | 90.42 | 96.5655 | 109.4188 | 116.6028 | 125.3534 | 130.9665 | 138.6932 | 141.2285 | 150.7851 | 157.4157 | 165.7938 | 172.6824 | 180.6365 | 186.8466 | 190.0167 | 197.0449 | 200.4999
Other RES | 25.8552 | 26.1293 | 26.833 | 27.0873 | 27.5674 | 28.3186 | 29.3858 | 30.0304 | 30.8517 | 31.581 | 32.9051 | 35.2819 | 35.8927 | 37.9011 | 38.5268 | 40.344 | 39.6304 | 42.0104 | 41.0861 | 40.1413 | 39.9392 | 39.9377
Storage | -0.39411 | -0.43603 | -0.47514 | -0.52093 | -0.54166 | -0.58335 | -0.62223 | -0.7204 | -0.8594 | -0.91262 | -0.97 | -1.0599 | -1.1253 | -1.2456 | -1.324 | -1.4612 | -1.5896 | -1.66 | -1.7128 | -1.7818 | -1.7774 | -1.7904
Peaking | 1.5734 | 1.4962 | 1.1949 | 1.2765 | 1.1766 | 1.392 | 1.4815 | 1.5574 | 1.4856 | 1.5389 | 1.4865 | 1.3212 | 1.3691 | 1.2364 | 1.2028 | 1.0671 | 0.98132 | 0.77687 | 0.761 | 0.95432 | 0.87758 | 0.87886
Solar | 13.1313 | 13.9138 | 15.092 | 16.2548 | 17.6772 | 19.3015 | 21.1364 | 23.0136 | 24.8694 | 26.763 | 28.8116 | 30.9866 | 33.4267 | 36.3475 | 39.4098 | 42.4388 | 45.401 | 48.203 | 50.7693 | 52.7424 | 54.2384 | 55.5019
Interconnector | 21.6897 | 28.3817 | 29.4428 | 32.0006 | 34.2723 | 41.1485 | 23.6175 | 17.7554 | 19.4197 | 17.1392 | 15.2844 | 12.1824 | 10.0383 | 5.4154 | 5.449 | -2.9926 | -8.0035 | -11.9182 | -17.9954 | -23.2674 | -25.1561 | -25.4425
CHP | 10.6954 | 11.1628 | 11.5703 | 12.8617 | 13.3503 | 14.6381 | 15.2406 | 16.2399 | 16.8195 | 17.4588 | 16.5215 | 17.581 | 18.188 | 18.1927 | 18.4196 | 19.2763 | 17.0957 | 17.2087 | 17.7771 | 18.337 | 19.0205 | 19.8047
BTMG - Gas Recip | 0.69372 | 0.67858 | 0.49976 | 0.88144 | 1.3746 | 2.1405 | 3.0295 | 3.2319 | 3.5515 | 4.0979 | 4.6067 | 5.0149 | 5.2985 | 5.4576 | 5.5888 | 5.8105 | 5.3809 | 5.7354 | 5.3501 | 5.3581 | 4.7856 | 4.7077
BTMG - Gas CHP | 3.0714 | 2.9508 | 2.7096 | 3.7502 | 4.6964 | 5.6542 | 6.6294 | 7.6744 | 8.7112 | 9.74 | 10.534 | 10.3727 | 12.5093 | 11.0113 | 12.1358 | 10.3546 | 8.0288 | 6.2424 | 5.3993 | 4.7861 | 3.2609 | 3.7343
BTMG - Diesel | 0.030319 | 0.026026 | 0.025592 | 0.030454 | 0.034127 | 0.041255 | 0.043033 | 0.049125 | 0.05393 | 0.061669 | 0.062425 | 0.046621 | 0.064123 | 0.060913 | 0.061449 | 0.058809 | 0.047337 | 0.047839 | 0.046599 | 0.049609 | 0.048639 | 0.0488
Sensitivity 1: Community Renewables Factual (triad and distribution residual removed from BTMG)
| 2019 | 2020 | 2021 | 2022 | 2023 | 2024 | 2025 | 2026 | 2027 | 2028 | 2029 | 2030 | 2031 | 2032 | 2033 | 2034 | 2035 | 2036 | 2037 | 2038 | 2039 | 2040
CCGT | 79.6721 | 69.5818 | 55.115 | 42.5773 | 43.5173 | 42.2525 | 49.059 | 40.0935 | 39.225 | 39.1408 | 35.4659 | 33.0757 | 33.8083 | 32.3471 | 37.7958 | 34.0016 | 30.1565 | 32.8833 | 28.6245 | 26.906 | 27.5261 | 29.3763
Coal | 1.7974 | 1.3896 | 1.3691 | 1.2046 | 0.14241 | 0.068839 | 0.041909 | 0 | 0 | 0 | 0 | 0 | 0 | 0 | 0 | 0 | 0 | 0 | 0 | 0 | 0 | 0
Biomass | 29.5612 | 31.2703 | 30.9956 | 30.1971 | 30.2341 | 30.2038 | 30.3847 | 29.5777 | 19.5164 | 19.1423 | 19.2451 | 19.1311 | 19.165 | 18.6086 | 9.7915 | 5.2213 | 4.2915 | 2.1362 | 2.1533 | 0.16278 | 0.16363 | 0.15756
Nuclear | 59.6404 | 59.1622 | 59.7811 | 59.7221 | 47.3989 | 31.3369 | 31.3887 | 31.3797 | 31.3887 | 24.1938 | 24.1409 | 19.8329 | 19.7603 | 19.7612 | 19.7164 | 31.8406 | 43.481 | 43.481 | 53.8073 | 66.1251 | 66.1251 | 66.1251
Wind | 62.097 | 62.9603 | 72.8405 | 78.9383 | 84.5937 | 90.4343 | 96.6567 | 109.6341 | 116.8124 | 125.592 | 131.5181 | 138.6841 | 141.8511 | 151.1667 | 157.7794 | 166.3801 | 173.3114 | 181.3152 | 187.1492 | 190.4187 | 197.1278 | 200.7347
Other RES | 25.8552 | 26.1293 | 26.833 | 27.0867 | 27.5648 | 28.3207 | 29.3845 | 30.0318 | 30.8561 | 31.6137 | 32.9115 | 35.3677 | 35.9799 | 38.0151 | 38.6553 | 40.5538 | 39.8219 | 42.1025 | 41.2277 | 40.3714 | 40.1926 | 40.2273
Storage | -0.39411 | -0.43603 | -0.47482 | -0.52033 | -0.54131 | -0.58206 | -0.61381 | -0.72853 | -0.85188 | -0.89268 | -0.95044 | -1.0549 | -1.1132 | -1.27 | -1.3441 | -1.4564 | -1.5778 | -1.6341 | -1.6976 | -1.7468 | -1.7963 | -1.7726
Peaking | 1.5734 | 1.4962 | 1.147 | 1.2008 | 1.117 | 1.2267 | 1.4755 | 1.4041 | 1.4401 | 1.2529 | 1.1261 | 1.0396 | 1.0204 | 0.9253 | 0.89509 | 0.89862 | 0.81504 | 0.54991 | 0.58391 | 0.54948 | 0.60594 | 0.51061
Solar | 13.1313 | 13.9138 | 15.092 | 16.2548 | 17.6772 | 19.3002 | 21.1368 | 23.0148 | 24.8722 | 26.7589 | 28.8046 | 30.9968 | 33.4257 | 36.3478 | 39.4079 | 42.4406 | 45.3965 | 48.2027 | 50.7718 | 52.7433 | 54.2393 | 55.5041
Interconnector | 21.6897 | 28.3817 | 29.464 | 32.1401 | 34.3244 | 41.6272 | 24.901 | 19.8936 | 22.2362 | 20.2016 | 17.6904 | 15.8792 | 14.827 | 9.4615 | 9.0647 | 1.6265 | -5.9246 | -9.281 | -16.1787 | -21.3138 | -22.385 | -23.2044
CHP | 10.6954 | 11.1628 | 11.5703 | 12.7561 | 13.3503 | 14.6463 | 15.2406 | 16.2399 | 16.941 | 17.571 | 16.3754 | 17.5553 | 18.1456 | 18.4704 | 19.519 | 18.5442 | 18.5375 | 17.3408 | 18.0185 | 18.5602 | 19.2448 | 19.8047
BTMG - Gas Recip | 0.69372 | 0.67858 | 0.48712 | 0.42352 | 0.43533 | 0.53802 | 0.68608 | 0.55872 | 0.49941 | 0.44397 | 0.4376 | 0.39412 | 0.35335 | 0.31224 | 0.24827 | 0.23269 | 0.17692 | 0.12996 | 0.1359 | 0.12759 | 0.14011 | 0.11349
BTMG - Gas CHP | 3.0714 | 2.9508 | 2.7096 | 3.7502 | 4.7903 | 5.2101 | 5.0978 | 5.0582 | 5.0189 | 5.1992 | 6.2553 | 6.0759 | 5.598 | 5.0615 | 5.0303 | 3.9018 | 3.3375 | 2.3448 | 2.7106 | 1.9654 | 1.9501 | 1.4484
BTMG - Diesel | 0.030319 | 0.026026 | 5.736e-08 | 1.1275e-07 | 1.1437e-05 | 1.3749e-05 | 3.322e-05 | 8.9408e-07 | 1.1951e-06 | 2.403e-06 | 3.5637e-06 | 4.3061e-06 | 1.7925e-06 | 2.0865e-06 | 1.1934e-06 | 1.4393e-05 | 0 | 0 | 0 | 0 | 0 | 0
Sensitivity 2: High Residual Counterfactual (Steady Progression)
| 2019 | 2020 | 2021 | 2022 | 2023 | 2024 | 2025 | 2026 | 2027 | 2028 | 2029 | 2030 | 2031 | 2032 | 2033 | 2034 | 2035 | 2036 | 2037 | 2038 | 2039 | 2040
CCGT | 80.7528 | 71.1594 | 61.2344 | 50.0651 | 58.0569 | 51.2512 | 59.5481 | 47.7714 | 44.3361 | 44.3792 | 44.6723 | 51.3637 | 42.9058 | 36.5975 | 35.8458 | 33.6557 | 29.474 | 30.2812 | 27.4999 | 27.342 | 30.4232 | 30.789
Coal | 1.8729 | 1.4918 | 1.8986 | 1.337 | 0.18558 | 0.047817 | 0.020924 | 0 | 0 | 0 | 0 | 0 | 0 | 0 | 0 | 0 | 0 | 0 | 0 | 0 | 0 | 0
Biomass | 28.9691 | 30.6979 | 30.5853 | 30.0228 | 30.2739 | 30.0337 | 30.0585 | 29.3253 | 19.5731 | 19.5688 | 19.903 | 20.5501 | 19.7665 | 18.9538 | 9.4402 | 4.957 | 3.9978 | 1.9698 | 1.9089 | 0.22337 | 0.22665 | 0.19325
Nuclear | 65.2598 | 65.0348 | 65.2793 | 65.2618 | 51.8105 | 51.8027 | 51.8113 | 51.8113 | 51.8113 | 43.9589 | 39.101 | 21.5104 | 33.8308 | 44.1571 | 56.436 | 66.6013 | 77.2554 | 77.2554 | 87.5817 | 95.9091 | 95.9091 | 104.2365
Wind | 62.9718 | 64.5591 | 72.3116 | 77.4271 | 81.9419 | 88.3462 | 97.8354 | 106.0094 | 112.9456 | 118.488 | 121.511 | 125.0524 | 131.3577 | 136.8145 | 140.6368 | 144.9356 | 152.3982 | 157.3305 | 158.9454 | 162.6689 | 162.7851 | 165.1561
Other RES | 24.2947 | 24.3334 | 24.807 | 24.764 | 24.8442 | 24.81 | 24.8095 | 24.7259 | 24.7887 | 24.8829 | 24.6685 | 25.0251 | 25.267 | 26.4211 | 27.0259 | 26.8276 | 26.4879 | 26.3611 | 25.5659 | 25.3222 | 25.0195 | 24.8132
Storage | -0.38652 | -0.41105 | -0.43101 | -0.47929 | -0.47755 | -0.50601 | -0.51343 | -0.55397 | -0.6891 | -0.71317 | -0.72704 | -0.76698 | -0.80494 | -0.85366 | -0.90382 | -0.98756 | -1.0811 | -1.1042 | -1.1922 | -1.2508 | -1.3027 | -1.3808
Peaking | 1.5495 | 1.4772 | 1.2002 | 1.2937 | 1.0249 | 1.0668 | 1.3437 | 1.1746 | 1.3243 | 1.2896 | 1.2142 | 1.1246 | 1.0571 | 0.98029 | 0.90471 | 0.87383 | 0.84617 | 0.71307 | 0.67438 | 0.66188 | 0.63741 | 0.68497
Solar | 12.6742 | 12.9818 | 13.3636 | 13.5791 | 13.7828 | 13.976 | 14.1723 | 14.384 | 14.643 | 14.9545 | 15.3155 | 15.7105 | 16.1749 | 16.7632 | 17.6825 | 18.9127 | 20.4373 | 21.9754 | 23.2 | 24.0045 | 24.5135 | 24.9031
Interconnector | 22.6195 | 29.2237 | 31.7125 | 37.0895 | 37.9552 | 37.2169 | 17.5104 | 20.5821 | 25.0295 | 26.4112 | 29.0597 | 35.106 | 26.642 | 18.985 | 15.6363 | 10.1821 | 1.9646 | 0.11935 | -4.8074 | -6.7485 | -9.9076 | -11.3766
CHP | 11.1102 | 11.245 | 11.2033 | 12.1368 | 12.2811 | 12.4447 | 12.5236 | 12.8516 | 13.4156 | 13.5506 | 11.9263 | 12.3455 | 11.9079 | 11.9904 | 11.3514 | 11.252 | 10.1646 | 9.7308 | 10.3437 | 10.5766 | 11.2239 | 11.1812
BTMG - Gas Recip | 0.71701 | 0.55828 | 0.40362 | 0.41329 | 0.51479 | 0.62366 | 0.82859 | 0.90321 | 1.1977 | 1.3038 | 1.4106 | 1.5758 | 1.5964 | 1.5723 | 1.6615 | 1.7828 | 1.7789 | 1.8868 | 1.7175 | 1.6745 | 1.6695 | 1.7576
BTMG - Gas CHP | 3.0714 | 2.9508 | 2.8135 | 3.6549 | 4.6714 | 5.6542 | 6.6294 | 7.6744 | 8.7112 | 9.74 | 10.7608 | 11.7737 | 12.7787 | 12.4271 | 11.8524 | 12.184 | 11.442 | 12.9498 | 12.7597 | 9.2288 | 14.057 | 9.9759
BTMG - Diesel | 0.030043 | 0.025292 | 0.02447 | 0.028707 | 0.028886 | 0.03068 | 0.033028 | 0.034421 | 0.037548 | 0.036225 | 0.037684 | 0.038658 | 0.038577 | 0.037842 | 0.038787 | 0.038368 | 0.036764 | 0.036415 | 0.036096 | 0.033891 | 0.033037 | 0.031932
Sensitivity 3: Low Residual Counterfactual (Steady Progression)
| 2019 | 2020 | 2021 | 2022 | 2023 | 2024 | 2025 | 2026 | 2027 | 2028 | 2029 | 2030 | 2031 | 2032 | 2033 | 2034 | 2035 | 2036 | 2037 | 2038 | 2039 | 2040
CCGT | 80.7528 | 71.1594 | 61.2345 | 50.0714 | 57.4197 | 51.2657 | 59.5526 | 47.8536 | 44.9138 | 44.8491 | 45.3777 | 51.7511 | 43.3975 | 36.7145 | 36.1579 | 33.9479 | 30.0457 | 30.7227 | 28.2533 | 28.5896 | 31.7707 | 32.2944
Coal | 1.8729 | 1.4918 | 1.8986 | 1.3371 | 0.32442 | 0.045305 | 0.018952 | 0 | 0 | 0 | 0 | 0 | 0 | 0 | 0 | 0 | 0 | 0 | 0 | 0 | 0 | 0
Biomass | 28.9691 | 30.6979 | 30.5853 | 30.0228 | 30.2932 | 30.0317 | 30.0763 | 29.3586 | 19.5977 | 19.5775 | 19.8771 | 20.5123 | 19.7603 | 18.951 | 9.442 | 4.9664 | 4.0122 | 2.0238 | 1.9172 | 0.23149 | 0.22086 | 0.1824
Nuclear | 65.2598 | 65.0348 | 65.2793 | 65.2618 | 51.8105 | 51.8027 | 51.8113 | 51.8113 | 51.8113 | 43.9589 | 39.101 | 21.5104 | 33.8308 | 44.1571 | 56.4333 | 66.5836 | 77.2554 | 77.2554 | 87.5817 | 95.9091 | 95.9091 | 104.2365
Wind | 62.9718 | 64.5591 | 72.3116 | 77.4271 | 81.9895 | 88.3467 | 97.8498 | 106.0427 | 112.9867 | 118.5291 | 121.5111 | 125.0262 | 131.3374 | 136.8997 | 140.619 | 144.8878 | 152.3205 | 157.2309 | 158.8765 | 163.0229 | 163.1976 | 165.3148
Other RES | 24.2947 | 24.3334 | 24.807 | 24.764 | 24.839 | 24.81 | 24.8092 | 24.7249 | 24.7897 | 24.8834 | 24.668 | 25.026 | 25.2655 | 26.412 | 27.0278 | 26.8283 | 26.5007 | 26.4123 | 25.6729 | 25.3922 | 25.1241 | 24.9161
Storage | -0.38652 | -0.41105 | -0.431 | -0.47894 | -0.48058 | -0.50376 | -0.5255 | -0.57253 | -0.69117 | -0.71729 | -0.73008 | -0.77891 | -0.80544 | -0.86452 | -0.9136 | -0.99459 | -1.079 | -1.1342 | -1.2185 | -1.269 | -1.3375 | -1.3873
Peaking | 1.5495 | 1.4772 | 1.2002 | 1.2894 | 1.0728 | 1.1246 | 1.3613 | 1.2313 | 1.3183 | 1.2174 | 1.1105 | 1.1206 | 0.98073 | 0.94616 | 0.87337 | 0.82087 | 0.81062 | 0.80752 | 0.67691 | 0.62027 | 0.60826 | 0.62069
Solar | 12.6742 | 12.9818 | 13.3636 | 13.5791 | 13.7828 | 13.976 | 14.1723 | 14.384 | 14.643 | 14.9552 | 15.3155 | 15.7105 | 16.1749 | 16.7632 | 17.6827 | 18.9121 | 20.4367 | 21.9759 | 23.1999 | 24.0047 | 24.5135 | 24.9031
Interconnector | 22.6195 | 29.2237 | 31.7125 | 37.09 | 38.3195 | 37.2475 | 17.5871 | 20.6422 | 24.7735 | 26.3471 | 28.7265 | 35.1692 | 26.6465 | 19.0406 | 15.7525 | 10.2878 | 1.6686 | -0.020052 | -4.0005 | -5.7564 | -7.6944 | -10.394
CHP | 11.1102 | 11.245 | 11.2033 | 12.1368 | 12.2811 | 12.4447 | 12.5236 | 12.8516 | 13.4156 | 13.5506 | 12.0393 | 12.3455 | 11.9079 | 12.1177 | 11.4136 | 11.5445 | 10.0159 | 10.2108 | 10.2631 | 10.4959 | 11.2239 | 11.6213
BTMG - Gas Recip | 0.71701 | 0.55828 | 0.40362 | 0.41247 | 0.54428 | 0.52453 | 0.71523 | 0.6608 | 0.82298 | 0.92938 | 1.0661 | 1.2185 | 1.221 | 1.2581 | 1.2421 | 1.2236 | 1.2462 | 1.351 | 1.2281 | 1.1814 | 1.2333 | 1.1652
BTMG - Gas CHP | 3.0714 | 2.9508 | 2.8135 | 3.6549 | 4.6714 | 5.6542 | 6.6294 | 7.6744 | 8.7112 | 9.74 | 10.7608 | 11.7737 | 12.7787 | 12.4271 | 11.8524 | 12.184 | 11.9455 | 12.6466 | 11.7606 | 7.2001 | 10.4926 | 7.469
BTMG - Diesel | 0.030043 | 0.025292 | 0.024459 | 0.02647 | 0.026883 | 0.028614 | 0.029884 | 0.030645 | 0.031985 | 0.030094 | 0.02999 | 0.024581 | 0.022621 | 0.023888 | 0.025323 | 0.023205 | 0.023547 | 0.022953 | 0.022139 | 0.024171 | 0.02545 | 0.023319
Transitional Arrangements 1: 1-year delay to removal of benefits
| 2019 | 2020 | 2021 | 2022 | 2023 | 2024 | 2025 | 2026 | 2027 | 2028 | 2029 | 2030 | 2031 | 2032 | 2033 | 2034 | 2035 | 2036 | 2037 | 2038 | 2039 | 2040
CCGT | 80.7528 | 71.1594 | 61.2344 | 50.2731 | 58.1066 | 51.4668 | 60.0212 | 48.705 | 45.7494 | 46.0931 | 46.5344 | 53.5255 | 45.4445 | 39.298 | 38.4443 | 36.9251 | 33.1546 | 34.3595 | 31.525 | 30.7696 | 34.8207 | 34.632
Coal | 1.8729 | 1.4918 | 1.8986 | 1.2565 | 0.35358 | 0.10919 | 0.019056 | 0 | 0 | 0 | 0 | 0 | 0 | 0 | 0 | 0 | 0 | 0 | 0 | 0 | 0 | 0
Biomass | 28.9691 | 30.6979 | 30.5853 | 30.021 | 30.2912 | 30.0358 | 30.0862 | 29.4171 | 19.6299 | 19.621 | 19.958 | 20.5874 | 19.8817 | 19.1256 | 9.5074 | 4.9945 | 4.0453 | 1.985 | 1.9589 | 0.18963 | 0.22776 | 0.17269
Nuclear | 65.2598 | 65.0348 | 65.2793 | 65.2618 | 51.8105 | 51.8045 | 51.8113 | 51.8113 | 51.8113 | 43.9589 | 39.101 | 21.513 | 33.8308 | 44.1562 | 56.4385 | 66.5964 | 77.2554 | 77.2554 | 87.5817 | 95.9091 | 95.9091 | 104.2365
Wind | 62.9718 | 64.5591 | 72.3116 | 77.4322 | 81.9796 | 88.3691 | 97.8444 | 106.0769 | 113.0353 | 118.5531 | 121.5896 | 125.1956 | 131.4826 | 137.0089 | 140.7301 | 145.0352 | 152.5173 | 157.5785 | 159.4663 | 162.966 | 163.7115 | 165.4633
Other RES | 24.2947 | 24.3334 | 24.807 | 24.764 | 24.8408 | 24.8103 | 24.8104 | 24.7263 | 24.7908 | 24.8834 | 24.6703 | 25.0395 | 25.2877 | 26.4635 | 27.0663 | 26.8802 | 26.5555 | 26.524 | 25.823 | 25.4653 | 25.2651 | 25.0027
Storage | -0.38652 | -0.41105 | -0.43101 | -0.47974 | -0.47712 | -0.50548 | -0.52232 | -0.57737 | -0.68834 | -0.7123 | -0.72736 | -0.77716 | -0.81311 | -0.86957 | -0.90872 | -0.99478 | -1.0776 | -1.1249 | -1.1954 | -1.2663 | -1.3064 | -1.3768
Peaking | 1.5495 | 1.4772 | 1.2002 | 1.1671 | 1.0028 | 1.0959 | 1.322 | 1.1923 | 1.1945 | 1.1005 | 1.1137 | 1.0914 | 0.93961 | 0.92368 | 0.83632 | 0.77252 | 0.74567 | 0.7286 | 0.69287 | 0.51735 | 0.56047 | 0.57819
Solar | 12.6742 | 12.9818 | 13.3636 | 13.5791 | 13.7828 | 13.976 | 14.1723 | 14.384 | 14.643 | 14.9558 | 15.3152 | 15.7086 | 16.1749 | 16.7642 | 17.6828 | 18.9128 | 20.4367 | 21.9754 | 23.1999 | 24.0047 | 24.5135 | 24.9031
Interconnector | 22.6195 | 29.2237 | 31.7125 | 37.1568 | 38.0008 | 37.8576 | 18.1555 | 21.8155 | 26.0622 | 27.4726 | 29.863 | 36.2553 | 27.6976 | 20.0351 | 16.6609 | 11.6613 | 2.3935 | 1.6579 | -2.07 | -5.8291 | -6.3181 | -9.7454
CHP | 11.1102 | 11.245 | 11.2033 | 12.2475 | 12.2811 | 12.4447 | 12.5236 | 12.8516 | 13.5432 | 13.5506 | 12.0393 | 12.3785 | 12.036 | 12.0112 | 11.9427 | 11.5407 | 10.4203 | 10.328 | 10.5006 | 10.8161 | 11.2651 | 11.58
BTMG - Gas Recip | 0.71701 | 0.55828 | 0.40362 | 0.26007 | 0.25046 | 0.23509 | 0.28229 | 0.25265 | 0.26551 | 0.24469 | 0.23409 | 0.25224 | 0.2239 | 0.18697 | 0.16557 | 0.15874 | 0.14225 | 0.14123 | 0.13145 | 0.113 | 0.12207 | 0.11935
BTMG - Gas CHP | 3.0714 | 2.9508 | 2.8135 | 3.6549 | 4.6714 | 5.0991 | 6.0854 | 6.0382 | 7.0877 | 8.1291 | 9.1624 | 9.6395 | 10.3322 | 9.7427 | 9.0422 | 8.7328 | 8.6136 | 8.0968 | 6.619 | 5.9911 | 6.5166 | 5.3998
BTMG - Diesel | 0.030043 | 0.025292 | 0.02447 | 7.4352e-07 | 1.4331e-05 | 1.6881e-05 | 3.5842e-05 | 2.4577e-06 | 0 | 0 | 0 | 0 | 0 | 0 | 0 | 0 | 0 | 0 | 0 | 0 | 0 | 0
Transitional Arrangements 2: 3-year phased removal of benefits
| 2019 | 2020 | 2021 | 2022 | 2023 | 2024 | 2025 | 2026 | 2027 | 2028 | 2029 | 2030 | 2031 | 2032 | 2033 | 2034 | 2035 | 2036 | 2037 | 2038 | 2039 | 2040
CCGT | 80.7528 | 71.1594 | 61.2344 | 50.1343 | 57.9648 | 51.3918 | 59.9845 | 48.656 | 45.6013 | 46.3088 | 46.8013 | 53.6619 | 45.4734 | 39.3125 | 38.3684 | 36.5293 | 32.4604 | 33.8054 | 31.195 | 30.2909 | 34.8717 | 34.5252
Coal | 1.8729 | 1.4918 | 1.8986 | 1.2555 | 0.35311 | 0.10941 | 0.019368 | 0 | 0 | 0 | 0 | 0 | 0 | 0 | 0 | 0 | 0 | 0 | 0 | 0 | 0 | 0
Biomass | 28.9691 | 30.6979 | 30.5853 | 30.021 | 30.2921 | 30.0347 | 30.0879 | 29.4128 | 19.6296 | 19.6391 | 19.9523 | 20.5985 | 19.9061 | 19.0939 | 9.4932 | 5.0179 | 4.0579 | 1.998 | 1.9447 | 0.2027 | 0.23379 | 0.1894
Nuclear | 65.2598 | 65.0348 | 65.2793 | 65.2618 | 51.8105 | 51.8043 | 51.8113 | 51.8113 | 51.8113 | 43.9589 | 39.101 | 21.513 | 33.8308 | 44.1562 | 56.4402 | 66.5914 | 77.2554 | 77.2554 | 87.5817 | 95.9091 | 95.9091 | 104.2365
Wind | 62.9718 | 64.5591 | 72.3116 | 77.4322 | 81.9795 | 88.3661 | 97.8497 | 106.0732 | 113.0406 | 118.5349 | 121.5873 | 125.1855 | 131.4795 | 136.9814 | 140.6701 | 145.0171 | 152.4483 | 157.5355 | 159.3218 | 162.9984 | 163.8382 | 165.4216
Other RES | 24.2947 | 24.3334 | 24.807 | 24.764 | 24.8408 | 24.8103 | 24.8098 | 24.7264 | 24.7904 | 24.8834 | 24.6682 | 25.0352 | 25.2865 | 26.4622 | 27.0625 | 26.8684 | 26.5506 | 26.5123 | 25.8161 | 25.4129 | 25.2688 | 24.9917
Storage | -0.38652 | -0.41105 | -0.43101 | -0.48043 | -0.47778 | -0.50603 | -0.52819 | -0.5773 | -0.6934 | -0.70608 | -0.71949 | -0.77421 | -0.8088 | -0.86815 | -0.90784 | -0.99754 | -1.0803 | -1.1163 | -1.2049 | -1.2685 | -1.3178 | -1.377
Peaking | 1.5495 | 1.4772 | 1.2002 | 1.2677 | 1.0696 | 1.0966 | 1.3176 | 1.1923 | 1.2675 | 1.1631 | 1.0967 | 1.0132 | 0.91044 | 0.89511 | 0.81079 | 0.78464 | 0.73026 | 0.72336 | 0.6804 | 0.49869 | 0.60394 | 0.53472
Solar | 12.6742 | 12.9818 | 13.3636 | 13.5791 | 13.7828 | 13.976 | 14.1723 | 14.384 | 14.643 | 14.9556 | 15.3152 | 15.7122 | 16.1749 | 16.7642 | 17.6822 | 18.9131 | 20.4367 | 21.9757 | 23.1999 | 24.0047 | 24.5135 | 24.9031
Interconnector | 22.6195 | 29.2237 | 31.7125 | 37.1655 | 38.0329 | 37.8264 | 18.0893 | 21.7641 | 26.0279 | 27.0818 | 29.5118 | 36.1253 | 27.569 | 19.8877 | 16.6668 | 11.5703 | 2.5855 | 1.7198 | -2.3767 | -6.0857 | -6.1323 | -9.919
CHP | 11.1102 | 11.245 | 11.2033 | 12.2475 | 12.2811 | 12.4447 | 12.5236 | 12.8516 | 13.5432 | 13.5506 | 12.0393 | 12.3455 | 12.036 | 12.1385 | 11.8575 | 11.432 | 10.4203 | 10.6687 | 10.5262 | 10.8974 | 11.2239 | 11.58
BTMG - Gas Recip | 0.71701 | 0.55828 | 0.40362 | 0.26776 | 0.27265 | 0.23399 | 0.27984 | 0.25303 | 0.26813 | 0.24487 | 0.23204 | 0.24923 | 0.22447 | 0.18724 | 0.16436 | 0.16991 | 0.14572 | 0.1443 | 0.13181 | 0.11663 | 0.13078 | 0.11662
BTMG - Gas CHP | 3.0714 | 2.9508 | 2.8135 | 3.6549 | 4.6714 | 5.2101 | 6.1942 | 6.1461 | 7.1948 | 8.2354 | 9.2679 | 9.7441 | 10.436 | 9.8356 | 9.3003 | 9.319 | 9.1917 | 8.2833 | 7.4175 | 6.6693 | 6.1439 | 5.7623
BTMG - Diesel | 0.030043 | 0.025292 | 0.02447 | 0.023644 | 0.021011 | 1.6859e-05 | 3.5782e-05 | 2.3508e-06 | 3.4032e-05 | 2.1012e-06 | 1.9176e-06 | 5.8802e-07 | 1.4997e-07 | 3.6244e-07 | 0 | 1.9503e-08 | 0 | 3.8651e-08 | 4.6815e-08 | 0 | 0 | 0.000379
Transitional Arrangements 3: 3-year delay to removal of benefits
| 2019 | 2020 | 2021 | 2022 | 2023 | 2024 | 2025 | 2026 | 2027 | 2028 | 2029 | 2030 | 2031 | 2032 | 2033 | 2034 | 2035 | 2036 | 2037 | 2038 | 2039 | 2040
CCGT | 80.7528 | 71.1594 | 61.2344 | 50.0651 | 57.5301 | 50.9268 | 59.1597 | 48.5853 | 45.8046 | 45.7253 | 46.2171 | 53.6452 | 45.4106 | 38.9061 | 38.2719 | 36.5737 | 32.4951 | 34.043 | 31.1662 | 29.8359 | 34.5953 | 34.3569
Coal | 1.8729 | 1.4918 | 1.8986 | 1.337 | 0.32569 | 0.1284 | 0.04367 | 0 | 0 | 0 | 0 | 0 | 0 | 0 | 0 | 0 | 0 | 0 | 0 | 0 | 0 | 0
Biomass | 28.9691 | 30.6979 | 30.5853 | 30.0228 | 30.2929 | 30.034 | 30.1101 | 29.42 | 19.6454 | 19.6474 | 19.9565 | 20.5811 | 19.8989 | 19.0914 | 9.5008 | 5.0017 | 4.064 | 1.9847 | 1.9519 | 0.19429 | 0.22317 | 0.18127
Nuclear | 65.2598 | 65.0348 | 65.2793 | 65.2618 | 51.8105 | 51.8041 | 51.8113 | 51.8113 | 51.8113 | 43.9589 | 39.101 | 21.5129 | 33.8308 | 44.1561 | 56.4399 | 66.5919 | 77.2554 | 77.2554 | 87.5817 | 95.9091 | 95.9091 | 104.2365
Wind | 62.9718 | 64.5591 | 72.3116 | 77.4271 | 81.9957 | 88.3619 | 97.8368 | 106.085 | 113.0382 | 118.5528 | 121.6006 | 125.1901 | 131.5257 | 136.9729 | 140.6974 | 145.013 | 152.4968 | 157.5731 | 159.4788 | 162.7272 | 163.7723 | 165.4615
Other RES | 24.2947 | 24.3334 | 24.807 | 24.764 | 24.839 | 24.8107 | 24.8101 | 24.7256 | 24.7897 | 24.8834 | 24.6667 | 25.0361 | 25.2834 | 26.4705 | 27.067 | 26.8703 | 26.55 | 26.5113 | 25.811 | 25.3838 | 25.2538 | 24.9764
Storage | -0.38652 | -0.41105 | -0.43101 | -0.47929 | -0.48144 | -0.49978 | -0.52972 | -0.57741 | -0.69332 | -0.72026 | -0.73002 | -0.77838 | -0.81761 | -0.86465 | -0.91284 | -0.99662 | -1.0843 | -1.1144 | -1.2023 | -1.2757 | -1.3284 | -1.3808
Peaking | 1.5495 | 1.4772 | 1.2002 | 1.2937 | 1.0994 | 1.1086 | 1.4422 | 1.1258 | 1.2425 | 1.187 | 1.1462 | 1.0224 | 0.87412 | 0.90138 | 0.77559 | 0.75772 | 0.7179 | 0.71003 | 0.68958 | 0.47668 | 0.58362 | 0.53686
Solar | 12.6742 | 12.9818 | 13.3636 | 13.5791 | 13.7828 | 13.976 | 14.1723 | 14.384 | 14.643 | 14.9554 | 15.3151 | 15.7086 | 16.1749 | 16.764 | 17.6835 | 18.9121 | 20.4367 | 21.9757 | 23.2 | 24.0047 | 24.5135 | 24.9031
Interconnector | 22.6195 | 29.2237 | 31.7125 | 37.0895 | 38.299 | 37.9138 | 18.3673 | 21.5726 | 25.6363 | 27.3928 | 29.8113 | 36.2245 | 27.6486 | 19.9516 | 16.7037 | 11.4814 | 2.5354 | 1.794 | -1.9922 | -6.5331 | -6.178 | -9.7111
CHP | 11.1102 | 11.245 | 11.2033 | 12.1368 | 12.2811 | 12.4447 | 12.5236 | 12.8516 | 13.4156 | 13.5506 | 12.0393 | 12.3785 | 12.0445 | 11.9904 | 11.748 | 11.5407 | 10.4203 | 10.3577 | 10.42 | 10.8974 | 11.2651 | 11.58
BTMG - Gas Recip | 0.71701 | 0.55828 | 0.40362 | 0.41329 | 0.4211 | 0.35726 | 0.45217 | 0.34762 | 0.38224 | 0.37898 | 0.35962 | 0.37194 | 0.32472 | 0.28049 | 0.25254 | 0.24297 | 0.21455 | 0.21392 | 0.13551 | 0.11689 | 0.12615 | 0.11939
BTMG - Gas CHP | 3.0714 | 2.9508 | 2.8135 | 3.6549 | 4.6714 | 5.4321 | 6.4118 | 6.362 | 7.409 | 8.3383 | 9.37 | 9.5165 | 10.3198 | 10.2261 | 9.3811 | 9.2266 | 9.1006 | 8.2011 | 6.9933 | 7.9094 | 6.5519 | 5.7051
BTMG - Diesel | 0.030043 | 0.025292 | 0.02447 | 0.028707 | 0.027335 | 1.6696e-05 | 3.6325e-05 | 3.1275e-06 | 1.289e-06 | 1.3127e-06 | 1.6018e-06 | 6.1122e-07 | 5.5297e-08 | 3.2609e-07 | 0 | 0 | 0 | 1.9143e-08 | 5.9958e-08 | 0 | 0 | 0.00038201

## Carbon
CO2 emissions
Note | All values are given in millions of tonnes
Counterfactual (Steady Progression)
| 2019 | 2020 | 2021 | 2022 | 2023 | 2024 | 2025 | 2026 | 2027 | 2028 | 2029 | 2030 | 2031 | 2032 | 2033 | 2034 | 2035 | 2036 | 2037 | 2038 | 2039 | 2040
CCGT | 28.5811 | 25.1707 | 21.9465 | 17.9985 | 20.7184 | 18.3782 | 21.4197 | 17.2794 | 16.0475 | 15.9493 | 15.9158 | 18.325 | 15.3527 | 13.2205 | 12.9266 | 12.1762 | 10.7108 | 11.0037 | 10.1048 | 9.9299 | 9.486 | 9.4256
Coal | 1.6027 | 1.2727 | 1.6105 | 1.121 | 0.1888 | 0.0379 | 0.0165 | 0 | 0 | 0 | 0 | 0 | 0 | 0 | 0 | 0 | 0 | 0 | 0 | 0 | 0 | 0
Biomass | 0 | 0 | 0 | 0 | 0 | 0 | 0 | 0 | 0 | 0 | 0 | 0 | 0 | 0 | 0 | 0 | 0 | 0 | 0 | 0 | 0 | 0
Nuclear | 0 | 0 | 0 | 0 | 0 | 0 | 0 | 0 | 0 | 0 | 0 | 0 | 0 | 0 | 0 | 0 | 0 | 0 | 0 | 0 | 0 | 0
Wind | 0 | 0 | 0 | 0 | 0 | 0 | 0 | 0 | 0 | 0 | 0 | 0 | 0 | 0 | 0 | 0 | 0 | 0 | 0 | 0 | 0 | 0
Other RES | 2.68 | 2.6727 | 2.7075 | 2.6798 | 2.6812 | 2.656 | 2.6379 | 2.5906 | 2.5866 | 2.59 | 2.5175 | 2.5724 | 2.5259 | 2.4428 | 2.3634 | 2.229 | 2.0532 | 1.9937 | 1.7837 | 1.6706 | 1.6026 | 1.5417
Storage | 0 | 0 | 0 | 0 | 0 | 0 | 0 | 0 | 0 | 0 | 0 | 0 | 0 | 0 | 0 | 0 | 0 | 0 | 0 | 0 | 0 | 0
Peaking | 0.688 | 0.6542 | 0.5228 | 0.5802 | 0.5224 | 0.5272 | 0.6831 | 0.5768 | 0.6504 | 0.6336 | 0.5975 | 0.5512 | 0.5211 | 0.4815 | 0.4534 | 0.431 | 0.4155 | 0.3579 | 0.3375 | 0.3187 | 0.3183 | 0.3322
Solar | 0 | 0 | 0 | 0 | 0 | 0 | 0 | 0 | 0 | 0 | 0 | 0 | 0 | 0 | 0 | 0 | 0 | 0 | 0 | 0 | 0 | 0
Interconnector | 0 | 0 | 0 | 0 | 0 | 0 | 0 | 0 | 0 | 0 | 0 | 0 | 0 | 0 | 0 | 0 | 0 | 0 | 0 | 0 | 0 | 0
CHP | 1.5483 | 1.5497 | 1.4648 | 1.4279 | 1.4347 | 1.4494 | 1.4583 | 1.4779 | 1.4425 | 1.4469 | 1.2372 | 1.2631 | 1.1697 | 1.1268 | 1.0065 | 0.949 | 0.6684 | 0.5433 | 0.5011 | 0.5133 | 0.5361 | 0.5283
BTMG - Gas Recip | 0.3361 | 0.2617 | 0.1891 | 0.1934 | 0.2464 | 0.2914 | 0.3884 | 0.4213 | 0.5562 | 0.6033 | 0.6474 | 0.7144 | 0.7347 | 0.7299 | 0.7472 | 0.8004 | 0.7944 | 0.8384 | 0.7739 | 0.7839 | 0.7589 | 0.8436
BTMG - Gas CHP | 0.8132 | 0.7628 | 0.7048 | 0.8246 | 1.0266 | 1.2153 | 1.4026 | 1.6239 | 1.8435 | 2.0616 | 2.278 | 2.4928 | 2.706 | 2.6311 | 2.5089 | 2.5792 | 2.4216 | 2.7418 | 2.7546 | 2.2524 | 2.7564 | 1.9731
BTMG - Diesel | 0.021 | 0.0177 | 0.0171 | 0.02 | 0.0198 | 0.0213 | 0.0222 | 0.0232 | 0.025 | 0.0243 | 0.025 | 0.0257 | 0.0256 | 0.025 | 0.0259 | 0.025 | 0.0243 | 0.0244 | 0.0238 | 0.0232 | 0.0218 | 0.0205
Total | 36.2704 | 32.3622 | 29.1631 | 24.8454 | 26.8383 | 24.5767 | 28.0287 | 23.9931 | 23.1517 | 23.309 | 23.2184 | 25.9446 | 23.0357 | 20.6576 | 20.0319 | 19.1898 | 17.0882 | 17.5032 | 16.2794 | 15.492 | 15.4801 | 14.665
Factual Scenario 1 (Steady progression, triad and distribution residual removed from BTMG)
| 2019 | 2020 | 2021 | 2022 | 2023 | 2024 | 2025 | 2026 | 2027 | 2028 | 2029 | 2030 | 2031 | 2032 | 2033 | 2034 | 2035 | 2036 | 2037 | 2038 | 2039 | 2040
CCGT | 28.5811 | 25.1707 | 21.9728 | 18.0689 | 20.8181 | 18.4876 | 21.519 | 17.7351 | 16.7398 | 16.7862 | 16.8237 | 19.2189 | 16.378 | 14.1547 | 13.8862 | 13.3308 | 11.9412 | 12.4281 | 11.3578 | 11.2495 | 11.0579 | 10.6611
Coal | 1.6027 | 1.2727 | 1.5954 | 1.0515 | 0.2966 | 0.0913 | 0.0287 | 0 | 0 | 0 | 0 | 0 | 0 | 0 | 0 | 0 | 0 | 0 | 0 | 0 | 0 | 0
Biomass | 0 | 0 | 0 | 0 | 0 | 0 | 0 | 0 | 0 | 0 | 0 | 0 | 0 | 0 | 0 | 0 | 0 | 0 | 0 | 0 | 0 | 0
Nuclear | 0 | 0 | 0 | 0 | 0 | 0 | 0 | 0 | 0 | 0 | 0 | 0 | 0 | 0 | 0 | 0 | 0 | 0 | 0 | 0 | 0 | 0
Wind | 0 | 0 | 0 | 0 | 0 | 0 | 0 | 0 | 0 | 0 | 0 | 0 | 0 | 0 | 0 | 0 | 0 | 0 | 0 | 0 | 0 | 0
Other RES | 2.68 | 2.6727 | 2.7075 | 2.6798 | 2.6812 | 2.6561 | 2.6381 | 2.5907 | 2.5871 | 2.5901 | 2.5179 | 2.5746 | 2.5312 | 2.4567 | 2.3756 | 2.2392 | 2.0597 | 2.0205 | 1.8163 | 1.7147 | 1.6521 | 1.5765
Storage | 0 | 0 | 0 | 0 | 0 | 0 | 0 | 0 | 0 | 0 | 0 | 0 | 0 | 0 | 0 | 0 | 0 | 0 | 0 | 0 | 0 | 0
Peaking | 0.688 | 0.6542 | 0.5 | 0.5178 | 0.4972 | 0.5423 | 0.669 | 0.573 | 0.588 | 0.5365 | 0.5342 | 0.4956 | 0.4423 | 0.4384 | 0.4058 | 0.3683 | 0.3585 | 0.3441 | 0.3367 | 0.2454 | 0.2698 | 0.2582
Solar | 0 | 0 | 0 | 0 | 0 | 0 | 0 | 0 | 0 | 0 | 0 | 0 | 0 | 0 | 0 | 0 | 0 | 0 | 0 | 0 | 0 | 0
Interconnector | 0 | 0 | 0 | 0 | 0 | 0 | 0 | 0 | 0 | 0 | 0 | 0 | 0 | 0 | 0 | 0 | 0 | 0 | 0 | 0 | 0 | 0
CHP | 1.5483 | 1.5497 | 1.4648 | 1.4851 | 1.4347 | 1.4494 | 1.4583 | 1.4779 | 1.4725 | 1.4469 | 1.2464 | 1.2631 | 1.1682 | 1.1305 | 1.0745 | 0.9721 | 0.7285 | 0.6942 | 0.5189 | 0.5303 | 0.5361 | 0.5368
BTMG - Gas Recip | 0.3361 | 0.2617 | 0.1829 | 0.1217 | 0.1172 | 0.1099 | 0.1339 | 0.1105 | 0.1194 | 0.1077 | 0.1093 | 0.1113 | 0.1004 | 0.0867 | 0.0764 | 0.0733 | 0.0662 | 0.0661 | 0.0629 | 0.0547 | 0.059 | 0.0554
BTMG - Gas CHP | 0.8132 | 0.7628 | 0.7048 | 0.8246 | 1.0266 | 1.0962 | 1.2876 | 1.278 | 1.5003 | 1.7208 | 1.9398 | 1.9949 | 2.1192 | 1.9805 | 1.8416 | 1.9209 | 1.8267 | 1.7175 | 1.6008 | 1.231 | 1.2219 | 1.2129
BTMG - Diesel | 0.021 | 0.0177 | 0 | 0 | 0 | 0 | 0 | 0 | 0 | 0 | 0 | 0 | 0 | 0 | 0 | 0 | 0 | 0 | 0 | 0 | 0 | 0
Total | 36.2704 | 32.3622 | 29.1282 | 24.7494 | 26.8716 | 24.4328 | 27.7346 | 23.7652 | 23.0071 | 23.1882 | 23.1713 | 25.6584 | 22.7393 | 20.2475 | 19.6601 | 18.9046 | 16.9808 | 17.2705 | 15.6934 | 15.0256 | 14.7968 | 14.3009
Factual Scenario 2 (Steady progression, triad and distribution residual removed from peaking BTMG)
| 2019 | 2020 | 2021 | 2022 | 2023 | 2024 | 2025 | 2026 | 2027 | 2028 | 2029 | 2030 | 2031 | 2032 | 2033 | 2034 | 2035 | 2036 | 2037 | 2038 | 2039 | 2040
CCGT | 28.5811 | 25.1707 | 21.9728 | 18.0689 | 20.8181 | 18.3982 | 21.4592 | 17.3845 | 16.4253 | 16.3952 | 16.3992 | 18.7872 | 15.8318 | 13.6802 | 13.4443 | 12.8248 | 11.1942 | 11.5746 | 10.5847 | 10.72 | 10.1728 | 10.0974
Coal | 1.6027 | 1.2727 | 1.5954 | 1.0515 | 0.2966 | 0.0908 | 0.0285 | 0 | 0 | 0 | 0 | 0 | 0 | 0 | 0 | 0 | 0 | 0 | 0 | 0 | 0 | 0
Biomass | 0 | 0 | 0 | 0 | 0 | 0 | 0 | 0 | 0 | 0 | 0 | 0 | 0 | 0 | 0 | 0 | 0 | 0 | 0 | 0 | 0 | 0
Nuclear | 0 | 0 | 0 | 0 | 0 | 0 | 0 | 0 | 0 | 0 | 0 | 0 | 0 | 0 | 0 | 0 | 0 | 0 | 0 | 0 | 0 | 0
Wind | 0 | 0 | 0 | 0 | 0 | 0 | 0 | 0 | 0 | 0 | 0 | 0 | 0 | 0 | 0 | 0 | 0 | 0 | 0 | 0 | 0 | 0
Other RES | 2.68 | 2.6727 | 2.7075 | 2.6798 | 2.6812 | 2.656 | 2.638 | 2.5904 | 2.5869 | 2.5901 | 2.5174 | 2.5741 | 2.5268 | 2.4428 | 2.3631 | 2.2325 | 2.0499 | 1.9981 | 1.7788 | 1.6865 | 1.6112 | 1.5404
Storage | 0 | 0 | 0 | 0 | 0 | 0 | 0 | 0 | 0 | 0 | 0 | 0 | 0 | 0 | 0 | 0 | 0 | 0 | 0 | 0 | 0 | 0
Peaking | 0.688 | 0.6542 | 0.5 | 0.5178 | 0.4972 | 0.5363 | 0.6659 | 0.5596 | 0.6117 | 0.5729 | 0.5408 | 0.5132 | 0.4378 | 0.4384 | 0.4119 | 0.3859 | 0.3643 | 0.356 | 0.3319 | 0.2748 | 0.3041 | 0.2852
Solar | 0 | 0 | 0 | 0 | 0 | 0 | 0 | 0 | 0 | 0 | 0 | 0 | 0 | 0 | 0 | 0 | 0 | 0 | 0 | 0 | 0 | 0
Interconnector | 0 | 0 | 0 | 0 | 0 | 0 | 0 | 0 | 0 | 0 | 0 | 0 | 0 | 0 | 0 | 0 | 0 | 0 | 0 | 0 | 0 | 0
CHP | 1.5483 | 1.5497 | 1.4648 | 1.4851 | 1.4347 | 1.4494 | 1.4583 | 1.4779 | 1.4425 | 1.4469 | 1.2464 | 1.2631 | 1.1682 | 1.1268 | 1.0211 | 0.9641 | 0.6872 | 0.5538 | 0.5189 | 0.4944 | 0.5212 | 0.5054
BTMG - Gas Recip | 0.3361 | 0.2617 | 0.1829 | 0.1217 | 0.1172 | 0.1116 | 0.1293 | 0.1103 | 0.1204 | 0.1127 | 0.1088 | 0.1152 | 0.1053 | 0.09 | 0.0806 | 0.0801 | 0.07 | 0.0699 | 0.0625 | 0.0583 | 0.0603 | 0.0569
BTMG - Gas CHP | 0.8132 | 0.7628 | 0.7048 | 0.8246 | 1.0266 | 1.2153 | 1.4026 | 1.6239 | 1.8435 | 2.0616 | 2.278 | 2.4928 | 2.706 | 2.6311 | 2.5089 | 2.5792 | 2.5693 | 2.8549 | 2.6382 | 1.778 | 2.4036 | 1.9619
BTMG - Diesel | 0.021 | 0.0177 | 0 | 0 | 0 | 0 | 0 | 0 | 0 | 0 | 0 | 0 | 0 | 0 | 0 | 0 | 0 | 0 | 0 | 0 | 0 | 0
Total | 36.2704 | 32.3622 | 29.1282 | 24.7494 | 26.8716 | 24.4576 | 27.7818 | 23.7466 | 23.0303 | 23.1794 | 23.0906 | 25.7456 | 22.7759 | 20.4093 | 19.8299 | 19.0666 | 16.9349 | 17.4073 | 15.915 | 15.012 | 15.0732 | 14.4472
Sensitivity 1: Community Renewables Counterfactual
| 2019 | 2020 | 2021 | 2022 | 2023 | 2024 | 2025 | 2026 | 2027 | 2028 | 2029 | 2030 | 2031 | 2032 | 2033 | 2034 | 2035 | 2036 | 2037 | 2038 | 2039 | 2040
CCGT | 28.1521 | 24.5389 | 19.674 | 15.0685 | 15.2899 | 14.4817 | 16.7099 | 13.3026 | 12.7862 | 12.1497 | 10.4967 | 9.9553 | 9.7009 | 9.3271 | 10.949 | 9.6233 | 8.9055 | 9.5745 | 8.2776 | 7.6199 | 8.8214 | 8.9364
Coal | 1.5347 | 1.1809 | 1.2123 | 0.9811 | 0.117 | 0.0569 | 0.0348 | 0 | 0 | 0 | 0 | 0 | 0 | 0 | 0 | 0 | 0 | 0 | 0 | 0 | 0 | 0
Biomass | 0 | 0 | 0 | 0 | 0 | 0 | 0 | 0 | 0 | 0 | 0 | 0 | 0 | 0 | 0 | 0 | 0 | 0 | 0 | 0 | 0 | 0
Nuclear | 0 | 0 | 0 | 0 | 0 | 0 | 0 | 0 | 0 | 0 | 0 | 0 | 0 | 0 | 0 | 0 | 0 | 0 | 0 | 0 | 0 | 0
Wind | 0 | 0 | 0 | 0 | 0 | 0 | 0 | 0 | 0 | 0 | 0 | 0 | 0 | 0 | 0 | 0 | 0 | 0 | 0 | 0 | 0 | 0
Other RES | 2.9814 | 3.0079 | 3.0782 | 3.0965 | 3.1631 | 3.2291 | 3.2815 | 3.3381 | 3.4268 | 3.5267 | 3.5294 | 3.5583 | 3.6019 | 3.6003 | 3.6428 | 3.4591 | 3.1879 | 3.1597 | 2.8614 | 2.5648 | 2.4618 | 2.4116
Storage | 0 | 0 | 0 | 0 | 0 | 0 | 0 | 0 | 0 | 0 | 0 | 0 | 0 | 0 | 0 | 0 | 0 | 0 | 0 | 0 | 0 | 0
Peaking | 0.7018 | 0.6622 | 0.5253 | 0.5753 | 0.5824 | 0.6871 | 0.7309 | 0.7687 | 0.7326 | 0.7606 | 0.7349 | 0.6532 | 0.6773 | 0.6111 | 0.5948 | 0.5273 | 0.4852 | 0.3839 | 0.3762 | 0.4718 | 0.4335 | 0.434
Solar | 0 | 0 | 0 | 0 | 0 | 0 | 0 | 0 | 0 | 0 | 0 | 0 | 0 | 0 | 0 | 0 | 0 | 0 | 0 | 0 | 0 | 0
Interconnector | 0 | 0 | 0 | 0 | 0 | 0 | 0 | 0 | 0 | 0 | 0 | 0 | 0 | 0 | 0 | 0 | 0 | 0 | 0 | 0 | 0 | 0
CHP | 1.2589 | 1.3202 | 1.2829 | 1.2455 | 1.1946 | 1.1918 | 1.1919 | 1.2508 | 1.2402 | 1.2593 | 1.0578 | 1.1215 | 1.1443 | 1.0401 | 0.9535 | 0.9182 | 0.3327 | 0.2503 | 0.2497 | 0.2451 | 0.2461 | 0.2428
BTMG - Gas Recip | 0.3252 | 0.3181 | 0.2343 | 0.4127 | 0.6434 | 1.001 | 1.4161 | 1.5096 | 1.6576 | 1.9117 | 2.1487 | 2.3391 | 2.4707 | 2.5453 | 2.6057 | 2.7091 | 2.5087 | 2.6758 | 2.4941 | 2.4978 | 2.2314 | 2.1952
BTMG - Gas CHP | 0.8132 | 0.7628 | 0.6573 | 0.8682 | 1.038 | 1.2153 | 1.4026 | 1.6239 | 1.8435 | 2.0616 | 2.2298 | 2.1953 | 2.6488 | 2.3305 | 2.5691 | 2.1919 | 1.7007 | 1.3206 | 1.1436 | 1.014 | 0.6906 | 0.7915
BTMG - Diesel | 0.0212 | 0.0182 | 0.0179 | 0.0212 | 0.0237 | 0.0286 | 0.0298 | 0.034 | 0.0374 | 0.0428 | 0.0433 | 0.0325 | 0.0446 | 0.0424 | 0.0427 | 0.041 | 0.0329 | 0.0332 | 0.0323 | 0.0345 | 0.0338 | 0.0339
Total | 35.7885 | 31.8092 | 26.6822 | 22.269 | 22.0521 | 21.8915 | 24.7975 | 21.8277 | 21.7243 | 21.7124 | 20.2406 | 19.8552 | 20.2885 | 19.4968 | 21.3576 | 19.4699 | 17.1536 | 17.398 | 15.4349 | 14.4479 | 14.9186 | 15.0454
Sensitivity 1: Community Renewables Factual (triad and distribution residual removed from BTMG)
| 2019 | 2020 | 2021 | 2022 | 2023 | 2024 | 2025 | 2026 | 2027 | 2028 | 2029 | 2030 | 2031 | 2032 | 2033 | 2034 | 2035 | 2036 | 2037 | 2038 | 2039 | 2040
CCGT | 28.1521 | 24.5389 | 19.7202 | 15.2667 | 15.6292 | 15.1302 | 17.631 | 14.4655 | 14.1566 | 13.9386 | 12.617 | 11.8133 | 12.0701 | 11.6372 | 13.5389 | 12.2166 | 10.9041 | 11.7848 | 10.2929 | 9.7106 | 9.9484 | 10.5639
Coal | 1.5347 | 1.1809 | 1.1571 | 1.0114 | 0.1177 | 0.0566 | 0.0344 | 0 | 0 | 0 | 0 | 0 | 0 | 0 | 0 | 0 | 0 | 0 | 0 | 0 | 0 | 0
Biomass | 0 | 0 | 0 | 0 | 0 | 0 | 0 | 0 | 0 | 0 | 0 | 0 | 0 | 0 | 0 | 0 | 0 | 0 | 0 | 0 | 0 | 0
Nuclear | 0 | 0 | 0 | 0 | 0 | 0 | 0 | 0 | 0 | 0 | 0 | 0 | 0 | 0 | 0 | 0 | 0 | 0 | 0 | 0 | 0 | 0
Wind | 0 | 0 | 0 | 0 | 0 | 0 | 0 | 0 | 0 | 0 | 0 | 0 | 0 | 0 | 0 | 0 | 0 | 0 | 0 | 0 | 0 | 0
Other RES | 2.9814 | 3.0079 | 3.0782 | 3.0963 | 3.1625 | 3.2296 | 3.2812 | 3.3385 | 3.4279 | 3.5348 | 3.531 | 3.5794 | 3.6234 | 3.6283 | 3.6747 | 3.5103 | 3.2346 | 3.1824 | 2.8955 | 2.6179 | 2.5199 | 2.482
Storage | 0 | 0 | 0 | 0 | 0 | 0 | 0 | 0 | 0 | 0 | 0 | 0 | 0 | 0 | 0 | 0 | 0 | 0 | 0 | 0 | 0 | 0
Peaking | 0.7018 | 0.6622 | 0.5016 | 0.538 | 0.5525 | 0.6064 | 0.7295 | 0.694 | 0.7122 | 0.6201 | 0.5577 | 0.515 | 0.5055 | 0.4586 | 0.4438 | 0.4452 | 0.4039 | 0.2725 | 0.2897 | 0.2723 | 0.3005 | 0.2529
Solar | 0 | 0 | 0 | 0 | 0 | 0 | 0 | 0 | 0 | 0 | 0 | 0 | 0 | 0 | 0 | 0 | 0 | 0 | 0 | 0 | 0 | 0
Interconnector | 0 | 0 | 0 | 0 | 0 | 0 | 0 | 0 | 0 | 0 | 0 | 0 | 0 | 0 | 0 | 0 | 0 | 0 | 0 | 0 | 0 | 0
CHP | 1.2589 | 1.3202 | 1.2829 | 1.191 | 1.1946 | 1.1932 | 1.1919 | 1.2508 | 1.2681 | 1.2856 | 1.0235 | 1.1121 | 1.1307 | 1.0805 | 1.1507 | 0.7464 | 0.639 | 0.2611 | 0.2695 | 0.2634 | 0.2645 | 0.2428
BTMG - Gas Recip | 0.3252 | 0.3181 | 0.2284 | 0.1984 | 0.2039 | 0.2519 | 0.3212 | 0.2615 | 0.2336 | 0.2076 | 0.2048 | 0.1844 | 0.1653 | 0.1461 | 0.1162 | 0.1088 | 0.0827 | 0.0607 | 0.0635 | 0.0596 | 0.0655 | 0.053
BTMG - Gas CHP | 0.8132 | 0.7628 | 0.6573 | 0.8682 | 1.0809 | 1.12 | 1.0789 | 1.0709 | 1.0629 | 1.1014 | 1.325 | 1.2874 | 1.1864 | 1.0729 | 1.0666 | 0.8272 | 0.7077 | 0.4974 | 0.5752 | 0.417 | 0.4139 | 0.3074
BTMG - Diesel | 0.0212 | 0.0182 | 0 | 0 | 0 | 0 | 0 | 0 | 0 | 0 | 0 | 0 | 0 | 0 | 0 | 0 | 0 | 0 | 0 | 0 | 0 | 0
Total | 35.7885 | 31.8092 | 26.6257 | 22.17 | 21.9413 | 21.5879 | 24.2681 | 21.0812 | 20.8613 | 20.6881 | 19.259 | 18.4916 | 18.6814 | 18.0236 | 19.9909 | 17.8545 | 15.972 | 16.0589 | 14.3863 | 13.3408 | 13.5127 | 13.902
Sensitivity 2: High Residual Counterfactual (Steady Progression)
| 2019 | 2020 | 2021 | 2022 | 2023 | 2024 | 2025 | 2026 | 2027 | 2028 | 2029 | 2030 | 2031 | 2032 | 2033 | 2034 | 2035 | 2036 | 2037 | 2038 | 2039 | 2040
CCGT | 28.5811 | 25.1707 | 21.9465 | 17.9985 | 20.7557 | 18.3832 | 21.4153 | 17.2761 | 16.0415 | 15.9216 | 15.9328 | 18.3226 | 15.3504 | 13.2009 | 12.9579 | 12.1766 | 10.7021 | 11.0246 | 10.0511 | 10.0217 | 9.4008 | 9.4209
Coal | 1.6027 | 1.2727 | 1.6105 | 1.121 | 0.1537 | 0.0392 | 0.0172 | 0 | 0 | 0 | 0 | 0 | 0 | 0 | 0 | 0 | 0 | 0 | 0 | 0 | 0 | 0
Biomass | 0 | 0 | 0 | 0 | 0 | 0 | 0 | 0 | 0 | 0 | 0 | 0 | 0 | 0 | 0 | 0 | 0 | 0 | 0 | 0 | 0 | 0
Nuclear | 0 | 0 | 0 | 0 | 0 | 0 | 0 | 0 | 0 | 0 | 0 | 0 | 0 | 0 | 0 | 0 | 0 | 0 | 0 | 0 | 0 | 0
Wind | 0 | 0 | 0 | 0 | 0 | 0 | 0 | 0 | 0 | 0 | 0 | 0 | 0 | 0 | 0 | 0 | 0 | 0 | 0 | 0 | 0 | 0
Other RES | 2.68 | 2.6727 | 2.7075 | 2.6798 | 2.682 | 2.656 | 2.6379 | 2.5907 | 2.5866 | 2.59 | 2.5175 | 2.5723 | 2.5259 | 2.444 | 2.3635 | 2.2278 | 2.0443 | 1.9822 | 1.7636 | 1.6806 | 1.5909 | 1.5318
Storage | 0 | 0 | 0 | 0 | 0 | 0 | 0 | 0 | 0 | 0 | 0 | 0 | 0 | 0 | 0 | 0 | 0 | 0 | 0 | 0 | 0 | 0
Peaking | 0.688 | 0.6542 | 0.5228 | 0.5802 | 0.5074 | 0.5276 | 0.6642 | 0.5798 | 0.6534 | 0.6375 | 0.6001 | 0.5554 | 0.5219 | 0.4838 | 0.4465 | 0.4316 | 0.418 | 0.3519 | 0.3327 | 0.3268 | 0.3146 | 0.3387
Solar | 0 | 0 | 0 | 0 | 0 | 0 | 0 | 0 | 0 | 0 | 0 | 0 | 0 | 0 | 0 | 0 | 0 | 0 | 0 | 0 | 0 | 0
Interconnector | 0 | 0 | 0 | 0 | 0 | 0 | 0 | 0 | 0 | 0 | 0 | 0 | 0 | 0 | 0 | 0 | 0 | 0 | 0 | 0 | 0 | 0
CHP | 1.5483 | 1.5497 | 1.4648 | 1.4279 | 1.4347 | 1.4494 | 1.4583 | 1.4779 | 1.4425 | 1.4469 | 1.2372 | 1.2631 | 1.1381 | 1.1268 | 0.9946 | 0.949 | 0.6684 | 0.5254 | 0.5313 | 0.5133 | 0.5361 | 0.4959
BTMG - Gas Recip | 0.3361 | 0.2617 | 0.1891 | 0.1934 | 0.2408 | 0.2915 | 0.3867 | 0.4215 | 0.5589 | 0.6084 | 0.6584 | 0.7356 | 0.7453 | 0.7337 | 0.7754 | 0.8324 | 0.8304 | 0.8807 | 0.8015 | 0.7815 | 0.779 | 0.8203
BTMG - Gas CHP | 0.8132 | 0.7628 | 0.7048 | 0.8246 | 1.0266 | 1.2153 | 1.4026 | 1.6239 | 1.8435 | 2.0616 | 2.278 | 2.4928 | 2.706 | 2.6311 | 2.5089 | 2.5792 | 2.4216 | 2.7418 | 2.7014 | 1.954 | 2.9769 | 2.1126
BTMG - Diesel | 0.021 | 0.0177 | 0.0171 | 0.02 | 0.0201 | 0.0213 | 0.0229 | 0.0239 | 0.026 | 0.0251 | 0.0261 | 0.0267 | 0.0267 | 0.0262 | 0.0269 | 0.0266 | 0.0255 | 0.0252 | 0.025 | 0.0235 | 0.0229 | 0.0221
Total | 36.2704 | 32.3622 | 29.1631 | 24.8454 | 26.821 | 24.5835 | 28.0051 | 23.9938 | 23.1524 | 23.2911 | 23.2501 | 25.9685 | 23.0143 | 20.6465 | 20.0737 | 19.2232 | 17.1103 | 17.5318 | 16.2066 | 15.3014 | 15.6212 | 14.7423
Sensitivity 3: Low Residual Counterfactual (Steady Progression)
| 2019 | 2020 | 2021 | 2022 | 2023 | 2024 | 2025 | 2026 | 2027 | 2028 | 2029 | 2030 | 2031 | 2032 | 2033 | 2034 | 2035 | 2036 | 2037 | 2038 | 2039 | 2040
CCGT | 28.5811 | 25.1707 | 21.9465 | 18.0007 | 20.5952 | 18.3824 | 21.4066 | 17.2997 | 16.2665 | 16.0642 | 16.1747 | 18.436 | 15.4989 | 13.2504 | 13.0512 | 12.2678 | 10.8965 | 11.1748 | 10.3173 | 10.4539 | 9.844 | 9.9349
Coal | 1.6027 | 1.2727 | 1.6105 | 1.1211 | 0.27 | 0.0371 | 0.0155 | 0 | 0 | 0 | 0 | 0 | 0 | 0 | 0 | 0 | 0 | 0 | 0 | 0 | 0 | 0
Biomass | 0 | 0 | 0 | 0 | 0 | 0 | 0 | 0 | 0 | 0 | 0 | 0 | 0 | 0 | 0 | 0 | 0 | 0 | 0 | 0 | 0 | 0
Nuclear | 0 | 0 | 0 | 0 | 0 | 0 | 0 | 0 | 0 | 0 | 0 | 0 | 0 | 0 | 0 | 0 | 0 | 0 | 0 | 0 | 0 | 0
Wind | 0 | 0 | 0 | 0 | 0 | 0 | 0 | 0 | 0 | 0 | 0 | 0 | 0 | 0 | 0 | 0 | 0 | 0 | 0 | 0 | 0 | 0
Other RES | 2.68 | 2.6727 | 2.7075 | 2.6798 | 2.6807 | 2.656 | 2.6378 | 2.5904 | 2.5869 | 2.5901 | 2.5174 | 2.5725 | 2.5255 | 2.4418 | 2.364 | 2.2279 | 2.0477 | 1.9949 | 1.7894 | 1.6977 | 1.6161 | 1.5569
Storage | 0 | 0 | 0 | 0 | 0 | 0 | 0 | 0 | 0 | 0 | 0 | 0 | 0 | 0 | 0 | 0 | 0 | 0 | 0 | 0 | 0 | 0
Peaking | 0.688 | 0.6542 | 0.5228 | 0.5781 | 0.5318 | 0.5564 | 0.6729 | 0.6083 | 0.6505 | 0.6017 | 0.5486 | 0.5536 | 0.484 | 0.467 | 0.4308 | 0.405 | 0.4003 | 0.3989 | 0.3342 | 0.3063 | 0.3001 | 0.3068
Solar | 0 | 0 | 0 | 0 | 0 | 0 | 0 | 0 | 0 | 0 | 0 | 0 | 0 | 0 | 0 | 0 | 0 | 0 | 0 | 0 | 0 | 0
Interconnector | 0 | 0 | 0 | 0 | 0 | 0 | 0 | 0 | 0 | 0 | 0 | 0 | 0 | 0 | 0 | 0 | 0 | 0 | 0 | 0 | 0 | 0
CHP | 1.5483 | 1.5497 | 1.4648 | 1.4279 | 1.4347 | 1.4494 | 1.4583 | 1.4779 | 1.4425 | 1.4469 | 1.2464 | 1.2631 | 1.1381 | 1.1567 | 1.0092 | 0.973 | 0.6311 | 0.6074 | 0.5124 | 0.4944 | 0.5361 | 0.5465
BTMG - Gas Recip | 0.3361 | 0.2617 | 0.1891 | 0.193 | 0.2545 | 0.2451 | 0.3338 | 0.3084 | 0.3839 | 0.4337 | 0.4975 | 0.569 | 0.5699 | 0.587 | 0.5797 | 0.571 | 0.5815 | 0.6305 | 0.5731 | 0.5513 | 0.5753 | 0.5435
BTMG - Gas CHP | 0.8132 | 0.7628 | 0.7048 | 0.8246 | 1.0266 | 1.2153 | 1.4026 | 1.6239 | 1.8435 | 2.0616 | 2.278 | 2.4928 | 2.706 | 2.6311 | 2.5089 | 2.5792 | 2.5285 | 2.6785 | 2.4914 | 1.5254 | 2.2252 | 1.5837
BTMG - Diesel | 0.021 | 0.0177 | 0.0171 | 0.0185 | 0.0188 | 0.0199 | 0.0207 | 0.0211 | 0.0222 | 0.0209 | 0.0208 | 0.0171 | 0.0158 | 0.0167 | 0.0177 | 0.0162 | 0.0164 | 0.016 | 0.0154 | 0.0168 | 0.0177 | 0.0162
Total | 36.2704 | 32.3622 | 29.1631 | 24.8437 | 26.8123 | 24.5616 | 27.9482 | 23.9297 | 23.196 | 23.2191 | 23.2834 | 25.9041 | 22.9382 | 20.5507 | 19.9615 | 19.0401 | 17.102 | 17.501 | 16.0332 | 15.0458 | 15.1145 | 14.4885
Transitional Arrangements 1: 1-year delay to removal of benefits
| 2019 | 2020 | 2021 | 2022 | 2023 | 2024 | 2025 | 2026 | 2027 | 2028 | 2029 | 2030 | 2031 | 2032 | 2033 | 2034 | 2035 | 2036 | 2037 | 2038 | 2039 | 2040
CCGT | 28.5811 | 25.1707 | 21.9465 | 18.0677 | 20.8188 | 18.4877 | 21.6203 | 17.6405 | 16.5921 | 16.5336 | 16.5945 | 19.0362 | 16.2319 | 14.1129 | 13.8358 | 13.3046 | 11.9967 | 12.4357 | 11.4454 | 11.1971 | 10.8945 | 10.7659
Coal | 1.6027 | 1.2727 | 1.6105 | 1.0518 | 0.2947 | 0.0907 | 0.0156 | 0 | 0 | 0 | 0 | 0 | 0 | 0 | 0 | 0 | 0 | 0 | 0 | 0 | 0 | 0
Biomass | 0 | 0 | 0 | 0 | 0 | 0 | 0 | 0 | 0 | 0 | 0 | 0 | 0 | 0 | 0 | 0 | 0 | 0 | 0 | 0 | 0 | 0
Nuclear | 0 | 0 | 0 | 0 | 0 | 0 | 0 | 0 | 0 | 0 | 0 | 0 | 0 | 0 | 0 | 0 | 0 | 0 | 0 | 0 | 0 | 0
Wind | 0 | 0 | 0 | 0 | 0 | 0 | 0 | 0 | 0 | 0 | 0 | 0 | 0 | 0 | 0 | 0 | 0 | 0 | 0 | 0 | 0 | 0
Other RES | 2.68 | 2.6727 | 2.7075 | 2.6798 | 2.6812 | 2.6561 | 2.6381 | 2.5907 | 2.5871 | 2.5901 | 2.5179 | 2.5758 | 2.531 | 2.4544 | 2.3735 | 2.2405 | 2.0605 | 2.0211 | 1.8254 | 1.7158 | 1.6501 | 1.578
Storage | 0 | 0 | 0 | 0 | 0 | 0 | 0 | 0 | 0 | 0 | 0 | 0 | 0 | 0 | 0 | 0 | 0 | 0 | 0 | 0 | 0 | 0
Peaking | 0.688 | 0.6542 | 0.5228 | 0.5179 | 0.4974 | 0.5424 | 0.6541 | 0.5896 | 0.5903 | 0.5449 | 0.5511 | 0.5403 | 0.4645 | 0.4568 | 0.4135 | 0.3816 | 0.3686 | 0.3604 | 0.343 | 0.2559 | 0.2774 | 0.2865
Solar | 0 | 0 | 0 | 0 | 0 | 0 | 0 | 0 | 0 | 0 | 0 | 0 | 0 | 0 | 0 | 0 | 0 | 0 | 0 | 0 | 0 | 0
Interconnector | 0 | 0 | 0 | 0 | 0 | 0 | 0 | 0 | 0 | 0 | 0 | 0 | 0 | 0 | 0 | 0 | 0 | 0 | 0 | 0 | 0 | 0
CHP | 1.5483 | 1.5497 | 1.4648 | 1.4851 | 1.4347 | 1.4494 | 1.4583 | 1.4779 | 1.4725 | 1.4469 | 1.2464 | 1.2658 | 1.1682 | 1.1305 | 1.0932 | 0.9721 | 0.7285 | 0.6159 | 0.5378 | 0.5206 | 0.5457 | 0.5368
BTMG - Gas Recip | 0.3361 | 0.2617 | 0.1891 | 0.1217 | 0.1172 | 0.1099 | 0.1318 | 0.118 | 0.1239 | 0.1142 | 0.1093 | 0.1179 | 0.1046 | 0.0873 | 0.0773 | 0.0741 | 0.0664 | 0.066 | 0.0614 | 0.0528 | 0.057 | 0.0557
BTMG - Gas CHP | 0.8132 | 0.7628 | 0.7048 | 0.8246 | 1.0266 | 1.0962 | 1.2876 | 1.278 | 1.5003 | 1.7208 | 1.9398 | 2.0413 | 2.1883 | 2.0633 | 1.9147 | 1.8496 | 1.825 | 1.716 | 1.4028 | 1.27 | 1.3821 | 1.1453
BTMG - Diesel | 0.021 | 0.0177 | 0.0171 | 0 | 0 | 0 | 0 | 0 | 0 | 0 | 0 | 0 | 0 | 0 | 0 | 0 | 0 | 0 | 0 | 0 | 0 | 0
Total | 36.2704 | 32.3622 | 29.1631 | 24.7486 | 26.8706 | 24.4324 | 27.8058 | 23.6947 | 22.8662 | 22.9505 | 22.959 | 25.5773 | 22.6885 | 20.3052 | 19.708 | 18.8225 | 17.0457 | 17.2151 | 15.6158 | 15.0122 | 14.8068 | 14.3682
Transitional Arrangements 2: 3-year phased removal of benefits
| 2019 | 2020 | 2021 | 2022 | 2023 | 2024 | 2025 | 2026 | 2027 | 2028 | 2029 | 2030 | 2031 | 2032 | 2033 | 2034 | 2035 | 2036 | 2037 | 2038 | 2039 | 2040
CCGT | 28.5811 | 25.1707 | 21.9465 | 18.0188 | 20.7641 | 18.4599 | 21.6006 | 17.6219 | 16.5339 | 16.5808 | 16.6656 | 19.0898 | 16.2389 | 14.1212 | 13.8013 | 13.1794 | 11.7487 | 12.2497 | 11.3478 | 11.0496 | 10.9412 | 10.7335
Coal | 1.6027 | 1.2727 | 1.6105 | 1.051 | 0.2943 | 0.0909 | 0.0159 | 0 | 0 | 0 | 0 | 0 | 0 | 0 | 0 | 0 | 0 | 0 | 0 | 0 | 0 | 0
Biomass | 0 | 0 | 0 | 0 | 0 | 0 | 0 | 0 | 0 | 0 | 0 | 0 | 0 | 0 | 0 | 0 | 0 | 0 | 0 | 0 | 0 | 0
Nuclear | 0 | 0 | 0 | 0 | 0 | 0 | 0 | 0 | 0 | 0 | 0 | 0 | 0 | 0 | 0 | 0 | 0 | 0 | 0 | 0 | 0 | 0
Wind | 0 | 0 | 0 | 0 | 0 | 0 | 0 | 0 | 0 | 0 | 0 | 0 | 0 | 0 | 0 | 0 | 0 | 0 | 0 | 0 | 0 | 0
Other RES | 2.68 | 2.6727 | 2.7075 | 2.6798 | 2.6812 | 2.6561 | 2.638 | 2.5908 | 2.587 | 2.5901 | 2.5174 | 2.5748 | 2.5307 | 2.4541 | 2.3725 | 2.2377 | 2.0596 | 2.0185 | 1.8236 | 1.7032 | 1.6507 | 1.5754
Storage | 0 | 0 | 0 | 0 | 0 | 0 | 0 | 0 | 0 | 0 | 0 | 0 | 0 | 0 | 0 | 0 | 0 | 0 | 0 | 0 | 0 | 0
Peaking | 0.688 | 0.6542 | 0.5228 | 0.5677 | 0.5304 | 0.5427 | 0.652 | 0.5896 | 0.6264 | 0.576 | 0.543 | 0.5016 | 0.4501 | 0.4427 | 0.4008 | 0.3878 | 0.3609 | 0.3577 | 0.3369 | 0.2467 | 0.2993 | 0.265
Solar | 0 | 0 | 0 | 0 | 0 | 0 | 0 | 0 | 0 | 0 | 0 | 0 | 0 | 0 | 0 | 0 | 0 | 0 | 0 | 0 | 0 | 0
Interconnector | 0 | 0 | 0 | 0 | 0 | 0 | 0 | 0 | 0 | 0 | 0 | 0 | 0 | 0 | 0 | 0 | 0 | 0 | 0 | 0 | 0 | 0
CHP | 1.5483 | 1.5497 | 1.4648 | 1.4851 | 1.4347 | 1.4494 | 1.4583 | 1.4779 | 1.4725 | 1.4469 | 1.2464 | 1.2631 | 1.1682 | 1.1604 | 1.0745 | 0.9632 | 0.7285 | 0.6942 | 0.5276 | 0.5353 | 0.5361 | 0.5368
BTMG - Gas Recip | 0.3361 | 0.2617 | 0.1891 | 0.1253 | 0.1275 | 0.1094 | 0.1306 | 0.1181 | 0.1251 | 0.1143 | 0.1083 | 0.1165 | 0.1048 | 0.0874 | 0.0767 | 0.0794 | 0.068 | 0.0674 | 0.0616 | 0.0545 | 0.0611 | 0.0545
BTMG - Gas CHP | 0.8132 | 0.7628 | 0.7048 | 0.8246 | 1.0266 | 1.12 | 1.3106 | 1.3009 | 1.5229 | 1.7433 | 1.9621 | 2.0634 | 2.2103 | 2.083 | 1.9692 | 1.9734 | 1.9472 | 1.755 | 1.5718 | 1.4136 | 1.3025 | 1.222
BTMG - Diesel | 0.021 | 0.0177 | 0.0171 | 0.0165 | 0.0147 | 0 | 0 | 0 | 0 | 0 | 0 | 0 | 0 | 0 | 0 | 0 | 0 | 0 | 0 | 0 | 0 | 0.0003
Total | 36.2704 | 32.3622 | 29.1631 | 24.7688 | 26.8735 | 24.4284 | 27.806 | 23.6992 | 22.8678 | 23.0514 | 23.0428 | 25.6092 | 22.703 | 20.3488 | 19.695 | 18.8209 | 16.9129 | 17.1425 | 15.6693 | 15.0029 | 14.7909 | 14.3875
Transitional Arrangements 3: 3-year delay to removal of benefits
| 2019 | 2020 | 2021 | 2022 | 2023 | 2024 | 2025 | 2026 | 2027 | 2028 | 2029 | 2030 | 2031 | 2032 | 2033 | 2034 | 2035 | 2036 | 2037 | 2038 | 2039 | 2040
CCGT | 28.5811 | 25.1707 | 21.9465 | 17.9985 | 20.6374 | 18.3209 | 21.3359 | 17.5563 | 16.596 | 16.3912 | 16.4629 | 19.079 | 16.2122 | 13.9915 | 13.7886 | 13.1741 | 11.763 | 12.328 | 11.3183 | 10.8656 | 10.8244 | 10.6632
Coal | 1.6027 | 1.2727 | 1.6105 | 1.121 | 0.271 | 0.1067 | 0.0362 | 0 | 0 | 0 | 0 | 0 | 0 | 0 | 0 | 0 | 0 | 0 | 0 | 0 | 0 | 0
Biomass | 0 | 0 | 0 | 0 | 0 | 0 | 0 | 0 | 0 | 0 | 0 | 0 | 0 | 0 | 0 | 0 | 0 | 0 | 0 | 0 | 0 | 0
Nuclear | 0 | 0 | 0 | 0 | 0 | 0 | 0 | 0 | 0 | 0 | 0 | 0 | 0 | 0 | 0 | 0 | 0 | 0 | 0 | 0 | 0 | 0
Wind | 0 | 0 | 0 | 0 | 0 | 0 | 0 | 0 | 0 | 0 | 0 | 0 | 0 | 0 | 0 | 0 | 0 | 0 | 0 | 0 | 0 | 0
Other RES | 2.68 | 2.6727 | 2.7075 | 2.6798 | 2.6807 | 2.6562 | 2.638 | 2.5906 | 2.5869 | 2.5901 | 2.517 | 2.575 | 2.5299 | 2.4561 | 2.3736 | 2.2381 | 2.0591 | 2.0182 | 1.8224 | 1.6964 | 1.6473 | 1.5716
Storage | 0 | 0 | 0 | 0 | 0 | 0 | 0 | 0 | 0 | 0 | 0 | 0 | 0 | 0 | 0 | 0 | 0 | 0 | 0 | 0 | 0 | 0
Peaking | 0.688 | 0.6542 | 0.5228 | 0.5802 | 0.5445 | 0.5489 | 0.7135 | 0.5562 | 0.6139 | 0.5877 | 0.5674 | 0.5058 | 0.432 | 0.4459 | 0.3833 | 0.3743 | 0.3547 | 0.351 | 0.3415 | 0.2358 | 0.2891 | 0.266
Solar | 0 | 0 | 0 | 0 | 0 | 0 | 0 | 0 | 0 | 0 | 0 | 0 | 0 | 0 | 0 | 0 | 0 | 0 | 0 | 0 | 0 | 0
Interconnector | 0 | 0 | 0 | 0 | 0 | 0 | 0 | 0 | 0 | 0 | 0 | 0 | 0 | 0 | 0 | 0 | 0 | 0 | 0 | 0 | 0 | 0
CHP | 1.5483 | 1.5497 | 1.4648 | 1.4279 | 1.4347 | 1.4494 | 1.4583 | 1.4779 | 1.4425 | 1.4469 | 1.2464 | 1.2658 | 1.1697 | 1.1268 | 1.0655 | 0.9721 | 0.7285 | 0.6212 | 0.5189 | 0.5353 | 0.5457 | 0.5368
BTMG - Gas Recip | 0.3361 | 0.2617 | 0.1891 | 0.1934 | 0.1969 | 0.1669 | 0.211 | 0.1622 | 0.1783 | 0.1768 | 0.1678 | 0.1737 | 0.1516 | 0.131 | 0.1179 | 0.1135 | 0.1002 | 0.0999 | 0.0633 | 0.0546 | 0.0589 | 0.0557
BTMG - Gas CHP | 0.8132 | 0.7628 | 0.7048 | 0.8246 | 1.0266 | 1.1676 | 1.3566 | 1.3465 | 1.5682 | 1.7651 | 1.9837 | 2.0154 | 2.1858 | 2.1655 | 1.9864 | 1.954 | 1.928 | 1.7378 | 1.4819 | 1.677 | 1.3893 | 1.2099
BTMG - Diesel | 0.021 | 0.0177 | 0.0171 | 0.02 | 0.0191 | 0 | 0 | 0 | 0 | 0 | 0 | 0 | 0 | 0 | 0 | 0 | 0 | 0 | 0 | 0 | 0 | 0.0003
Total | 36.2704 | 32.3622 | 29.1631 | 24.8454 | 26.8109 | 24.4166 | 27.7495 | 23.6897 | 22.9858 | 22.9578 | 22.9452 | 25.6147 | 22.6812 | 20.3168 | 19.7153 | 18.8261 | 16.9335 | 17.1561 | 15.5463 | 15.0647 | 14.7547 | 14.3035

## LOLE
Loss of Load Expectation
Note | All values are given in hours
Year | 2019 | 2020 | 2021 | 2022 | 2023 | 2024 | 2025 | 2026 | 2027 | 2028 | 2029 | 2030 | 2031 | 2032 | 2033 | 2034 | 2035 | 2036 | 2037 | 2038 | 2039 | 2040
Counterfactual (Steady Progression) | 0.00012292 | 0.00033872 | 0.001022 | 0.012359 | 0.21044 | 0.24732 | 0.1487 | 0.26537 | 0.23968 | 0.33013 | 0.34863 | 0.36582 | 0.33487 | 0.27233 | 0.14238 | 0.10926 | 0.093684 | 0.1753 | 0.11322 | 0.12924 | 0.2534 | 0.35973
Factual Scenario 1 (Steady progression, triad and distribution residual removed from BTMG) | 0.00012292 | 0.00033872 | 0.001022 | 0.01556 | 0.21045 | 0.32592 | 0.2658 | 0.44034 | 0.22244 | 0.31301 | 0.38736 | 0.52382 | 0.42949 | 0.44134 | 0.21617 | 0.15166 | 0.13198 | 0.23588 | 0.16716 | 0.17372 | 0.33059 | 0.44982
Factual Scenario 2 (Steady progression, triad and distribution residual removed from peaking BTMG) | 0.00012292 | 0.00033872 | 0.001022 | 0.01556 | 0.21045 | 0.29915 | 0.24372 | 0.48454 | 0.24644 | 0.34523 | 0.42523 | 0.51644 | 0.54212 | 0.37664 | 0.16885 | 0.15171 | 0.11379 | 0.17927 | 0.14973 | 0.13798 | 0.2683 | 0.37008
Sensitivity 1: Community Renewables Counterfactual | 2.5366e-05 | 7.8727e-05 | 0.00013226 | 0.0012083 | 0.10234 | 0.14701 | 0.12002 | 0.17609 | 0.16485 | 0.23528 | 0.28547 | 0.31613 | 0.36761 | 0.25151 | 0.16087 | 0.10426 | 0.13803 | 0.13792 | 0.25293 | 0.05873 | 0.005628 | 0.0038039
Sensitivity 1: Community Renewables Factual (triad and distribution residual removed from BTMG) | 2.5366e-05 | 7.8727e-05 | 0.00013226 | 0.0023383 | 0.25109 | 0.321 | 0.25516 | 0.26662 | 0.44423 | 0.45471 | 0.36639 | 0.67039 | 0.68669 | 0.56424 | 0.29307 | 0.22138 | 0.18193 | 0.24531 | 0.34841 | 0.30476 | 0.47438 | 0.1209
Sensitivity 2: High Residual Counterfactual (Steady Progression) | 0.00012292 | 0.00033872 | 0.001022 | 0.012359 | 0.20686 | 0.24732 | 0.1487 | 0.26537 | 0.23968 | 0.33013 | 0.34863 | 0.36582 | 0.33487 | 0.27233 | 0.14238 | 0.10926 | 0.093684 | 0.1753 | 0.10682 | 0.12219 | 0.21164 | 0.26902
Sensitivity 3: Low Residual Counterfactual (Steady Progression) | 0.00012292 | 0.00033872 | 0.001022 | 0.012359 | 0.21407 | 0.28947 | 0.15821 | 0.33246 | 0.16972 | 0.29104 | 0.3085 | 0.32432 | 0.2976 | 0.3332 | 0.12584 | 0.11349 | 0.097112 | 0.21104 | 0.15339 | 0.1599 | 0.27469 | 0.3279
Transitional Arrangements 1: 1-year delay to removal of benefits | 0.00012292 | 0.00033872 | 0.001022 | 0.01556 | 0.21045 | 0.32592 | 0.20789 | 0.49836 | 0.25435 | 0.35547 | 0.40758 | 0.64719 | 0.52261 | 0.39032 | 0.1897 | 0.14138 | 0.12344 | 0.22182 | 0.15702 | 0.16346 | 0.31276 | 0.42702
Transitional Arrangements 2: 3-year phased removal of benefits | 0.00012292 | 0.00033872 | 0.001022 | 0.01556 | 0.21045 | 0.3204 | 0.20423 | 0.49058 | 0.36243 | 0.35763 | 0.43964 | 0.57377 | 0.46344 | 0.34545 | 0.1615 | 0.15687 | 0.13632 | 0.24305 | 0.17233 | 0.17895 | 0.33972 | 0.36104
Transitional Arrangements 3: 3-year delay to removal of benefits | 0.00012292 | 0.00033872 | 0.001022 | 0.012359 | 0.25612 | 0.26464 | 0.20823 | 0.48543 | 0.20906 | 0.42134 | 0.5138 | 0.51195 | 0.40757 | 0.38448 | 0.18956 | 0.13692 | 0.11974 | 0.21574 | 0.17531 | 0.18196 | 0.34491 | 0.46811

## Triad Chasing Hours
Triad Chasing Hours
Note | All values are given in hours
Year | 2019 | 2020 | 2021 | 2022 | 2023 | 2024 | 2025 | 2026 | 2027 | 2028 | 2029 | 2030 | 2031 | 2032 | 2033 | 2034 | 2035 | 2036 | 2037 | 2038 | 2039 | 2040
Counterfactual (Steady Progression) | 80.4222 | 80.2056 | 79.5556 | 97.9667 | 102.95 | 110.0667 | 114.7778 | 120.0056 | 130.8889 | 129.2167 | 130.7278 | 133.1722 | 136.8722 | 133.0667 | 139.3889 | 137.8722 | 134.0944 | 133.5 | 132.8222 | 126.0833 | 116.6611 | 110.1278
Factual Scenario 1 (Steady progression, triad and distribution residual removed from BTMG) | 80.4222 | 80.2056 | 76.0056 | 82.65 | 82.65 | 82.65 | 82.4333 | 82 | 87.2556 | 82 | 81.7833 | 80.8944 | 80.2444 | 78.7722 | 78.4056 | 75.7167 | 75.0111 | 68.9722 | 68.9722 | 61.2556 | 57.9444 | 55.1611
Factual Scenario 2 (Steady progression, triad and distribution residual removed from peaking BTMG) | 80.4222 | 80.2056 | 76.0056 | 82.65 | 82.65 | 82.65 | 82.65 | 86.7667 | 92.6722 | 91.1556 | 90.6667 | 85.9944 | 80.8944 | 79.8778 | 79.4167 | 78.2833 | 78.1611 | 77.6722 | 75.0111 | 74.7278 | 71.4167 | 68.8111
Sensitivity 1: Community Renewables Counterfactual | 82.65 | 82 | 81.7556 | 108.4278 | 121.5167 | 149.4167 | 160.6611 | 191.0111 | 220.1833 | 240.6611 | 257.2833 | 288.4167 | 274.3 | 269.1444 | 264.05 | 268.0056 | 204.6167 | 204.1833 | 192.8056 | 210.9722 | 208.3111 | 212.6389
Sensitivity 1: Community Renewables Factual (triad and distribution residual removed from BTMG) | 82.65 | 82 | 78.3278 | 90.5444 | 90.5444 | 94.9556 | 95.0778 | 94.4333 | 93.5667 | 91.9333 | 87.3556 | 82.9 | 75.6333 | 74.9 | 74.0944 | 73.7556 | 65.1722 | 41.9556 | 41.15 | 37.8444 | 37.8444 | 37.8444
Sensitivity 2: High Residual Counterfactual (Steady Progression) | 80.4222 | 80.2056 | 79.5556 | 97.9667 | 102.95 | 110.0667 | 114.7778 | 120.0056 | 130.8889 | 129.2167 | 130.7278 | 133.1722 | 136.8722 | 133.0667 | 139.3889 | 137.8722 | 134.0944 | 133.5 | 132.8222 | 126.2056 | 119.9722 | 113.1944
Sensitivity 3: Low Residual Counterfactual (Steady Progression) | 80.4222 | 80.2056 | 79.5556 | 97.9667 | 102.95 | 105.3944 | 110.0667 | 110.0667 | 120.0056 | 119.6278 | 122.2333 | 128.3 | 128.1778 | 127.4056 | 126.5389 | 125.6056 | 124.9556 | 120.7833 | 114.6722 | 107.7722 | 102.5722 | 95.6722
Transitional Arrangements 1: 1-year delay to removal of benefits | 80.4222 | 80.2056 | 79.5556 | 82.65 | 82.65 | 82.65 | 82.4333 | 82 | 87.2556 | 82 | 86.3333 | 81.6611 | 80.6111 | 79.5389 | 78.5278 | 78.1611 | 75.2278 | 72.2833 | 68.9722 | 64.4778 | 57.9444 | 57.8222
Transitional Arrangements 2: 3-year phased removal of benefits | 80.4222 | 80.2056 | 79.5556 | 89.0556 | 93.3889 | 82.65 | 82.4333 | 82 | 87.2556 | 82 | 81.7833 | 80.8944 | 80.4889 | 79.4167 | 78.5278 | 78.1611 | 75.2278 | 72.2833 | 68.9722 | 61.2556 | 57.9444 | 57.6056
Transitional Arrangements 3: 3-year delay to removal of benefits | 80.4222 | 80.2056 | 79.5556 | 97.9667 | 97.5333 | 88.7167 | 92.8889 | 87.4722 | 93.0111 | 91.5889 | 91.1556 | 85.9944 | 80.8944 | 79.8778 | 79.2944 | 78.2833 | 75.2278 | 74.85 | 68.9722 | 61.2556 | 57.9444 | 57.6056

## CM Clearing Prices
Capacity Market Clearing Prices
Note | All values are given in £/kW per annum and £2016 real
Year | 2023 | 2024 | 2025 | 2026 | 2027 | 2028 | 2029 | 2030 | 2031 | 2032 | 2033 | 2034 | 2035 | 2036 | 2037 | 2038 | 2039 | 2040
Counterfactual (Steady Progression) | 13.5234 | 10.246 | 3.8923 | 15.2773 | 2.6493 | 16.7904 | 22.8673 | 19.6068 | 5.7497 | 23.4065 | 5.5284 | 24.9247 | 6.1888 | 7.629 | 7.9014 | 8.2504 | 16.7172 | 27.1246
Factual Scenario 1 (Steady progression, triad and distribution residual removed from BTMG) | 13.5928 | 12.0713 | 6.579 | 21.6828 | 5.833 | 16.9195 | 24.4088 | 27.698 | 22.8911 | 25.278 | 24.2171 | 27.2059 | 14.2972 | 29.0883 | 8.9445 | 8.9926 | 8.5004 | 30.4695
Factual Scenario 2 (Steady progression, triad and distribution residual removed from peaking BTMG) | 13.5583 | 12.0713 | 6.579 | 21.8805 | 5.6866 | 17.5085 | 23.8416 | 27.0968 | 8.1515 | 24.3104 | 23.2965 | 26.7275 | 8.5461 | 26.5192 | 7.3402 | 9.0077 | 18.0685 | 26.7127
Sensitivity 1: Community Renewables Counterfactual | 7.7552 | 7.4944 | 2.2449 | 1.4563 | 1.377 | 21.3258 | 22.1149 | 21.1892 | 24.2123 | 24.4452 | 20.0155 | 4.6692 | 5.2186 | 2.3536 | 5.5293 | 0.9784 | 7.7336e-07 | 1.847e-06
Sensitivity 1: Community Renewables Factual (triad and distribution residual removed from BTMG) | 8.4034 | 8.0094 | 6.4042 | 7.9435 | 20.8445 | 22.7827 | 27.6511 | 29.1383 | 25.5798 | 28.5981 | 23.3638 | 11.3972 | 6.8459 | 5.07 | 7.094 | 5.0896 | 11.248 | 2.1828e-06
Sensitivity 2: High Residual Counterfactual (Steady Progression) | 13.5209 | 8.2055 | 3.8922 | 14.9857 | 2.6443 | 17.954 | 22.1227 | 19.6995 | 4.9758 | 23.789 | 5.5285 | 25.8314 | 6.2201 | 7.7046 | 7.8597 | 7.5914 | 8.9296 | 27.6543
Sensitivity 3: Low Residual Counterfactual (Steady Progression) | 13.6361 | 8.5816 | 3.8921 | 19.7065 | 2.7183 | 18.2239 | 22.0858 | 20.5819 | 17.1347 | 23.1871 | 22.6907 | 25.6731 | 5.9357 | 23.3679 | 20.6654 | 20.2495 | 20.7266 | 24.6699
Transitional Arrangements 1: 1-year delay to removal of benefits | 13.5928 | 12.0713 | 6.7038 | 19.52 | 6.0574 | 16.825 | 24.3023 | 30.576 | 23.7306 | 26.1652 | 22.9261 | 27.7091 | 11.1914 | 29.0988 | 8.7506 | 8.7667 | 8.4875 | 31.0995
Transitional Arrangements 2: 3-year phased removal of benefits | 13.6923 | 12.0713 | 6.7038 | 19.647 | 5.6749 | 17.7912 | 25.8959 | 28.3348 | 24.3252 | 25.5002 | 22.9753 | 28.331 | 16.8911 | 27.9082 | 8.655 | 8.7533 | 8.8364 | 30.3855
Transitional Arrangements 3: 3-year delay to removal of benefits | 13.574 | 11.6728 | 6.6825 | 22.2397 | 4.4474 | 17.9006 | 25.6336 | 29.758 | 22.1283 | 22.8987 | 25.911 | 24.1245 | 10.4186 | 29.7237 | 8.6625 | 8.7605 | 8.8479 | 31.8622

## Wholesale Prices
Baseload Wholesale Prices
Note | All values are given in £/MWh and £2016 real
Year | 2019 | 2020 | 2021 | 2022 | 2023 | 2024 | 2025 | 2026 | 2027 | 2028 | 2029 | 2030 | 2031 | 2032 | 2033 | 2034 | 2035 | 2036 | 2037 | 2038 | 2039 | 2040
Counterfactual (Steady Progression) | 41.6229 | 41.4831 | 41.8289 | 41.1556 | 43.6691 | 43.6022 | 45.4484 | 44.0034 | 45.4722 | 45.8228 | 46.3921 | 47.8671 | 46.3657 | 44.9868 | 44.8889 | 44.1185 | 42.5683 | 43.2804 | 42.1671 | 42.0347 | 42.6082 | 42.6959
Factual Scenario 1 (Steady progression, triad and distribution residual removed from BTMG) | 41.6229 | 41.4831 | 41.8317 | 41.1568 | 43.7991 | 43.7623 | 45.4841 | 44.0654 | 45.1312 | 45.5258 | 46.2822 | 48.0694 | 46.2074 | 45.3458 | 44.9559 | 44.2844 | 42.7873 | 43.3143 | 42.7118 | 42.1491 | 43.1833 | 42.5264
Factual Scenario 2 (Steady progression, triad and distribution residual removed from peaking BTMG) | 41.6229 | 41.4831 | 41.8317 | 41.1568 | 43.7991 | 43.6415 | 45.4825 | 43.8587 | 45.2399 | 45.2781 | 46.2477 | 47.6033 | 45.9134 | 44.8605 | 44.8312 | 43.9744 | 42.117 | 42.8145 | 41.8049 | 42.0167 | 42.4509 | 42.5201
Sensitivity 1: Community Renewables Counterfactual | 41.6932 | 41.7025 | 42.2272 | 40.4066 | 41.9417 | 42.3496 | 44.1319 | 42.3831 | 43.5178 | 43.0274 | 42.9496 | 42.1955 | 41.9095 | 40.9453 | 42.3604 | 39.8522 | 39.3626 | 38.6117 | 37.5007 | 36.2399 | 36.9546 | 37.3162
Sensitivity 1: Community Renewables Factual (triad and distribution residual removed from BTMG) | 41.6932 | 41.7025 | 42.2313 | 40.4559 | 41.9722 | 42.3739 | 44.2438 | 42.7801 | 43.856 | 43.5393 | 42.9957 | 42.3582 | 42.6138 | 41.8872 | 42.4937 | 40.6967 | 39.4618 | 39.4464 | 37.9684 | 36.7423 | 37.5525 | 37.6532
Sensitivity 2: High Residual Counterfactual (Steady Progression) | 41.6229 | 41.4831 | 41.8289 | 41.1556 | 43.8147 | 43.6383 | 45.4304 | 43.9563 | 45.3836 | 45.6915 | 46.3555 | 47.8233 | 46.4289 | 44.9637 | 44.9517 | 44.1288 | 42.5285 | 43.2472 | 42.3036 | 42.0862 | 42.3715 | 42.5687
Sensitivity 3: Low Residual Counterfactual (Steady Progression) | 41.6229 | 41.4831 | 41.8289 | 41.159 | 43.7577 | 43.6481 | 45.4153 | 44.035 | 45.1794 | 45.5468 | 46.1609 | 47.752 | 46.0154 | 45.2338 | 44.8631 | 44.1207 | 42.7019 | 43.3744 | 42.4788 | 42.5891 | 42.9287 | 42.6784
Transitional Arrangements 1: 1-year delay to removal of benefits | 41.6229 | 41.4831 | 41.8289 | 41.16 | 43.7993 | 43.7616 | 45.4452 | 44.0292 | 45.0909 | 45.7922 | 46.2844 | 47.9299 | 46.2633 | 44.9391 | 44.911 | 44.203 | 42.6699 | 43.2077 | 42.9031 | 42.2315 | 43.0466 | 42.7762
Transitional Arrangements 2: 3-year phased removal of benefits | 41.6229 | 41.4831 | 41.8289 | 41.1576 | 43.727 | 43.7608 | 45.5418 | 43.9831 | 45.3467 | 45.5577 | 46.2754 | 48.0055 | 46.2261 | 44.9085 | 44.8144 | 44.3569 | 42.6393 | 43.1989 | 42.9628 | 42.1674 | 43.1826 | 42.7702
Transitional Arrangements 3: 3-year delay to removal of benefits | 41.6229 | 41.4831 | 41.8289 | 41.1556 | 43.7633 | 43.5963 | 45.5303 | 43.9021 | 45.4012 | 45.8927 | 46.3967 | 48.0916 | 46.2477 | 45.1772 | 44.8517 | 44.2724 | 42.622 | 43.2826 | 42.738 | 41.7464 | 43.0809 | 42.5925

## System Costs
System Costs
Note | All values are given in £m, in £2016 real terms
All NPV values are calculated using a discount rate of 3.5%
Factual Scenario 1 (Steady progression, triad and distribution residual removed from BTMG), difference from Counterfactual (Steady Progression)
| 2019 | 2020 | 2021 | 2022 | 2023 | 2024 | 2025 | 2026 | 2027 | 2028 | 2029 | 2030 | 2031 | 2032 | 2033 | 2034 | 2035 | 2036 | 2037 | 2038 | 2039 | 2040 | Total to 2040 | NPV to 2040
Fuel | 0 | 0 | -4.5017 | -7.5091 | -8.4866 | -22.1493 | -33.9378 | -20.5183 | -16.1565 | -12.6813 | -7.4855 | -30.3288 | -26.5916 | -34.707 | -42.0953 | -36.5177 | -13.9556 | -33.5462 | -73.4444 | -65.4563 | -80.6959 | -44.7128 | -615.4777 | -365.7931
VOM | 0 | 0 | -0.1286 | -0.0921 | -0.6629 | -5.4108 | -5.8299 | -15.1139 | -12.8591 | -12.7918 | -7.4306 | -20.1732 | -23.4026 | -24.5314 | -19.0992 | -10.1549 | -19.3396 | -26.1255 | -32.5159 | -19.4315 | -57.7398 | -21.4861 | -334.3194 | -195.1716
Carbon | 0 | 0 | -0.8057 | -2.21 | 0.8748 | -4.8279 | -12.0005 | -10.9465 | -7.9986 | -7.5421 | -3.2773 | -22.1379 | -25.1802 | -37.9552 | -37.2286 | -30.75 | -12.4034 | -28.5995 | -76.5471 | -64.4602 | -99.6131 | -55.8513 | -539.4603 | -300.2949
Capex | 0 | 0 | 0 | 0 | -8.3613 | -37.4254 | -55.2129 | -15.705 | -42.4327 | -7.3177 | -15.679 | -24.0403 | -24.7594 | -40.7006 | -39.6122 | -36.5086 | -54.2961 | -60.321 | -87.0487 | -97.8353 | -116.2017 | -93.8046 | -857.2625 | -499.0625
Fixed Opex | 0 | 0 | 0 | -2.2154 | 9.2823 | 10.4482 | -0.2409 | -8.0328 | 4.6979 | 2.7185 | 0.5031 | -6.0968 | -3.6175 | -9.5911 | -7.7382 | -5.8853 | -8.2442 | -9.5231 | -13.2812 | -14.2167 | -14.2167 | -13.4988 | -88.7487 | -43.4821
Interconnection | 0 | 0 | 1.35 | 3.74 | 0.1141 | 30.7982 | 45.3831 | 30.4895 | 15.0835 | 6.1724 | 1.0259 | 36.6675 | 37.5239 | 51.0517 | 46.588 | 18.357 | 2.6114 | 24.9012 | 87.2056 | 47.6951 | 114.7061 | 45.5241 | 646.9883 | 384.0368
EEU | 0 | 0 | 0 | 0.0178 | 0.0021 | 0.5816 | 0.8399 | 1.3539 | -0.1207 | -0.1256 | 0.3223 | 1.3383 | 0.8163 | 1.4674 | 0.6082 | 0.347 | 0.3282 | 0.5669 | 0.4919 | 0.4203 | 0.8006 | 1 | 11.0564 | 6.9122
Total | 0 | 0 | -4.086 | -8.2688 | -7.2375 | -27.9854 | -60.999 | -38.4731 | -59.7862 | -31.5676 | -32.0211 | -64.7712 | -65.2111 | -94.9662 | -98.5773 | -101.1125 | -105.2993 | -132.6472 | -195.1398 | -213.2846 | -252.9605 | -182.8295 | -1777.2239 | -1012.8551
Factual Scenario 2 (Steady progression, triad and distribution residual removed from peaking BTMG), difference from Counterfactual (Steady Progression)
| 2019 | 2020 | 2021 | 2022 | 2023 | 2024 | 2025 | 2026 | 2027 | 2028 | 2029 | 2030 | 2031 | 2032 | 2033 | 2034 | 2035 | 2036 | 2037 | 2038 | 2039 | 2040 | Total to 2040 | NPV to 2040
Fuel | 0 | 0 | -4.5017 | -7.5091 | -8.4866 | -20.2915 | -30.2392 | -29.5644 | -16.4383 | -20.4267 | -22.6677 | -29.8719 | -33.0542 | -28.5227 | -25.4442 | -19.8918 | -22.3165 | -20.9243 | -51.3247 | -62.4372 | -50.0095 | -24.9045 | -528.8267 | -325.4703
VOM | 0 | 0 | -0.1286 | -0.0921 | -0.6629 | -0.3548 | -1.0257 | -0.7188 | 0.0044 | 0.0209 | 5.5952 | -1.5074 | -0.7762 | -0.5017 | 0.0079 | 10.7614 | 6.6907 | 2.863 | 6.045 | -18.4201 | -18.9483 | -14.0167 | -25.1648 | -10.7578
Carbon | 0 | 0 | -0.8057 | -2.21 | 0.8748 | -3.9994 | -10.0769 | -11.8444 | -6.7095 | -8.1023 | -8.9096 | -15.3953 | -22.0672 | -22.9984 | -20.2284 | -13.2949 | -17.6925 | -11.7823 | -47.6099 | -66.3326 | -59.3126 | -33.4192 | -381.9163 | -215.8833
Capex | 0 | 0 | 0 | 0 | -8.3613 | -37.4254 | -45.7867 | -27.1699 | -35.5312 | -0.4162 | -8.7775 | -17.1388 | -25.5002 | -12.5939 | -0.2525 | -8.6138 | -16.9751 | -4.6337 | -12.995 | -12.995 | -14.9191 | 7.478 | -282.6073 | -196.0093
Fixed Opex | 0 | 0 | 0 | -2.2154 | 9.2823 | 13.58 | 2.8909 | -5.8376 | 6.8932 | 4.9138 | 2.6984 | 0.483 | -1.7324 | 3.2522 | 8.2369 | 6.0215 | 9.9261 | 14.9108 | 8.8627 | 13.5644 | 13.5644 | 14.2823 | 123.5775 | 73.0433
Interconnection | 0 | 0 | 1.35 | 3.74 | 0.1141 | 20.5897 | 30.7299 | 19.9095 | 1.1535 | -7.2913 | -2.9874 | 5.9723 | 13.7765 | 2.8358 | -2.7047 | -30.7896 | -22.7769 | -22.6448 | 11.132 | 32.4671 | 32.3863 | 0.3714 | 87.3334 | 62.4937
EEU | 0 | 0 | 0 | 0.0178 | 0.0021 | 0.3824 | 0.6776 | 1.7043 | 0.0559 | 0.1233 | 0.6307 | 1.2707 | 1.8009 | 0.895 | 0.2166 | 0.3455 | 0.1712 | 0.0417 | 0.3301 | 0.0842 | 0.1579 | 0.1229 | 9.0308 | 6.0557
Total | 0 | 0 | -4.086 | -8.2688 | -7.2375 | -27.519 | -52.8301 | -53.5213 | -50.572 | -31.1785 | -34.4179 | -56.1874 | -67.5528 | -57.6337 | -40.1684 | -55.4617 | -62.973 | -42.1696 | -85.5598 | -114.0692 | -97.0809 | -50.0858 | -998.5734 | -606.5281
Sensitivity 1: Community Renewables Factual (triad and distribution residual removed from BTMG), difference from Community Renewables Counterfactual
| 2019 | 2020 | 2021 | 2022 | 2023 | 2024 | 2025 | 2026 | 2027 | 2028 | 2029 | 2030 | 2031 | 2032 | 2033 | 2034 | 2035 | 2036 | 2037 | 2038 | 2039 | 2040 | Total to 2040 | NPV to 2040
Fuel | 0 | 0 | -4.0015 | -15.8375 | -17.5056 | -37.8035 | -56.9164 | -82.6928 | -98.4632 | -114.5334 | -115.2703 | -156.1572 | -177.0485 | -171.4449 | -159.5777 | -191.9552 | -147.6451 | -166.0056 | -136.5731 | -156.2253 | -189.3374 | -159.1455 | -2354.1397 | -1419.0385
VOM | 0 | 0 | -0.322 | -0.889 | -0.1202 | -4.9108 | -15.437 | -25.1921 | -33.7785 | -40.9897 | -40.4371 | -38.617 | -59.7102 | -43.9009 | -34.0475 | -60.8994 | -18.1127 | -25.6781 | -8.8728 | -11.7906 | -2.4559 | -17.8261 | -483.9876 | -308.2786
Carbon | 0 | 0 | -1.2974 | -2.2765 | -2.918 | -10.173 | -21.6059 | -35.8663 | -47.7049 | -64.0394 | -68.4737 | -105.4819 | -136.5411 | -136.3856 | -136.9193 | -174.1008 | -136.3335 | -164.6837 | -136.9244 | -152.9764 | -204.995 | -175.4101 | -1915.1069 | -1103.4674
Capex | 0 | 0 | 0 | 0 | -20.9037 | -41.8075 | -70.291 | -109.5611 | -140.651 | -93.7214 | -66.8007 | -81.5284 | -78.4517 | -96.0778 | -92.6245 | -123.4612 | -141.1918 | -162.0955 | -180.2009 | -180.2009 | -536.0201 | -275.1619 | -2490.7511 | -1435.0177
Fixed Opex | 0 | 0 | 0 | -5.5385 | -10.357 | -6.5208 | -8.3035 | -1.6074 | -13.4095 | -11.8227 | 0.8519 | -11.0699 | -8.4719 | -13.0739 | -5.4408 | -6.8529 | 33.012 | 2.8195 | 9.0548 | -11.0108 | -85.674 | -46.9427 | -200.3581 | -116.7902
Interconnection | 0 | 0 | 0.8619 | 6.3698 | 3.6789 | 26.6691 | 61.503 | 93.0467 | 124.6567 | 121.3623 | 82.1148 | 159.2816 | 178.4794 | 159.7858 | 124.6485 | 173.7977 | 72.7945 | 101.2244 | 51.8018 | 65.2232 | 145.5235 | 94.6974 | 1847.521 | 1146.6121
EEU | 0 | 0 | 0 | 0.0055 | 1.0194 | 1.231 | 0.9367 | 0.6583 | 2.1243 | 1.7345 | 0.6632 | 3.1321 | 2.9217 | 2.9127 | 1.1951 | 1.0852 | 0.4501 | 1.131 | 1.1034 | 2.6852 | 5.319 | 1.1645 | 31.4729 | 19.3349
Total | 0 | 0 | -4.759 | -18.1662 | -47.1062 | -73.3155 | -110.1141 | -161.2147 | -207.2261 | -202.0098 | -207.3519 | -230.4407 | -278.8223 | -298.1846 | -302.7662 | -382.3866 | -337.0265 | -413.288 | -400.6112 | -444.2956 | -867.6399 | -578.6244 | -5565.3495 | -3216.6453
Sensitivity 2 (High Residual): Factual Scenario 1 (Steady progression, triad and distribution residual removed from BTMG), difference from High Residual Counterfactual (Steady Progression)
| 2019 | 2020 | 2021 | 2022 | 2023 | 2024 | 2025 | 2026 | 2027 | 2028 | 2029 | 2030 | 2031 | 2032 | 2033 | 2034 | 2035 | 2036 | 2037 | 2038 | 2039 | 2040 | Total to 2040 | NPV to 2040
Fuel | 0 | 0 | -4.5017 | -7.5091 | -7.8374 | -23.1127 | -31.3668 | -20.5265 | -16.1639 | -10.6086 | -10.9839 | -33.3905 | -25.0168 | -34.1144 | -47.7916 | -39.5769 | -16.6415 | -39.8529 | -66.6095 | -44.9027 | -96.5635 | -59.5881 | -636.659 | -376.4562
VOM | 0 | 0 | -0.1286 | -0.0921 | -0.6809 | -5.6441 | -5.8595 | -15.2338 | -12.8508 | -12.6974 | -7.3298 | -20.398 | -22.0767 | -24.6595 | -11.6626 | -10.3075 | -18.747 | -13.7203 | -32.5657 | -8.4825 | -65.3741 | -11.0321 | -299.543 | -176.6952
Carbon | 0 | 0 | -0.8057 | -2.21 | 1.3277 | -5.056 | -11.0346 | -10.9717 | -8.0368 | -6.416 | -5.487 | -23.9907 | -23.3518 | -36.933 | -41.4178 | -34.3385 | -14.9578 | -32.136 | -67.0336 | -38.1069 | -120.2016 | -67.6982 | -548.856 | -304.7875
Capex | 0 | 0 | 0 | 0 | -29.36 | -37.7213 | -55.5088 | -16.0009 | -42.7286 | -7.6136 | -15.9749 | -24.3362 | -25.0553 | -40.9965 | -39.9081 | -36.8045 | -54.592 | -60.6169 | -87.3446 | -105.711 | -124.0774 | -120.0467 | -924.3973 | -539.5573
Fixed Opex | 0 | 0 | 0 | -2.2154 | 15.7954 | 10.4482 | -0.2409 | -8.0328 | 4.6979 | 2.7185 | 0.5031 | -6.0968 | -3.6175 | -9.5911 | -7.7382 | -5.8853 | -8.2442 | -9.5231 | -15.7866 | -16.7221 | -22.9857 | -28.5313 | -111.0479 | -51.8711
Interconnection | 0 | 0 | 1.35 | 3.74 | 3.3962 | 31.36 | 43.369 | 30.3124 | 14.8647 | 2.7093 | 5.1859 | 43.0963 | 35.5101 | 49.1969 | 49.1003 | 24.0112 | 6.6297 | 22.4198 | 85.7907 | 19.9107 | 143.6858 | 64.8837 | 680.5227 | 401.7128
EEU | 0 | 0 | 0 | 0.0178 | 0.0276 | 0.5816 | 0.8399 | 1.3539 | -0.1207 | -0.1256 | 0.3223 | 1.3383 | 0.8163 | 1.4674 | 0.6082 | 0.347 | 0.3282 | 0.5669 | 0.548 | 0.4844 | 1.2138 | 1.9538 | 12.5691 | 7.6432
Total | 0 | 0 | -4.086 | -8.2688 | -17.3314 | -29.1443 | -59.8017 | -39.0994 | -60.3382 | -32.0334 | -33.7643 | -63.7776 | -62.7917 | -95.6302 | -98.8098 | -102.5545 | -106.2246 | -132.8625 | -183.0013 | -193.5301 | -284.3027 | -220.0589 | -1827.4114 | -1040.0112
Sensitivity 3 (Low Residual): Factual Scenario 1 (Steady progression, triad and distribution residual removed from BTMG), difference from Low Residual Counterfactual (Steady Progression)
| 2019 | 2020 | 2021 | 2022 | 2023 | 2024 | 2025 | 2026 | 2027 | 2028 | 2029 | 2030 | 2031 | 2032 | 2033 | 2034 | 2035 | 2036 | 2037 | 2038 | 2039 | 2040 | Total to 2040 | NPV to 2040
Fuel | 0 | 0 | -4.4999 | -7.169 | -0.1297 | -20.455 | -26.4319 | -16.1022 | -21.8037 | -2.6135 | -10.5627 | -21.4407 | -13.84 | -22.2848 | -34.337 | -15.103 | -13.1635 | -36.4753 | -43.4182 | -14.4572 | -38.3448 | -24.3451 | -386.9772 | -238.0177
VOM | 0 | 0 | -0.1285 | -0.1139 | -0.072 | -5.5607 | -5.5173 | -15.2534 | -12.764 | -12.8373 | -13.5478 | -19.0042 | -22.2288 | -25.3877 | -12.3987 | -25.3376 | -24.5541 | -23.079 | -24.3651 | 7.9256 | -36.5175 | -13.7719 | -284.5139 | -171.9419
Carbon | 0 | 0 | -0.8054 | -2.1692 | 1.5557 | -4.3208 | -8.7144 | -7.9005 | -10.45 | -1.925 | -7.8128 | -19.0069 | -16.8962 | -28.0462 | -30.18 | -14.6174 | -14.0097 | -28.3446 | -44.4006 | -2.8061 | -46.2961 | -28.7738 | -315.92 | -182.7577
Capex | 0 | 0 | 0 | 0 | 12.5387 | -37.35 | -47.5724 | -14.34 | -32.7063 | -19.2353 | -27.5967 | -35.958 | -36.6771 | -31.5389 | -51.1533 | -48.0498 | -57.4759 | -63.5009 | -70.9862 | -69.2432 | -69.2432 | -76.8082 | -776.8967 | -457.2126
Fixed Opex | 0 | 0 | 0 | -2.2154 | 2.7692 | 12.4421 | -1.268 | -6.8446 | -5.7779 | -2.0433 | -4.2587 | -10.8586 | -8.3793 | -7.1528 | -12.5 | -8.4317 | -10.7906 | -5.5844 | -5.1413 | -5.1413 | -7.1352 | -12.0665 | -100.3783 | -56.966
Interconnection | 0 | 0 | 1.35 | 3.7324 | -13.6763 | 29.2613 | 38.7503 | 27.6449 | 28.1365 | 6.1915 | 20.3642 | 37.0261 | 34.6004 | 42.8926 | 46.3617 | 21.6831 | 24.5365 | 30.8319 | 51.3977 | -19.3627 | 50.8042 | 32.5933 | 495.1196 | 307.73
EEU | 0 | 0 | 0 | 0.0178 | -0.024 | 0.2741 | 0.7737 | 0.8462 | 0.3845 | 0.1735 | 0.6394 | 1.6717 | 1.1223 | 0.9537 | 0.7375 | 0.3126 | 0.2991 | 0.2394 | 0.1319 | 0.1358 | 0.5839 | 1.3337 | 10.6068 | 6.6873
Total | 0 | 0 | -4.0838 | -7.9173 | 2.9616 | -25.709 | -49.98 | -31.9496 | -54.9809 | -32.2894 | -42.7751 | -67.5706 | -62.2987 | -70.5641 | -93.4698 | -89.5438 | -95.1582 | -125.9129 | -136.7818 | -102.9491 | -146.1487 | -121.8385 | -1358.9597 | -792.4785
Transitional Arrangements 1: 1-year delay to removal of benefits, difference from Factual Scenario 1 (Steady progression, triad and distribution residual removed from BTMG)
| 2019 | 2020 | 2021 | 2022 | 2023 | 2024 | 2025 | 2026 | 2027 | 2028 | 2029 | 2030 | 2031 | 2032 | 2033 | 2034 | 2035 | 2036 | 2037 | 2038 | 2039 | 2040 | Total to 2040 | NPV to 2040
Fuel | 0 | 0 | 4.5017 | -0.0815 | 0.0371 | 0 | 0 | 0 | 0 | 0 | 0 | 0 | 0 | 0 | 0 | 0 | 0 | 0 | 0 | 0 | 0 | 0 | 4.4573 | 4.0205
VOM | 0 | 0 | 0.1286 | 0.0149 | 0.003 | 0 | 0 | 0 | 0 | 0 | 0 | 0 | 0 | 0 | 0 | 0 | 0 | 0 | 0 | 0 | 0 | 0 | 0.1465 | 0.1315
Carbon | 0 | 0 | 0.8057 | -0.0186 | -0.0269 | 0 | 0 | 0 | 0 | 0 | 0 | 0 | 0 | 0 | 0 | 0 | 0 | 0 | 0 | 0 | 0 | 0 | 0.7602 | 0.68784
Capex | 0 | 0 | 0 | 0 | 0 | 0 | 0 | 0 | 0 | 0 | 0 | 0 | 0 | 0 | 0 | 0 | 0 | 0 | 0 | 0 | 0 | 0 | 0 | 0
Fixed Opex | 0 | 0 | 0 | 0 | 0 | 0 | 0 | 0 | 0 | 0 | 0 | 0 | 0 | 0 | 0 | 0 | 0 | 0 | 0 | 0 | 0 | 0 | 0 | 0
Interconnection | 0 | 0 | -1.35 | 0.1026 | 0.0093 | 0 | 0 | 0 | 0 | 0 | 0 | 0 | 0 | 0 | 0 | 0 | 0 | 0 | 0 | 0 | 0 | 0 | -1.2381 | -1.1204
EEU | 0 | 0 | 0 | 0 | 0 | 0 | 0 | 0 | 0 | 0 | 0 | 0 | 0 | 0 | 0 | 0 | 0 | 0 | 0 | 0 | 0 | 0 | 0 | 0
Total | 0 | 0 | 4.086 | 0.0174 | 0.0225 | 0 | 0 | 0 | 0 | 0 | 0 | 0 | 0 | 0 | 0 | 0 | 0 | 0 | 0 | 0 | 0 | 0 | 4.1259 | 3.7194
Transitional Arrangements 2: 3-year phased removal of benefits, difference from Factual Scenario 1 (Steady progression, triad and distribution residual removed from BTMG)
| 2019 | 2020 | 2021 | 2022 | 2023 | 2024 | 2025 | 2026 | 2027 | 2028 | 2029 | 2030 | 2031 | 2032 | 2033 | 2034 | 2035 | 2036 | 2037 | 2038 | 2039 | 2040 | Total to 2040 | NPV to 2040
Fuel | 0 | 0 | 4.5017 | 4.5804 | 3.1689 | 0 | 0 | 0 | 0 | 0 | 0 | 0 | 0 | 0 | 0 | 0 | 0 | 0 | 0 | 0 | 0 | 0 | 12.251 | 10.72
VOM | 0 | 0 | 0.1286 | 0.1428 | 0.5595 | 0 | 0 | 0 | 0 | 0 | 0 | 0 | 0 | 0 | 0 | 0 | 0 | 0 | 0 | 0 | 0 | 0 | 0.8309 | 0.71152
Carbon | 0 | 0 | 0.8057 | 0.4458 | 0.0552 | 0 | 0 | 0 | 0 | 0 | 0 | 0 | 0 | 0 | 0 | 0 | 0 | 0 | 0 | 0 | 0 | 0 | 1.3067 | 1.1617
Capex | 0 | 0 | 0 | 0 | 0 | 0 | 0 | 0 | 0 | 0 | 0 | 0 | 0 | 0 | 0 | 0 | 0 | 0 | 0 | 0 | 0 | 0 | 0 | 0
Fixed Opex | 0 | 0 | 0 | 0 | 0 | 0 | 0 | 0 | 0 | 0 | 0 | 0 | 0 | 0 | 0 | 0 | 0 | 0 | 0 | 0 | 0 | 0 | 0 | 0
Interconnection | 0 | 0 | -1.35 | 0.319 | 0.6779 | 0 | 0 | 0 | 0 | 0 | 0 | 0 | 0 | 0 | 0 | 0 | 0 | 0 | 0 | 0 | 0 | 0 | -0.3531 | -0.36886
EEU | 0 | 0 | 0 | 0 | 0 | 0 | 0 | 0 | 0 | 0 | 0 | 0 | 0 | 0 | 0 | 0 | 0 | 0 | 0 | 0 | 0 | 0 | 0 | 0
Total | 0 | 0 | 4.086 | 5.488 | 4.4615 | 0 | 0 | 0 | 0 | 0 | 0 | 0 | 0 | 0 | 0 | 0 | 0 | 0 | 0 | 0 | 0 | 0 | 14.0355 | 12.2243
Transitional Arrangements 3: 3-year delay to removal of benefits, difference from Factual Scenario 1 (Steady progression, triad and distribution residual removed from BTMG)
| 2019 | 2020 | 2021 | 2022 | 2023 | 2024 | 2025 | 2026 | 2027 | 2028 | 2029 | 2030 | 2031 | 2032 | 2033 | 2034 | 2035 | 2036 | 2037 | 2038 | 2039 | 2040 | Total to 2040 | NPV to 2040
Fuel | 0 | 0 | 4.5017 | 7.5091 | -0.5915 | -3.0129 | 3.1451 | -8.0993 | 0.2255 | -22.5785 | -22.6728 | -7.5238 | -5.7674 | 3.7505 | 7.13 | -8.863 | -3.3334 | -13.0854 | -15.905 | 3.5548 | -5.9405 | 0.0274 | -87.5294 | -52.8598
VOM | 0 | 0 | 0.1286 | 0.0921 | 0.0042 | 2.3461 | 2.2363 | 2.5455 | 1.3962 | 0.4884 | 1.0795 | 1.9125 | 2.9705 | 6.0207 | -0.2827 | 1.1168 | 3.6756 | -2.6937 | -4.2742 | 19.0184 | 6.3428 | -0.8745 | 43.2491 | 25.8712
Carbon | 0 | 0 | 0.8057 | 2.21 | -1.5936 | -0.5389 | 0.612 | -3.638 | -1.1673 | -14.4108 | -15.7711 | -3.3772 | -4.9322 | 6.41 | 5.5217 | -8.4603 | -5.4479 | -14.0793 | -19.1857 | 5.3978 | -6.1284 | 0.3816 | -77.3919 | -46.975
Capex | 0 | 0 | 0 | 0 | -12.5387 | -12.5387 | -6.9413 | -4.7499 | -4.7499 | -26.5822 | -28.5063 | -6.1093 | -7.8973 | -4.1463 | 7.1068 | 5.2799 | 1.6455 | 1.6455 | 1.6455 | -6.7158 | -6.7158 | -6.7158 | -117.5841 | -83.1708
Fixed Opex | 0 | 0 | 0 | 2.2154 | -4.9846 | 10.6075 | 11.6145 | -2.0986 | 0.3937 | -6.1827 | -6.1827 | 0.391 | 1.6437 | 5.4019 | 4.7755 | 3.5228 | 3.5228 | 3.5228 | 1.3074 | 1.3074 | 1.3074 | 1.3074 | 33.3926 | 21.5429
Interconnection | 0 | 0 | -1.35 | -3.74 | 12.9741 | 4.4047 | 1.3724 | 10.2079 | 6.2836 | 40.9894 | 31.8493 | 9.9157 | 4.9895 | -13.4716 | -9.6492 | 11.8427 | 2.5333 | 20.2285 | 17.2783 | -11.6149 | 1.7668 | -3.8708 | 132.9397 | 91.3386
EEU | 0 | 0 | 0 | -0.0178 | 0.3231 | -0.4522 | -0.4189 | 0.3578 | -0.0992 | 0.8533 | 1.0493 | -0.1039 | -0.1905 | -0.5025 | -0.2215 | -0.121 | -0.1053 | -0.1885 | 0.0749 | 0.0779 | 0.1484 | 0.2021 | 0.6655 | 0.46381
Total | 0 | 0 | 4.086 | 8.2688 | -6.407 | 0.8156 | 11.6201 | -5.4746 | 2.2826 | -27.4231 | -39.1548 | -4.895 | -9.1837 | 3.4627 | 14.3806 | 4.3179 | 2.4906 | -4.6501 | -19.0588 | 11.0256 | -9.2193 | -9.5426 | -72.2585 | -43.7891

## Consumer Costs
Consumer Costs
Note | All values are given in £m, in £2016 real terms
All NPV values are calculated using a discount rate of 3.5%
Factual Scenario 1 (Steady progression, triad and distribution residual removed from BTMG), difference from Counterfactual (Steady Progression)
| 2019 | 2020 | 2021 | 2022 | 2023 | 2024 | 2025 | 2026 | 2027 | 2028 | 2029 | 2030 | 2031 | 2032 | 2033 | 2034 | 2035 | 2036 | 2037 | 2038 | 2039 | 2040 | Total to 2040 | NPV to 2040
CM payments | 0 | 0 | 0 | 0 | 6.9596 | 87.1602 | 119.942 | 305.6506 | 159.9682 | 36.0596 | 91.9745 | 343.2456 | 642.4816 | 134.247 | 667.0761 | 169.459 | 345.1843 | 823.0823 | 145.031 | 138.8043 | -176.7877 | 233.7421 | 4273.2804 | 2630.3494
Wholesale cost | 0 | 0 | 2.6863 | 3.9076 | 55.039 | 59.5009 | 2.4564 | 9.9532 | -121.7993 | -79.7994 | -12.0724 | 42.3806 | -54.9778 | 114.6339 | 35.3528 | 38.3973 | 91.4933 | 1.6085 | 173.4164 | 42.758 | 254.8584 | -34.0113 | 625.7824 | 334.1468
CfD payments | 0 | 0 | 0.13426 | -0.20881 | -2.8332 | -9.9534 | -0.83007 | -18.1878 | 21.3862 | 12.0154 | -7.73 | -25.5266 | -15.1415 | -72.079 | -49.2733 | -51.9427 | -97.038 | -78.0579 | -147.4307 | -109.7818 | -55.0645 | -51.8203 | -759.3637 | -415.565
Triad Avoidance | 0 | 0 | -44.8714 | -65.423 | -86.7574 | -104.9133 | -109.9378 | -125.3289 | -140.9579 | -156.3358 | -172.2463 | -187.8596 | -202.3037 | -217.8009 | -233.5808 | -246.7041 | -261.255 | -273.9908 | -276.6309 | -286.5777 | -285.3879 | -281.0994 | -3759.9624 | -2291.0735
Distribution Residual Avoidance | 0 | 0 | -21.294 | -25.2012 | -29.5096 | -35.4017 | -39.9681 | -47.5725 | -52.7728 | -57.1138 | -61.3928 | -68.2492 | -73.6824 | -75.898 | -77.4811 | -81.0224 | -81.255 | -93.5085 | -96.12 | -90.9836 | -103.0575 | -85.844 | -1297.3283 | -797.4118
Total | 0 | 0 | -63.3447 | -86.9254 | -57.1016 | -3.6073 | -28.3376 | 124.5147 | -134.1756 | -245.1739 | -161.467 | 103.9909 | 296.3761 | -116.8969 | 342.0937 | -171.8129 | -2.8704 | 379.1337 | -201.7343 | -305.7808 | -365.4392 | -219.0329 | -917.5916 | -539.554
Factual Scenario 2 (Steady progression, triad and distribution residual removed from peaking BTMG), difference from Counterfactual (Steady Progression)
| 2019 | 2020 | 2021 | 2022 | 2023 | 2024 | 2025 | 2026 | 2027 | 2028 | 2029 | 2030 | 2031 | 2032 | 2033 | 2034 | 2035 | 2036 | 2037 | 2038 | 2039 | 2040 | Total to 2040 | NPV to 2040
CM payments | 0 | 0 | 0 | 0 | 5.2432 | 87.1077 | 120.4515 | 305.5327 | 145.1199 | 54.7631 | 62.8596 | 312.454 | 128.1202 | 92.0754 | 628.0037 | 133.9143 | 145.422 | 718.9404 | 70.5538 | 118.9954 | 140.7342 | 81.1331 | 3351.4241 | 2058.9725
Wholesale cost | 0 | 0 | 2.6863 | 3.9076 | 55.039 | 20.9095 | 3.3833 | -49.9071 | -74.4316 | -167.7522 | -27.8028 | -117.1129 | -149.4634 | -44.8493 | 15.4809 | -46.1786 | -138.353 | -184.3665 | -158.3787 | -37.8067 | -46.6423 | -102.2275 | -1243.8659 | -725.146
CfD payments | 0 | 0 | 0.13426 | -0.20881 | -2.8332 | 2.7242 | 2.0548 | 10.9797 | 21.0167 | 37.1146 | 18.2243 | 37.7288 | 50.759 | 13.7777 | 13.6351 | 19.0145 | 44.3335 | 50.9197 | 36.504 | 9.3935 | 34.9425 | 65.4842 | 465.6993 | 272.4911
Triad Avoidance | 0 | 0 | -27.5254 | -38.5034 | -50.2017 | -59.4251 | -68.8037 | -77.1479 | -86.1345 | -95.5248 | -104.7523 | -114.2133 | -122.6829 | -131.9296 | -141.5896 | -149.7291 | -158.1113 | -167.3437 | -165.1776 | -167.9337 | -169.0745 | -166.1686 | -2261.9727 | -1379.2837
Distribution Residual Avoidance | 0 | 0 | -13.9773 | -15.434 | -16.9429 | -18.4219 | -20.3453 | -21.7807 | -24.1702 | -25.7015 | -27.2456 | -29.0126 | -30.3944 | -31.6345 | -33.3437 | -35.5593 | -33.9244 | -37.1311 | -42.7544 | -51.9517 | -49.1482 | -42.2547 | -601.1284 | -371.9735
Total | 0 | 0 | -38.6822 | -50.2387 | -9.6956 | 32.8943 | 36.7408 | 167.6767 | -18.5997 | -197.1008 | -78.7168 | 89.844 | -123.6615 | -102.5603 | 482.1864 | -78.5383 | -140.6332 | 381.0188 | -259.2529 | -129.3032 | -89.1883 | -164.0336 | -289.8437 | -144.9396
Sensitivity 1: Community Renewables Factual (triad and distribution residual removed from BTMG), difference from Community Renewables Counterfactual
| 2019 | 2020 | 2021 | 2022 | 2023 | 2024 | 2025 | 2026 | 2027 | 2028 | 2029 | 2030 | 2031 | 2032 | 2033 | 2034 | 2035 | 2036 | 2037 | 2038 | 2039 | 2040 | Total to 2040 | NPV to 2040
CM payments | 0 | 0 | 0 | 0 | 27.7206 | 23.34 | 186.1833 | 288.2431 | 862.1065 | 123.265 | 302.515 | 378.3856 | 154.0697 | 254.4539 | 237.2067 | 335.467 | 165.0586 | 199.1036 | 173.9606 | 238.0698 | 444.2842 | 115.8196 | 4509.253 | 2855.2391
Wholesale cost | 0 | 0 | 0.86066 | 22.2378 | 25.6058 | 11.7878 | 20.2896 | 129.6085 | 155.4624 | 188.1662 | 50.0109 | 85.5638 | 265.4513 | 346.5275 | 43.7338 | 369.2668 | 38.1104 | 391.9558 | 267.8744 | 258.014 | 316.8208 | 205.8989 | 3193.2473 | 1878.582
CfD payments | 0 | 0 | -0.072548 | 1.3541 | 0.24053 | -1.932 | -19.0048 | -40.0636 | -76.6674 | -87.2601 | -50.4499 | -93.6557 | -146.1575 | -167.0033 | -100.3707 | -230.5456 | -95.7715 | -188.4882 | -182.483 | -207.1153 | -185.2259 | -115.0269 | -1985.6994 | -1147.5113
Triad Avoidance | 0 | 0 | -44.7809 | -80.2252 | -112.6486 | -145.3772 | -164.721 | -191.5678 | -215.8314 | -249.1762 | -276.0704 | -300.209 | -335.4478 | -358.7305 | -389.3471 | -406.14 | -430.941 | -449.4669 | -455.2075 | -456.0666 | -449.7622 | -446.5262 | -5958.2434 | -3599.8195
Distribution Residual Avoidance | 0 | 0 | -22.5545 | -30.3893 | -38.2534 | -49.3288 | -62.5934 | -73.6009 | -84.8235 | -96.5645 | -104.1619 | -110.0542 | -128.5389 | -128.3545 | -139.9381 | -139.6577 | -131.5746 | -131.5391 | -126.1211 | -127.3191 | -117.906 | -122.3739 | -1965.6474 | -1213.0596
Total | 0 | 0 | -66.5473 | -87.0226 | -97.3352 | -161.5102 | -39.8464 | 112.6193 | 640.2467 | -121.5696 | -78.1563 | -39.9694 | -190.6232 | -53.1069 | -348.7155 | -71.6095 | -455.118 | -178.4348 | -321.9765 | -294.4172 | 8.2108 | -362.2084 | -2207.09 | -1226.5693
Sensitivity 2 (High Residual): Factual Scenario 1 (Steady progression, triad and distribution residual removed from BTMG), difference from High Residual Counterfactual (Steady Progression)
| 2019 | 2020 | 2021 | 2022 | 2023 | 2024 | 2025 | 2026 | 2027 | 2028 | 2029 | 2030 | 2031 | 2032 | 2033 | 2034 | 2035 | 2036 | 2037 | 2038 | 2039 | 2040 | Total to 2040 | NPV to 2040
CM payments | 0 | 0 | 0 | 0 | 6.8138 | 181.3211 | 119.1618 | 318.1929 | 159.5176 | -16.2865 | 118.1624 | 337.4815 | 665.7801 | 119.569 | 664.168 | 137.8332 | 340.4195 | 816.7713 | 142.5602 | 159.5546 | 92.9048 | 211.5953 | 4575.5205 | 2801.931
Wholesale cost | 0 | 0 | 2.6863 | 3.9076 | -10.9187 | 43.4442 | 9.1756 | 21.9138 | -89.7342 | -30.1611 | 2.8961 | 63.1563 | -75.2918 | 117.1579 | 12.4296 | 30.0706 | 109.2977 | 15.8843 | 147.0978 | 42.9313 | 351.838 | 52.4989 | 820.2801 | 424.3987
CfD payments | 0 | 0 | 0.13426 | -0.20881 | 6.1166 | -8.6964 | -2.4468 | -20.6115 | 13.246 | 2.671 | -11.5542 | -29.8854 | -13.208 | -68.0686 | -43.737 | -53.2199 | -101.2955 | -86.756 | -118.3671 | -101.5324 | -101.5802 | -120.3578 | -859.3578 | -464.4702
Triad Avoidance | 0 | 0 | -44.8714 | -65.423 | -85.9403 | -112.5891 | -125.9718 | -152.8446 | -182.113 | -213.3749 | -247.9202 | -283.5795 | -306.1059 | -328.5517 | -352.6152 | -372.5161 | -396.2188 | -416.9202 | -426.7916 | -437.5867 | -445.7621 | -452.9629 | -5450.659 | -3258.9897
Distribution Residual Avoidance | 0 | 0 | -21.294 | -26.5708 | -32.6365 | -40.816 | -48.0919 | -58.8458 | -67.813 | -76.2297 | -85.1176 | -97.1323 | -104.4129 | -107.1705 | -109.6367 | -114.8981 | -115.7335 | -130.9842 | -132.9868 | -118.8263 | -149.562 | -127.2998 | -1766.0583 | -1072.8255
Total | 0 | 0 | -63.3447 | -88.295 | -116.5651 | 62.6638 | -48.1732 | 107.8048 | -166.8967 | -333.3812 | -223.5336 | -9.9594 | 166.7614 | -267.0639 | 170.6087 | -372.7302 | -163.5306 | 197.9953 | -388.4875 | -455.4595 | -252.1616 | -436.5263 | -2680.2745 | -1569.9557
Sensitivity 3 (Low Residual): Factual Scenario 1 (Steady progression, triad and distribution residual removed from BTMG), difference from Low Residual Counterfactual (Steady Progression)
| 2019 | 2020 | 2021 | 2022 | 2023 | 2024 | 2025 | 2026 | 2027 | 2028 | 2029 | 2030 | 2031 | 2032 | 2033 | 2034 | 2035 | 2036 | 2037 | 2038 | 2039 | 2040 | Total to 2040 | NPV to 2040
CM payments | 0 | 0 | 0 | 0 | 1.6604 | 167.9749 | 123.9302 | 104.912 | 155.2614 | -35.4292 | 111.7593 | 295.5076 | 247.0335 | 131.2418 | 108.4657 | 116.4979 | 323.9717 | 275.1967 | -313.1638 | -317.4223 | -367.9772 | 254.2735 | 1383.6941 | 993.8675
Wholesale cost | 0 | 0 | 2.6863 | 2.3795 | 18.6108 | 34.7246 | 16.204 | -0.56427 | -13.2314 | 2.2135 | 51.3269 | 101.7267 | 71.1317 | 35.7016 | 47.8144 | 40.5039 | 35.2 | -1.6137 | 69.233 | -143.9852 | 114.7078 | -39.6 | 445.1702 | 294.0122
CfD payments | 0 | 0 | 0.13426 | 0.025651 | 2.1793 | -10.2135 | -3.411 | -13.5076 | -4.784 | -9.2509 | -23.5312 | -35.3522 | -34.6675 | -53.9132 | -55.3417 | -31.1694 | -67.1271 | -77.9394 | -87.6126 | -11.989 | -13.3057 | -59.4684 | -590.2452 | -340.6532
Triad Avoidance | 0 | 0 | -40.5903 | -51.9273 | -63.4913 | -66.1492 | -65.6351 | -64.5673 | -68.2988 | -69.3835 | -69.2026 | -68.9054 | -74.5701 | -81.813 | -89.2301 | -89.8475 | -98.1231 | -96.8142 | -98.1069 | -99.5637 | -101.7908 | -97.5287 | -1555.5388 | -988.3998
Distribution Residual Avoidance | 0 | 0 | -21.2937 | -23.7849 | -26.3903 | -28.9129 | -30.6882 | -34.0888 | -35.1122 | -35.539 | -35.6004 | -37.5154 | -40.7779 | -42.5874 | -43.378 | -44.3438 | -46.1969 | -51.8693 | -49.8659 | -37.0331 | -51.0814 | -38.6952 | -754.7547 | -480.8713
Total | 0 | 0 | -59.0634 | -73.307 | -67.4311 | 97.4238 | 40.3999 | -7.816 | 33.8351 | -147.389 | 34.7521 | 255.4612 | 168.1497 | -11.3702 | -31.6697 | -8.3589 | 147.7246 | 46.9601 | -479.5162 | -609.9934 | -419.4472 | 18.9813 | -1071.6743 | -522.0445
Transitional Arrangements 1: 1-year delay to removal of benefits, difference from Factual Scenario 1 (Steady progression, triad and distribution residual removed from BTMG)
| 2019 | 2020 | 2021 | 2022 | 2023 | 2024 | 2025 | 2026 | 2027 | 2028 | 2029 | 2030 | 2031 | 2032 | 2033 | 2034 | 2035 | 2036 | 2037 | 2038 | 2039 | 2040 | Total to 2040 | NPV to 2040
CM payments | 0 | 0 | 0 | 0 | 0 | 0 | 0 | 0 | 0 | 0 | 0 | 0 | 0 | 0 | 0 | 0 | 0 | 0 | 0 | 0 | 0 | 0 | 0 | 0
Wholesale cost | 0 | 0 | -2.6863 | 1.2476 | 0.068613 | 0 | 0 | 0 | 0 | 0 | 0 | 0 | 0 | 0 | 0 | 0 | 0 | 0 | 0 | 0 | 0 | 0 | -1.3702 | -1.278
CfD payments | 0 | 0 | -0.13426 | -0.031864 | -0.0043883 | 0 | 0 | 0 | 0 | 0 | 0 | 0 | 0 | 0 | 0 | 0 | 0 | 0 | 0 | 0 | 0 | 0 | -0.17051 | -0.15255
Triad Avoidance | 0 | 0 | 44.8714 | -3.3839e-05 | 0.00031441 | 0 | 0 | 0 | 0 | 0 | 0 | 0 | 0 | 0 | 0 | 0 | 0 | 0 | 0 | 0 | 0 | 0 | 44.8717 | 40.4716
Distribution Residual Avoidance | 0 | 0 | 21.294 | 0.00023636 | 0.00015421 | 0 | 0 | 0 | 0 | 0 | 0 | 0 | 0 | 0 | 0 | 0 | 0 | 0 | 0 | 0 | 0 | 0 | 21.2944 | 19.2063
Total | 0 | 0 | 63.3447 | 1.2159 | 0.064693 | 0 | 0 | 0 | 0 | 0 | 0 | 0 | 0 | 0 | 0 | 0 | 0 | 0 | 0 | 0 | 0 | 0 | 64.6253 | 58.2474
Transitional Arrangements 2: 3-year phased removal of benefits, difference from Factual Scenario 1 (Steady progression, triad and distribution residual removed from BTMG)
| 2019 | 2020 | 2021 | 2022 | 2023 | 2024 | 2025 | 2026 | 2027 | 2028 | 2029 | 2030 | 2031 | 2032 | 2033 | 2034 | 2035 | 2036 | 2037 | 2038 | 2039 | 2040 | Total to 2040 | NPV to 2040
CM payments | 0 | 0 | 0 | 0 | 4.942 | 0 | 0 | 0 | 0 | 0 | 0 | 0 | 0 | 0 | 0 | 0 | 0 | 0 | 0 | 0 | 0 | 0 | 4.942 | 4.1611
Wholesale cost | 0 | 0 | -2.6863 | -0.50686 | -28.3879 | 0 | 0 | 0 | 0 | 0 | 0 | 0 | 0 | 0 | 0 | 0 | 0 | 0 | 0 | 0 | 0 | 0 | -31.5811 | -26.7665
CfD payments | 0 | 0 | -0.13426 | 0.86598 | 1.3039 | 0 | 0 | 0 | 0 | 0 | 0 | 0 | 0 | 0 | 0 | 0 | 0 | 0 | 0 | 0 | 0 | 0 | 2.0357 | 1.7314
Triad Avoidance | 0 | 0 | 44.8714 | 34.5326 | 17.3942 | 0 | 0 | 0 | 0 | 0 | 0 | 0 | 0 | 0 | 0 | 0 | 0 | 0 | 0 | 0 | 0 | 0 | 96.7982 | 85.2101
Distribution Residual Avoidance | 0 | 0 | 21.294 | 15.6069 | 8.8469 | 0 | 0 | 0 | 0 | 0 | 0 | 0 | 0 | 0 | 0 | 0 | 0 | 0 | 0 | 0 | 0 | 0 | 45.7477 | 40.2553
Total | 0 | 0 | 63.3447 | 50.4986 | 4.0992 | 0 | 0 | 0 | 0 | 0 | 0 | 0 | 0 | 0 | 0 | 0 | 0 | 0 | 0 | 0 | 0 | 0 | 117.9426 | 104.5914
Transitional Arrangements 3: 3-year delay to removal of benefits, difference from Factual Scenario 1 (Steady progression, triad and distribution residual removed from BTMG)
| 2019 | 2020 | 2021 | 2022 | 2023 | 2024 | 2025 | 2026 | 2027 | 2028 | 2029 | 2030 | 2031 | 2032 | 2033 | 2034 | 2035 | 2036 | 2037 | 2038 | 2039 | 2040 | Total to 2040 | NPV to 2040
CM payments | 0 | 0 | 0 | 0 | -4.7279 | -17.8014 | 4.1815 | 23.3635 | -64.5974 | 38.2703 | 47.8883 | 95.2055 | -3.7876 | -55.5837 | 76.0655 | -77.1186 | -105.6742 | 39.8142 | 2.7186 | 6.1663 | 26.6747 | 58.9012 | 89.959 | 49.9258
Wholesale cost | 0 | 0 | -2.6863 | -3.9076 | -18.7763 | -41.0354 | 23.0619 | -44.8884 | 99.8293 | 137.9836 | 34.0492 | 1.2983 | 6.1165 | -57.307 | -24.4535 | 7.3769 | -63.9415 | -13.4867 | -0.043442 | -136.6834 | -31.2674 | 13.1878 | -115.5735 | -38.1676
CfD payments | 0 | 0 | -0.13426 | 0.20881 | -3.7329 | 19.0465 | -0.35679 | 12.0335 | -19.6059 | -29.5581 | -14.8215 | -0.53595 | -0.30677 | 42.1524 | 14.727 | -3.3652 | 16.1281 | 8.0303 | 12.4737 | 50.9485 | 2.5637 | 27.9926 | 133.8878 | 67.899
Triad Avoidance | 0 | 0 | 44.8714 | 65.423 | 77.4593 | 0.81316 | 1.2566 | 0.90127 | 1.32 | 0.99549 | 1.0248 | 1.0333 | 0.72187 | 1.1342 | 1.0398 | -0.039031 | 1.0065 | -1.3789 | 0.22862 | 1.1072 | 0.28343 | -1.4506 | 197.7514 | 169.8074
Distribution Residual Avoidance | 0 | 0 | 21.294 | 25.2012 | 28.1875 | 1.3695 | 1.4641 | 1.2906 | 1.3317 | 1.0583 | 0.98798 | 0.67456 | 1.264 | 2.9097 | 2.3152 | 0.72264 | 1.6464 | 0.50037 | -1.6869 | 6.3055 | 2.3513 | -0.05558 | 99.1319 | 79.9941
Total | 0 | 0 | 63.3447 | 86.9254 | 78.4098 | -37.6077 | 29.6074 | -7.2995 | 18.2778 | 148.7496 | 69.1287 | 97.6758 | 4.008 | -66.6944 | 69.694 | -72.4234 | -150.8346 | 33.4792 | 13.6906 | -72.1559 | 0.60567 | 98.5754 | 405.1565 | 329.4587

## BTMG Economics
BTMG Economics
Note | All values are NPV (£/kW per annum, £2016 real) using a discount rate of 7.8% for BTMG Gas Recip and 9.8% for BTMG Gas CHP
The plants considered would be commissioned in 2025
Counterfactual (Steady progression)
| BTMG Gas Recip | BTMG Gas CHP
CapEx | 39.8153 | 84.8746
Fixed Costs | 11.077 | 31.3177
Variable Costs | 44.3016 | 185.3211
Wholesale Revenue | -49.9468 | -222.4748
Triad | -46.0664 | -35.8733
Other benefits | -8.5377 | -67.2778
Ancillary | -11.1867 | -10.0549
Required Payment | -20.5438 | -34.1673
Factual Scenario 1 (Steady progression, triad and distribution residual removed from BTMG)
| BTMG Gas Recip | BTMG Gas CHP
CapEx | 39.8153 | 84.8746
Fixed Costs | 11.077 | 31.3177
Variable Costs | 34.2658 | 185.3212
Wholesale Revenue | -41.2113 | -219.1366
Triad | -2.62 | -2.0277
Other benefits | -2.6966 | -54.4123
Ancillary | -11.4204 | -10.2547
Required Payment | 27.2099 | 15.6821