## Front sheet
Supplementary document - RIIO-GD1 FP Alignment Microsoft Excel workbooks – NGN
Version Control | Date Published | Changes
v1.0 | 2018-11-23 | Published alongside consultation on proposed amendments to the Gas Distribution Networks’ Workbooks

## Key
KEY
Asset categories considered under NOMs | Asset categories which are considered under Network Output Measures (NOMs)
Variation | Identified data difference between asset category in Published Workbook and Finalised Workbook
Decrease | Reduction in asset volume in Finalised Workbook from Published Workbook
Increase | Increase in asset volume in Finalised Workbook from Published Workbook

## Variation_Summary
Asset categories considered under NOMs
Asset Category | Asset Volume Variation | Asset Distributions Variation | Ofgem Baseline (Default Position) | Reason for Ofgem Selection | GDN Recommended Change | Finalised Asset Volume Targets
Storage Telemetry
Above7 bar Telemetry
Below7 bar Telemetry
Block Valves |  |  | Published Data (2012 submission) | Specific workload volumes not stated in FP | No material change | No variation from published version
Valves
Pig Traps
Sleeves (Nitrogen & other) |  |  | Published Data (2012 submission) | Specific workload volumes not stated in FP | No material change | No variation from published version
LTS Pipelines - Piggable |  |  | Published Data (2012 submission) | Specific workload volumes not stated in FP | No material change | No variation from published version
LTS Pipelines – Non Piggable |  |  | Published Data (2012 submission) | Specific workload volumes not stated in FP | No material change | No variation from published version
Cathodic Protection
Above7 bar Special Crossings
Below7 bar Special Crossings
Distribution Mains (Iron) | Variation | Variation | FP Adjusted Data (2013 submission) | FP outlined Workloads | Expected change due to FP | Variation expect due to FP
Distribution Mains (PE) | Variation | Variation | FP Adjusted Data (2013 submission) | FP outlined Workloads | Expected change due to FP | Variation expect due to FP
Distribution Mains (Steel) | Variation | Variation | FP Adjusted Data (2013 submission) | FP outlined Workloads | Expected change due to FP | Variation expect due to FP
Distribution Mains (other) |  |  | FP Adjusted Data (2013 submission) | FP outlined Workloads | No material change | No variation from published version
Services |  | Variation | FP Adjusted Data (2013 submission) | FP outlined Workloads | Expected change due to FP | Variation expect due to FP
MOB Risers |  | Variation | Published Data (2012 submission) | Specific workload volumes not stated in FP | NGN comment that Original NAW workload for Risers was by meter points, whereas NOMs and the Rebasing forecast workload (model intervention) is by Riser. The conversion from meter points to Risers has been undertaken by taking the Risers and Laterals replacement workload from the Final Business Plan Submission. NGN also comments that Table A3.17 of Final proposals featured a reduction in workload allowance. | Ofgem is minded to accept the data change as there are no material impacts on asset volumes
Operational Holders
Non Operational Holders (Mothballed & Decommissioned)
High Pressure Vessels
NTS Offtakes | Variation | Variation | Published Data (2012 submission) | Specific workload volumes not stated in FP | There are a number of errors that were identified in the initial proposals submission. Previous asset health submissions were based on component numbers. Therefore our approach did not fit into the revised asset health template. NGN have had to pro-rata the numbers down based on the system numbers. Therefore there will be an element of rounding in the numbers which were done manually for each submission. | Ofgem Minded to accept
PRSs | Variation | Variation | Published Data (2012 submission) | Specific workload volumes not stated in FP | No material change | Variation linked to rounding of decimal points within databases. Ofgem is minded to accept the data change
District Governors |  | Variation | Published Data (2012 submission) | Specific workload volumes not stated in FP | No material change | Variation featured in the distribution of assets in the 'With Intervention' block. As no material variation, Ofgem are minded to accept the data.
I&C Governors |  | Variation | Published Data (2012 submission) | Specific workload volumes not stated in FP | The actual workloads associated with these were not affected, however, as a part of its efficiency challenge at Final proposals, Ofgem amended NGN's split of work from 100% replacement to a 50:50 replace/refurbishment. For IP modules Ofgem assumed that the cost of refurbishment was 50% the cost of replacement and for MP and IC cost was assumed to be £8k. Consequently, while cost was reduced for governors, the number of interventions in the workbooks should be consistent with Table 3.4 | Ofgem Minded to accept
Service Governors |  | Variation | Published Data (2012 submission) | Specific workload volumes not stated in FP | The actual workloads associated with these were not affected, however, as a part of its efficiency challenge at Final proposals, Ofgem amended NGN's split of work from 100% replacement to a 50:50 replace/refurbishment. For IP modules Ofgem assumed that the cost of refurbishment was 50% the cost of replacement and for MP and IC cost was assumed to be £8k. Consequently, while cost was reduced for governors, the number of interventions in the workbooks should be consistent with Table 3.4 | Ofgem Minded to accept
LPG Storage
LPG Mains
LPG Services
LNG Vessels

## Asset_Volume_Change
| Published Asset Volumes |  |  | Finalised Asset Volumes |  |  | Asset Volume Variation
Asset categories considered under NOMs | 2013 | 2021 | 2021 | 2013 | 2021 | 2021 | 2013 | 2021 | 2021
Asset Categroy | Start Position | With Proposed Investment | Without Proposed Investment | Start Position | With Proposed Investment | Without Proposed Investment | Start Position | With Proposed Investment | Without Proposed Investment
Storage Telemetry | 53 | 0 | 53 | 53 | 0 | 53 | 0 | 0 | 0
Above7 bar Telemetry | 319 | 319 | 319 | 319 | 319 | 319 | 0 | 0 | 0
Below7 bar Telemetry | 3156 | 3156 | 3156 | 3156 | 3156 | 3156 | 0 | 0 | 0
Block Valves | 92 | 92 | 92 | 92 | 92 | 92 | 0 | 0 | 0
Valves | 6000 | 6000 | 6000 | 6000 | 6000 | 6000 | 0 | 0 | 0
Pig Traps | 116 | 124 | 116 | 116 | 124 | 116 | 0 | 0 | 0
Sleeves (Nitrogen & other) | 116 | 116 | 116 | 116 | 116 | 116 | 0 | 0 | 0
LTS Pipelines - Piggable | 906.39 | 906.39 | 906.39 | 906.39 | 906.39 | 906.39 | 0 | 0 | 0
LTS Pipelines – Non Piggable | 287.387 | 287.7604 | 287.7604 | 287.387 | 287.7604 | 287.7604 | 0 | 0 | 0
Cathodic Protection | 1218 | 1218 | 1218 | 1218 | 1218 | 1218 | 0 | 0 | 0
Above7 bar Special Crossings | 640 | 640 | 640 | 640 | 640 | 640 | 0 | 0 | 0
Below7 bar Special Crossings | 1716 | 1716 | 1716 | 1716 | 1716 | 1716 | 0 | 0 | 0
Distribution Mains (Iron) | 10725.3921 | 7011.1721 | 10359.7511 | 10725.3921 | 6369.3511 | 10359.7511 | 0 | Decrease | Increase
Distribution Mains (PE) | 21871.7622 | 25843.637 | 21871.7622 | 21871.7622 | 26076.5622 | 21871.7622 | 0 | Increase | Increase
Distribution Mains (Steel) | 2155.5723 | 1733.1173 | 2521.2133 | 2155.5723 | 2131.6133 | 2521.2133 | 0 | Increase | 0
Distribution Mains (other) | 0 | 0 | 0 | 0 | 0 | 0 | 0 | 0 | 0
Services | 2506171 | 2506171 | 2506171 | 2506171 | 2506171 | 2506171 | 0 | 0 | 0
MOB Risers | 12764 | 12764 | 12764 | 12764 | 12764 | 12764 | 0 | 0 | 0
Operational Holders | 0 | 0 | 43 | 0 | 0 | 43 | 0 | 0 | 0
Non Operational Holders (Mothballed & Decommissioned) | 47 | 24 | 4 | 47 | 24 | 4 | 0 | 0 | 0
High Pressure Vessels | 6 | 0 | 6 | 6 | 0 | 6 | 0 | 0 | 0
NTS Offtakes | 251 | 251 | 251 | 251 | 246.9909 | 247 | 0 | Decrease | Decrease
PRSs | 1119 | 1119 | 1119 | 1119 | 1119.4143 | 1119 | 0 | Increase | 0
District Governors | 2355 | 2355 | 2355 | 2355 | 2355 | 2355 | 0 | 0 | 0
I&C Governors | 241 | 241 | 241 | 241 | 241 | 241 | 0 | 0 | 0
Service Governors | 2968 | 2968 | 2968 | 2968 | 2968 | 2968 | 0 | 0 | 0
LPG Storage | 0 | 0 | 0 | 0 | 0 | 0 | 0 | 0 | 0
LPG Mains | 0 | 0 | 0 | 0 | 0 | 0 | 0 | 0 | 0
LPG Services | 0 | 0 | 0 | 0 | 0 | 0 | 0 | 0 | 0
LNG Vessels | 0 | 0 | 0 | 0 | 0 | 0 | 0 | 0 | 0
Total | 2575294.5036 | 2575056.0768 | 2575294.877 | 2575294.5036 | 2575042.0822 | 2575290.877
Validation | OK | OK | OK | OK | OK | OK

## Asset_Distribution_Change
Asset categories (NOMs Considered Assets in Blue) |  | Component | Units | Criticality Index | Asset distribution based on estimated asset health index |  |  |  |  | Asset Register | Asset distribution based on estimated asset health index |  |  |  |  | Asset Register | Asset distribution based on estimated asset health index |  |  |  |  | Asset Register | Asset distribution based on estimated asset health index |  |  |  |  | Asset Register | Asset distribution based on estimated asset health index |  |  |  |  | Asset Register
[5 empty] | Starting Position | [5 empty] | With Proposed Investment (50/50 Estimate) | [5 empty] | Without Investment (50/50 Estimate) | [5 empty] | With Proposed Investment (50/50 Estimate) | [5 empty] | Without Investment (50/50 Estimate)
[5 empty] | Asset health index |  |  |  |  | 2013-03-31 | Asset health index |  |  |  |  | 2017-03-31 | Asset health index |  |  |  |  | 2017-03-31 | Asset health index |  |  |  |  | 2021-03-31 | Asset health index |  |  |  |  | 2021-03-31
[5 empty] | HI1 | HI2 | HI3 | HI4 | HI5 |  | HI1 | HI2 | HI3 | HI4 | HI5 |  | HI1 | HI2 | HI3 | HI4 | HI5 |  | HI1 | HI2 | HI3 | HI4 | HI5 |  | HI1 | HI2 | HI3 | HI4 | HI5
1 | Storage Telemetry | Asset Level | System | Low - C4 | 0 | 0 | 0 | 0 | 0 | 0 | [5 empty] | 0 | [5 empty] | 0 | 0 | 0 | 0 | 0 | 0 | 0 | 0 | 0 | 0 | 0 | 0 | 0
|  |  |  | Medium - C3 | 0 | 0 | 0 | 0 | 0 | 0 | [5 empty] | 0 | [5 empty] | 0 | 0 | 0 | 0 | 0 | 0 | 0 | 0 | 0 | 0 | 0 | 0 | 0
|  |  |  | High - C2 | 0 | 0 | 0 | 0 | 0 | 0 | [5 empty] | 0 | [5 empty] | 0 | 0 | 0 | 0 | 0 | 0 | 0 | 0 | 0 | 0 | 0 | 0 | 0
|  |  |  | Very High - C1 | 0 | 0 | 0 | 0 | 0 | 0 | [5 empty] | 0 | [5 empty] | 0 | 0 | 0 | 0 | 0 | 0 | 0 | 0 | 0 | 0 | 0 | 0 | 0
2 | Above7 bar Telemetry | Asset Level | System | Low - C4 | 0 | 0 | 0 | 0 | 0 | 0 | [5 empty] | 0 | [5 empty] | 0 | 0 | 0 | 0 | 0 | 0 | 0 | 0 | 0 | 0 | 0 | 0 | 0
|  |  |  | Medium - C3 | 0 | 0 | 0 | 0 | 0 | 0 | [5 empty] | 0 | [5 empty] | 0 | 0 | 0 | 0 | 0 | 0 | 0 | 0 | 0 | 0 | 0 | 0 | 0
|  |  |  | High - C2 | 0 | 0 | 0 | 0 | 0 | 0 | [5 empty] | 0 | [5 empty] | 0 | 0 | 0 | 0 | 0 | 0 | 0 | 0 | 0 | 0 | 0 | 0 | 0
|  |  |  | Very High - C1 | 0 | 0 | 0 | 0 | 0 | 0 | [5 empty] | 0 | [5 empty] | 0 | 0 | 0 | 0 | 0 | 0 | 0 | 0 | 0 | 0 | 0 | 0 | 0
3 | Below7 bar Telemetry | Asset Level | System | Low - C4 | 0 | 0 | 0 | 0 | 0 | 0 | [5 empty] | 0 | [5 empty] | 0 | 0 | 0 | 0 | 0 | 0 | 0 | 0 | 0 | 0 | 0 | 0 | 0
|  |  |  | Medium - C3 | 0 | 0 | 0 | 0 | 0 | 0 | [5 empty] | 0 | [5 empty] | 0 | 0 | 0 | 0 | 0 | 0 | 0 | 0 | 0 | 0 | 0 | 0 | 0
|  |  |  | High - C2 | 0 | 0 | 0 | 0 | 0 | 0 | [5 empty] | 0 | [5 empty] | 0 | 0 | 0 | 0 | 0 | 0 | 0 | 0 | 0 | 0 | 0 | 0 | 0
|  |  |  | Very High - C1 | 0 | 0 | 0 | 0 | 0 | 0 | [5 empty] | 0 | [5 empty] | 0 | 0 | 0 | 0 | 0 | 0 | 0 | 0 | 0 | 0 | 0 | 0 | 0
4 | Block Valves | Asset Level | Number of | Low - C4 | 0 | 0 | 0 | 0 | 0 | 0 | [5 empty] | 0 | [5 empty] | 0 | 0 | 0 | 0 | 0 | 0 | 0 | 0 | 0 | 0 | 0 | 0 | 0
|  |  |  | Medium - C3 | 0 | 0 | 0 | 0 | 0 | 0 | [5 empty] | 0 | [5 empty] | 0 | 0 | 0 | 0 | 0 | 0 | 0 | 0 | 0 | 0 | 0 | 0 | 0
|  |  |  | High - C2 | 0 | 0 | 0 | 0 | 0 | 0 | [5 empty] | 0 | [5 empty] | 0 | 0 | 0 | 0 | 0 | 0 | 0 | 0 | 0 | 0 | 0 | 0 | 0
|  |  |  | Very High - C1 | 0 | 0 | 0 | 0 | 0 | 0 | [5 empty] | 0 | [5 empty] | 0 | 0 | 0 | 0 | 0 | 0 | 0 | 0 | 0 | 0 | 0 | 0 | 0
5 | Valves | Asset Level | Number of | Low - C4 | 0 | 0 | 0 | 0 | 0 | 0 | [5 empty] | 0 | [5 empty] | 0 | 0 | 0 | 0 | 0 | 0 | 0 | 0 | 0 | 0 | 0 | 0 | 0
|  |  |  | Medium - C3 | 0 | 0 | 0 | 0 | 0 | 0 | [5 empty] | 0 | [5 empty] | 0 | 0 | 0 | 0 | 0 | 0 | 0 | 0 | 0 | 0 | 0 | 0 | 0
|  |  |  | High - C2 | 0 | 0 | 0 | 0 | 0 | 0 | [5 empty] | 0 | [5 empty] | 0 | 0 | 0 | 0 | 0 | 0 | 0 | 0 | 0 | 0 | 0 | 0 | 0
|  |  |  | Very High - C1 | 0 | 0 | 0 | 0 | 0 | 0 | [5 empty] | 0 | [5 empty] | 0 | 0 | 0 | 0 | 0 | 0 | 0 | 0 | 0 | 0 | 0 | 0 | 0
6 | Pig Traps | Asset Level | Number of | Low - C4 | 0 | 0 | 0 | 0 | 0 | 0 | [5 empty] | 0 | [5 empty] | 0 | 0 | 0 | 0 | 0 | 0 | 0 | 0 | 0 | 0 | 0 | 0 | 0
|  |  |  | Medium - C3 | 0 | 0 | 0 | 0 | 0 | 0 | [5 empty] | 0 | [5 empty] | 0 | 0 | 0 | 0 | 0 | 0 | 0 | 0 | 0 | 0 | 0 | 0 | 0
|  |  |  | High - C2 | 0 | 0 | 0 | 0 | 0 | 0 | [5 empty] | 0 | [5 empty] | 0 | 0 | 0 | 0 | 0 | 0 | 0 | 0 | 0 | 0 | 0 | 0 | 0
|  |  |  | Very High - C1 | 0 | 0 | 0 | 0 | 0 | 0 | [5 empty] | 0 | [5 empty] | 0 | 0 | 0 | 0 | 0 | 0 | 0 | 0 | 0 | 0 | 0 | 0 | 0
7 | Sleeves (Nitrogen & other) | Asset Level | Number of | Low - C4 | 0 | 0 | 0 | 0 | 0 | 0 | [5 empty] | 0 | [5 empty] | 0 | 0 | 0 | 0 | 0 | 0 | 0 | 0 | 0 | 0 | 0 | 0 | 0
|  |  |  | Medium - C3 | 0 | 0 | 0 | 0 | 0 | 0 | [5 empty] | 0 | [5 empty] | 0 | 0 | 0 | 0 | 0 | 0 | 0 | 0 | 0 | 0 | 0 | 0 | 0
|  |  |  | High - C2 | 0 | 0 | 0 | 0 | 0 | 0 | [5 empty] | 0 | [5 empty] | 0 | 0 | 0 | 0 | 0 | 0 | 0 | 0 | 0 | 0 | 0 | 0 | 0
|  |  |  | Very High - C1 | 0 | 0 | 0 | 0 | 0 | 0 | [5 empty] | 0 | [5 empty] | 0 | 0 | 0 | 0 | 0 | 0 | 0 | 0 | 0 | 0 | 0 | 0 | 0
8 | LTS Pipelines - Piggable | Asset Level | Km | Low - C4 | 0 | 0 | 0 | 0 | 0 | 0 | [5 empty] | 0 | [5 empty] | 0 | 0 | 0 | 0 | 0 | 0 | 0 | 0 | 0 | 0 | 0 | 0 | 0
|  |  |  | Medium - C3 | 0 | 0 | 0 | 0 | 0 | 0 | [5 empty] | 0 | [5 empty] | 0 | 0 | 0 | 0 | 0 | 0 | 0 | 0 | 0 | 0 | 0 | 0 | 0
|  |  |  | High - C2 | 0 | 0 | 0 | 0 | 0 | 0 | [5 empty] | 0 | [5 empty] | 0 | 0 | 0 | 0 | 0 | 0 | 0 | 0 | 0 | 0 | 0 | 0 | 0
|  |  |  | Very High - C1 | 0 | 0 | 0 | 0 | 0 | 0 | [5 empty] | 0 | [5 empty] | 0 | 0 | 0 | 0 | 0 | 0 | 0 | 0 | 0 | 0 | 0 | 0 | 0
9 | LTS Pipelines – Non Piggable | Asset Level | Km | Low - C4 | 0 | 0 | 0 | 0 | 0 | 0 | [5 empty] | 0 | [5 empty] | 0 | 0 | 0 | 0 | 0 | 0 | 0 | 0 | 0 | 0 | 0 | 0 | 0
|  |  |  | Medium - C3 | 0 | 0 | 0 | 0 | 0 | 0 | [5 empty] | 0 | [5 empty] | 0 | 0 | 0 | 0 | 0 | 0 | 0 | 0 | 0 | 0 | 0 | 0 | 0
|  |  |  | High - C2 | 0 | 0 | 0 | 0 | 0 | 0 | [5 empty] | 0 | [5 empty] | 0 | 0 | 0 | 0 | 0 | 0 | 0 | 0 | 0 | 0 | 0 | 0 | 0
|  |  |  | Very High - C1 | 0 | 0 | 0 | 0 | 0 | 0 | [5 empty] | 0 | [5 empty] | 0 | 0 | 0 | 0 | 0 | 0 | 0 | 0 | 0 | 0 | 0 | 0 | 0
10 | Cathodic Protection | Asset Level | Number of Schemes | Low - C4 | 0 | 0 | 0 | 0 | 0 | 0 | [5 empty] | 0 | [5 empty] | 0 | 0 | 0 | 0 | 0 | 0 | 0 | 0 | 0 | 0 | 0 | 0 | 0
|  |  |  | Medium - C3 | 0 | 0 | 0 | 0 | 0 | 0 | [5 empty] | 0 | [5 empty] | 0 | 0 | 0 | 0 | 0 | 0 | 0 | 0 | 0 | 0 | 0 | 0 | 0
|  |  |  | High - C2 | 0 | 0 | 0 | 0 | 0 | 0 | [5 empty] | 0 | [5 empty] | 0 | 0 | 0 | 0 | 0 | 0 | 0 | 0 | 0 | 0 | 0 | 0 | 0
|  |  |  | Very High - C1 | 0 | 0 | 0 | 0 | 0 | 0 | [5 empty] | 0 | [5 empty] | 0 | 0 | 0 | 0 | 0 | 0 | 0 | 0 | 0 | 0 | 0 | 0 | 0
11 | Above7 bar Special Crossings | Asset Level | Number of | Low - C4 | 0 | 0 | 0 | 0 | 0 | 0 | [5 empty] | 0 | [5 empty] | 0 | 0 | 0 | 0 | 0 | 0 | 0 | 0 | 0 | 0 | 0 | 0 | 0
|  |  |  | Medium - C3 | 0 | 0 | 0 | 0 | 0 | 0 | [5 empty] | 0 | [5 empty] | 0 | 0 | 0 | 0 | 0 | 0 | 0 | 0 | 0 | 0 | 0 | 0 | 0
|  |  |  | High - C2 | 0 | 0 | 0 | 0 | 0 | 0 | [5 empty] | 0 | [5 empty] | 0 | 0 | 0 | 0 | 0 | 0 | 0 | 0 | 0 | 0 | 0 | 0 | 0
|  |  |  | Very High - C1 | 0 | 0 | 0 | 0 | 0 | 0 | [5 empty] | 0 | [5 empty] | 0 | 0 | 0 | 0 | 0 | 0 | 0 | 0 | 0 | 0 | 0 | 0 | 0
12 | Below7 bar Special Crossings | Asset Level | Number of | Low - C4 | 0 | 0 | 0 | 0 | 0 | 0 | [5 empty] | 0 | [5 empty] | 0 | 0 | 0 | 0 | 0 | 0 | 0 | 0 | 0 | 0 | 0 | 0 | 0
|  |  |  | Medium - C3 | 0 | 0 | 0 | 0 | 0 | 0 | [5 empty] | 0 | [5 empty] | 0 | 0 | 0 | 0 | 0 | 0 | 0 | 0 | 0 | 0 | 0 | 0 | 0
|  |  |  | High - C2 | 0 | 0 | 0 | 0 | 0 | 0 | [5 empty] | 0 | [5 empty] | 0 | 0 | 0 | 0 | 0 | 0 | 0 | 0 | 0 | 0 | 0 | 0 | 0
|  |  |  | Very High - C1 | 0 | 0 | 0 | 0 | 0 | 0 | [5 empty] | 0 | [5 empty] | 0 | 0 | 0 | 0 | 0 | 0 | 0 | 0 | 0 | 0 | 0 | 0 | 0
13 | Distribution Mains (Iron) | Asset Level | Km | Low - C4 | 0 | 0 | 0 | 0 | 0 | 0 | [5 empty] | 0 | [5 empty] | 0 | 0 | 0 | 0 | Decrease | Decrease | 0 | 0 | 0 | 0 | Increase | Decrease | 0
|  |  |  | Medium - C3 | 0 | 0 | 0 | 0 | 0 | 0 | [5 empty] | 0 | [5 empty] | 0 | 0 | 0 | 0 | Decrease | Decrease | 0 | 0 | 0 | 0 | Increase | Decrease | 0
|  |  |  | High - C2 | 0 | 0 | 0 | 0 | 0 | 0 | [5 empty] | 0 | [5 empty] | 0 | 0 | 0 | 0 | Decrease | Decrease | 0 | 0 | 0 | 0 | Increase | Decrease | 0
|  |  |  | Very High - C1 | 0 | 0 | 0 | 0 | 0 | 0 | [5 empty] | 0 | [5 empty] | 0 | 0 | 0 | 0 | Decrease | Decrease | 0 | 0 | 0 | 0 | Increase | Increase | 0
14 | Distribution Mains (PE) | Asset Level | Km | Low - C4 | 0 | 0 | 0 | 0 | 0 | 0 | [5 empty] | 0 | [5 empty] | 0 | Decrease | 0 | 0 | 0 | 0 | 0 | Increase | 0 | 0 | 0 | 0 | 0
|  |  |  | Medium - C3 | 0 | 0 | 0 | 0 | 0 | 0 | [5 empty] | 0 | [5 empty] | 0 | Increase | 0 | 0 | 0 | 0 | 0 | Increase | 0 | 0 | 0 | 0 | 0
|  |  |  | High - C2 | 0 | 0 | 0 | 0 | 0 | 0 | [5 empty] | 0 | [5 empty] | 0 | Increase | 0 | 0 | 0 | 0 | 0 | Decrease | 0 | 0 | 0 | 0 | 0
|  |  |  | Very High - C1 | 0 | 0 | 0 | 0 | 0 | 0 | [5 empty] | 0 | [5 empty] | 0 | Increase | 0 | 0 | 0 | 0 | 0 | Decrease | 0 | 0 | 0 | 0 | 0
15 | Distribution Mains (Steel) | Asset Level | Km | Low - C4 | 0 | 0 | 0 | 0 | 0 | 0 | [5 empty] | 0 | [5 empty] | 0 | 0 | 0 | 0 | Increase | Increase | 0 | 0 | 0 | 0 | 0 | 0 | 0
|  |  |  | Medium - C3 | 0 | 0 | 0 | 0 | 0 | 0 | [5 empty] | 0 | [5 empty] | 0 | 0 | 0 | 0 | 0 | 0 | 0 | 0 | 0 | 0 | 0 | 0 | 0
|  |  |  | High - C2 | 0 | 0 | 0 | 0 | 0 | 0 | [5 empty] | 0 | [5 empty] | 0 | 0 | Decrease | 0 | Increase | Increase | 0 | 0 | 0 | 0 | 0 | 0 | 0
|  |  |  | Very High - C1 | 0 | 0 | 0 | 0 | 0 | 0 | [5 empty] | 0 | [5 empty] | 0 | 0 | Decrease | 0 | Increase | Increase | 0 | 0 | 0 | 0 | 0 | 0 | 0
16 | Distribution Mains (other) | Asset Level | Km | Low - C4 | 0 | 0 | 0 | 0 | 0 | 0 | [5 empty] | 0 | [5 empty] | 0 | 0 | 0 | 0 | 0 | 0 | 0 | 0 | 0 | 0 | 0 | 0 | 0
|  |  |  | Medium - C3 | 0 | 0 | 0 | 0 | 0 | 0 | [5 empty] | 0 | [5 empty] | 0 | 0 | 0 | 0 | 0 | 0 | 0 | 0 | 0 | 0 | 0 | 0 | 0
|  |  |  | High - C2 | 0 | 0 | 0 | 0 | 0 | 0 | [5 empty] | 0 | [5 empty] | 0 | 0 | 0 | 0 | 0 | 0 | 0 | 0 | 0 | 0 | 0 | 0 | 0
|  |  |  | Very High - C1 | 0 | 0 | 0 | 0 | 0 | 0 | [5 empty] | 0 | [5 empty] | 0 | 0 | 0 | 0 | 0 | 0 | 0 | 0 | 0 | 0 | 0 | 0 | 0
17 | Services | Asset Level | Number of | Low - C4 | 0 | 0 | 0 | 0 | 0 | 0 | [5 empty] | 0 | [5 empty] | 0 | Increase | Increase | 0 | Increase | Decrease | 0 | 0 | 0 | 0 | Increase | Decrease | 0
|  |  |  | Medium - C3 | 0 | 0 | 0 | 0 | 0 | 0 | [5 empty] | 0 | [5 empty] | 0 | 0 | 0 | 0 | 0 | 0 | 0 | 0 | 0 | 0 | 0 | 0 | 0
|  |  |  | High - C2 | 0 | 0 | 0 | 0 | 0 | 0 | [5 empty] | 0 | [5 empty] | 0 | Increase | Increase | 0 | Decrease | Decrease | 0 | 0 | 0 | 0 | Decrease | Increase | 0
|  |  |  | Very High - C1 | 0 | 0 | 0 | 0 | 0 | 0 | [5 empty] | 0 | [5 empty] | 0 | Increase | Increase | 0 | Decrease | Decrease | 0 | 0 | 0 | 0 | Decrease | Increase | 0
18 | MOB Risers | Asset Level | Number of | Low - C4 | 0 | 0 | 0 | 0 | 0 | 0 | [5 empty] | 0 | [5 empty] | 0 | 0 | 0 | 0 | 0 | 0 | 0 | 0 | 0 | 0 | 0 | 0 | 0
|  |  |  | Medium - C3 | 0 | 0 | 0 | 0 | 0 | 0 | [5 empty] | 0 | [5 empty] | 0 | Decrease | Increase | 0 | 0 | Increase | 0 | 0 | Increase | 0 | 0 | Decrease | 0
|  |  |  | High - C2 | 0 | 0 | 0 | 0 | 0 | 0 | [5 empty] | 0 | [5 empty] | 0 | Decrease | Increase | 0 | 0 | Increase | 0 | 0 | Increase | 0 | 0 | Decrease | 0
|  |  |  | Very High - C1 | 0 | 0 | 0 | 0 | 0 | 0 | [5 empty] | 0 | [5 empty] | 0 | Decrease | Increase | 0 | 0 | Increase | 0 | 0 | Increase | 0 | 0 | Decrease | 0
19 | Operational Holders | Asset Level | Number of | Low - C4 | 0 | 0 | 0 | 0 | 0 | 0 | [5 empty] | 0 | [5 empty] | 0 | 0 | 0 | 0 | 0 | 0 | 0 | 0 | 0 | 0 | 0 | 0 | 0
|  |  |  | Medium - C3 | 0 | 0 | 0 | 0 | 0 | 0 | [5 empty] | 0 | [5 empty] | 0 | 0 | 0 | 0 | 0 | 0 | 0 | 0 | 0 | 0 | 0 | 0 | 0
|  |  |  | High - C2 | 0 | 0 | 0 | 0 | 0 | 0 | [5 empty] | 0 | [5 empty] | 0 | 0 | 0 | 0 | 0 | 0 | 0 | 0 | 0 | 0 | 0 | 0 | 0
|  |  |  | Very High - C1 | 0 | 0 | 0 | 0 | 0 | 0 | [5 empty] | 0 | [5 empty] | 0 | 0 | 0 | 0 | 0 | 0 | 0 | 0 | 0 | 0 | 0 | 0 | 0
20 | Non Operational Holders (Mothballed & Decommissioned) | Asset Level | Number of | Low - C4 | 0 | 0 | 0 | 0 | 0 | 0 | [5 empty] | 0 | [5 empty] | 0 | 0 | 0 | 0 | 0 | 0 | 0 | 0 | 0 | 0 | 0 | 0 | 0
|  |  |  | Medium - C3 | 0 | 0 | 0 | 0 | 0 | 0 | [5 empty] | 0 | [5 empty] | 0 | 0 | 0 | 0 | 0 | 0 | 0 | 0 | 0 | 0 | 0 | 0 | 0
|  |  |  | High - C2 | 0 | 0 | 0 | 0 | 0 | 0 | [5 empty] | 0 | [5 empty] | 0 | 0 | 0 | 0 | 0 | 0 | 0 | 0 | 0 | 0 | 0 | 0 | 0
|  |  |  | Very High - C1 | 0 | 0 | 0 | 0 | 0 | 0 | [5 empty] | 0 | [5 empty] | 0 | 0 | 0 | 0 | 0 | 0 | 0 | 0 | 0 | 0 | 0 | 0 | 0
21 | High Pressure Vessels | Asset Level | Number of | Low - C4 | 0 | 0 | 0 | 0 | 0 | 0 | [5 empty] | 0 | [5 empty] | 0 | 0 | 0 | 0 | 0 | 0 | 0 | 0 | 0 | 0 | 0 | 0 | 0
|  |  |  | Medium - C3 | 0 | 0 | 0 | 0 | 0 | 0 | [5 empty] | 0 | [5 empty] | 0 | 0 | 0 | 0 | 0 | 0 | 0 | 0 | 0 | 0 | 0 | 0 | 0
|  |  |  | High - C2 | 0 | 0 | 0 | 0 | 0 | 0 | [5 empty] | 0 | [5 empty] | 0 | 0 | 0 | 0 | 0 | 0 | 0 | 0 | 0 | 0 | 0 | 0 | 0
|  |  |  | Very High - C1 | 0 | 0 | 0 | 0 | 0 | 0 | [5 empty] | 0 | [5 empty] | 0 | 0 | 0 | 0 | 0 | 0 | 0 | 0 | 0 | 0 | 0 | 0 | 0
22 | NTS Offtakes | Asset Level | no | Low - C4 | 0 | 0 | 0 | 0 | 0 | [13 empty] | 0 | 0 | 0 | 0 | 0 |  | 0 | 0 | 0 | 0 | 0
|  | Regulators System | System |  | 0 | 0 | 0 | 0 | 0 | [13 empty] | 0 | 0 | 0 | 0 | 0 |  | 0 | 0 | 0 | 0 | 0
|  | Slam Shut System | System |  | 0 | 0 | 0 | 0 | 0 | [13 empty] | 0 | 0 | 0 | 0 | 0 |  | 0 | 0 | 0 | 0 | 0
|  | Filter System | System |  | 0 | 0 | 0 | 0 | 0 | [13 empty] | 0 | 0 | 0 | 0 | 0 |  | 0 | 0 | 0 | 0 | 0
|  | Pre-heating System | System |  | 0 | 0 | 0 | 0 | 0 | [13 empty] | 0 | 0 | 0 | 0 | 0 |  | 0 | 0 | 0 | 0 | 0
|  | Odorisation System | System |  | 0 | 0 | 0 | 0 | 0 | [13 empty] | 0 | 0 | 0 | 0 | 0 |  | 0 | 0 | 0 | 0 | 0
|  | Metering System | System |  | 0 | 0 | 0 | 0 | 0 | [13 empty] | 0 | 0 | 0 | 0 | 0 |  | 0 | 0 | 0 | 0 | 0
|  | Buildings (no.’s) | Number of |  | 0 | 0 | 0 | 0 | 0 | [13 empty] | 0 | 0 | 0 | 0 | 0 |  | 0 | 0 | 0 | 0 | 0
|  | Fences (no’s -Inc Security) | Number of |  | 0 | 0 | 0 | 0 | 0 | [13 empty] | 0 | 0 | 0 | 0 | 0 |  | 0 | 0 | 0 | 0 | 0
|  | Electrical System | Systems |  | 0 | 0 | 0 | 0 | 0 | [13 empty] | 0 | 0 | 0 | 0 | 0 |  | 0 | 0 | 0 | 0 | 0
|  | Instrumentation System | Systems |  | 0 | 0 | 0 | 0 | 0 | [13 empty] | 0 | 0 | 0 | 0 | 0 |  | 0 | 0 | 0 | 0 | 0
|  | Asset Level | no | Medium - C3 | 0 | 0 | 0 | 0 | 0 | [13 empty] | 0 | 0 | 0 | 0 | 0 |  | 0 | 0 | 0 | 0 | 0
|  | Regulators System | System |  | 0 | 0 | 0 | 0 | 0 | [13 empty] | 0 | 0 | 0 | 0 | 0 |  | 0 | 0 | 0 | 0 | 0
|  | Slam Shut System | System |  | 0 | 0 | 0 | 0 | 0 | [13 empty] | 0 | 0 | 0 | 0 | 0 |  | 0 | 0 | 0 | 0 | 0
|  | Filter System | System |  | 0 | 0 | 0 | 0 | 0 | [13 empty] | 0 | 0 | 0 | 0 | 0 |  | 0 | 0 | 0 | 0 | 0
|  | Pre-heating System | System |  | 0 | 0 | 0 | 0 | 0 | [13 empty] | 0 | 0 | 0 | 0 | 0 |  | 0 | 0 | 0 | 0 | 0
|  | Odorisation System | System |  | 0 | 0 | 0 | 0 | 0 | [13 empty] | 0 | 0 | 0 | 0 | 0 |  | 0 | 0 | 0 | 0 | 0
|  | Metering System | System |  | 0 | 0 | 0 | 0 | 0 | [13 empty] | 0 | 0 | 0 | 0 | 0 |  | 0 | 0 | 0 | 0 | 0
|  | Buildings (no.’s) | Number of |  | 0 | 0 | 0 | 0 | 0 | [13 empty] | 0 | 0 | 0 | 0 | 0 |  | 0 | 0 | 0 | 0 | 0
|  | Fences (no’s -Inc Security) | Number of |  | 0 | 0 | 0 | 0 | 0 | [13 empty] | 0 | 0 | 0 | 0 | 0 |  | 0 | 0 | 0 | 0 | 0
|  | Electrical System | Systems |  | 0 | 0 | 0 | 0 | 0 | [13 empty] | 0 | 0 | 0 | 0 | 0 |  | 0 | 0 | 0 | 0 | 0
|  | Instrumentation System | Systems |  | 0 | 0 | 0 | 0 | 0 | [13 empty] | 0 | 0 | 0 | 0 | 0 |  | 0 | 0 | 0 | 0 | 0
|  | Asset Level | no | High - C2 | 0 | 0 | 0 | 0 | 0 | [13 empty] | 0 | 0 | 0 | 0 | 0 |  | 0 | 0 | 0 | 0 | 0
|  | Regulators System | System |  | 0 | 0 | 0 | 0 | 0 | [13 empty] | Increase | 0 | Decrease | Decrease | 0 |  | Increase | 0 | Decrease | 0 | 0
|  | Slam Shut System | System |  | 0 | 0 | 0 | 0 | 0 | [13 empty] | Decrease | 0 | 0 | Decrease | 0 |  | 0 | 0 | 0 | 0 | 0
|  | Filter System | System |  | 0 | 0 | 0 | 0 | 0 | [13 empty] | 0 | 0 | 0 | Decrease | 0 |  | 0 | 0 | 0 | 0 | 0
|  | Pre-heating System | System |  | 0 | 0 | 0 | 0 | 0 | [13 empty] | Increase | 0 | 0 | Decrease | Decrease |  | 0 | 0 | 0 | 0 | 0
|  | Odorisation System | System |  | 0 | 0 | 0 | 0 | 0 | [13 empty] | Decrease | 0 | 0 | 0 | Increase |  | 0 | 0 | 0 | 0 | 0
|  | Metering System | System |  | 0 | 0 | 0 | 0 | 0 | [13 empty] | 0 | 0 | 0 | 0 | 0 |  | 0 | 0 | 0 | 0 | 0
|  | Buildings (no.’s) | Number of |  | 0 | 0 | 0 | 0 | 0 | [13 empty] | Decrease | 0 | Decrease | 0 | Increase |  | 0 | 0 | 0 | 0 | 0
|  | Fences (no’s -Inc Security) | Number of |  | 0 | 0 | 0 | 0 | 0 | [13 empty] | Decrease | 0 | 0 | 0 | Increase |  | 0 | 0 | 0 | 0 | 0
|  | Electrical System | Systems |  | 0 | 0 | 0 | 0 | 0 | [13 empty] | 0 | 0 | 0 | 0 | 0 |  | 0 | 0 | 0 | 0 | 0
|  | Instrumentation System | Systems |  | 0 | 0 | 0 | 0 | 0 | [13 empty] | 0 | 0 | 0 | 0 | 0 |  | 0 | 0 | 0 | 0 | 0
|  | Asset Level | no | Very High - C1 | 0 | 0 | 0 | 0 | 0 | 24 | [5 empty] | 24 | [5 empty] | 24 | 0 | 0 | 0 | 0 | 0 | 24 | 0 | 0 | 0 | 0 | 0 | 24
|  | Regulators System | System |  | 0 | 0 | 0 | 0 | 0 | 0 | [5 empty] | 0 | [5 empty] | 0 | Increase | 0 | Decrease | Decrease | Increase | 0 | Increase | 0 | Decrease | 0 | 0 | 0
|  | Slam Shut System | System |  | 0 | 0 | 0 | 0 | 0 | 0 | [5 empty] | 0 | [5 empty] | 0 | Increase | 0 | 0 | Decrease | Increase | 0 | 0 | 0 | 0 | 0 | 0 | 0
|  | Filter System | System |  | 0 | 0 | 0 | 0 | 0 | 0 | [5 empty] | 0 | [5 empty] | 0 | Increase | 0 | 0 | Decrease | 0 | 0 | 0 | 0 | 0 | 0 | 0 | 0
|  | Pre-heating System | System |  | 0 | 0 | 0 | 0 | 0 | 0 | [5 empty] | 0 | [5 empty] | 0 | Increase | 0 | 0 | Decrease | Decrease | 0 | 0 | Decrease | 0 | 0 | 0 | 0
|  | Odorisation System | System |  | 0 | 0 | 0 | 0 | 0 | 0 | [5 empty] | 0 | [5 empty] | 0 | Decrease | 0 | 0 | 0 | Increase | 0 | 0 | 0 | 0 | 0 | 0 | 0
|  | Metering System | System |  | 0 | 0 | 0 | 0 | 0 | 0 | [5 empty] | 0 | [5 empty] | 0 | 0 | 0 | 0 | 0 | 0 | 0 | 0 | 0 | 0 | 0 | 0 | 0
|  | Buildings (no.’s) | Number of |  | 0 | 0 | 0 | 0 | 0 | 0 | [5 empty] | 0 | [5 empty] | 0 | Decrease | 0 | Decrease | 0 | Increase | 0 | 0 | 0 | 0 | 0 | 0 | 0
|  | Fences (no’s -Inc Security) | Number of |  | 0 | 0 | 0 | 0 | 0 | 0 | [5 empty] | 0 | [5 empty] | 0 | Decrease | 0 | 0 | 0 | Increase | 0 | 0 | 0 | 0 | 0 | 0 | 0
|  | Electrical System | Systems |  | 0 | 0 | 0 | 0 | 0 | 0 | [5 empty] | 0 | [5 empty] | 0 | 0 | 0 | 0 | 0 | 0 | 0 | 0 | 0 | 0 | 0 | 0 | 0
|  | Instrumentation System | Systems |  | 0 | 0 | 0 | 0 | 0 | 0 | [5 empty] | 0 | [5 empty] | 0 | 0 | 0 | 0 | 0 | 0 | 0 | 0 | 0 | 0 | 0 | 0 | 0
23 | PRSs | Asset Level | no | Low - C4 | 0 | 0 | 0 | 0 | 0 | [13 empty] | 0 | 0 | 0 | 0 | 0 |  | 0 | 0 | 0 | 0 | 0
|  | Regulators System | System |  | 0 | 0 | 0 | 0 | 0 | [13 empty] | 0 | 0 | 0 | 0 | 0 |  | 0 | 0 | 0 | 0 | 0
|  | Slam Shut System | System |  | 0 | 0 | 0 | 0 | 0 | [13 empty] | 0 | 0 | 0 | 0 | 0 |  | 0 | 0 | 0 | 0 | 0
|  | Filter System | System |  | 0 | 0 | 0 | 0 | 0 | [13 empty] | 0 | 0 | 0 | 0 | 0 |  | 0 | 0 | 0 | 0 | 0
|  | Pre-heating System | System |  | 0 | 0 | 0 | 0 | 0 | [13 empty] | 0 | 0 | 0 | 0 | 0 |  | 0 | 0 | 0 | 0 | 0
|  | Odorisation System | System |  | 0 | 0 | 0 | 0 | 0 | [13 empty] | 0 | 0 | 0 | 0 | 0 |  | 0 | 0 | 0 | 0 | 0
|  | Metering System | System |  | 0 | 0 | 0 | 0 | 0 | [13 empty] | 0 | 0 | 0 | 0 | 0 |  | 0 | 0 | 0 | 0 | 0
|  | Buildings (no.’s) | Number of |  | 0 | 0 | 0 | 0 | 0 | [13 empty] | 0 | 0 | 0 | 0 | 0 |  | 0 | 0 | 0 | 0 | 0
|  | Fences (no’s -Inc Security) | Number of |  | 0 | 0 | 0 | 0 | 0 | [13 empty] | 0 | 0 | 0 | 0 | 0 |  | 0 | 0 | 0 | 0 | 0
|  | Electrical System | Systems |  | 0 | 0 | 0 | 0 | 0 | [13 empty] | 0 | 0 | 0 | 0 | 0 |  | 0 | 0 | 0 | 0 | 0
|  | Instrumentation System | Systems |  | 0 | 0 | 0 | 0 | 0 | [13 empty] | 0 | 0 | 0 | 0 | 0 |  | 0 | 0 | 0 | 0 | 0
|  | Asset Level | no | Medium - C3 | 0 | 0 | 0 | 0 | 0 | [13 empty] | 0 | 0 | 0 | 0 | 0 |  | 0 | 0 | 0 | 0 | 0
|  | Regulators System | System |  | 0 | 0 | 0 | 0 | 0 | [13 empty] | 0 | 0 | 0 | 0 | 0 |  | 0 | 0 | 0 | 0 | 0
|  | Slam Shut System | System |  | 0 | 0 | 0 | 0 | 0 | [13 empty] | 0 | 0 | 0 | 0 | 0 |  | 0 | 0 | 0 | 0 | 0
|  | Filter System | System |  | 0 | 0 | 0 | 0 | 0 | [13 empty] | 0 | 0 | 0 | 0 | 0 |  | 0 | 0 | 0 | 0 | 0
|  | Pre-heating System | System |  | 0 | 0 | 0 | 0 | 0 | [13 empty] | 0 | 0 | 0 | 0 | 0 |  | 0 | 0 | 0 | 0 | 0
|  | Odorisation System | System |  | 0 | 0 | 0 | 0 | 0 | [13 empty] | 0 | 0 | 0 | 0 | 0 |  | 0 | 0 | 0 | 0 | 0
|  | Metering System | System |  | 0 | 0 | 0 | 0 | 0 | [13 empty] | 0 | 0 | 0 | 0 | 0 |  | 0 | 0 | 0 | 0 | 0
|  | Buildings (no.’s) | Number of |  | 0 | 0 | 0 | 0 | 0 | [13 empty] | 0 | 0 | 0 | 0 | 0 |  | 0 | 0 | 0 | 0 | 0
|  | Fences (no’s -Inc Security) | Number of |  | 0 | 0 | 0 | 0 | 0 | [13 empty] | 0 | 0 | 0 | 0 | 0 |  | 0 | 0 | 0 | 0 | 0
|  | Electrical System | Systems |  | 0 | 0 | 0 | 0 | 0 | [13 empty] | 0 | 0 | 0 | 0 | 0 |  | 0 | 0 | 0 | 0 | 0
|  | Instrumentation System | Systems |  | 0 | 0 | 0 | 0 | 0 | [13 empty] | 0 | 0 | 0 | 0 | 0 |  | 0 | 0 | 0 | 0 | 0
|  | Asset Level | no | High - C2 | 0 | 0 | 0 | 0 | 0 | 164 | [5 empty] | 164 | [5 empty] | 164 | 0 | 0 | 0 | 0 | 0 | 164 | 0 | 0 | 0 | 0 | 0 | 164
|  | Regulators System | System |  | 0 | 0 | 0 | 0 | 0 | 0 | [5 empty] | 0 | [5 empty] | 0 | Increase | 0 | Decrease | Decrease | Increase | 0 | 0 | 0 | 0 | 0 | 0 | 0
|  | Slam Shut System | System |  | 0 | 0 | 0 | 0 | 0 | 0 | [5 empty] | 0 | [5 empty] | 0 | Increase | 0 | Decrease | Decrease | Increase | 0 | 0 | 0 | 0 | 0 | 0 | 0
|  | Filter System | System |  | 0 | 0 | 0 | 0 | 0 | 0 | [5 empty] | 0 | [5 empty] | 0 | Increase | 0 | Decrease | Increase | Increase | 0 | 0 | 0 | 0 | 0 | 0 | 0
|  | Pre-heating System | System |  | 0 | 0 | 0 | 0 | 0 | 0 | [5 empty] | 0 | [5 empty] | 0 | Increase | 0 | 0 | Decrease | Decrease | 0 | 0 | 0 | 0 | 0 | 0 | 0
|  | Odorisation System | System |  | 0 | 0 | 0 | 0 | 0 | 0 | [5 empty] | 0 | [5 empty] | 0 | 0 | 0 | 0 | 0 | 0 | 0 | 0 | 0 | 0 | 0 | 0 | 0
|  | Metering System | System |  | 0 | 0 | 0 | 0 | 0 | 0 | [5 empty] | 0 | [5 empty] | 0 | 0 | 0 | 0 | 0 | 0 | 0 | 0 | 0 | 0 | 0 | 0 | 0
|  | Buildings (no.’s) | Number of |  | 0 | 0 | 0 | 0 | 0 | 0 | [5 empty] | 0 | [5 empty] | 0 | Decrease | 0 | Decrease | Increase | 0 | 0 | 0 | 0 | 0 | 0 | 0 | 0
|  | Fences (no’s -Inc Security) | Number of |  | 0 | 0 | 0 | 0 | 0 | 0 | [5 empty] | 0 | [5 empty] | 0 | Decrease | 0 | 0 | 0 | Increase | 0 | 0 | 0 | 0 | 0 | 0 | 0
|  | Electrical System | Systems |  | 0 | 0 | 0 | 0 | 0 | 0 | [5 empty] | 0 | [5 empty] | 0 | 0 | 0 | 0 | 0 | 0 | 0 | 0 | 0 | 0 | 0 | 0 | 0
|  | Instrumentation System | Systems |  | 0 | 0 | 0 | 0 | 0 | 0 | [5 empty] | 0 | [5 empty] | 0 | 0 | 0 | 0 | 0 | 0 | 0 | 0 | 0 | 0 | 0 | 0 | 0
|  | Asset Level | no | Very High - C1 | 0 | 0 | 0 | 0 | 0 | 96 | [5 empty] | 96 | [5 empty] | 96 | 0 | 0 | 0 | 0 | 0 | 96 | 0 | 0 | 0 | 0 | 0 | 96
|  | Regulators System | System |  | 0 | 0 | 0 | 0 | 0 | 0 | [5 empty] | 0 | [5 empty] | 0 | Increase | 0 | Decrease | Decrease | Decrease | 0 | 0 | 0 | 0 | 0 | 0 | 0
|  | Slam Shut System | System |  | 0 | 0 | 0 | 0 | 0 | 0 | [5 empty] | 0 | [5 empty] | 0 | Increase | 0 | Decrease | Decrease | Increase | 0 | 0 | 0 | 0 | 0 | 0 | 0
|  | Filter System | System |  | 0 | 0 | 0 | 0 | 0 | 0 | [5 empty] | 0 | [5 empty] | 0 | Increase | 0 | Decrease | Decrease | Increase | 0 | 0 | 0 | 0 | 0 | 0 | 0
|  | Pre-heating System | System |  | 0 | 0 | 0 | 0 | 0 | 0 | [5 empty] | 0 | [5 empty] | 0 | Increase | 0 | 0 | Decrease | Increase | 0 | 0 | 0 | 0 | 0 | 0 | 0
|  | Odorisation System | System |  | 0 | 0 | 0 | 0 | 0 | 0 | [5 empty] | 0 | [5 empty] | 0 | 0 | 0 | 0 | 0 | 0 | 0 | 0 | 0 | 0 | 0 | 0 | 0
|  | Metering System | System |  | 0 | 0 | 0 | 0 | 0 | 0 | [5 empty] | 0 | [5 empty] | 0 | 0 | 0 | 0 | 0 | 0 | 0 | 0 | 0 | 0 | 0 | 0 | 0
|  | Buildings (no.’s) | Number of |  | 0 | 0 | 0 | 0 | 0 | 0 | [5 empty] | 0 | [5 empty] | 0 | Decrease | 0 | Decrease | Increase | 0 | 0 | 0 | 0 | 0 | 0 | 0 | 0
|  | Fences (no’s -Inc Security) | Number of |  | 0 | 0 | 0 | 0 | 0 | 0 | [5 empty] | 0 | [5 empty] | 0 | Decrease | 0 | 0 | 0 | Increase | 0 | 0 | 0 | 0 | 0 | 0 | 0
|  | Electrical System | Systems |  | 0 | 0 | 0 | 0 | 0 | 0 | [5 empty] | 0 | [5 empty] | 0 | 0 | 0 | 0 | 0 | 0 | 0 | 0 | 0 | 0 | 0 | 0 | 0
|  | Instrumentation System | Systems |  | 0 | 0 | 0 | 0 | 0 | 0 | [5 empty] | 0 | [5 empty] | 0 | 0 | 0 | 0 | 0 | 0 | 0 | 0 | 0 | 0 | 0 | 0 | 0
22 | District Governors | Asset Level | Number of | Low - C4 | 0 | 0 | 0 | 0 | 0 | 0 | [5 empty] | 0 | [5 empty] | 0 | Increase | Increase | 0 | Decrease | Decrease | 0 | 0 | 0 | 0 | 0 | 0 | 0
|  |  |  | Medium - C3 | 0 | 0 | 0 | 0 | 0 | 0 | [5 empty] | 0 | [5 empty] | 0 | Increase | Increase | 0 | Decrease | Decrease | 0 | 0 | 0 | 0 | 0 | 0 | 0
|  |  |  | High - C2 | 0 | 0 | 0 | 0 | 0 | 0 | [5 empty] | 0 | [5 empty] | 0 | Increase | Increase | 0 | Decrease | Decrease | 0 | 0 | 0 | 0 | 0 | 0 | 0
|  |  |  | Very High - C1 | 0 | 0 | 0 | 0 | 0 | 0 | [5 empty] | 0 | [5 empty] | 0 | Increase | Increase | 0 | Decrease | Decrease | 0 | 0 | 0 | 0 | 0 | 0 | 0
24 | I&C Governors | Asset Level | Number of | Low - C4 | 0 | 0 | 0 | 0 | 0 | 0 | [5 empty] | 0 | [5 empty] | 0 | 0 | 0 | 0 | 0 | 0 | 0 | 0 | 0 | 0 | 0 | 0 | 0
|  |  |  | Medium - C3 | 0 | 0 | 0 | 0 | 0 | 0 | [5 empty] | 0 | [5 empty] | 0 | Increase | 0 | 0 | Decrease | Decrease | 0 | 0 | 0 | 0 | 0 | 0 | 0
|  |  |  | High - C2 | 0 | 0 | 0 | 0 | 0 | 0 | [5 empty] | 0 | [5 empty] | 0 | Increase | 0 | 0 | Decrease | 0 | 0 | 0 | 0 | 0 | 0 | 0 | 0
|  |  |  | Very High - C1 | 0 | 0 | 0 | 0 | 0 | 0 | [5 empty] | 0 | [5 empty] | 0 | Increase | 0 | 0 | Decrease | 0 | 0 | 0 | 0 | 0 | 0 | 0 | 0
25 | Service Governors | Asset Level | Number of | Low - C4 | 0 | 0 | 0 | 0 | 0 | 0 | [5 empty] | 0 | [5 empty] | 0 | Decrease | Decrease | Increase | Increase | Increase | 0 | 0 | 0 | 0 | 0 | 0 | 0
|  |  |  | Medium - C3 | 0 | 0 | 0 | 0 | 0 | 0 | [5 empty] | 0 | [5 empty] | 0 | 0 | 0 | 0 | 0 | 0 | 0 | 0 | 0 | 0 | 0 | 0 | 0
|  |  |  | High - C2 | 0 | 0 | 0 | 0 | 0 | 0 | [5 empty] | 0 | [5 empty] | 0 | 0 | 0 | 0 | 0 | 0 | 0 | 0 | 0 | 0 | 0 | 0 | 0
|  |  |  | Very High - C1 | 0 | 0 | 0 | 0 | 0 | 0 | [5 empty] | 0 | [5 empty] | 0 | Decrease | 0 | 0 | Increase | 0 | 0 | 0 | 0 | 0 | 0 | 0 | 0
26 | LPG Storage | Asset Level | Number of | Low - C4 | 0 | 0 | 0 | 0 | 0 | 0 | [5 empty] | 0 | [5 empty] | 0 | 0 | 0 | 0 | 0 | 0 | 0 | 0 | 0 | 0 | 0 | 0 | 0
|  |  |  | Medium - C3 | 0 | 0 | 0 | 0 | 0 | 0 | [5 empty] | 0 | [5 empty] | 0 | 0 | 0 | 0 | 0 | 0 | 0 | 0 | 0 | 0 | 0 | 0 | 0
|  |  |  | High - C2 | 0 | 0 | 0 | 0 | 0 | 0 | [5 empty] | 0 | [5 empty] | 0 | 0 | 0 | 0 | 0 | 0 | 0 | 0 | 0 | 0 | 0 | 0 | 0
|  |  |  | Very High - C1 | 0 | 0 | 0 | 0 | 0 | 0 | [5 empty] | 0 | [5 empty] | 0 | 0 | 0 | 0 | 0 | 0 | 0 | 0 | 0 | 0 | 0 | 0 | 0
27 | LPG Mains | Asset Level | Km | Low - C4 | 0 | 0 | 0 | 0 | 0 | 0 | [5 empty] | 0 | [5 empty] | 0 | 0 | 0 | 0 | 0 | 0 | 0 | 0 | 0 | 0 | 0 | 0 | 0
|  |  |  | Medium - C3 | 0 | 0 | 0 | 0 | 0 | 0 | [5 empty] | 0 | [5 empty] | 0 | 0 | 0 | 0 | 0 | 0 | 0 | 0 | 0 | 0 | 0 | 0 | 0
|  |  |  | High - C2 | 0 | 0 | 0 | 0 | 0 | 0 | [5 empty] | 0 | [5 empty] | 0 | 0 | 0 | 0 | 0 | 0 | 0 | 0 | 0 | 0 | 0 | 0 | 0
|  |  |  | Very High - C1 | 0 | 0 | 0 | 0 | 0 | 0 | [5 empty] | 0 | [5 empty] | 0 | 0 | 0 | 0 | 0 | 0 | 0 | 0 | 0 | 0 | 0 | 0 | 0
28 | LPG Services | Asset Level | Number of | Low - C4 | 0 | 0 | 0 | 0 | 0 | 0 | [5 empty] | 0 | [5 empty] | 0 | 0 | 0 | 0 | 0 | 0 | 0 | 0 | 0 | 0 | 0 | 0 | 0
|  |  |  | Medium - C3 | 0 | 0 | 0 | 0 | 0 | 0 | [5 empty] | 0 | [5 empty] | 0 | 0 | 0 | 0 | 0 | 0 | 0 | 0 | 0 | 0 | 0 | 0 | 0
|  |  |  | High - C2 | 0 | 0 | 0 | 0 | 0 | 0 | [5 empty] | 0 | [5 empty] | 0 | 0 | 0 | 0 | 0 | 0 | 0 | 0 | 0 | 0 | 0 | 0 | 0
|  |  |  | Very High - C1 | 0 | 0 | 0 | 0 | 0 | 0 | [5 empty] | 0 | [5 empty] | 0 | 0 | 0 | 0 | 0 | 0 | 0 | 0 | 0 | 0 | 0 | 0 | 0
29 | LNG Vessels | Asset Level | Number of | Low - C4 | 0 | 0 | 0 | 0 | 0 | 0 | [5 empty] | 0 | [5 empty] | 0 | 0 | 0 | 0 | 0 | 0 | 0 | 0 | 0 | 0 | 0 | 0 | 0
|  |  |  | Medium - C3 | 0 | 0 | 0 | 0 | 0 | 0 | [5 empty] | 0 | [5 empty] | 0 | 0 | 0 | 0 | 0 | 0 | 0 | 0 | 0 | 0 | 0 | 0 | 0
|  |  |  | High - C2 | 0 | 0 | 0 | 0 | 0 | 0 | [5 empty] | 0 | [5 empty] | 0 | 0 | 0 | 0 | 0 | 0 | 0 | 0 | 0 | 0 | 0 | 0 | 0
|  |  |  | Very High - C1 | 0 | 0 | 0 | 0 | 0 | 0 | [5 empty] | 0 | [5 empty] | 0 | 0 | 0 | 0 | 0 | 0 | 0 | 0 | 0 | 0 | 0 | 0 | 0

## 4.3.3_Input_Sheet_Published2013
Asset categories |  | Component | Units | Criticality Index | Asset distribution based on estimated asset health index |  |  |  |  | Asset Register | Asset distribution based on estimated asset health index |  |  |  |  | Asset Register | Asset distribution based on estimated asset health index |  |  |  |  | Asset Register | Asset distribution based on estimated asset health index |  |  |  |  | Asset Register | Asset distribution based on estimated asset health index |  |  |  |  | Asset Register
[5 empty] | Starting Position | [5 empty] | With Proposed Investment (50/50 Estimate) | [5 empty] | Without Investment (50/50 Estimate) | [5 empty] | With Proposed Investment (50/50 Estimate) | [5 empty] | Without Investment (50/50 Estimate)
[5 empty] | Asset health index |  |  |  |  | 2013-03-31 | Asset health index |  |  |  |  | 2017-03-31 | Asset health index |  |  |  |  | 2017-03-31 | Asset health index |  |  |  |  | 2021-03-31 | Asset health index |  |  |  |  | 2021-03-31
[5 empty] | HI1 | HI2 | HI3 | HI4 | HI5 |  | HI1 | HI2 | HI3 | HI4 | HI5 |  | HI1 | HI2 | HI3 | HI4 | HI5 |  | HI1 | HI2 | HI3 | HI4 | HI5 |  | HI1 | HI2 | HI3 | HI4 | HI5
1 | Storage Telemetry | Asset Level | System | Low | 0 | 0 | 0 | 0 | 49 | 49 | 0 | 0 | 0 | 0 | 23 | 23 | 0 | 0 | 0 | 0 | 49 | 49 | 0 | 0 | 0 | 0 | 0 | 0 | 0 | 0 | 0 | 0 | 49 | 49
|  |  |  | Medium | 0 | 0 | 0 | 0 | 0 | 0 | 0 | 0 | 0 | 0 | 0 | 0 | 0 | 0 | 0 | 0 | 0 | 0 | 0 | 0 | 0 | 0 | 0 | 0 | 0 | 0 | 0 | 0 | 0 | 0
|  |  |  | High | 0 | 0 | 0 | 0 | 0 | 0 | 0 | 0 | 0 | 0 | 0 | 0 | 0 | 0 | 0 | 0 | 0 | 0 | 0 | 0 | 0 | 0 | 0 | 0 | 0 | 0 | 0 | 0 | 0 | 0
|  |  |  | Very High | 0 | 4 | 0 | 0 | 0 | 4 | 0 | 0 | 4 | 0 | 0 | 4 | 0 | 0 | 4 | 0 | 0 | 4 | 0 | 0 | 0 | 0 | 0 | 0 | 0 | 0 | 0 | 0 | 4 | 4
2 | Above7 bar Telemetry | Asset Level | System | Low | 0 | 125 | 0 | 125 | 0 | 250 | 65 | 125 | 0 | 60 | 0 | 250 | 0 | 125 | 0 | 125 | 0 | 250 | 250 | 0 | 0 | 0 | 0 | 250 | 0 | 0 | 125 | 0 | 125 | 250
|  |  |  | Medium | 0 | 23 | 0 | 23 | 0 | 46 | 8 | 23 | 0 | 15 | 0 | 46 | 0 | 23 | 0 | 23 | 0 | 46 | 46 | 0 | 0 | 0 | 0 | 46 | 0 | 0 | 23 | 0 | 23 | 46
|  |  |  | High | 0 | 0 | 0 | 0 | 0 | 0 | 0 | 0 | 0 | 0 | 0 | 0 | 0 | 0 | 0 | 0 | 0 | 0 | 0 | 0 | 0 | 0 | 0 | 0 | 0 | 0 | 0 | 0 | 0 | 0
|  |  |  | Very High | 0 | 0 | 0 | 23 | 0 | 23 | 0 | 0 | 0 | 23 | 0 | 23 | 0 | 0 | 0 | 23 | 0 | 23 | 23 | 0 | 0 | 0 | 0 | 23 | 0 | 0 | 0 | 0 | 23 | 23
3 | Below7 bar Telemetry | Asset Level | System | Low | 0 | 89 | 54 | 2924 | 0 | 3067 | 317 | 89 | 54 | 2607 | 0 | 3067 | 0 | 89 | 54 | 2924 | 0 | 3067 | 2924 | 0 | 0 | 143 | 0 | 3067 | 0 | 0 | 89 | 143 | 2835 | 3067
|  |  |  | Medium | 0 | 0 | 39 | 0 | 50 | 89 | 25 | 0 | 39 | 0 | 25 | 89 | 0 | 0 | 39 | 0 | 50 | 89 | 50 | 0 | 0 | 39 | 0 | 89 | 0 | 0 | 0 | 39 | 50 | 89
|  |  |  | High | 0 | 0 | 0 | 0 | 0 | 0 | 0 | 0 | 0 | 0 | 0 | 0 | 0 | 0 | 0 | 0 | 0 | 0 | 0 | 0 | 0 | 0 | 0 | 0 | 0 | 0 | 0 | 0 | 0 | 0
|  |  |  | Very High | 0 | 0 | 0 | 0 | 0 | 0 | 0 | 0 | 0 | 0 | 0 | 0 | 0 | 0 | 0 | 0 | 0 | 0 | 0 | 0 | 0 | 0 | 0 | 0 | 0 | 0 | 0 | 0 | 0 | 0
4 | Block Valves | Asset Level | Number of | Low | 0 | 3 | 0 | 0 | 0 | 3 | 0 | 3 | 0 | 0 | 0 | 3 | 0 | 3 | 0 | 0 | 0 | 3 | 0 | 3 | 0 | 0 | 0 | 3 | 0 | 3 | 0 | 0 | 0 | 3
|  |  |  | Medium | 0 | 0 | 46 | 0 | 0 | 46 | 5 | 0 | 41 | 0 | 0 | 46 | 0 | 0 | 46 | 0 | 0 | 46 | 10 | 0 | 36 | 0 | 0 | 46 | 0 | 0 | 46 | 0 | 0 | 46
|  |  |  | High | 0 | 14 | 0 | 0 | 0 | 14 | 0 | 13 | 0 | 0 | 0 | 13 | 0 | 13 | 0 | 0 | 0 | 13 | 0 | 13 | 0 | 0 | 0 | 13 | 0 | 13 | 0 | 0 | 0 | 13
|  |  |  | Very High | 0 | 19 | 9 | 1 | 0 | 29 | 0 | 23 | 6 | 1 | 0 | 30 | 0 | 17 | 11 | 2 | 0 | 30 | 0 | 30 | 0 | 0 | 0 | 30 | 0 | 16 | 11 | 2 | 1 | 30
5 | Valves | Asset Level | Number of | Low | 0 | 0 | 0 | 0 | 0 | 0 | 0 | 0 | 0 | 0 | 0 | 0 | 0 | 0 | 0 | 0 | 0 | 0 | 0 | 0 | 0 | 0 | 0 | 0 | 0 | 0 | 0 | 0 | 0 | 0
|  |  |  | Medium | 0 | 0 | 0 | 0 | 0 | 0 | 0 | 0 | 0 | 0 | 0 | 0 | 0 | 0 | 0 | 0 | 0 | 0 | 0 | 0 | 0 | 0 | 0 | 0 | 0 | 0 | 0 | 0 | 0 | 0
|  |  |  | High | 3427 | 0 | 0 | 1614 | 22 | 5063 | 3537 | 0 | 0 | 1504 | 22 | 5063 | 3384 | 0 | 0 | 1526 | 153 | 5063 | 3603 | 0 | 0 | 1438 | 22 | 5063 | 3384 | 0 | 0 | 1460 | 219 | 5063
|  |  |  | Very High | 286 | 651 | 0 | 0 | 0 | 937 | 286 | 651 | 0 | 0 | 0 | 937 | 286 | 0 | 599 | 0 | 52 | 937 | 286 | 651 | 0 | 0 | 0 | 937 | 286 | 0 | 0 | 547 | 104 | 937
6 | Pig Traps | Asset Level | Number of | Low | 0 | 0 | 25 | 0 | 0 | 25 | 3 | 0 | 22 | 0 | 0 | 25 | 0 | 0 | 22 | 3 | 0 | 25 | 6 | 0 | 19 | 0 | 0 | 25 | 0 | 0 | 19 | 6 | 0 | 25
|  |  |  | Medium | 0 | 0 | 0 | 0 | 0 | 0 | 0 | 0 | 0 | 0 | 0 | 0 | 0 | 0 | 0 | 0 | 0 | 0 | 0 | 0 | 0 | 0 | 0 | 0 | 0 | 0 | 0 | 0 | 0 | 0
|  |  |  | High | 0 | 0 | 84 | 7 | 0 | 91 | 4 | 0 | 84 | 7 | 0 | 95 | 0 | 0 | 80 | 11 | 0 | 91 | 8 | 0 | 84 | 7 | 0 | 99 | 0 | 0 | 76 | 15 | 0 | 91
|  |  |  | Very High | 0 | 0 | 0 | 0 | 0 | 0 | 0 | 0 | 0 | 0 | 0 | 0 | 0 | 0 | 0 | 0 | 0 | 0 | 0 | 0 | 0 | 0 | 0 | 0 | 0 | 0 | 0 | 0 | 0 | 0
7 | Sleeves (Nitrogen & other) | Asset Level | Number of | Low | 0 | 0 | 0 | 0 | 0 | 0 | 0 | 0 | 0 | 0 | 0 | 0 | 0 | 0 | 0 | 0 | 0 | 0 | 0 | 0 | 0 | 0 | 0 | 0 | 0 | 0 | 0 | 0 | 0 | 0
|  |  |  | Medium | 0 | 116 | 0 | 0 | 0 | 116 | 0 | 116 | 0 | 0 | 0 | 116 | 0 | 110 | 4 | 1 | 1 | 116 | 0 | 116 | 0 | 0 | 0 | 116 | 0 | 106 | 4 | 3 | 3 | 116
|  |  |  | High | 0 | 0 | 0 | 0 | 0 | 0 | 0 | 0 | 0 | 0 | 0 | 0 | 0 | 0 | 0 | 0 | 0 | 0 | 0 | 0 | 0 | 0 | 0 | 0 | 0 | 0 | 0 | 0 | 0 | 0
|  |  |  | Very High | 0 | 0 | 0 | 0 | 0 | 0 | 0 | 0 | 0 | 0 | 0 | 0 | 0 | 0 | 0 | 0 | 0 | 0 | 0 | 0 | 0 | 0 | 0 | 0 | 0 | 0 | 0 | 0 | 0 | 0
8 | LTS Pipelines - Piggable | Asset Level | Km | Low | 1e-07 | 0 | 0 | 0 | 0 | 1e-07 | 1.1033e-17 | 7.3939e-08 | 1.7617e-08 | 8.4445e-09 | 0 | 1e-07 | 1.1033e-17 | 6.4542e-08 | 1.7617e-08 | 8.4445e-09 | 9.397e-09 | 1e-07 | 0 | 7.9749e-08 | 2.0251e-08 | 0 | 0 | 1e-07 | 0 | 5.7957e-08 | 2.0251e-08 | 8.4445e-09 | 1.3348e-08 | 1e-07
|  |  |  | Medium | 0 | 0 | 0 | 0 | 0 | 0 | 0 | 0 | 0 | 0 | 0 | 0 | 0 | 0 | 0 | 0 | 0 | 0 | 0 | 0 | 0 | 0 | 0 | 0 | 0 | 0 | 0 | 0 | 0 | 0
|  |  |  | High | 0 | 223.07 | 30.56 | 52.41 | 0 | 306.04 | 3.3765e-08 | 226.2825 | 53.914 | 25.8435 | 0 | 306.04 | 3.3765e-08 | 197.524 | 53.914 | 25.8435 | 28.7585 | 306.04 | 0 | 244.0645 | 61.9755 | 0 | 0 | 306.04 | 0 | 177.3702 | 61.9755 | 25.8435 | 40.8508 | 306.04
|  |  |  | Very High | 0 | 421.62 | 105.24 | 24.13 | 49.36 | 600.35 | 6.6235e-08 | 443.892 | 105.7615 | 50.6965 | 0 | 600.35 | 6.6235e-08 | 387.4772 | 105.7615 | 50.6965 | 56.4148 | 600.35 | 0 | 478.7744 | 121.5756 | 0 | 0 | 600.35 | 0 | 347.9421 | 121.5756 | 50.6965 | 80.1358 | 600.35
9 | LTS Pipelines – Non Piggable | Asset Level | Km | Low | 0 | 0.475 | 0 | 0 | 0 | 0.475 | 0 | 0.35426 | 0 | 0 | 0 | 0.35426 | 0 | 0.35426 | 0 | 0 | 0 | 0.35426 | 0 | 0.23352 | 0 | 0 | 0 | 0.23352 | 0 | 0.23352 | 0 | 0 | 0 | 0.23352
|  |  |  | Medium | 0 | 0 | 0 | 0 | 0 | 0 | 0 | 0 | 0 | 0 | 0 | 0 | 0 | 0 | 0 | 0 | 0 | 0 | 0 | 0 | 0 | 0 | 0 | 0 | 0 | 0 | 0 | 0 | 0 | 0
|  |  |  | High | 3.2 | 60.988 | 3.03 | 0 | 0 | 67.218 | 3.2 | 45.4856 | 4.5083 | 0 | 0 | 53.194 | 3.2 | 45.4856 | 4.5083 | 0 | 0 | 53.194 | 3.2 | 29.9832 | 5.9867 | 0 | 0 | 39.1699 | 3.2 | 29.9832 | 5.9867 | 0 | 0 | 39.1699
|  |  |  | Very High | 0.43 | 173.359 | 45.905 | 0 | 0 | 219.694 | 0.43 | 165.2933 | 68.3022 | 0 | 0 | 234.0255 | 0.43 | 129.2933 | 68.3022 | 0 | 36 | 234.0255 | 0.43 | 157.2276 | 90.6994 | 0 | 0 | 248.357 | 0.43 | 85.2276 | 90.6994 | 0 | 72 | 248.357
10 | Cathodic Protection | Asset Level | Number of Schemes | Low | 0 | 0 | 0 | 0 | 0 | 0 | 0 | 0 | 0 | 0 | 0 | 0 | 0 | 0 | 0 | 0 | 0 | 0 | 0 | 0 | 0 | 0 | 0 | 0 | 0 | 0 | 0 | 0 | 0 | 0
|  |  |  | Medium | 0 | 230.69 | 0 | 261.31 | 0 | 492 | 0 | 230.69 | 0 | 261.31 | 0 | 492 | 0 | 3.8 | 0 | 123.99 | 364.21 | 492 | 0 | 230.69 | 0 | 261.31 | 0 | 492 | 0 | 0 | 0 | 0 | 492 | 492
|  |  |  | High | 0 | 193.8 | 0 | 48.2 | 0 | 242 | 0 | 193.8 | 0 | 48.2 | 0 | 242 | 0 | 0.2 | 0 | 121.3 | 120.5 | 242 | 0 | 193.8 | 0 | 48.2 | 0 | 242 | 0 | 0 | 0 | 0 | 242 | 242
|  |  |  | Very High | 0 | 484 | 0 | 0 | 0 | 484 | 0 | 484 | 0 | 0 | 0 | 484 | 0 | 71 | 0 | 348.5 | 64.5 | 484 | 0 | 484 | 0 | 0 | 0 | 484 | 0 | 0 | 0 | 0 | 484 | 484
11 | Above7 bar Special Crossings | Asset Level | Number of | Low | 0 | 0 | 0 | 0 | 0 | 0 | 0 | 0 | 0 | 0 | 0 | 0 | 0 | 0 | 0 | 0 | 0 | 0 | 0 | 0 | 0 | 0 | 0 | 0 | 0 | 0 | 0 | 0 | 0 | 0
|  |  |  | Medium | 0 | 92 | 296 | 140 | 0 | 528 | 0 | 119 | 292 | 117 | 0 | 528 | 0 | 87 | 292 | 144 | 5 | 528 | 0 | 151 | 292 | 85 | 0 | 528 | 0 | 83 | 288 | 152 | 5 | 528
|  |  |  | High | 0 | 0 | 0 | 0 | 0 | 0 | 0 | 0 | 0 | 0 | 0 | 0 | 0 | 0 | 0 | 0 | 0 | 0 | 0 | 0 | 0 | 0 | 0 | 0 | 0 | 0 | 0 | 0 | 0 | 0
|  |  |  | Very High | 0 | 101 | 7 | 4 | 0 | 112 | 0 | 105 | 5 | 1 | 1 | 112 | 0 | 96 | 11 | 3 | 2 | 112 | 0 | 112 | 0 | 0 | 0 | 112 | 0 | 91 | 12 | 5 | 4 | 112
12 | Below7 bar Special Crossings | Asset Level | Number of | Low | 0 | 0 | 0 | 0 | 0 | 0 | 0 | 0 | 0 | 0 | 0 | 0 | 0 | 0 | 0 | 0 | 0 | 0 | 0 | 0 | 0 | 0 | 0 | 0 | 0 | 0 | 0 | 0 | 0 | 0
|  |  |  | Medium | 0 | 0 | 0 | 16 | 0 | 16 | 0 | 8 | 0 | 8 | 0 | 16 | 0 | 0 | 0 | 16 | 0 | 16 | 0 | 16 | 0 | 0 | 0 | 16 | 0 | 0 | 0 | 16 | 0 | 16
|  |  |  | High | 0 | 0 | 1200 | 500 | 0 | 1700 | 0 | 70 | 1164 | 466 | 0 | 1700 | 0 | 0 | 1164 | 519 | 17 | 1700 | 0 | 140 | 1164 | 396 | 0 | 1700 | 0 | 0 | 1128 | 555 | 17 | 1700
|  |  |  | Very High | 0 | 0 | 0 | 0 | 0 | 0 | 0 | 0 | 0 | 0 | 0 | 0 | 0 | 0 | 0 | 0 | 0 | 0 | 0 | 0 | 0 | 0 | 0 | 0 | 0 | 0 | 0 | 0 | 0 | 0
13 | Distribution Mains (Iron) | Asset Level | Km | Low | 0 | 0 | 0 | 7046.3146 | 446.0309 | 7492.3454 | 0 | 0 | 0 | 5343.8098 | 420.8158 | 5764.6256 | 0 | 0 | 0 | 5132.3348 | 2151.5006 | 7283.8354 | 0 | 0 | 0 | 4123.5667 | 398.4448 | 4522.0115 | 0 | 0 | 0 | 3701.9917 | 3424.6337 | 7126.6254
|  |  |  | Medium | 0 | 0 | 0 | 1560.5957 | 61.8077 | 1622.4034 | 0 | 0 | 0 | 1297.106 | 71.2727 | 1368.3788 | 0 | 0 | 0 | 1297.106 | 325.2974 | 1622.4034 | 0 | 0 | 0 | 1091.5516 | 63.7418 | 1155.2934 | 0 | 0 | 0 | 1091.5516 | 530.8518 | 1622.4034
|  |  |  | High | 0 | 0 | 0 | 1206.1394 | 41.6624 | 1247.8018 | 0 | 0 | 0 | 1052.1064 | 38.6043 | 1090.7107 | 0 | 0 | 0 | 1052.1064 | 218.3214 | 1270.4278 | 0 | 0 | 0 | 939.2996 | 36.3071 | 975.6068 | 0 | 0 | 0 | 939.6063 | 308.0222 | 1247.6285
|  |  |  | Very High | 0 | 0 | 0 | 362.1174 | 0.72401 | 362.8414 | 0 | 0 | 0 | 359.5198 | 0.65214 | 360.172 | 0 | 0 | 0 | 359.5198 | 18.3016 | 377.8214 | 0 | 0 | 0 | 357.6492 | 0.61124 | 358.2604 | 0 | 0 | 0 | 357.6865 | 5.4072 | 363.0937
14 | Distribution Mains (PE) | Asset Level | Km | Low | 16071.6085 | 0 | 0 | 0 | 0 | 16071.6085 | 17953.7139 | 0 | 0 | 0 | 0 | 17953.7139 | 16071.6085 | 0 | 0 | 0 | 0 | 16071.6085 | 19362.6137 | 0 | 0 | 0 | 0 | 19362.6137 | 16071.6085 | 0 | 0 | 0 | 0 | 16071.6085
|  |  |  | Medium | 2912.9213 | 0 | 0 | 0 | 0 | 2912.9213 | 3159.3252 | 0 | 0 | 0 | 0 | 3159.3252 | 2912.9213 | 0 | 0 | 0 | 0 | 2912.9213 | 3366.0181 | 0 | 0 | 0 | 0 | 3366.0181 | 2912.9213 | 0 | 0 | 0 | 0 | 2912.9213
|  |  |  | High | 2475.5839 | 0 | 0 | 0 | 0 | 2475.5839 | 2602.5184 | 0 | 0 | 0 | 0 | 2602.5184 | 2475.5839 | 0 | 0 | 0 | 0 | 2475.5839 | 2700.0121 | 0 | 0 | 0 | 0 | 2700.0121 | 2475.5839 | 0 | 0 | 0 | 0 | 2475.5839
|  |  |  | Very High | 411.6484 | 0 | 0 | 0 | 0 | 411.6484 | 413.5318 | 0 | 0 | 0 | 0 | 413.5318 | 411.6484 | 0 | 0 | 0 | 0 | 411.6484 | 414.9931 | 0 | 0 | 0 | 0 | 414.9931 | 411.6484 | 0 | 0 | 0 | 0 | 411.6484
15 | Distribution Mains (Steel) | Asset Level | Km | Low | 0 | 0 | 0 | 1122.939 | 53.3 | 1176.239 | 0 | 0 | 0 | 911.464 | 52.18 | 963.644 | 0 | 0 | 0 | 1122.939 | 261.81 | 1384.749 | 0 | 0 | 0 | 701.364 | 52.42 | 753.784 | 0 | 0 | 0 | 1122.939 | 419.02 | 1541.959
|  |  |  | Medium | 0 | 0 | 0 | 56.7491 | 0 | 56.7491 | 0 | 0 | 0 | 56.7491 | 0 | 56.7491 | 0 | 0 | 0 | 56.7491 | 0 | 56.7491 | 0 | 0 | 0 | 56.7491 | 0 | 56.7491 | 0 | 0 | 0 | 56.7491 | 0 | 56.7491
|  |  |  | High | 0 | 282.8267 | 0 | 285.7205 | 0 | 568.5472 | 0 | 282.8267 | 0 | 285.7205 | 0 | 568.5472 | 0 | 0 | 260.2007 | 285.7205 | 0 | 545.9212 | 0 | 282.8267 | 0 | 285.7205 | 0 | 568.5472 | 0 | 0 | 0 | 528.7205 | 40 | 568.7205
|  |  |  | Very High | 0 | 187.2523 | 0 | 166.7847 | 0 | 354.037 | 0 | 187.2523 | 0 | 166.7847 | 0 | 354.037 | 0 | 0 | 172.2723 | 166.7847 | 0 | 339.057 | 0 | 187.2523 | 0 | 166.7847 | 0 | 354.037 | 0 | 0 | 0 | 327.7847 | 26 | 353.7847
16 | Distribution Mains (other) | Asset Level | Km | Low | 0 | 0 | 0 | 0 | 0 | 0 | 0 | 0 | 0 | 0 | 0 | 0 | 0 | 0 | 0 | 0 | 0 | 0 | 0 | 0 | 0 | 0 | 0 | 0 | 0 | 0 | 0 | 0 | 0 | 0
|  |  |  | Medium | 0 | 0 | 0 | 0 | 0 | 0 | 0 | 0 | 0 | 0 | 0 | 0 | 0 | 0 | 0 | 0 | 0 | 0 | 0 | 0 | 0 | 0 | 0 | 0 | 0 | 0 | 0 | 0 | 0 | 0
|  |  |  | High | 0 | 0 | 0 | 0 | 0 | 0 | 0 | 0 | 0 | 0 | 0 | 0 | 0 | 0 | 0 | 0 | 0 | 0 | 0 | 0 | 0 | 0 | 0 | 0 | 0 | 0 | 0 | 0 | 0 | 0
|  |  |  | Very High | 0 | 0 | 0 | 0 | 0 | 0 | 0 | 0 | 0 | 0 | 0 | 0 | 0 | 0 | 0 | 0 | 0 | 0 | 0 | 0 | 0 | 0 | 0 | 0 | 0 | 0 | 0 | 0 | 0 | 0
17 | Services | Asset Level | Number of | Low | 1534020.45 | 59.177 | 0 | 864454.9901 | 33306.3829 | 2431841 | 1664860.8847 | 59.177 | 0 | 735392.1665 | 31528.7719 | 2431841 | 1534020.45 | 0 | 54.177 | 735392.1665 | 162374.2065 | 2431841 | 1758329.7947 | 59.177 | 0 | 643217.0393 | 30234.989 | 2431841 | 1534020.45 | 0 | 0 | 643268.2163 | 254552.3337 | 2431841
|  |  |  | Medium | 4.8344 | 0 | 0 | 3.1656 | 0 | 8 | 4.8344 | 0 | 0 | 3.1656 | 0 | 8 | 4.8344 | 0 | 0 | 3.1656 | 0 | 8 | 4.8344 | 0 | 0 | 3.1656 | 0 | 8 | 4.8344 | 0 | 0 | 3.1656 | 0 | 8
|  |  |  | High | 32858.8715 | 14.6202 | 0 | 21211.2118 | 62.2965 | 54147 | 33104.4036 | 14.6202 | 0 | 20967.5119 | 60.4642 | 54147 | 32858.8715 | 0 | 13.6202 | 20967.5119 | 306.9963 | 54147 | 33285.1963 | 14.6202 | 0 | 20787.2871 | 59.8964 | 54147 | 32858.8715 | 0 | 0 | 20799.9073 | 488.2212 | 54147
|  |  |  | Very High | 12272.2264 | 36.2024 | 0 | 7825.0401 | 41.531 | 20175 | 12435.9145 | 36.2024 | 0 | 7662.5736 | 40.3095 | 20175 | 12272.2264 | 0 | 34.2024 | 7662.5736 | 205.9976 | 20175 | 12556.443 | 36.2024 | 0 | 7542.4237 | 39.9309 | 20175 | 12272.2264 | 0 | 0 | 7573.6261 | 329.1475 | 20175
18 | MOB Risers | Asset Level | Number of | Low | 0 | 0 | 0 | 0 | 0 | 0 | 0 | 0 | 0 | 0 | 0 | 0 | 0 | 0 | 0 | 0 | 0 | 0 | 0 | 0 | 0 | 0 | 0 | 0 | 0 | 0 | 0 | 0 | 0 | 0
|  |  |  | Medium | 15.7388 | 3670.5224 | 0 | 128 | 9.7388 | 3824 | 103.3878 | 3573.1346 | 0 | 128 | 19.4776 | 3824 | 15.7388 | 3557.3959 | 0 | 128 | 122.8654 | 3824 | 161.8205 | 3514.702 | 0 | 128 | 19.4776 | 3824 | 15.7388 | 3498.9632 | 0 | 128 | 181.298 | 3824
|  |  |  | High | 10.2979 | 3944.4042 | 0 | 78 | 10.2979 | 4043 | 102.9788 | 3841.4254 | 0 | 78 | 20.5958 | 4043 | 10.2979 | 3831.1275 | 0 | 78 | 123.5746 | 4043 | 164.7661 | 3779.6381 | 0 | 78 | 20.5958 | 4043 | 10.2979 | 3769.3402 | 0 | 78 | 185.3619 | 4043
|  |  |  | Very High | 12.4725 | 4803.0549 | 0 | 69 | 12.4725 | 4897 | 124.7253 | 4678.3296 | 0 | 69 | 24.9451 | 4897 | 12.4725 | 4665.8571 | 0 | 69 | 149.6704 | 4897 | 199.5605 | 4603.4945 | 0 | 69 | 24.9451 | 4897 | 12.4725 | 4591.0219 | 0 | 69 | 224.5055 | 4897
19 | Operational Holders | Asset Level | Number of | Low | 0 | 0 | 0 | 0 | 0 | 0 | 0 | 0 | 0 | 0 | 0 | 0 | 0 | 0 | 0 | 0 | 43 | 43 | 0 | 0 | 0 | 0 | 0 | 0 | 0 | 0 | 0 | 0 | 43 | 43
|  |  |  | Medium | 0 | 0 | 0 | 0 | 0 | 0 | 0 | 0 | 0 | 0 | 0 | 0 | 0 | 0 | 0 | 0 | 0 | 0 | 0 | 0 | 0 | 0 | 0 | 0 | 0 | 0 | 0 | 0 | 0 | 0
|  |  |  | High | 0 | 0 | 0 | 0 | 0 | 0 | 0 | 0 | 0 | 0 | 0 | 0 | 0 | 0 | 0 | 0 | 0 | 0 | 0 | 0 | 0 | 0 | 0 | 0 | 0 | 0 | 0 | 0 | 0 | 0
|  |  |  | Very High | 0 | 0 | 0 | 0 | 0 | 0 | 0 | 0 | 0 | 0 | 0 | 0 | 0 | 0 | 0 | 0 | 0 | 0 | 0 | 0 | 0 | 0 | 0 | 0 | 0 | 0 | 0 | 0 | 0 | 0
20 | Non Operational Holders (Mothballed & Decommissioned) | Asset Level | Number of | Low | 0 | 0 | 0 | 0 | 47 | 47 | 0 | 0 | 0 | 0 | 39 | 39 | 0 | 0 | 0 | 0 | 4 | 4 | 0 | 0 | 0 | 0 | 24 | 24 | 0 | 0 | 0 | 0 | 4 | 4
|  |  |  | Medium | 0 | 0 | 0 | 0 | 0 | 0 | 0 | 0 | 0 | 0 | 0 | 0 | 0 | 0 | 0 | 0 | 0 | 0 | 0 | 0 | 0 | 0 | 0 | 0 | 0 | 0 | 0 | 0 | 0 | 0
|  |  |  | High | 0 | 0 | 0 | 0 | 0 | 0 | 0 | 0 | 0 | 0 | 0 | 0 | 0 | 0 | 0 | 0 | 0 | 0 | 0 | 0 | 0 | 0 | 0 | 0 | 0 | 0 | 0 | 0 | 0 | 0
|  |  |  | Very High | 0 | 0 | 0 | 0 | 0 | 0 | 0 | 0 | 0 | 0 | 0 | 0 | 0 | 0 | 0 | 0 | 0 | 0 | 0 | 0 | 0 | 0 | 0 | 0 | 0 | 0 | 0 | 0 | 0 | 0
21 | High Pressure Vessels | Asset Level | Number of | Low | 0 | 0 | 0 | 0 | 2 | 2 | 0 | 0 | 0 | 0 | 0 | 0 | 0 | 0 | 0 | 0 | 2 | 2 | 0 | 0 | 0 | 0 | 0 | 0 | 0 | 0 | 0 | 0 | 2 | 2
|  |  |  | Medium | 0 | 0 | 0 | 0 | 0 | 0 | 0 | 0 | 0 | 0 | 0 | 0 | 0 | 0 | 0 | 0 | 0 | 0 | 0 | 0 | 0 | 0 | 0 | 0 | 0 | 0 | 0 | 0 | 0 | 0
|  |  |  | High | 0 | 0 | 0 | 0 | 0 | 0 | 0 | 0 | 0 | 0 | 0 | 0 | 0 | 0 | 0 | 0 | 0 | 0 | 0 | 0 | 0 | 0 | 0 | 0 | 0 | 0 | 0 | 0 | 0 | 0
|  |  |  | Very High | 0 | 4 | 0 | 0 | 0 | 4 | 0 | 0 | 4 | 0 | 0 | 4 | 0 | 0 | 4 | 0 | 0 | 4 | 0 | 0 | 0 | 0 | 0 | 0 | 0 | 0 | 0 | 0 | 4 | 4
22 | NTS Offtakes | Asset Level | no | Low | [5 empty] | 0 | [5 empty] | 0 | [5 empty] | 0 | [5 empty] | 0 | [5 empty] | 0
|  | Regulators System | System | [6 empty] | 0 | [5 empty] | 0 | [5 empty] | 0 | [5 empty] | 0 | [5 empty] | 0
|  | Slam Shut System | System | [6 empty] | 0 | [5 empty] | 0 | [5 empty] | 0 | [5 empty] | 0 | [5 empty] | 0
|  | Filter System | System | [6 empty] | 0 | [5 empty] | 0 | [5 empty] | 0 | [5 empty] | 0 | [5 empty] | 0
|  | Pre-heating System | System | [6 empty] | 0 | [5 empty] | 0 | [5 empty] | 0 | [5 empty] | 0 | [5 empty] | 0
|  | Odorisation System | System | [6 empty] | 0 | [5 empty] | 0 | [5 empty] | 0 | [5 empty] | 0 | [5 empty] | 0
|  | Metering System | System | [6 empty] | 0 | [5 empty] | 0 | [5 empty] | 0 | [5 empty] | 0 | [5 empty] | 0
|  | Buildings (no.’s) | Number of | [6 empty] | 0 | [5 empty] | 0 | [5 empty] | 0 | [5 empty] | 0 | [5 empty] | 0
|  | Fences (no’s -Inc Security) | Number of | [6 empty] | 0 | [5 empty] | 0 | [5 empty] | 0 | [5 empty] | 0 | [5 empty] | 0
|  | Electrical System | Systems | [6 empty] | 0 | [5 empty] | 0 | [5 empty] | 0 | [5 empty] | 0 | [5 empty] | 0
|  | Instrumentation System | Systems | [6 empty] | 0 | [5 empty] | 0 | [5 empty] | 0 | [5 empty] | 0 | [5 empty] | 0
|  | Asset Level | no | Medium | [5 empty] | 0 | [5 empty] | 0 | [5 empty] | 0 | [5 empty] | 0 | [5 empty] | 0
|  | Regulators System | System | [6 empty] | 0 | [5 empty] | 0 | [5 empty] | 0 | [5 empty] | 0 | [5 empty] | 0
|  | Slam Shut System | System | [6 empty] | 0 | [5 empty] | 0 | [5 empty] | 0 | [5 empty] | 0 | [5 empty] | 0
|  | Filter System | System | [6 empty] | 0 | [5 empty] | 0 | [5 empty] | 0 | [5 empty] | 0 | [5 empty] | 0
|  | Pre-heating System | System | [6 empty] | 0 | [5 empty] | 0 | [5 empty] | 0 | [5 empty] | 0 | [5 empty] | 0
|  | Odorisation System | System | [6 empty] | 0 | [5 empty] | 0 | [5 empty] | 0 | [5 empty] | 0 | [5 empty] | 0
|  | Metering System | System | [6 empty] | 0 | [5 empty] | 0 | [5 empty] | 0 | [5 empty] | 0 | [5 empty] | 0
|  | Buildings (no.’s) | Number of | [6 empty] | 0 | [5 empty] | 0 | [5 empty] | 0 | [5 empty] | 0 | [5 empty] | 0
|  | Fences (no’s -Inc Security) | Number of | [6 empty] | 0 | [5 empty] | 0 | [5 empty] | 0 | [5 empty] | 0 | [5 empty] | 0
|  | Electrical System | Systems | [6 empty] | 0 | [5 empty] | 0 | [5 empty] | 0 | [5 empty] | 0 | [5 empty] | 0
|  | Instrumentation System | Systems | [6 empty] | 0 | [5 empty] | 0 | [5 empty] | 0 | [5 empty] | 0 | [5 empty] | 0
|  | Asset Level | no | High | [5 empty] | 0 | [5 empty] | 0 | [5 empty] | 0 | [5 empty] | 0 | [5 empty] | 0
|  | Regulators System | System |  | 0 | 0 | 3 | 3 | 0 | 6 | 0 | 0 | 3 | 3 | 0 | 6 | 0 | 0 | 3 | 3 | 0 | 6 | 1 | 0 | 3 | 3 | 0 | 7 | 0 | 0 | 3 | 3 | 0 | 6
|  | Slam Shut System | System |  | 0 | 0 | 3 | 3 | 0 | 6 | 0 | 0 | 3 | 3 | 0 | 6 | 0 | 0 | 3 | 4 | 0 | 7 | 1 | 0 | 2 | 4 | 0 | 7 | 0 | 0 | 2 | 4 | 0 | 6
|  | Filter System | System |  | 0 | 0 | 3 | 3 | 0 | 6 | 0 | 0 | 3 | 3 | 0 | 6 | 0 | 0 | 3 | 3 | 0 | 6 | 1 | 0 | 3 | 3 | 0 | 7 | 0 | 0 | 3 | 3 | 0 | 6
|  | Pre-heating System | System |  | 1 | 0 | 0 | 5 | 0 | 6 | 2 | 0 | 0 | 5 | 0 | 7 | 0 | 0 | 0 | 4 | 2 | 6 | 3 | 0 | 0 | 3 | 0 | 6 | 0 | 0 | 0 | 3 | 3 | 6
|  | Odorisation System | System |  | 1 | 0 | 0 | 6 | 0 | 7 | 7 | 0 | 0 | 0 | 0 | 7 | 0 | 1 | 0 | 0 | 6 | 7 | 6 | 1 | 0 | 0 | 0 | 7 | 0 | 1 | 0 | 0 | 6 | 7
|  | Metering System | System |  | 1 | 6 | 0 | 0 | 0 | 7 | 2 | 5 | 0 | 0 | 0 | 7 | 1 | 6 | 0 | 0 | 0 | 7 | 4 | 2 | 0 | 0 | 0 | 6 | 1 | 5 | 1 | 0 | 0 | 7
|  | Buildings (no.’s) | Number of |  | 0 | 0 | 11 | 0 | 0 | 11 | 1 | 0 | 10 | 0 | 0 | 11 | 0 | 0 | 8 | 0 | 2 | 10 | 2 | 0 | 9 | 0 | 0 | 11 | 0 | 0 | 6 | 0 | 4 | 10
|  | Fences (no’s -Inc Security) | Number of |  | 3 | 0 | 0 | 3 | 0 | 6 | 4 | 0 | 0 | 2 | 0 | 6 | 3 | 0 | 0 | 2 | 1 | 6 | 5 | 0 | 0 | 1 | 0 | 6 | 3 | 0 | 0 | 1 | 2 | 6
|  | Electrical System | Systems |  | 1 | 0 | 0 | 6 | 0 | 7 | 3 | 0 | 0 | 4 | 0 | 7 | 1 | 0 | 0 | 4 | 1 | 6 | 4 | 1 | 0 | 0 | 2 | 7 | 0 | 1 | 0 | 0 | 6 | 7
|  | Instrumentation System | Systems |  | 1 | 0 | 0 | 6 | 0 | 7 | 3 | 0 | 0 | 3 | 0 | 6 | 1 | 0 | 0 | 6 | 0 | 7 | 6 | 1 | 0 | 0 | 0 | 7 | 0 | 1 | 0 | 0 | 6 | 7
|  | Asset Level | no | Very High | [5 empty] | 0 | [5 empty] | 0 | [5 empty] | 0 | [5 empty] | 0 | [5 empty] | 0
|  | Regulators System | System |  | 1 | 0 | 9 | 9 | 0 | 19 | 1 | 0 | 9 | 9 | 0 | 19 | 1 | 0 | 9 | 8 | 1 | 19 | 1 | 0 | 9 | 8 | 0 | 18 | 1 | 0 | 9 | 8 | 1 | 19
|  | Slam Shut System | System |  | 1 | 0 | 9 | 9 | 0 | 19 | 1 | 0 | 9 | 9 | 0 | 19 | 1 | 0 | 7 | 10 | 0 | 18 | 1 | 0 | 6 | 11 | 0 | 18 | 1 | 0 | 6 | 11 | 1 | 19
|  | Filter System | System |  | 1 | 0 | 9 | 9 | 0 | 19 | 1 | 0 | 9 | 9 | 0 | 19 | 1 | 0 | 9 | 8 | 1 | 19 | 1 | 0 | 9 | 8 | 0 | 18 | 1 | 0 | 9 | 8 | 1 | 19
|  | Pre-heating System | System |  | 2 | 1 | 1 | 14 | 0 | 18 | 4 | 0 | 1 | 12 | 0 | 17 | 1 | 0 | 1 | 12 | 4 | 18 | 9 | 0 | 0 | 9 | 0 | 18 | 0 | 1 | 0 | 9 | 8 | 18
|  | Odorisation System | System |  | 3 | 0 | 0 | 14 | 0 | 17 | 17 | 0 | 0 | 0 | 0 | 17 | 0 | 3 | 0 | 0 | 14 | 17 | 14 | 3 | 0 | 0 | 0 | 17 | 0 | 3 | 0 | 0 | 14 | 17
|  | Metering System | System |  | 2 | 14 | 0 | 0 | 0 | 16 | 4 | 12 | 0 | 0 | 0 | 16 | 2 | 14 | 0 | 0 | 0 | 16 | 12 | 5 | 0 | 0 | 0 | 17 | 2 | 12 | 2 | 0 | 0 | 16
|  | Buildings (no.’s) | Number of |  | 0 | 0 | 27 | 0 | 0 | 27 | 3 | 0 | 24 | 0 | 0 | 27 | 0 | 0 | 21 | 0 | 7 | 28 | 4 | 0 | 23 | 0 | 0 | 27 | 0 | 0 | 16 | 0 | 12 | 28
|  | Fences (no’s -Inc Security) | Number of |  | 7 | 0 | 0 | 8 | 0 | 15 | 10 | 0 | 0 | 5 | 0 | 15 | 7 | 0 | 0 | 5 | 3 | 15 | 13 | 0 | 0 | 2 | 0 | 15 | 7 | 0 | 0 | 2 | 6 | 15
|  | Electrical System | Systems |  | 2 | 0 | 0 | 14 | 0 | 16 | 6 | 0 | 0 | 10 | 0 | 16 | 2 | 0 | 0 | 11 | 4 | 17 | 10 | 2 | 0 | 0 | 4 | 16 | 0 | 2 | 0 | 0 | 14 | 16
|  | Instrumentation System | Systems |  | 2 | 0 | 0 | 14 | 0 | 16 | 8 | 0 | 0 | 9 | 0 | 17 | 2 | 0 | 0 | 14 | 0 | 16 | 14 | 2 | 0 | 0 | 0 | 16 | 0 | 2 | 0 | 0 | 14 | 16
23 | PRSs | Asset Level | no | Low | [5 empty] | 0 | [5 empty] | 0 | [5 empty] | 0 | [5 empty] | 0 | [5 empty] | 0
|  | Regulators System | System | [6 empty] | 0 | [5 empty] | 0 | [5 empty] | 0 | [5 empty] | 0 | [5 empty] | 0
|  | Slam Shut System | System | [6 empty] | 0 | [5 empty] | 0 | [5 empty] | 0 | [5 empty] | 0 | [5 empty] | 0
|  | Filter System | System | [6 empty] | 0 | [5 empty] | 0 | [5 empty] | 0 | [5 empty] | 0 | [5 empty] | 0
|  | Pre-heating System | System | [6 empty] | 0 | [5 empty] | 0 | [5 empty] | 0 | [5 empty] | 0 | [5 empty] | 0
|  | Odorisation System | System | [6 empty] | 0 | [5 empty] | 0 | [5 empty] | 0 | [5 empty] | 0 | [5 empty] | 0
|  | Metering System | System | [6 empty] | 0 | [5 empty] | 0 | [5 empty] | 0 | [5 empty] | 0 | [5 empty] | 0
|  | Buildings (no.’s) | Number of | [6 empty] | 0 | [5 empty] | 0 | [5 empty] | 0 | [5 empty] | 0 | [5 empty] | 0
|  | Fences (no’s -Inc Security) | Number of | [6 empty] | 0 | [5 empty] | 0 | [5 empty] | 0 | [5 empty] | 0 | [5 empty] | 0
|  | Electrical System | Systems | [6 empty] | 0 | [5 empty] | 0 | [5 empty] | 0 | [5 empty] | 0 | [5 empty] | 0
|  | Instrumentation System | Systems | [6 empty] | 0 | [5 empty] | 0 | [5 empty] | 0 | [5 empty] | 0 | [5 empty] | 0
|  | Asset Level | no | Medium | [5 empty] | 0 | [5 empty] | 0 | [5 empty] | 0 | [5 empty] | 0 | [5 empty] | 0
|  | Regulators System | System | [6 empty] | 0 | [5 empty] | 0 | [5 empty] | 0 | [5 empty] | 0 | [5 empty] | 0
|  | Slam Shut System | System | [6 empty] | 0 | [5 empty] | 0 | [5 empty] | 0 | [5 empty] | 0 | [5 empty] | 0
|  | Filter System | System | [6 empty] | 0 | [5 empty] | 0 | [5 empty] | 0 | [5 empty] | 0 | [5 empty] | 0
|  | Pre-heating System | System | [6 empty] | 0 | [5 empty] | 0 | [5 empty] | 0 | [5 empty] | 0 | [5 empty] | 0
|  | Odorisation System | System | [6 empty] | 0 | [5 empty] | 0 | [5 empty] | 0 | [5 empty] | 0 | [5 empty] | 0
|  | Metering System | System | [6 empty] | 0 | [5 empty] | 0 | [5 empty] | 0 | [5 empty] | 0 | [5 empty] | 0
|  | Buildings (no.’s) | Number of | [6 empty] | 0 | [5 empty] | 0 | [5 empty] | 0 | [5 empty] | 0 | [5 empty] | 0
|  | Fences (no’s -Inc Security) | Number of | [6 empty] | 0 | [5 empty] | 0 | [5 empty] | 0 | [5 empty] | 0 | [5 empty] | 0
|  | Electrical System | Systems | [6 empty] | 0 | [5 empty] | 0 | [5 empty] | 0 | [5 empty] | 0 | [5 empty] | 0
|  | Instrumentation System | Systems | [6 empty] | 0 | [5 empty] | 0 | [5 empty] | 0 | [5 empty] | 0 | [5 empty] | 0
|  | Asset Level | no | High | [5 empty] | 0 | [5 empty] | 0 | [5 empty] | 0 | [5 empty] | 0 | [5 empty] | 0
|  | Regulators System | System |  | 10 | 0 | 31 | 31 | 0 | 72 | 11 | 0 | 31 | 30 | 0 | 72 | 10 | 0 | 30 | 31 | 0 | 71 | 13 | 0 | 31 | 28 | 0 | 72 | 10 | 0 | 28 | 31 | 3 | 72
|  | Slam Shut System | System |  | 3 | 0 | 31 | 31 | 0 | 65 | 3 | 0 | 31 | 31 | 0 | 65 | 3 | 0 | 31 | 31 | 1 | 66 | 5 | 0 | 31 | 30 | 0 | 66 | 3 | 0 | 30 | 31 | 2 | 66
|  | Filter System | System |  | 8 | 0 | 28 | 28 | 0 | 64 | 9 | 0 | 28 | 26 | 0 | 63 | 8 | 0 | 26 | 28 | 2 | 64 | 12 | 0 | 28 | 24 | 0 | 64 | 8 | 0 | 24 | 28 | 4 | 64
|  | Pre-heating System | System |  | 0 | 3 | 3 | 22 | 0 | 28 | 5 | 0 | 3 | 20 | 0 | 28 | 0 | 0 | 3 | 20 | 5 | 28 | 11 | 0 | 0 | 17 | 0 | 28 | 0 | 0 | 0 | 18 | 10 | 28
|  | Odorisation System | System | [6 empty] | 0 | [5 empty] | 0 | [5 empty] | 0 | [5 empty] | 0 | [5 empty] | 0
|  | Metering System | System | [6 empty] | 0 | [5 empty] | 0 | [5 empty] | 0 | [5 empty] | 0 | [5 empty] | 0
|  | Buildings (no.’s) | Number of |  | 0 | 0 | 60 | 0 | 0 | 60 | 6 | 0 | 54 | 0 | 0 | 60 | 0 | 0 | 43 | 17 | 0 | 60 | 17 | 0 | 43 | 0 | 0 | 60 | 0 | 0 | 26 | 34 | 0 | 60
|  | Fences (no’s -Inc Security) | Number of |  | 21 | 0 | 21 | 18 | 0 | 60 | 29 | 0 | 13 | 18 | 0 | 60 | 21 | 0 | 13 | 18 | 8 | 60 | 38 | 0 | 5 | 18 | 0 | 61 | 21 | 0 | 5 | 18 | 17 | 61
|  | Electrical System | Systems |  | 4 | 0 | 33 | 0 | 23 | 60 | 16 | 0 | 33 | 0 | 12 | 61 | 4 | 0 | 33 | 0 | 23 | 60 | 27 | 0 | 0 | 33 | 0 | 60 | 4 | 0 | 0 | 33 | 23 | 60
|  | Instrumentation System | Systems |  | 5 | 0 | 36 | 19 | 0 | 60 | 15 | 0 | 36 | 9 | 0 | 60 | 5 | 0 | 36 | 9 | 10 | 60 | 24 | 0 | 36 | 0 | 0 | 60 | 5 | 0 | 36 | 0 | 19 | 60
|  | Asset Level | no | Very High | [5 empty] | 0 | [5 empty] | 0 | [5 empty] | 0 | [5 empty] | 0 | [5 empty] | 0
|  | Regulators System | System |  | 13 | 0 | 43 | 43 | 0 | 99 | 16 | 0 | 43 | 40 | 0 | 99 | 14 | 0 | 42 | 44 | 0 | 100 | 17 | 0 | 43 | 39 | 0 | 99 | 13 | 0 | 39 | 43 | 4 | 99
|  | Slam Shut System | System |  | 3 | 0 | 45 | 44 | 0 | 92 | 5 | 0 | 44 | 43 | 0 | 92 | 3 | 0 | 43 | 44 | 1 | 91 | 6 | 0 | 44 | 41 | 0 | 91 | 3 | 0 | 41 | 44 | 3 | 91
|  | Filter System | System |  | 10 | 0 | 39 | 39 | 0 | 88 | 13 | 0 | 39 | 37 | 0 | 89 | 10 | 0 | 36 | 39 | 3 | 88 | 16 | 0 | 39 | 33 | 0 | 88 | 10 | 0 | 34 | 39 | 5 | 88
|  | Pre-heating System | System |  | 0 | 4 | 5 | 30 | 0 | 39 | 7 | 0 | 4 | 28 | 0 | 39 | 0 | 0 | 4 | 28 | 7 | 39 | 16 | 0 | 0 | 23 | 0 | 39 | 0 | 0 | 0 | 25 | 14 | 39
|  | Odorisation System | System | [6 empty] | 0 | [5 empty] | 0 | [5 empty] | 0 | [5 empty] | 0 | [5 empty] | 0
|  | Metering System | System | [6 empty] | 0 | [5 empty] | 0 | [5 empty] | 0 | [5 empty] | 0 | [5 empty] | 0
|  | Buildings (no.’s) | Number of |  | 0 | 0 | 83 | 0 | 0 | 83 | 9 | 0 | 74 | 0 | 0 | 83 | 0 | 0 | 60 | 23 | 0 | 83 | 23 | 0 | 60 | 0 | 0 | 83 | 0 | 0 | 37 | 46 | 0 | 83
|  | Fences (no’s -Inc Security) | Number of |  | 29 | 0 | 30 | 24 | 0 | 83 | 41 | 0 | 18 | 24 | 0 | 83 | 29 | 0 | 18 | 24 | 12 | 83 | 52 | 0 | 6 | 24 | 0 | 82 | 29 | 0 | 6 | 24 | 23 | 82
|  | Electrical System | Systems |  | 6 | 0 | 45 | 0 | 32 | 83 | 21 | 0 | 45 | 0 | 16 | 82 | 6 | 0 | 45 | 0 | 32 | 83 | 38 | 0 | 0 | 45 | 0 | 83 | 6 | 0 | 0 | 45 | 32 | 83
|  | Instrumentation System | Systems |  | 7 | 0 | 50 | 26 | 0 | 83 | 20 | 0 | 50 | 13 | 0 | 83 | 7 | 0 | 50 | 13 | 13 | 83 | 33 | 0 | 50 | 0 | 0 | 83 | 7 | 0 | 50 | 0 | 26 | 83
22 | District Governors | Asset Level | Number of | Low | 25.4907 | 507 | 34.8253 | 184.8971 | 62.8291 | 815.0421 | 32.6711 | 543.2513 | 34.8253 | 173.4083 | 31.235 | 815.3911 | 9.3346 | 523.505 | 34.8253 | 184.8971 | 62.8291 | 815.3911 | 16.8741 | 602.1312 | 34.8253 | 161.5606 | 0 | 815.3911 | 0 | 531.8396 | 34.8253 | 185.8971 | 62.8291 | 815.3911
|  |  |  | Medium | 23.5194 | 490 | 32.1321 | 170.5984 | 57.9703 | 774.2202 | 30.1446 | 540.6319 | 32.1321 | 160.9981 | 28.8195 | 792.7262 | 8.6127 | 520.4126 | 32.1321 | 173.5984 | 57.9703 | 792.7262 | 16.5692 | 593.9584 | 32.1321 | 150.0665 | 0 | 792.7262 | 0 | 525.0254 | 32.1321 | 177.5984 | 57.9703 | 792.7262
|  |  |  | High | 12.8133 | 303 | 17.5055 | 92.9416 | 31.5821 | 457.8425 | 18.4227 | 299.0263 | 17.5055 | 88.1666 | 15.7008 | 438.8219 | 4.6922 | 288.1005 | 17.5055 | 96.9416 | 31.5821 | 438.8219 | 12.482 | 327.6233 | 17.5055 | 81.2111 | 0 | 438.8219 | 0 | 290.7927 | 17.5055 | 98.9416 | 31.5821 | 438.8219
|  |  |  | Very High | 9.1766 | 197 | 12.5371 | 66.5629 | 22.6185 | 307.8952 | 12.7616 | 209.0905 | 12.5371 | 62.427 | 11.2446 | 308.0608 | 3.3605 | 201.9818 | 12.5371 | 67.5629 | 22.6185 | 308.0608 | 8.0747 | 228.2872 | 12.5371 | 59.1618 | 0 | 308.0608 | 0 | 204.3423 | 12.5371 | 68.5629 | 22.6185 | 308.0608
24 | I&C Governors | Asset Level | Number of | Low | 3 | 22 | 0 | 2 | 2 | 29 | 0 | 23 | 0 | 2 | 2 | 27 | 0 | 23 | 0 | 2 | 2 | 27 | 0 | 23 | 0 | 2 | 2 | 27 | 0 | 23 | 0 | 2 | 2 | 27
|  |  |  | Medium | 9 | 74 | 0 | 5 | 6 | 94 | 4 | 78 | 0 | 5 | 6 | 93 | 4 | 78 | 0 | 5 | 6 | 93 | 4 | 82 | 0 | 5 | 2 | 93 | 0 | 82 | 0 | 5 | 6 | 93
|  |  |  | High | 6 | 49 | 0 | 3 | 5 | 63 | 3 | 55 | 0 | 3 | 2 | 63 | 0 | 55 | 0 | 3 | 5 | 63 | 5 | 55 | 0 | 3 | 0 | 63 | 0 | 55 | 0 | 3 | 5 | 63
|  |  |  | Very High | 4 | 46 | 0 | 2 | 3 | 55 | 3 | 53 | 0 | 2 | 0 | 58 | 0 | 53 | 0 | 2 | 3 | 58 | 3 | 53 | 0 | 2 | 0 | 58 | 0 | 53 | 0 | 2 | 3 | 58
25 | Service Governors | Asset Level | Number of | Low | 385 | 0 | 1010 | 1497 | 39 | 2931 | 1185 | 400 | 610 | 736 | 0 | 2931 | 0 | 385 | 610 | 1497 | 439 | 2931 | 1348 | 1400 | 183 | 0 | 0 | 2931 | 0 | 385 | 210 | 1497 | 839 | 2931
|  |  |  | Medium | 0 | 0 | 0 | 0 | 0 | 0 | 0 | 0 | 0 | 0 | 0 | 0 | 0 | 0 | 0 | 0 | 0 | 0 | 0 | 0 | 0 | 0 | 0 | 0 | 0 | 0 | 0 | 0 | 0 | 0
|  |  |  | High | 0 | 0 | 0 | 0 | 0 | 0 | 0 | 0 | 0 | 0 | 0 | 0 | 0 | 0 | 0 | 0 | 0 | 0 | 0 | 0 | 0 | 0 | 0 | 0 | 0 | 0 | 0 | 0 | 0 | 0
|  |  |  | Very High | 0 | 0 | 37 | 0 | 0 | 37 | 0 | 0 | 0 | 37 | 0 | 37 | 0 | 0 | 0 | 37 | 0 | 37 | 37 | 0 | 0 | 0 | 0 | 37 | 0 | 0 | 0 | 37 | 0 | 37
26 | LPG Storage | Asset Level | Number of | Low | [5 empty] | 0 | [5 empty] | 0 | [5 empty] | 0 | [5 empty] | 0 | [5 empty] | 0
|  |  |  | Medium | [5 empty] | 0 | [5 empty] | 0 | [5 empty] | 0 | [5 empty] | 0 | [5 empty] | 0
|  |  |  | High | [5 empty] | 0 | [5 empty] | 0 | [5 empty] | 0 | [5 empty] | 0 | [5 empty] | 0
|  |  |  | Very High | [5 empty] | 0 | [5 empty] | 0 | [5 empty] | 0 | [5 empty] | 0 | [5 empty] | 0
27 | LPG Mains | Asset Level | Km | Low | [5 empty] | 0 | [5 empty] | 0 | [5 empty] | 0 | [5 empty] | 0 | [5 empty] | 0
|  |  |  | Medium | [5 empty] | 0 | [5 empty] | 0 | [5 empty] | 0 | [5 empty] | 0 | [5 empty] | 0
|  |  |  | High | [5 empty] | 0 | [5 empty] | 0 | [5 empty] | 0 | [5 empty] | 0 | [5 empty] | 0
|  |  |  | Very High | [5 empty] | 0 | [5 empty] | 0 | [5 empty] | 0 | [5 empty] | 0 | [5 empty] | 0
28 | LPG Services | Asset Level | Number of | Low | [5 empty] | 0 | [5 empty] | 0 | [5 empty] | 0 | [5 empty] | 0 | [5 empty] | 0
|  |  |  | Medium | [5 empty] | 0 | [5 empty] | 0 | [5 empty] | 0 | [5 empty] | 0 | [5 empty] | 0
|  |  |  | High | [5 empty] | 0 | [5 empty] | 0 | [5 empty] | 0 | [5 empty] | 0 | [5 empty] | 0
|  |  |  | Very High | [5 empty] | 0 | [5 empty] | 0 | [5 empty] | 0 | [5 empty] | 0 | [5 empty] | 0
29 | LNG Vessels | Asset Level | Number of | Low | [5 empty] | 0 | [5 empty] | 0 | [5 empty] | 0 | [5 empty] | 0 | [5 empty] | 0
|  |  |  | Medium | [5 empty] | 0 | [5 empty] | 0 | [5 empty] | 0 | [5 empty] | 0 | [5 empty] | 0
|  |  |  | High | [5 empty] | 0 | [5 empty] | 0 | [5 empty] | 0 | [5 empty] | 0 | [5 empty] | 0
|  |  |  | Very High | [5 empty] | 0 | [5 empty] | 0 | [5 empty] | 0 | [5 empty] | 0 | [5 empty] | 0

## 4.3.3_Input_Sheet_Proposed2018
Asset categories |  | Component | Units | Criticality Index | Asset distribution based on estimated asset health index |  |  |  |  | Asset Register | Asset distribution based on estimated asset health index |  |  |  |  | Asset Register | Asset distribution based on estimated asset health index |  |  |  |  | Asset Register | Asset distribution based on estimated asset health index |  |  |  |  | Asset Register | Asset distribution based on estimated asset health index |  |  |  |  | Asset Register
[5 empty] | Starting Position, 31/03/2013 | [5 empty] | With Proposed Investment (50/50 Estimate) | [5 empty] | Without Investment (50/50 Estimate) | [5 empty] | With Intervention, 31/03/2021 | [5 empty] | Without Intervention, 31/03/2021
[5 empty] | Asset health index |  |  |  |  | 2013-03-31 | Asset health index |  |  |  |  | 2017-03-31 | Asset health index |  |  |  |  | 2017-03-31 | Asset health index |  |  |  |  | 2021-03-31 | Asset health index |  |  |  |  | 2021-03-31
[5 empty] | HI1 | HI2 | HI3 | HI4 | HI5 |  | HI1 | HI2 | HI3 | HI4 | HI5 |  | HI1 | HI2 | HI3 | HI4 | HI5 |  | HI1 | HI2 | HI3 | HI4 | HI5 |  | HI1 | HI2 | HI3 | HI4 | HI5
1 | Storage Telemetry | Asset Level | System | Low - C4 | 0 | 0 | 0 | 0 | 49 | 49 | [12 empty] | 0 | 0 | 0 | 0 | 0 | 0 | 0 | 0 | 0 | 0 | 49 | 49
|  |  |  | Medium - C3 | 0 | 0 | 0 | 0 | 0 | 0 | [12 empty] | 0 | 0 | 0 | 0 | 0 | 0 | 0 | 0 | 0 | 0 | 0 | 0
|  |  |  | High - C2 | 0 | 0 | 0 | 0 | 0 | 0 | [12 empty] | 0 | 0 | 0 | 0 | 0 | 0 | 0 | 0 | 0 | 0 | 0 | 0
|  |  |  | Very High - C1 | 0 | 4 | 0 | 0 | 0 | 4 | [12 empty] | 0 | 0 | 0 | 0 | 0 | 0 | 0 | 0 | 0 | 0 | 4 | 4
2 | Above7 bar Telemetry | Asset Level | System | Low - C4 | 0 | 125 | 0 | 125 | 0 | 250 | [12 empty] | 250 | 0 | 0 | 0 | 0 | 250 | 0 | 0 | 125 | 0 | 125 | 250
|  |  |  | Medium - C3 | 0 | 23 | 0 | 23 | 0 | 46 | [12 empty] | 46 | 0 | 0 | 0 | 0 | 46 | 0 | 0 | 23 | 0 | 23 | 46
|  |  |  | High - C2 | 0 | 0 | 0 | 0 | 0 | 0 | [12 empty] | 0 | 0 | 0 | 0 | 0 | 0 | 0 | 0 | 0 | 0 | 0 | 0
|  |  |  | Very High - C1 | 0 | 0 | 0 | 23 | 0 | 23 | [12 empty] | 23 | 0 | 0 | 0 | 0 | 23 | 0 | 0 | 0 | 0 | 23 | 23
3 | Below7 bar Telemetry | Asset Level | System | Low - C4 | 0 | 89 | 54 | 2924 | 0 | 3067 | [12 empty] | 2924 | 0 | 0 | 143 | 0 | 3067 | 0 | 0 | 89 | 143 | 2835 | 3067
|  |  |  | Medium - C3 | 0 | 0 | 39 | 0 | 50 | 89 | [12 empty] | 50 | 0 | 0 | 39 | 0 | 89 | 0 | 0 | 0 | 39 | 50 | 89
|  |  |  | High - C2 | 0 | 0 | 0 | 0 | 0 | 0 | [12 empty] | 0 | 0 | 0 | 0 | 0 | 0 | 0 | 0 | 0 | 0 | 0 | 0
|  |  |  | Very High - C1 | 0 | 0 | 0 | 0 | 0 | 0 | [12 empty] | 0 | 0 | 0 | 0 | 0 | 0 | 0 | 0 | 0 | 0 | 0 | 0
4 | Block Valves | Asset Level | Number of | Low - C4 | 0 | 3 | 0 | 0 | 0 | 3 | [12 empty] | 0 | 3 | 0 | 0 | 0 | 3 | 0 | 3 | 0 | 0 | 0 | 3
|  |  |  | Medium - C3 | 0 | 0 | 46 | 0 | 0 | 46 | [12 empty] | 10 | 0 | 36 | 0 | 0 | 46 | 0 | 0 | 46 | 0 | 0 | 46
|  |  |  | High - C2 | 0 | 14 | 0 | 0 | 0 | 14 | [12 empty] | 0 | 13 | 0 | 0 | 0 | 13 | 0 | 13 | 0 | 0 | 0 | 13
|  |  |  | Very High - C1 | 0 | 19 | 9 | 1 | 0 | 29 | [12 empty] | 0 | 30 | 0 | 0 | 0 | 30 | 0 | 16 | 11 | 2 | 1 | 30
5 | Valves | Asset Level | Number of | Low - C4 | 0 | 0 | 0 | 0 | 0 | 0 | [12 empty] | 0 | 0 | 0 | 0 | 0 | 0 | 0 | 0 | 0 | 0 | 0 | 0
|  |  |  | Medium - C3 | 0 | 0 | 0 | 0 | 0 | 0 | [12 empty] | 0 | 0 | 0 | 0 | 0 | 0 | 0 | 0 | 0 | 0 | 0 | 0
|  |  |  | High - C2 | 3427 | 0 | 0 | 1614 | 22 | 5063 | [12 empty] | 3603 | 0 | 0 | 1438 | 22 | 5063 | 3384 | 0 | 0 | 1460 | 219 | 5063
|  |  |  | Very High - C1 | 286 | 651 | 0 | 0 | 0 | 937 | [12 empty] | 286 | 651 | 0 | 0 | 0 | 937 | 286 | 0 | 0 | 547 | 104 | 937
6 | Pig Traps | Asset Level | Number of | Low - C4 | 0 | 0 | 25 | 0 | 0 | 25 | [12 empty] | 6 | 0 | 19 | 0 | 0 | 25 | 0 | 0 | 19 | 6 | 0 | 25
|  |  |  | Medium - C3 | 0 | 0 | 0 | 0 | 0 | 0 | [12 empty] | 0 | 0 | 0 | 0 | 0 | 0 | 0 | 0 | 0 | 0 | 0 | 0
|  |  |  | High - C2 | 0 | 0 | 84 | 7 | 0 | 91 | [12 empty] | 8 | 0 | 84 | 7 | 0 | 99 | 0 | 0 | 76 | 15 | 0 | 91
|  |  |  | Very High - C1 | 0 | 0 | 0 | 0 | 0 | 0 | [12 empty] | 0 | 0 | 0 | 0 | 0 | 0 | 0 | 0 | 0 | 0 | 0 | 0
7 | Sleeves (Nitrogen & other) | Asset Level | Number of | Low - C4 | 0 | 0 | 0 | 0 | 0 | 0 | [12 empty] | 0 | 0 | 0 | 0 | 0 | 0 | 0 | 0 | 0 | 0 | 0 | 0
|  |  |  | Medium - C3 | 0 | 116 | 0 | 0 | 0 | 116 | [12 empty] | 0 | 116 | 0 | 0 | 0 | 116 | 0 | 106 | 4 | 3 | 3 | 116
|  |  |  | High - C2 | 0 | 0 | 0 | 0 | 0 | 0 | [12 empty] | 0 | 0 | 0 | 0 | 0 | 0 | 0 | 0 | 0 | 0 | 0 | 0
|  |  |  | Very High - C1 | 0 | 0 | 0 | 0 | 0 | 0 | [12 empty] | 0 | 0 | 0 | 0 | 0 | 0 | 0 | 0 | 0 | 0 | 0 | 0
8 | LTS Pipelines - Piggable | Asset Level | Km | Low - C4 | 1e-07 | 0 | 0 | 0 | 0 | 1e-07 | [12 empty] | 0 | 7.9749e-08 | 2.0251e-08 | 0 | 0 | 1e-07 | 0 | 5.7957e-08 | 2.0251e-08 | 8.4445e-09 | 1.3348e-08 | 1e-07
|  |  |  | Medium - C3 | 0 | 0 | 0 | 0 | 0 | 0 | [12 empty] | 0 | 0 | 0 | 0 | 0 | 0 | 0 | 0 | 0 | 0 | 0 | 0
|  |  |  | High - C2 | 0 | 223.07 | 30.56 | 52.41 | 0 | 306.04 | [12 empty] | 0 | 244.0645 | 61.9755 | 0 | 0 | 306.04 | 0 | 177.3702 | 61.9755 | 25.8435 | 40.8508 | 306.04
|  |  |  | Very High - C1 | 0 | 421.62 | 105.24 | 24.13 | 49.36 | 600.35 | [12 empty] | 0 | 478.7744 | 121.5756 | 0 | 0 | 600.35 | 0 | 347.9421 | 121.5756 | 50.6965 | 80.1358 | 600.35
9 | LTS Pipelines – Non Piggable | Asset Level | Km | Low - C4 | 0 | 0.475 | 0 | 0 | 0 | 0.475 | [12 empty] | 0 | 0.23352 | 0 | 0 | 0 | 0.23352 | 0 | 0.23352 | 0 | 0 | 0 | 0.23352
|  |  |  | Medium - C3 | 0 | 0 | 0 | 0 | 0 | 0 | [12 empty] | 0 | 0 | 0 | 0 | 0 | 0 | 0 | 0 | 0 | 0 | 0 | 0
|  |  |  | High - C2 | 3.2 | 60.988 | 3.03 | 0 | 0 | 67.218 | [12 empty] | 3.2 | 29.9832 | 5.9867 | 0 | 0 | 39.1699 | 3.2 | 29.9832 | 5.9867 | 0 | 0 | 39.1699
|  |  |  | Very High - C1 | 0.43 | 173.359 | 45.905 | 0 | 0 | 219.694 | [12 empty] | 0.43 | 157.2276 | 90.6994 | 0 | 0 | 248.357 | 0.43 | 85.2276 | 90.6994 | 0 | 72 | 248.357
10 | Cathodic Protection | Asset Level | Number of Schemes | Low - C4 | 0 | 0 | 0 | 0 | 0 | 0 | [12 empty] | 0 | 0 | 0 | 0 | 0 | 0 | 0 | 0 | 0 | 0 | 0 | 0
|  |  |  | Medium - C3 | 0 | 230.69 | 0 | 261.31 | 0 | 492 | [12 empty] | 0 | 230.69 | 0 | 261.31 | 0 | 492 | 0 | 0 | 0 | 0 | 492 | 492
|  |  |  | High - C2 | 0 | 193.8 | 0 | 48.2 | 0 | 242 | [12 empty] | 0 | 193.8 | 0 | 48.2 | 0 | 242 | 0 | 0 | 0 | 0 | 242 | 242
|  |  |  | Very High - C1 | 0 | 484 | 0 | 0 | 0 | 484 | [12 empty] | 0 | 484 | 0 | 0 | 0 | 484 | 0 | 0 | 0 | 0 | 484 | 484
11 | Above7 bar Special Crossings | Asset Level | Number of | Low - C4 | 0 | 0 | 0 | 0 | 0 | 0 | [12 empty] | 0 | 0 | 0 | 0 | 0 | 0 | 0 | 0 | 0 | 0 | 0 | 0
|  |  |  | Medium - C3 | 0 | 92 | 296 | 140 | 0 | 528 | [12 empty] | 0 | 151 | 292 | 85 | 0 | 528 | 0 | 83 | 288 | 152 | 5 | 528
|  |  |  | High - C2 | 0 | 0 | 0 | 0 | 0 | 0 | [12 empty] | 0 | 0 | 0 | 0 | 0 | 0 | 0 | 0 | 0 | 0 | 0 | 0
|  |  |  | Very High - C1 | 0 | 101 | 7 | 4 | 0 | 112 | [12 empty] | 0 | 112 | 0 | 0 | 0 | 112 | 0 | 91 | 12 | 5 | 4 | 112
12 | Below7 bar Special Crossings | Asset Level | Number of | Low - C4 | 0 | 0 | 0 | 0 | 0 | 0 | [12 empty] | 0 | 0 | 0 | 0 | 0 | 0 | 0 | 0 | 0 | 0 | 0 | 0
|  |  |  | Medium - C3 | 0 | 0 | 0 | 16 | 0 | 16 | [12 empty] | 0 | 16 | 0 | 0 | 0 | 16 | 0 | 0 | 0 | 16 | 0 | 16
|  |  |  | High - C2 | 0 | 0 | 1200 | 500 | 0 | 1700 | [12 empty] | 0 | 140 | 1164 | 396 | 0 | 1700 | 0 | 0 | 1128 | 555 | 17 | 1700
|  |  |  | Very High - C1 | 0 | 0 | 0 | 0 | 0 | 0 | [12 empty] | 0 | 0 | 0 | 0 | 0 | 0 | 0 | 0 | 0 | 0 | 0 | 0
13 | Distribution Mains (Iron) | Asset Level | Km | Low - C4 | 0 | 0 | 0 | 7046.3146 | 446.0309 | 7492.3454 | [12 empty] | 0 | 0 | 0 | 4073.9324 | 0.33033 | 4074.2628 | 0 | 0 | 0 | 4084.5698 | 3042.0556 | 7126.6254
|  |  |  | Medium - C3 | 0 | 0 | 0 | 1560.5957 | 61.8077 | 1622.4034 | [12 empty] | 0 | 0 | 0 | 1046.288 | -0.1667 | 1046.1213 | 0 | 0 | 0 | 1137.288 | 485.1154 | 1622.4034
|  |  |  | High - C2 | 0 | 0 | 0 | 1206.1394 | 41.6624 | 1247.8018 | [12 empty] | 0 | 0 | 0 | 892.0739 | 0.38439 | 892.4583 | 0 | 0 | 0 | 951.4917 | 296.1368 | 1247.6285
|  |  |  | Very High - C1 | 0 | 0 | 0 | 362.1174 | 0.72401 | 362.8414 | [12 empty] | 0 | 0 | 0 | 356.6357 | -0.12694 | 356.5087 | 0 | 0 | 0 | 357.6865 | 5.4072 | 363.0937
14 | Distribution Mains (PE) | Asset Level | Km | Low - C4 | 16071.6085 | 0 | 0 | 0 | 0 | 16071.6085 | [12 empty] | 19236.1764 | 0 | 0 | 0 | 0 | 19236.1764 | 16071.6085 | 0 | 0 | 0 | 0 | 16071.6085
|  |  |  | Medium - C3 | 2912.9213 | 0 | 0 | 0 | 0 | 2912.9213 | [12 empty] | 3466.1521 | 0 | 0 | 0 | 0 | 3466.1521 | 2912.9213 | 0 | 0 | 0 | 0 | 2912.9213
|  |  |  | High - C2 | 2475.5839 | 0 | 0 | 0 | 0 | 2475.5839 | [12 empty] | 2900.6744 | 0 | 0 | 0 | 0 | 2900.6744 | 2475.5839 | 0 | 0 | 0 | 0 | 2475.5839
|  |  |  | Very High - C1 | 411.6484 | 0 | 0 | 0 | 0 | 411.6484 | [12 empty] | 473.5593 | 0 | 0 | 0 | 0 | 473.5593 | 411.6484 | 0 | 0 | 0 | 0 | 411.6484
15 | Distribution Mains (Steel) | Asset Level | Km | Low - C4 | 0 | 0 | 0 | 1122.939 | 53.3 | 1176.239 | [12 empty] | 0 | 0 | 0 | 992.3963 | 305.5005 | 1297.8968 | 0 | 0 | 0 | 1122.939 | 419.02 | 1541.959
|  |  |  | Medium - C3 | 0 | 0 | 0 | 56.7491 | 0 | 56.7491 | [12 empty] | 0 | 0 | 0 | 56.7491 | 0 | 56.7491 | 0 | 0 | 0 | 56.7491 | 0 | 56.7491
|  |  |  | High - C2 | 0 | 282.8267 | 0 | 285.7205 | 0 | 568.5472 | [12 empty] | 0 | 0 | 0 | 453.4744 | 27.6138 | 481.0882 | 0 | 0 | 0 | 528.7205 | 40 | 568.7205
|  |  |  | Very High - C1 | 0 | 187.2523 | 0 | 166.7847 | 0 | 354.037 | [12 empty] | 0 | 0 | 0 | 277.9303 | 17.949 | 295.8792 | 0 | 0 | 0 | 327.7847 | 26 | 353.7847
16 | Distribution Mains (other) | Asset Level | Km | Low - C4 | 0 | 0 | 0 | 0 | 0 | 0 | [12 empty] | 0 | 0 | 0 | 0 | 0 | 0 | 0 | 0 | 0 | 0 | 0 | 0
|  |  |  | Medium - C3 | 0 | 0 | 0 | 0 | 0 | 0 | [12 empty] | 0 | 0 | 0 | 0 | 0 | 0 | 0 | 0 | 0 | 0 | 0 | 0
|  |  |  | High - C2 | 0 | 0 | 0 | 0 | 0 | 0 | [12 empty] | 0 | 0 | 0 | 0 | 0 | 0 | 0 | 0 | 0 | 0 | 0 | 0
|  |  |  | Very High - C1 | 0 | 0 | 0 | 0 | 0 | 0 | [12 empty] | 0 | 0 | 0 | 0 | 0 | 0 | 0 | 0 | 0 | 0 | 0 | 0
17 | Services | Asset Level | Number of | Low - C4 | 1534020.45 | 59.177 | 0 | 864454.9901 | 33306.3829 | 2431841 | [12 empty] | 1781360.3329 | 67.3035 | 0 | 650299.3451 | 114.0185 | 2431841 | 1534020.45 | 0 | 0 | 650357.55 | 247463 | 2431841
|  |  |  | Medium - C3 | 4.8344 | 0 | 0 | 3.1656 | 0 | 8 | [12 empty] | 4.8344 | 0 | 0 | 3.1656 | 0 | 8 | 4.8344 | 0 | 0 | 3.1656 | 0 | 8
|  |  |  | High - C2 | 32858.8715 | 14.6202 | 0 | 21211.2118 | 62.2965 | 54147 | [12 empty] | 33350.8786 | 16.6279 | 0 | 20777.3752 | 2.1183 | 54147 | 32858.8715 | 0 | 0 | 20791.7285 | 496.4 | 54147
|  |  |  | Very High - C1 | 12272.2264 | 36.2024 | 0 | 7825.0401 | 41.531 | 20175 | [12 empty] | 12600.2311 | 41.1739 | 0 | 7532.6863 | 0.90867 | 20175 | 12272.2264 | 0 | 0 | 7568.1736 | 334.6 | 20175
18 | MOB Risers | Asset Level | Number of | Low - C4 | 0 | 0 | 0 | 0 | 0 | 0 | [12 empty] | 0 | 0 | 0 | 0 | 0 | 0 | 0 | 0 | 0 | 0 | 0 | 0
|  |  |  | Medium - C3 | 15.7388 | 3670.5224 | 0 | 128 | 9.7388 | 3824 | [12 empty] | 37.9956 | 3561.1168 | 0 | 128 | 96.8877 | 3824 | 15.7388 | 3557.3959 | 0 | 128 | 122.8654 | 3824
|  |  |  | High - C2 | 10.2979 | 3944.4042 | 0 | 78 | 10.2979 | 4043 | [12 empty] | 33.8324 | 3833.5621 | 0 | 78 | 97.6055 | 4043 | 10.2979 | 3831.1275 | 0 | 78 | 123.5746 | 4043
|  |  |  | Very High - C1 | 12.4725 | 4803.0549 | 0 | 69 | 12.4725 | 4897 | [12 empty] | 40.9769 | 4668.8058 | 0 | 69 | 118.2172 | 4897 | 12.4725 | 4665.8571 | 0 | 69 | 149.6704 | 4897
19 | Operational Holders | Asset Level | Number of | Low - C4 | 0 | 0 | 0 | 0 | 0 | 0 | [12 empty] | 0 | 0 | 0 | 0 | 0 | 0 | 0 | 0 | 0 | 0 | 43 | 43
|  |  |  | Medium - C3 | 0 | 0 | 0 | 0 | 0 | 0 | [12 empty] | 0 | 0 | 0 | 0 | 0 | 0 | 0 | 0 | 0 | 0 | 0 | 0
|  |  |  | High - C2 | 0 | 0 | 0 | 0 | 0 | 0 | [12 empty] | 0 | 0 | 0 | 0 | 0 | 0 | 0 | 0 | 0 | 0 | 0 | 0
|  |  |  | Very High - C1 | 0 | 0 | 0 | 0 | 0 | 0 | [12 empty] | 0 | 0 | 0 | 0 | 0 | 0 | 0 | 0 | 0 | 0 | 0 | 0
20 | Non Operational Holders (Mothballed & Decommissioned) | Asset Level | Number of | Low - C4 | 0 | 0 | 0 | 0 | 47 | 47 | [12 empty] | 0 | 0 | 0 | 0 | 24 | 24 | 0 | 0 | 0 | 0 | 4 | 4
|  |  |  | Medium - C3 | 0 | 0 | 0 | 0 | 0 | 0 | [12 empty] | 0 | 0 | 0 | 0 | 0 | 0 | 0 | 0 | 0 | 0 | 0 | 0
|  |  |  | High - C2 | 0 | 0 | 0 | 0 | 0 | 0 | [12 empty] | 0 | 0 | 0 | 0 | 0 | 0 | 0 | 0 | 0 | 0 | 0 | 0
|  |  |  | Very High - C1 | 0 | 0 | 0 | 0 | 0 | 0 | [12 empty] | 0 | 0 | 0 | 0 | 0 | 0 | 0 | 0 | 0 | 0 | 0 | 0
21 | High Pressure Vessels | Asset Level | Number of | Low - C4 | 0 | 0 | 0 | 0 | 2 | 2 | [12 empty] | 0 | 0 | 0 | 0 | 0 | 0 | 0 | 0 | 0 | 0 | 2 | 2
|  |  |  | Medium - C3 | 0 | 0 | 0 | 0 | 0 | 0 | [12 empty] | 0 | 0 | 0 | 0 | 0 | 0 | 0 | 0 | 0 | 0 | 0 | 0
|  |  |  | High - C2 | 0 | 0 | 0 | 0 | 0 | 0 | [12 empty] | 0 | 0 | 0 | 0 | 0 | 0 | 0 | 0 | 0 | 0 | 0 | 0
|  |  |  | Very High - C1 | 0 | 4 | 0 | 0 | 0 | 4 | [12 empty] | 0 | 0 | 0 | 0 | 0 | 0 | 0 | 0 | 0 | 0 | 4 | 4
22 | NTS Offtakes | Asset Level | no | Low - C4 | [5 empty] | 0 | [17 empty] | 0 | [5 empty] | 0
|  | Regulators System | System |  | 0 | 0 | 0 | 0 | 0 | 0 | [12 empty] | 0 | 0 | 0 | 0 | 0 | 0 | 0 | 0 | 0 | 0 | 0 | 0
|  | Slam Shut System | System |  | 0 | 0 | 0 | 0 | 0 | 0 | [12 empty] | 0 | 0 | 0 | 0 | 0 | 0 | 0 | 0 | 0 | 0 | 0 | 0
|  | Filter System | System |  | 0 | 0 | 0 | 0 | 0 | 0 | [12 empty] | 0 | 0 | 0 | 0 | 0 | 0 | 0 | 0 | 0 | 0 | 0 | 0
|  | Pre-heating System | System |  | 0 | 0 | 0 | 0 | 0 | 0 | [12 empty] | 0 | 0 | 0 | 0 | 0 | 0 | 0 | 0 | 0 | 0 | 0 | 0
|  | Odorisation System | System |  | 0 | 0 | 0 | 0 | 0 | 0 | [12 empty] | 0 | 0 | 0 | 0 | 0 | 0 | 0 | 0 | 0 | 0 | 0 | 0
|  | Metering System | System |  | 0 | 0 | 0 | 0 | 0 | 0 | [12 empty] | 0 | 0 | 0 | 0 | 0 | 0 | 0 | 0 | 0 | 0 | 0 | 0
|  | Buildings (no.’s) | Number of |  | 0 | 0 | 0 | 0 | 0 | 0 | [12 empty] | 0 | 0 | 0 | 0 | 0 | 0 | 0 | 0 | 0 | 0 | 0 | 0
|  | Fences (no’s -Inc Security) | Number of |  | 0 | 0 | 0 | 0 | 0 | 0 | [12 empty] | 0 | 0 | 0 | 0 | 0 | 0 | 0 | 0 | 0 | 0 | 0 | 0
|  | Electrical System | Systems |  | 0 | 0 | 0 | 0 | 0 | 0 | [12 empty] | 0 | 0 | 0 | 0 | 0 | 0 | 0 | 0 | 0 | 0 | 0 | 0
|  | Instrumentation System | Systems |  | 0 | 0 | 0 | 0 | 0 | 0 | [12 empty] | 0 | 0 | 0 | 0 | 0 | 0 | 0 | 0 | 0 | 0 | 0 | 0
|  | Asset Level | no | Medium - C3 | [5 empty] | 0 | [17 empty] | 0 | [5 empty] | 0
|  | Regulators System | System |  | 0 | 0 | 0 | 0 | 0 | 0 | [12 empty] | 0 | 0 | 0 | 0 | 0 | 0 | 0 | 0 | 0 | 0 | 0 | 0
|  | Slam Shut System | System |  | 0 | 0 | 0 | 0 | 0 | 0 | [12 empty] | 0 | 0 | 0 | 0 | 0 | 0 | 0 | 0 | 0 | 0 | 0 | 0
|  | Filter System | System |  | 0 | 0 | 0 | 0 | 0 | 0 | [12 empty] | 0 | 0 | 0 | 0 | 0 | 0 | 0 | 0 | 0 | 0 | 0 | 0
|  | Pre-heating System | System |  | 0 | 0 | 0 | 0 | 0 | 0 | [12 empty] | 0 | 0 | 0 | 0 | 0 | 0 | 0 | 0 | 0 | 0 | 0 | 0
|  | Odorisation System | System |  | 0 | 0 | 0 | 0 | 0 | 0 | [12 empty] | 0 | 0 | 0 | 0 | 0 | 0 | 0 | 0 | 0 | 0 | 0 | 0
|  | Metering System | System |  | 0 | 0 | 0 | 0 | 0 | 0 | [12 empty] | 0 | 0 | 0 | 0 | 0 | 0 | 0 | 0 | 0 | 0 | 0 | 0
|  | Buildings (no.’s) | Number of |  | 0 | 0 | 0 | 0 | 0 | 0 | [12 empty] | 0 | 0 | 0 | 0 | 0 | 0 | 0 | 0 | 0 | 0 | 0 | 0
|  | Fences (no’s -Inc Security) | Number of |  | 0 | 0 | 0 | 0 | 0 | 0 | [12 empty] | 0 | 0 | 0 | 0 | 0 | 0 | 0 | 0 | 0 | 0 | 0 | 0
|  | Electrical System | Systems |  | 0 | 0 | 0 | 0 | 0 | 0 | [12 empty] | 0 | 0 | 0 | 0 | 0 | 0 | 0 | 0 | 0 | 0 | 0 | 0
|  | Instrumentation System | Systems |  | 0 | 0 | 0 | 0 | 0 | 0 | [12 empty] | 0 | 0 | 0 | 0 | 0 | 0 | 0 | 0 | 0 | 0 | 0 | 0
|  | Asset Level | no | High - C2 | [5 empty] | 0 | [17 empty] | 0 | [5 empty] | 0
|  | Regulators System | System |  | 0 | 0 | 3 | 3 | 0 | 6 | [12 empty] | 1.8 | 0 | 2 | 2.2 | 0 | 6 | 1 | 0 | 2 | 3 | 0 | 6
|  | Slam Shut System | System |  | 0 | 0 | 3 | 3 | 0 | 6 | [12 empty] | 0.66667 | 0 | 2 | 3.6667 | 0 | 6.3333 | 0 | 0 | 2 | 4 | 0 | 6
|  | Filter System | System |  | 0 | 0 | 3 | 3 | 0 | 6 | [12 empty] | 1 | 0 | 3 | 2 | 0 | 6 | 0 | 0 | 3 | 3 | 0 | 6
|  | Pre-heating System | System |  | 1 | 0 | 0 | 5 | 0 | 6 | [12 empty] | 6.2727 | 0 | 0 | 0 | -0.27273 | 6 | 0 | 0 | 0 | 3 | 3 | 6
|  | Odorisation System | System |  | 1 | 0 | 0 | 6 | 0 | 7 | [12 empty] | 0 | 1 | 0 | 0 | 6 | 7 | 0 | 1 | 0 | 0 | 6 | 7
|  | Metering System | System |  | 1 | 6 | 0 | 0 | 0 | 7 | [12 empty] | 4 | 2 | 0 | 0 | 0 | 6 | 1 | 5 | 1 | 0 | 0 | 7
|  | Buildings (no.’s) | Number of |  | 0 | 0 | 11 | 0 | 0 | 11 | [12 empty] | 1.275 | 0 | 7.9625 | 0 | 1.25 | 10.4875 | 0 | 0 | 6 | 0 | 4 | 10
|  | Fences (no’s -Inc Security) | Number of |  | 3 | 0 | 0 | 3 | 0 | 6 | [12 empty] | 4.75 | 0 | 0 | 1 | 0.25 | 6 | 3 | 0 | 0 | 1 | 2 | 6
|  | Electrical System | Systems |  | 1 | 0 | 0 | 6 | 0 | 7 | [12 empty] | 4 | 1 | 0 | 0 | 2 | 7 | 0 | 1 | 0 | 0 | 6 | 7
|  | Instrumentation System | Systems |  | 1 | 0 | 0 | 6 | 0 | 7 | [12 empty] | 6 | 1 | 0 | 0 | 0 | 7 | 0 | 1 | 0 | 0 | 6 | 7
|  | Asset Level | no | Very High - C1 | [5 empty] | 0 | [17 empty] | 0 | [5 empty] | 0
|  | Regulators System | System |  | 1 | 0 | 9 | 9 | 0 | 19 | [12 empty] | 5.2 | 0 | 5 | 5.6 | 0.2 | 16 | 2 | 0 | 5 | 8 | 1 | 16
|  | Slam Shut System | System |  | 1 | 0 | 9 | 9 | 0 | 19 | [12 empty] | 2.3333 | 0 | 6 | 9.6667 | 0.66667 | 18.6667 | 1 | 0 | 6 | 11 | 1 | 19
|  | Filter System | System |  | 1 | 0 | 9 | 9 | 0 | 19 | [12 empty] | 3 | 0 | 9 | 6 | 0 | 18 | 1 | 0 | 9 | 8 | 1 | 19
|  | Pre-heating System | System |  | 2 | 1 | 1 | 14 | 0 | 18 | [12 empty] | 18.0182 | 0 | 0 | 0 | -0.027273 | 17.9909 | 0 | 0 | 0 | 9 | 8 | 17
|  | Odorisation System | System |  | 3 | 0 | 0 | 14 | 0 | 17 | [12 empty] | 0 | 3 | 0 | 0 | 14 | 17 | 0 | 3 | 0 | 0 | 14 | 17
|  | Metering System | System |  | 2 | 14 | 0 | 0 | 0 | 16 | [12 empty] | 12 | 5 | 0 | 0 | 0 | 17 | 2 | 12 | 2 | 0 | 0 | 16
|  | Buildings (no.’s) | Number of |  | 0 | 0 | 27 | 0 | 0 | 27 | [12 empty] | 2.85 | 0 | 20.8125 | 0 | 3.85 | 27.5125 | 0 | 0 | 16 | 0 | 12 | 28
|  | Fences (no’s -Inc Security) | Number of |  | 7 | 0 | 0 | 8 | 0 | 15 | [12 empty] | 12.25 | 0 | 0 | 2 | 0.75 | 15 | 7 | 0 | 0 | 2 | 6 | 15
|  | Electrical System | Systems |  | 2 | 0 | 0 | 14 | 0 | 16 | [12 empty] | 10 | 2 | 0 | 0 | 4 | 16 | 0 | 2 | 0 | 0 | 14 | 16
|  | Instrumentation System | Systems |  | 2 | 0 | 0 | 14 | 0 | 16 | [12 empty] | 14 | 2 | 0 | 0 | 0 | 16 | 0 | 2 | 0 | 0 | 14 | 16
23 | PRSs | Asset Level | no | Low - C4 | [5 empty] | 0 | [17 empty] | 0 | [5 empty] | 0
|  | Regulators System | System |  | 0 | 0 | 0 | 0 | 0 | 0 | [12 empty] | 0 | 0 | 0 | 0 | 0 | 0 | 0 | 0 | 0 | 0 | 0 | 0
|  | Slam Shut System | System |  | 0 | 0 | 0 | 0 | 0 | 0 | [12 empty] | 0 | 0 | 0 | 0 | 0 | 0 | 0 | 0 | 0 | 0 | 0 | 0
|  | Filter System | System |  | 0 | 0 | 0 | 0 | 0 | 0 | [12 empty] | 0 | 0 | 0 | 0 | 0 | 0 | 0 | 0 | 0 | 0 | 0 | 0
|  | Pre-heating System | System |  | 0 | 0 | 0 | 0 | 0 | 0 | [12 empty] | 0 | 0 | 0 | 0 | 0 | 0 | 0 | 0 | 0 | 0 | 0 | 0
|  | Odorisation System | System |  | 0 | 0 | 0 | 0 | 0 | 0 | [12 empty] | 0 | 0 | 0 | 0 | 0 | 0 | 0 | 0 | 0 | 0 | 0 | 0
|  | Metering System | System |  | 0 | 0 | 0 | 0 | 0 | 0 | [12 empty] | 0 | 0 | 0 | 0 | 0 | 0 | 0 | 0 | 0 | 0 | 0 | 0
|  | Buildings (no.’s) | Number of |  | 0 | 0 | 0 | 0 | 0 | 0 | [12 empty] | 0 | 0 | 0 | 0 | 0 | 0 | 0 | 0 | 0 | 0 | 0 | 0
|  | Fences (no’s -Inc Security) | Number of |  | 0 | 0 | 0 | 0 | 0 | 0 | [12 empty] | 0 | 0 | 0 | 0 | 0 | 0 | 0 | 0 | 0 | 0 | 0 | 0
|  | Electrical System | Systems |  | 0 | 0 | 0 | 0 | 0 | 0 | [12 empty] | 0 | 0 | 0 | 0 | 0 | 0 | 0 | 0 | 0 | 0 | 0 | 0
|  | Instrumentation System | Systems |  | 0 | 0 | 0 | 0 | 0 | 0 | [12 empty] | 0 | 0 | 0 | 0 | 0 | 0 | 0 | 0 | 0 | 0 | 0 | 0
|  | Asset Level | no | Medium - C3 | [5 empty] | 0 | [17 empty] | 0 | [5 empty] | 0
|  | Regulators System | System |  | 0 | 0 | 0 | 0 | 0 | 0 | [12 empty] | 0 | 0 | 0 | 0 | 0 | 0 | 0 | 0 | 0 | 0 | 0 | 0
|  | Slam Shut System | System |  | 0 | 0 | 0 | 0 | 0 | 0 | [12 empty] | 0 | 0 | 0 | 0 | 0 | 0 | 0 | 0 | 0 | 0 | 0 | 0
|  | Filter System | System |  | 0 | 0 | 0 | 0 | 0 | 0 | [12 empty] | 0 | 0 | 0 | 0 | 0 | 0 | 0 | 0 | 0 | 0 | 0 | 0
|  | Pre-heating System | System |  | 0 | 0 | 0 | 0 | 0 | 0 | [12 empty] | 0 | 0 | 0 | 0 | 0 | 0 | 0 | 0 | 0 | 0 | 0 | 0
|  | Odorisation System | System |  | 0 | 0 | 0 | 0 | 0 | 0 | [12 empty] | 0 | 0 | 0 | 0 | 0 | 0 | 0 | 0 | 0 | 0 | 0 | 0
|  | Metering System | System |  | 0 | 0 | 0 | 0 | 0 | 0 | [12 empty] | 0 | 0 | 0 | 0 | 0 | 0 | 0 | 0 | 0 | 0 | 0 | 0
|  | Buildings (no.’s) | Number of |  | 0 | 0 | 0 | 0 | 0 | 0 | [12 empty] | 0 | 0 | 0 | 0 | 0 | 0 | 0 | 0 | 0 | 0 | 0 | 0
|  | Fences (no’s -Inc Security) | Number of |  | 0 | 0 | 0 | 0 | 0 | 0 | [12 empty] | 0 | 0 | 0 | 0 | 0 | 0 | 0 | 0 | 0 | 0 | 0 | 0
|  | Electrical System | Systems |  | 0 | 0 | 0 | 0 | 0 | 0 | [12 empty] | 0 | 0 | 0 | 0 | 0 | 0 | 0 | 0 | 0 | 0 | 0 | 0
|  | Instrumentation System | Systems |  | 0 | 0 | 0 | 0 | 0 | 0 | [12 empty] | 0 | 0 | 0 | 0 | 0 | 0 | 0 | 0 | 0 | 0 | 0 | 0
|  | Asset Level | no | High - C2 | [5 empty] | 0 | [17 empty] | 0 | [5 empty] | 0
|  | Regulators System | System |  | 10 | 0 | 31 | 31 | 0 | 72 | [12 empty] | 20.8889 | 0 | 29.5556 | 21.2222 | 0.33333 | 72 | 10 | 0 | 28 | 31 | 3 | 72
|  | Slam Shut System | System |  | 3 | 0 | 31 | 31 | 0 | 65 | [12 empty] | 7.2857 | 0 | 29.9 | 28.8571 | 0.37143 | 66.4143 | 3 | 0 | 30 | 31 | 2 | 66
|  | Filter System | System |  | 8 | 0 | 28 | 28 | 0 | 64 | [12 empty] | 17.2632 | 0 | 21.6842 | 24.6842 | 0.36842 | 64 | 8 | 0 | 24 | 28 | 4 | 64
|  | Pre-heating System | System |  | 0 | 3 | 3 | 22 | 0 | 28 | [12 empty] | 14.6667 | 0 | 0 | 13.3667 | -0.033333 | 28 | 0 | 0 | 0 | 18 | 10 | 28
|  | Odorisation System | System |  | 0 | 0 | 0 | 0 | 0 | 0 | [12 empty] | 0 | 0 | 0 | 0 | 0 | 0 | 0 | 0 | 0 | 0 | 0 | 0
|  | Metering System | System |  | 0 | 0 | 0 | 0 | 0 | 0 | [12 empty] | 0 | 0 | 0 | 0 | 0 | 0 | 0 | 0 | 0 | 0 | 0 | 0
|  | Buildings (no.’s) | Number of |  | 0 | 0 | 60 | 0 | 0 | 60 | [12 empty] | 8.5 | 0 | 34.5 | 17 | 0 | 60 | 0 | 0 | 26 | 34 | 0 | 60
|  | Fences (no’s -Inc Security) | Number of |  | 21 | 0 | 21 | 18 | 0 | 60 | [12 empty] | 35.875 | 0 | 5 | 18 | 2.125 | 61 | 21 | 0 | 5 | 18 | 17 | 61
|  | Electrical System | Systems |  | 4 | 0 | 33 | 0 | 23 | 60 | [12 empty] | 27 | 0 | 0 | 33 | 0 | 60 | 4 | 0 | 0 | 33 | 23 | 60
|  | Instrumentation System | Systems |  | 5 | 0 | 36 | 19 | 0 | 60 | [12 empty] | 24 | 0 | 36 | 0 | 0 | 60 | 5 | 0 | 36 | 0 | 19 | 60
|  | Asset Level | no | Very High - C1 | [5 empty] | 0 | [17 empty] | 0 | [5 empty] | 0
|  | Regulators System | System |  | 13 | 0 | 43 | 43 | 0 | 99 | [12 empty] | 28.5556 | 0 | 39 | 31.6667 | -0.22222 | 99 | 13 | 0 | 39 | 43 | 4 | 99
|  | Slam Shut System | System |  | 3 | 0 | 45 | 44 | 0 | 92 | [12 empty] | 9.4286 | 0 | 41 | 39.7143 | 0.85714 | 91 | 3 | 0 | 41 | 44 | 3 | 91
|  | Filter System | System |  | 10 | 0 | 39 | 39 | 0 | 88 | [12 empty] | 22.7368 | 0 | 30.5263 | 32.5263 | 2.2105 | 88 | 10 | 0 | 34 | 39 | 5 | 88
|  | Pre-heating System | System |  | 0 | 4 | 5 | 30 | 0 | 39 | [12 empty] | 21.3333 | 0 | 0 | 17.6333 | 0.033333 | 39 | 0 | 0 | 0 | 25 | 14 | 39
|  | Odorisation System | System |  | 0 | 0 | 0 | 0 | 0 | 0 | [12 empty] | 0 | 0 | 0 | 0 | 0 | 0 | 0 | 0 | 0 | 0 | 0 | 0
|  | Metering System | System |  | 0 | 0 | 0 | 0 | 0 | 0 | [12 empty] | 0 | 0 | 0 | 0 | 0 | 0 | 0 | 0 | 0 | 0 | 0 | 0
|  | Buildings (no.’s) | Number of |  | 0 | 0 | 83 | 0 | 0 | 83 | [12 empty] | 11.5 | 0 | 48.5 | 23 | 0 | 83 | 0 | 0 | 37 | 46 | 0 | 83
|  | Fences (no’s -Inc Security) | Number of |  | 29 | 0 | 30 | 24 | 0 | 83 | [12 empty] | 49.125 | 0 | 6 | 24 | 2.875 | 82 | 29 | 0 | 6 | 24 | 23 | 82
|  | Electrical System | Systems |  | 6 | 0 | 45 | 0 | 32 | 83 | [12 empty] | 38 | 0 | 0 | 45 | 0 | 83 | 6 | 0 | 0 | 45 | 32 | 83
|  | Instrumentation System | Systems |  | 7 | 0 | 50 | 26 | 0 | 83 | [12 empty] | 33 | 0 | 50 | 0 | 0 | 83 | 7 | 0 | 50 | 0 | 26 | 83
22 | District Governors | Asset Level | Number of | Low - C4 | 25.4907 | 507 | 34.8253 | 184.8971 | 62.8291 | 815.0421 | [12 empty] | 17.007 | 602.6846 | 34.8253 | 161.3689 | -0.49472 | 815.3911 | 0 | 531.8396 | 34.8253 | 185.8971 | 62.8291 | 815.3911
|  |  |  | Medium - C3 | 23.5194 | 490 | 32.1321 | 170.5984 | 57.9703 | 774.2202 | [12 empty] | 16.6996 | 594.5011 | 32.1321 | 149.8498 | -0.45646 | 792.7262 | 0 | 525.0254 | 32.1321 | 177.5984 | 57.9703 | 792.7262
|  |  |  | High - C2 | 12.8133 | 303 | 17.5055 | 92.9416 | 31.5821 | 457.8425 | [12 empty] | 12.5803 | 327.9133 | 17.5055 | 81.0715 | -0.24868 | 438.8219 | 0 | 290.7927 | 17.5055 | 98.9416 | 31.5821 | 438.8219
|  |  |  | Very High - C1 | 9.1766 | 197 | 12.5371 | 66.5629 | 22.6185 | 307.8952 | [12 empty] | 8.1383 | 228.4758 | 12.5371 | 59.0878 | -0.1781 | 308.0608 | 0 | 204.3423 | 12.5371 | 68.5629 | 22.6185 | 308.0608
24 | I&C Governors | Asset Level | Number of | Low - C4 | 3 | 22 | 0 | 2 | 2 | 29 | [12 empty] | 0 | 23 | 0 | 2 | 2 | 27 | 0 | 23 | 0 | 2 | 2 | 27
|  |  |  | Medium - C3 | 9 | 74 | 0 | 5 | 6 | 94 | [12 empty] | 11 | 82 | 0 | 0 | 0 | 93 | 0 | 82 | 0 | 5 | 6 | 93
|  |  |  | High - C2 | 6 | 49 | 0 | 3 | 5 | 63 | [12 empty] | 8 | 55 | 0 | 0 | 0 | 63 | 0 | 55 | 0 | 3 | 5 | 63
|  |  |  | Very High - C1 | 4 | 46 | 0 | 2 | 3 | 55 | [12 empty] | 5 | 53 | 0 | 0 | 0 | 58 | 0 | 53 | 0 | 2 | 3 | 58
25 | Service Governors | Asset Level | Number of | Low - C4 | 385 | 0 | 1010 | 1497 | 39 | 2931 | [12 empty] | 674 | 892.5 | 196.5 | 748.5 | 419.5 | 2931 | 0 | 385 | 210 | 1497 | 839 | 2931
|  |  |  | Medium - C3 | 0 | 0 | 0 | 0 | 0 | 0 | [12 empty] | 0 | 0 | 0 | 0 | 0 | 0 | 0 | 0 | 0 | 0 | 0 | 0
|  |  |  | High - C2 | 0 | 0 | 0 | 0 | 0 | 0 | [12 empty] | 0 | 0 | 0 | 0 | 0 | 0 | 0 | 0 | 0 | 0 | 0 | 0
|  |  |  | Very High - C1 | 0 | 0 | 37 | 0 | 0 | 37 | [12 empty] | 18.5 | 0 | 0 | 18.5 | 0 | 37 | 0 | 0 | 0 | 37 | 0 | 37
26 | LPG Storage | Asset Level | Number of | Low - C4 | 0 | 0 | 0 | 0 | 0 | 0 | [12 empty] | 0 | 0 | 0 | 0 | 0 | 0 | 0 | 0 | 0 | 0 | 0 | 0
|  |  |  | Medium - C3 | 0 | 0 | 0 | 0 | 0 | 0 | [12 empty] | 0 | 0 | 0 | 0 | 0 | 0 | 0 | 0 | 0 | 0 | 0 | 0
|  |  |  | High - C2 | 0 | 0 | 0 | 0 | 0 | 0 | [12 empty] | 0 | 0 | 0 | 0 | 0 | 0 | 0 | 0 | 0 | 0 | 0 | 0
|  |  |  | Very High - C1 | 0 | 0 | 0 | 0 | 0 | 0 | [12 empty] | 0 | 0 | 0 | 0 | 0 | 0 | 0 | 0 | 0 | 0 | 0 | 0
27 | LPG Mains | Asset Level | Km | Low - C4 | 0 | 0 | 0 | 0 | 0 | 0 | [12 empty] | 0 | 0 | 0 | 0 | 0 | 0 | 0 | 0 | 0 | 0 | 0 | 0
|  |  |  | Medium - C3 | 0 | 0 | 0 | 0 | 0 | 0 | [12 empty] | 0 | 0 | 0 | 0 | 0 | 0 | 0 | 0 | 0 | 0 | 0 | 0
|  |  |  | High - C2 | 0 | 0 | 0 | 0 | 0 | 0 | [12 empty] | 0 | 0 | 0 | 0 | 0 | 0 | 0 | 0 | 0 | 0 | 0 | 0
|  |  |  | Very High - C1 | 0 | 0 | 0 | 0 | 0 | 0 | [12 empty] | 0 | 0 | 0 | 0 | 0 | 0 | 0 | 0 | 0 | 0 | 0 | 0
28 | LPG Services | Asset Level | Number of | Low - C4 | 0 | 0 | 0 | 0 | 0 | 0 | [12 empty] | 0 | 0 | 0 | 0 | 0 | 0 | 0 | 0 | 0 | 0 | 0 | 0
|  |  |  | Medium - C3 | 0 | 0 | 0 | 0 | 0 | 0 | [12 empty] | 0 | 0 | 0 | 0 | 0 | 0 | 0 | 0 | 0 | 0 | 0 | 0
|  |  |  | High - C2 | 0 | 0 | 0 | 0 | 0 | 0 | [12 empty] | 0 | 0 | 0 | 0 | 0 | 0 | 0 | 0 | 0 | 0 | 0 | 0
|  |  |  | Very High - C1 | 0 | 0 | 0 | 0 | 0 | 0 | [12 empty] | 0 | 0 | 0 | 0 | 0 | 0 | 0 | 0 | 0 | 0 | 0 | 0
29 | LNG Vessels | Asset Level | Number of | Low - C4 | 0 | 0 | 0 | 0 | 0 | 0 | [12 empty] | 0 | 0 | 0 | 0 | 0 | 0 | 0 | 0 | 0 | 0 | 0 | 0
|  |  |  | Medium - C3 | 0 | 0 | 0 | 0 | 0 | 0 | [12 empty] | 0 | 0 | 0 | 0 | 0 | 0 | 0 | 0 | 0 | 0 | 0 | 0
|  |  |  | High - C2 | 0 | 0 | 0 | 0 | 0 | 0 | [12 empty] | 0 | 0 | 0 | 0 | 0 | 0 | 0 | 0 | 0 | 0 | 0 | 0
|  |  |  | Very High - C1 | 0 | 0 | 0 | 0 | 0 | 0 | [12 empty] | 0 | 0 | 0 | 0 | 0 | 0 | 0 | 0 | 0 | 0 | 0 | 0
Note on BG2: Author: One single figure for each NOMs asset categories.
Note on BH2: Author: One single figure for each NOMs asset categories.
Note on BI2: Author: One single figure for each NOMs asset categories.