## Front sheet
Supplementary document - RIIO-GD1 FP Alignment Microsoft Excel workbooks – Southern Gas Networks
Version Control | Date Published | Changes
v1.0 | 2018-11-23 | Published alongside consultation on proposed amendments to the Gas Distribution Networks’ Workbooks

## Key
KEY
Asset categories considered under NOMs | Asset categories which are considered under Network Output Measures (NOMs)
Variation | Identified data difference between asset category in Published Workbook and Finalised Workbook
Decrease | Reduction in asset volume in Finalised Workbook from Published Workbook
Increase | Increase in asset volume in Finalised Workbook from Published Workbook

## Variation_Summary
Asset categories considered under NOMs
Asset Category | Asset Volume Variation | Asset Distributions Variation | Ofgem Baseline (Default Position) | Reason for Ofgem Selection | GDN Recommended Change | Finalised Asset Volume Targets
Storage Telemetry
Above7 bar Telemetry
Below7 bar Telemetry
Block Valves |  |  | Published Data (2012 submission) | Specific workload volumes not stated in FP | No material change | No variation from published version
Valves
Pig Traps
Sleeves (Nitrogen & other) |  | Variation | Published Data (2012 submission) | Specific workload volumes not stated in FP | SGN noted the differences are primarily due to changes in workload as reported within the Final Proposals and a review of SGN's use of the common criticality algorithm agreed by all DNs for piggable pipelines. | Ofgem minded to accept data change as sleeves are potentially considered as LTS protection
LTS Pipelines - Piggable | Variation | Variation | Published Data (2012 submission) | Specific workload volumes not stated in FP | SGN commented that the differences are primarily due to changes in workload as reported within the Final Proposals and a review of SGN's use of the common criticality algorithm agreed by all DNs for piggable pipelines. | Asset volume variation related to rounding. Ofgem minded to accept data change.
LTS Pipelines – Non Piggable |  |  | Published Data (2012 submission) | Specific workload volumes not stated in FP | No material change | No variation from published version
Cathodic Protection
Above7 bar Special Crossings |  | Variation
Below7 bar Special Crossings
Distribution Mains (Iron) |  |  | FP Adjusted Data (2013 submission) | FP outlined Workloads | No material change | No variation from published version
Distribution Mains (PE) |  |  | FP Adjusted Data (2013 submission) | FP outlined Workloads | No material change | No variation from published version
Distribution Mains (Steel) |  |  | FP Adjusted Data (2013 submission) | FP outlined Workloads | No material change | No variation from published version
Distribution Mains (other) |  |  | FP Adjusted Data (2013 submission) | FP outlined Workloads | No material change | No variation from published version
Services |  |  | FP Adjusted Data (2013 submission) | FP outlined Workloads | No material change | No variation from published version
MOB Risers |  |  | Published Data (2012 submission) | Specific workload volumes not stated in FP | No material change | No variation from published version
Operational Holders
Non Operational Holders (Mothballed & Decommissioned)
High Pressure Vessels
NTS Offtakes |  | Variation | Published Data (2012 submission) | Specific workload volumes not stated in FP | GDN commented that the differences are primarily due to changes in workload as reported within the Final Proposals | Ofgem minded to accept
PRSs | Variation | Variation | Published Data (2012 submission) | Specific workload volumes not stated in FP | GDN commented that the differences are primarily due to changes in workload as reported within the Final Proposals | Asset volume variation appear to be correction to data error in 'with intervention' published target. Ofgem minded to accept
District Governors |  | Variation | Published Data (2012 submission) | Specific workload volumes not stated in FP | GDN commented that the differences are primarily due to changes in workload as reported within the Final Proposals | Ofgem minded to accept
I&C Governors |  | Variation | Published Data (2012 submission) | Specific workload volumes not stated in FP | GDN commented that the differences are primarily due to changes in workload as reported within the Final Proposals | Ofgem minded to accept
Service Governors |  |  | Published Data (2012 submission) | Specific workload volumes not stated in FP | No material change | No variation from published version
LPG Storage
LPG Mains
LPG Services
LNG Vessels

## Asset_Volume_Change
| Published Asset Volumes |  |  | Finalised Asset Volumes |  |  | Asset Volume Variation
Asset categories considered under NOMs | 2013 | 2021 | 2021 | 2013 | 2021 | 2021 | 2013 | 2021 | 2021
Asset Categroy | Start Position | With Proposed Investment | Without Proposed Investment | Start Position | With Proposed Investment | Without Proposed Investment | Start Position | With Proposed Investment | Without Proposed Investment
Storage Telemetry | 37 | 5 | 8 | 37 | 5 | 8 | 0 | 0 | 0
Above7 bar Telemetry | 151 | 151 | 151 | 151 | 151 | 151 | 0 | 0 | 0
Below7 bar Telemetry | 29 | 29 | 29 | 29 | 29 | 29 | 0 | 0 | 0
Block Valves | 225 | 225 | 225 | 225 | 225 | 225 | 0 | 0 | 0
Valves | 801 | 801 | 801 | 801 | 801 | 801 | 0 | 0 | 0
Pig Traps | 74 | 74 | 74 | 74 | 74 | 74 | 0 | 0 | 0
Sleeves (Nitrogen & other) | 48 | 48 | 48 | 48 | 48 | 48 | 0 | 0 | 0
LTS Pipelines - Piggable | 1547.5 | 1547.5 | 1547.5 | 1547.483 | 1547.483 | 1547.483 | Decrease | Decrease | Decrease
LTS Pipelines – Non Piggable | 366.56 | 366.56 | 366.56 | 366.56 | 366.56 | 366.56 | 0 | 0 | 0
Cathodic Protection | 1079 | 1116 | 1116 | 1079 | 1116 | 1116 | 0 | 0 | 0
Above7 bar Special Crossings | 193 | 193 | 193 | 193 | 193 | 193 | 0 | 0 | 0
Below7 bar Special Crossings | 610 | 610 | 610 | 610 | 610 | 610 | 0 | 0 | 0
Distribution Mains (Iron) | 15493.9849 | 10330.0029 | 15493.9849 | 15493.9849 | 10330.0029 | 15493.9849 | 0 | 0 | 0
Distribution Mains (PE) | 29157.2559 | 34007.8542 | 29157.2559 | 29157.2559 | 34007.8542 | 29157.2559 | 0 | 0 | 0
Distribution Mains (Steel) | 3466.328 | 3212.264 | 3466.328 | 3466.328 | 3212.264 | 3466.328 | 0 | 0 | 0
Distribution Mains (other) | 210.0332 | 191.6332 | 210.0332 | 210.0332 | 191.6332 | 210.0332 | 0 | 0 | 0
Services | 3985225 | 3957667 | 3985225 | 3985225 | 3957667 | 3985225 | 0 | 0 | 0
MOB Risers | 17347 | 17347 | 17347 | 17347 | 17347 | 17347 | 0 | 0 | 0
Operational Holders | 22 | 0 | 3 | 22 | 0 | 3 | 0 | 0 | 0
Non Operational Holders (Mothballed & Decommissioned) | 67 | 45 | 86 | 67 | 45 | 86 | 0 | 0 | 0
High Pressure Vessels | 42 | 42 | 42 | 42 | 42 | 42 | 0 | 0 | 0
NTS Offtakes | 109 | 109 | 109 | 109 | 109 | 109 | 0 | 0 | 0
PRSs | 1315 | 1323 | 1313 | 1315 | 1314 | 1314 | 0 | Decrease | Increase
District Governors | 4697 | 4737 | 4697 | 4697 | 4737 | 4697 | 0 | 0 | 0
I&C Governors | 1702 | 1702 | 1702 | 1702 | 1702 | 1702 | 0 | 0 | 0
Service Governors | 23853 | 23853 | 23853 | 23853 | 23853 | 23853 | 0 | 0 | 0
LPG Storage | 0 | 0 | 0 | 0 | 0 | 0 | 0 | 0 | 0
LPG Mains | 0 | 0 | 0 | 0 | 0 | 0 | 0 | 0 | 0
LPG Services | 0 | 0 | 0 | 0 | 0 | 0 | 0 | 0 | 0
LNG Vessels | 0 | 0 | 0 | 0 | 0 | 0 | 0 | 0 | 0
Total | 4087867.6619 | 4059732.8141 | 4087873.6619 | 4087867.6449 | 4059723.7971 | 4087874.6449
Validation | OK | OK | OK | OK | OK | OK

## Asset_Distribution_Change
Asset categories (NOMs Considered Assets in Blue) |  | Component | Units | Criticality Index | Asset distribution based on estimated asset health index |  |  |  |  | Asset Register | Asset distribution based on estimated asset health index |  |  |  |  | Asset Register | Asset distribution based on estimated asset health index |  |  |  |  | Asset Register | Asset distribution based on estimated asset health index |  |  |  |  | Asset Register | Asset distribution based on estimated asset health index |  |  |  |  | Asset Register
[5 empty] | Starting Position | [5 empty] | With Proposed Investment (50/50 Estimate) | [5 empty] | Without Investment (50/50 Estimate) | [5 empty] | With Proposed Investment (50/50 Estimate) | [5 empty] | Without Investment (50/50 Estimate)
[5 empty] | Asset health index |  |  |  |  | 2013-03-31 | Asset health index |  |  |  |  | 2017-03-31 | Asset health index |  |  |  |  | 2017-03-31 | Asset health index |  |  |  |  | 2021-03-31 | Asset health index |  |  |  |  | 2021-03-31
[5 empty] | HI1 | HI2 | HI3 | HI4 | HI5 |  | HI1 | HI2 | HI3 | HI4 | HI5 |  | HI1 | HI2 | HI3 | HI4 | HI5 |  | HI1 | HI2 | HI3 | HI4 | HI5 |  | HI1 | HI2 | HI3 | HI4 | HI5
1 | Storage Telemetry | Asset Level | System | Low - C4 | 0 | 0 | 0 | 0 | 0 | 0 | [5 empty] | 0 | [5 empty] | 0 | 0 | 0 | 0 | 0 | 0 | 0 | 0 | 0 | 0 | 0 | 0 | 0
|  |  |  | Medium - C3 | 0 | 0 | 0 | 0 | 0 | 0 | [5 empty] | 0 | [5 empty] | 0 | 0 | 0 | 0 | 0 | 0 | 0 | 0 | 0 | 0 | 0 | 0 | 0
|  |  |  | High - C2 | 0 | 0 | 0 | 0 | 0 | 0 | [5 empty] | 0 | [5 empty] | 0 | 0 | 0 | 0 | 0 | 0 | 0 | 0 | 0 | 0 | 0 | 0 | 0
|  |  |  | Very High - C1 | 0 | 0 | 0 | 0 | 0 | 0 | [5 empty] | 0 | [5 empty] | 0 | 0 | 0 | 0 | 0 | 0 | 0 | 0 | 0 | 0 | 0 | 0 | 0
2 | Above7 bar Telemetry | Asset Level | System | Low - C4 | 0 | 0 | 0 | 0 | 0 | 0 | [5 empty] | 0 | [5 empty] | 0 | 0 | 0 | 0 | 0 | 0 | 0 | 0 | 0 | 0 | 0 | 0 | 0
|  |  |  | Medium - C3 | 0 | 0 | 0 | 0 | 0 | 0 | [5 empty] | 0 | [5 empty] | 0 | 0 | 0 | 0 | 0 | 0 | 0 | 0 | 0 | 0 | 0 | 0 | 0
|  |  |  | High - C2 | 0 | 0 | 0 | 0 | 0 | 0 | [5 empty] | 0 | [5 empty] | 0 | 0 | 0 | 0 | 0 | 0 | 0 | 0 | 0 | 0 | 0 | 0 | 0
|  |  |  | Very High - C1 | 0 | 0 | 0 | 0 | 0 | 0 | [5 empty] | 0 | [5 empty] | 0 | 0 | 0 | 0 | 0 | 0 | 0 | 0 | 0 | 0 | 0 | 0 | 0
3 | Below7 bar Telemetry | Asset Level | System | Low - C4 | 0 | 0 | 0 | 0 | 0 | 0 | [5 empty] | 0 | [5 empty] | 0 | 0 | 0 | 0 | 0 | 0 | 0 | 0 | 0 | 0 | 0 | 0 | 0
|  |  |  | Medium - C3 | 0 | 0 | 0 | 0 | 0 | 0 | [5 empty] | 0 | [5 empty] | 0 | 0 | 0 | 0 | 0 | 0 | 0 | 0 | 0 | 0 | 0 | 0 | 0
|  |  |  | High - C2 | 0 | 0 | 0 | 0 | 0 | 0 | [5 empty] | 0 | [5 empty] | 0 | 0 | 0 | 0 | 0 | 0 | 0 | 0 | 0 | 0 | 0 | 0 | 0
|  |  |  | Very High - C1 | 0 | 0 | 0 | 0 | 0 | 0 | [5 empty] | 0 | [5 empty] | 0 | 0 | 0 | 0 | 0 | 0 | 0 | 0 | 0 | 0 | 0 | 0 | 0
4 | Block Valves | Asset Level | Number of | Low - C4 | 0 | 0 | 0 | 0 | 0 | 0 | [5 empty] | 0 | [5 empty] | 0 | 0 | 0 | 0 | 0 | 0 | 0 | 0 | 0 | 0 | 0 | 0 | 0
|  |  |  | Medium - C3 | 0 | 0 | 0 | 0 | 0 | 0 | [5 empty] | 0 | [5 empty] | 0 | 0 | 0 | 0 | 0 | 0 | 0 | 0 | 0 | 0 | 0 | 0 | 0
|  |  |  | High - C2 | 0 | 0 | 0 | 0 | 0 | 0 | [5 empty] | 0 | [5 empty] | 0 | 0 | 0 | 0 | 0 | 0 | 0 | 0 | 0 | 0 | 0 | 0 | 0
|  |  |  | Very High - C1 | 0 | 0 | 0 | 0 | 0 | 0 | [5 empty] | 0 | [5 empty] | 0 | 0 | 0 | 0 | 0 | 0 | 0 | 0 | 0 | 0 | 0 | 0 | 0
5 | Valves | Asset Level | Number of | Low - C4 | 0 | 0 | 0 | 0 | 0 | 0 | [5 empty] | 0 | [5 empty] | 0 | 0 | 0 | 0 | 0 | 0 | 0 | 0 | 0 | 0 | 0 | 0 | 0
|  |  |  | Medium - C3 | 0 | 0 | 0 | 0 | 0 | 0 | [5 empty] | 0 | [5 empty] | 0 | 0 | 0 | 0 | 0 | 0 | 0 | 0 | 0 | 0 | 0 | 0 | 0
|  |  |  | High - C2 | 0 | 0 | 0 | 0 | 0 | 0 | [5 empty] | 0 | [5 empty] | 0 | 0 | 0 | 0 | 0 | 0 | 0 | 0 | 0 | 0 | 0 | 0 | 0
|  |  |  | Very High - C1 | 0 | 0 | 0 | 0 | 0 | 0 | [5 empty] | 0 | [5 empty] | 0 | 0 | 0 | 0 | 0 | 0 | 0 | 0 | 0 | 0 | 0 | 0 | 0
6 | Pig Traps | Asset Level | Number of | Low - C4 | 0 | 0 | 0 | 0 | 0 | 0 | [5 empty] | 0 | [5 empty] | 0 | 0 | 0 | 0 | 0 | 0 | 0 | 0 | 0 | 0 | 0 | 0 | 0
|  |  |  | Medium - C3 | 0 | 0 | 0 | 0 | 0 | 0 | [5 empty] | 0 | [5 empty] | 0 | 0 | 0 | 0 | 0 | 0 | 0 | 0 | 0 | 0 | 0 | 0 | 0
|  |  |  | High - C2 | 0 | 0 | 0 | 0 | 0 | 0 | [5 empty] | 0 | [5 empty] | 0 | 0 | 0 | 0 | 0 | 0 | 0 | 0 | 0 | 0 | 0 | 0 | 0
|  |  |  | Very High - C1 | 0 | 0 | 0 | 0 | 0 | 0 | [5 empty] | 0 | [5 empty] | 0 | 0 | 0 | 0 | 0 | 0 | 0 | 0 | 0 | 0 | 0 | 0 | 0
7 | Sleeves (Nitrogen & other) | Asset Level | Number of | Low - C4 | 0 | 0 | 0 | 0 | 0 | 0 | [5 empty] | 0 | [5 empty] | 0 | 0 | 0 | 0 | 0 | 0 | 0 | 0 | 0 | 0 | 0 | 0 | 0
|  |  |  | Medium - C3 | 0 | 0 | 0 | 0 | 0 | 0 | [5 empty] | 0 | [5 empty] | 0 | 0 | 0 | 0 | 0 | 0 | 0 | 0 | 0 | 0 | 0 | 0 | 0
|  |  |  | High - C2 | 0 | 0 | 0 | 0 | 0 | 0 | [5 empty] | 0 | [5 empty] | 0 | Increase | Decrease | 0 | 0 | 0 | 0 | 0 | 0 | 0 | 0 | 0 | 0
|  |  |  | Very High - C1 | 0 | 0 | 0 | 0 | 0 | 0 | [5 empty] | 0 | [5 empty] | 0 | Increase | Decrease | 0 | 0 | 0 | 0 | 0 | 0 | 0 | 0 | 0 | 0
8 | LTS Pipelines - Piggable | Asset Level | Km | Low - C4 | 0 | 0 | 0 | 0 | 0 | 0 | [5 empty] | 0 | [5 empty] | 0 | 0 | 0 | 0 | 0 | 0 | 0 | 0 | 0 | 0 | 0 | 0 | 0
|  |  |  | Medium - C3 | 0 | Decrease | 0 | 0 | 0 | 0 | [5 empty] | 0 | [5 empty] | 0 | 0 | Decrease | 0 | 0 | 0 | 0 | 0 | Decrease | 0 | 0 | 0 | 0
|  |  |  | High - C2 | 0 | Decrease | Decrease | Decrease | 0 | 0 | [5 empty] | 0 | [5 empty] | 0 | 0 | Decrease | Decrease | Decrease | 0 | 0 | 0 | Decrease | Decrease | Decrease | 0 | 0
|  |  |  | Very High - C1 | 0 | Increase | Increase | Increase | 0 | 0 | [5 empty] | 0 | [5 empty] | 0 | 0 | Increase | Increase | Increase | 0 | 0 | 0 | Increase | Increase | Increase | 0 | 0
9 | LTS Pipelines – Non Piggable | Asset Level | Km | Low - C4 | 0 | 0 | 0 | 0 | 0 | 0 | [5 empty] | 0 | [5 empty] | 0 | 0 | 0 | 0 | 0 | 0 | 0 | 0 | 0 | 0 | 0 | 0 | 0
|  |  |  | Medium - C3 | 0 | 0 | 0 | 0 | 0 | 0 | [5 empty] | 0 | [5 empty] | 0 | 0 | 0 | 0 | 0 | 0 | 0 | 0 | 0 | 0 | 0 | 0 | 0
|  |  |  | High - C2 | 0 | 0 | 0 | 0 | 0 | 0 | [5 empty] | 0 | [5 empty] | 0 | 0 | 0 | 0 | 0 | 0 | 0 | 0 | 0 | 0 | 0 | 0 | 0
|  |  |  | Very High - C1 | 0 | 0 | 0 | 0 | 0 | 0 | [5 empty] | 0 | [5 empty] | 0 | 0 | 0 | 0 | 0 | 0 | 0 | 0 | 0 | 0 | 0 | 0 | 0
10 | Cathodic Protection | Asset Level | Number of Schemes | Low - C4 | 0 | 0 | 0 | 0 | 0 | 0 | [5 empty] | 0 | [5 empty] | 0 | 0 | 0 | 0 | 0 | 0 | 0 | 0 | 0 | 0 | 0 | 0 | 0
|  |  |  | Medium - C3 | 0 | 0 | 0 | 0 | 0 | 0 | [5 empty] | 0 | [5 empty] | 0 | 0 | 0 | 0 | 0 | 0 | 0 | 0 | 0 | 0 | 0 | 0 | 0
|  |  |  | High - C2 | 0 | 0 | 0 | 0 | 0 | 0 | [5 empty] | 0 | [5 empty] | 0 | 0 | 0 | 0 | 0 | 0 | 0 | 0 | 0 | 0 | 0 | 0 | 0
|  |  |  | Very High - C1 | 0 | 0 | 0 | 0 | 0 | 0 | [5 empty] | 0 | [5 empty] | 0 | 0 | 0 | 0 | 0 | 0 | 0 | 0 | 0 | 0 | 0 | 0 | 0
11 | Above7 bar Special Crossings | Asset Level | Number of | Low - C4 | 0 | 0 | 0 | 0 | 0 | 0 | [5 empty] | 0 | [5 empty] | 0 | 0 | 0 | 0 | 0 | 0 | 0 | 0 | 0 | 0 | 0 | 0 | 0
|  |  |  | Medium - C3 | 0 | 0 | 0 | 0 | 0 | 0 | [5 empty] | 0 | [5 empty] | 0 | 0 | 0 | 0 | 0 | 0 | 0 | 0 | 0 | 0 | 0 | 0 | 0
|  |  |  | High - C2 | 0 | 0 | 0 | 0 | 0 | 0 | [5 empty] | 0 | [5 empty] | 0 | 0 | Decrease | 0 | Increase | Increase | 0 | 0 | 0 | 0 | 0 | 0 | 0
|  |  |  | Very High - C1 | 0 | 0 | 0 | 0 | 0 | 0 | [5 empty] | 0 | [5 empty] | 0 | 0 | Decrease | Increase | Increase | Increase | 0 | 0 | 0 | 0 | 0 | 0 | 0
12 | Below7 bar Special Crossings | Asset Level | Number of | Low - C4 | 0 | 0 | 0 | 0 | 0 | 0 | [5 empty] | 0 | [5 empty] | 0 | 0 | 0 | 0 | 0 | 0 | 0 | 0 | 0 | 0 | 0 | 0 | 0
|  |  |  | Medium - C3 | 0 | 0 | 0 | 0 | 0 | 0 | [5 empty] | 0 | [5 empty] | 0 | 0 | 0 | 0 | 0 | 0 | 0 | 0 | 0 | 0 | 0 | 0 | 0
|  |  |  | High - C2 | 0 | 0 | 0 | 0 | 0 | 0 | [5 empty] | 0 | [5 empty] | 0 | 0 | 0 | 0 | 0 | 0 | 0 | 0 | 0 | 0 | 0 | 0 | 0
|  |  |  | Very High - C1 | 0 | 0 | 0 | 0 | 0 | 0 | [5 empty] | 0 | [5 empty] | 0 | 0 | 0 | 0 | 0 | 0 | 0 | 0 | 0 | 0 | 0 | 0 | 0
13 | Distribution Mains (Iron) | Asset Level | Km | Low - C4 | 0 | 0 | 0 | 0 | 0 | 0 | [5 empty] | 0 | [5 empty] | 0 | 0 | 0 | 0 | 0 | 0 | 0 | 0 | 0 | 0 | 0 | 0 | 0
|  |  |  | Medium - C3 | 0 | 0 | 0 | 0 | 0 | 0 | [5 empty] | 0 | [5 empty] | 0 | 0 | 0 | 0 | 0 | 0 | 0 | 0 | 0 | 0 | 0 | 0 | 0
|  |  |  | High - C2 | 0 | 0 | 0 | 0 | 0 | 0 | [5 empty] | 0 | [5 empty] | 0 | 0 | 0 | 0 | 0 | 0 | 0 | 0 | 0 | 0 | 0 | 0 | 0
|  |  |  | Very High - C1 | 0 | 0 | 0 | 0 | 0 | 0 | [5 empty] | 0 | [5 empty] | 0 | 0 | 0 | 0 | 0 | 0 | 0 | 0 | 0 | 0 | 0 | 0 | 0
14 | Distribution Mains (PE) | Asset Level | Km | Low - C4 | 0 | 0 | 0 | 0 | 0 | 0 | [5 empty] | 0 | [5 empty] | 0 | 0 | 0 | 0 | 0 | 0 | 0 | 0 | 0 | 0 | 0 | 0 | 0
|  |  |  | Medium - C3 | 0 | 0 | 0 | 0 | 0 | 0 | [5 empty] | 0 | [5 empty] | 0 | 0 | 0 | 0 | 0 | 0 | 0 | 0 | 0 | 0 | 0 | 0 | 0
|  |  |  | High - C2 | 0 | 0 | 0 | 0 | 0 | 0 | [5 empty] | 0 | [5 empty] | 0 | 0 | 0 | 0 | 0 | 0 | 0 | 0 | 0 | 0 | 0 | 0 | 0
|  |  |  | Very High - C1 | 0 | 0 | 0 | 0 | 0 | 0 | [5 empty] | 0 | [5 empty] | 0 | 0 | 0 | 0 | 0 | 0 | 0 | 0 | 0 | 0 | 0 | 0 | 0
15 | Distribution Mains (Steel) | Asset Level | Km | Low - C4 | 0 | 0 | 0 | 0 | 0 | 0 | [5 empty] | 0 | [5 empty] | 0 | 0 | 0 | 0 | 0 | 0 | 0 | 0 | 0 | 0 | 0 | 0 | 0
|  |  |  | Medium - C3 | 0 | 0 | 0 | 0 | 0 | 0 | [5 empty] | 0 | [5 empty] | 0 | 0 | 0 | 0 | 0 | 0 | 0 | 0 | 0 | 0 | 0 | 0 | 0
|  |  |  | High - C2 | 0 | 0 | 0 | 0 | 0 | 0 | [5 empty] | 0 | [5 empty] | 0 | 0 | 0 | 0 | 0 | 0 | 0 | 0 | 0 | 0 | 0 | 0 | 0
|  |  |  | Very High - C1 | 0 | 0 | 0 | 0 | 0 | 0 | [5 empty] | 0 | [5 empty] | 0 | 0 | 0 | 0 | 0 | 0 | 0 | 0 | 0 | 0 | 0 | 0 | 0
16 | Distribution Mains (other) | Asset Level | Km | Low - C4 | 0 | 0 | 0 | 0 | 0 | 0 | [5 empty] | 0 | [5 empty] | 0 | 0 | 0 | 0 | 0 | 0 | 0 | 0 | 0 | 0 | 0 | 0 | 0
|  |  |  | Medium - C3 | 0 | 0 | 0 | 0 | 0 | 0 | [5 empty] | 0 | [5 empty] | 0 | 0 | 0 | 0 | 0 | 0 | 0 | 0 | 0 | 0 | 0 | 0 | 0
|  |  |  | High - C2 | 0 | 0 | 0 | 0 | 0 | 0 | [5 empty] | 0 | [5 empty] | 0 | 0 | 0 | 0 | 0 | 0 | 0 | 0 | 0 | 0 | 0 | 0 | 0
|  |  |  | Very High - C1 | 0 | 0 | 0 | 0 | 0 | 0 | [5 empty] | 0 | [5 empty] | 0 | 0 | 0 | 0 | 0 | 0 | 0 | 0 | 0 | 0 | 0 | 0 | 0
17 | Services | Asset Level | Number of | Low - C4 | 0 | 0 | 0 | 0 | 0 | 0 | [5 empty] | 0 | [5 empty] | 0 | 0 | 0 | 0 | 0 | 0 | 0 | 0 | 0 | 0 | 0 | 0 | 0
|  |  |  | Medium - C3 | 0 | 0 | 0 | 0 | 0 | 0 | [5 empty] | 0 | [5 empty] | 0 | 0 | 0 | 0 | 0 | 0 | 0 | 0 | 0 | 0 | 0 | 0 | 0
|  |  |  | High - C2 | 0 | 0 | 0 | 0 | 0 | 0 | [5 empty] | 0 | [5 empty] | 0 | 0 | 0 | 0 | 0 | 0 | 0 | 0 | 0 | 0 | 0 | 0 | 0
|  |  |  | Very High - C1 | 0 | 0 | 0 | 0 | 0 | 0 | [5 empty] | 0 | [5 empty] | 0 | 0 | 0 | 0 | 0 | 0 | 0 | 0 | 0 | 0 | 0 | 0 | 0
18 | MOB Risers | Asset Level | Number of | Low - C4 | 0 | 0 | 0 | 0 | 0 | 0 | [5 empty] | 0 | [5 empty] | 0 | 0 | 0 | 0 | 0 | 0 | 0 | 0 | 0 | 0 | 0 | 0 | 0
|  |  |  | Medium - C3 | 0 | 0 | 0 | 0 | 0 | 0 | [5 empty] | 0 | [5 empty] | 0 | 0 | 0 | 0 | 0 | 0 | 0 | 0 | 0 | 0 | 0 | 0 | 0
|  |  |  | High - C2 | 0 | 0 | 0 | 0 | 0 | 0 | [5 empty] | 0 | [5 empty] | 0 | 0 | 0 | 0 | 0 | 0 | 0 | 0 | 0 | 0 | 0 | 0 | 0
|  |  |  | Very High - C1 | 0 | 0 | 0 | 0 | 0 | 0 | [5 empty] | 0 | [5 empty] | 0 | 0 | 0 | 0 | 0 | 0 | 0 | 0 | 0 | 0 | 0 | 0 | 0
19 | Operational Holders | Asset Level | Number of | Low - C4 | 0 | 0 | 0 | 0 | 0 | 0 | [5 empty] | 0 | [5 empty] | 0 | 0 | 0 | 0 | 0 | 0 | 0 | 0 | 0 | 0 | 0 | 0 | 0
|  |  |  | Medium - C3 | 0 | 0 | 0 | 0 | 0 | 0 | [5 empty] | 0 | [5 empty] | 0 | 0 | 0 | 0 | 0 | 0 | 0 | 0 | 0 | 0 | 0 | 0 | 0
|  |  |  | High - C2 | 0 | 0 | 0 | 0 | 0 | 0 | [5 empty] | 0 | [5 empty] | 0 | 0 | 0 | 0 | 0 | 0 | 0 | 0 | 0 | 0 | 0 | 0 | 0
|  |  |  | Very High - C1 | 0 | 0 | 0 | 0 | 0 | 0 | [5 empty] | 0 | [5 empty] | 0 | 0 | 0 | 0 | 0 | 0 | 0 | 0 | 0 | 0 | 0 | 0 | 0
20 | Non Operational Holders (Mothballed & Decommissioned) | Asset Level | Number of | Low - C4 | 0 | 0 | 0 | 0 | 0 | 0 | [5 empty] | 0 | [5 empty] | 0 | 0 | 0 | 0 | 0 | 0 | 0 | 0 | 0 | 0 | 0 | 0 | 0
|  |  |  | Medium - C3 | 0 | 0 | 0 | 0 | 0 | 0 | [5 empty] | 0 | [5 empty] | 0 | 0 | 0 | 0 | 0 | 0 | 0 | 0 | 0 | 0 | 0 | 0 | 0
|  |  |  | High - C2 | 0 | 0 | 0 | 0 | 0 | 0 | [5 empty] | 0 | [5 empty] | 0 | 0 | 0 | 0 | 0 | 0 | 0 | 0 | 0 | 0 | 0 | 0 | 0
|  |  |  | Very High - C1 | 0 | 0 | 0 | 0 | 0 | 0 | [5 empty] | 0 | [5 empty] | 0 | 0 | 0 | 0 | 0 | 0 | 0 | 0 | 0 | 0 | 0 | 0 | 0
21 | High Pressure Vessels | Asset Level | Number of | Low - C4 | 0 | 0 | 0 | 0 | 0 | 0 | [5 empty] | 0 | [5 empty] | 0 | 0 | 0 | 0 | 0 | 0 | 0 | 0 | 0 | 0 | 0 | 0 | 0
|  |  |  | Medium - C3 | 0 | 0 | 0 | 0 | 0 | 0 | [5 empty] | 0 | [5 empty] | 0 | 0 | 0 | 0 | 0 | 0 | 0 | 0 | 0 | 0 | 0 | 0 | 0
|  |  |  | High - C2 | 0 | 0 | 0 | 0 | 0 | 0 | [5 empty] | 0 | [5 empty] | 0 | 0 | 0 | 0 | 0 | 0 | 0 | 0 | 0 | 0 | 0 | 0 | 0
|  |  |  | Very High - C1 | 0 | 0 | 0 | 0 | 0 | 0 | [5 empty] | 0 | [5 empty] | 0 | 0 | 0 | 0 | 0 | 0 | 0 | 0 | 0 | 0 | 0 | 0 | 0
22 | NTS Offtakes | Asset Level | no | Low - C4 | 0 | 0 | 0 | 0 | 0 | [13 empty] | 0 | 0 | 0 | 0 | 0 |  | 0 | 0 | 0 | 0 | 0
|  | Regulators System | System |  | 0 | 0 | 0 | 0 | 0 | [13 empty] | 0 | 0 | 0 | 0 | 0 |  | 0 | 0 | 0 | 0 | 0
|  | Slam Shut System | System |  | 0 | 0 | 0 | 0 | 0 | [13 empty] | 0 | 0 | 0 | 0 | 0 |  | 0 | 0 | 0 | 0 | 0
|  | Filter System | System |  | 0 | 0 | 0 | 0 | 0 | [13 empty] | 0 | 0 | 0 | 0 | 0 |  | 0 | 0 | 0 | 0 | 0
|  | Pre-heating System | System |  | 0 | 0 | 0 | 0 | 0 | [13 empty] | 0 | 0 | 0 | 0 | 0 |  | 0 | 0 | 0 | 0 | 0
|  | Odorisation System | System |  | 0 | 0 | 0 | 0 | 0 | [13 empty] | 0 | 0 | 0 | 0 | 0 |  | 0 | 0 | 0 | 0 | 0
|  | Metering System | System |  | 0 | 0 | 0 | 0 | 0 | [13 empty] | 0 | 0 | 0 | 0 | 0 |  | 0 | 0 | 0 | 0 | 0
|  | Buildings (no.’s) | Number of |  | 0 | 0 | 0 | 0 | 0 | [13 empty] | 0 | 0 | 0 | 0 | 0 |  | 0 | 0 | 0 | 0 | 0
|  | Fences (no’s -Inc Security) | Number of |  | 0 | 0 | 0 | 0 | 0 | [13 empty] | 0 | 0 | 0 | 0 | 0 |  | 0 | 0 | 0 | 0 | 0
|  | Electrical System | Systems |  | 0 | 0 | 0 | 0 | 0 | [13 empty] | 0 | 0 | 0 | 0 | 0 |  | 0 | 0 | 0 | 0 | 0
|  | Instrumentation System | Systems |  | 0 | 0 | 0 | 0 | 0 | [13 empty] | 0 | 0 | 0 | 0 | 0 |  | 0 | 0 | 0 | 0 | 0
|  | Asset Level | no | Medium - C3 | 0 | 0 | 0 | 0 | 0 | [13 empty] | 0 | 0 | 0 | 0 | 0 |  | 0 | 0 | 0 | 0 | 0
|  | Regulators System | System |  | 0 | 0 | 0 | 0 | 0 | [13 empty] | 0 | 0 | 0 | 0 | 0 |  | 0 | 0 | 0 | 0 | 0
|  | Slam Shut System | System |  | 0 | 0 | 0 | 0 | 0 | [13 empty] | 0 | 0 | 0 | 0 | 0 |  | 0 | 0 | 0 | 0 | 0
|  | Filter System | System |  | 0 | 0 | 0 | 0 | 0 | [13 empty] | 0 | 0 | 0 | 0 | 0 |  | 0 | 0 | 0 | 0 | 0
|  | Pre-heating System | System |  | 0 | 0 | 0 | 0 | 0 | [13 empty] | 0 | 0 | 0 | 0 | 0 |  | 0 | 0 | 0 | 0 | 0
|  | Odorisation System | System |  | 0 | 0 | 0 | 0 | 0 | [13 empty] | 0 | 0 | 0 | 0 | 0 |  | 0 | 0 | 0 | 0 | 0
|  | Metering System | System |  | 0 | 0 | 0 | 0 | 0 | [13 empty] | 0 | 0 | 0 | 0 | 0 |  | 0 | 0 | 0 | 0 | 0
|  | Buildings (no.’s) | Number of |  | 0 | 0 | 0 | 0 | 0 | [13 empty] | 0 | 0 | 0 | 0 | 0 |  | 0 | 0 | 0 | 0 | 0
|  | Fences (no’s -Inc Security) | Number of |  | 0 | 0 | 0 | 0 | 0 | [13 empty] | 0 | 0 | 0 | 0 | 0 |  | 0 | 0 | 0 | 0 | 0
|  | Electrical System | Systems |  | 0 | 0 | 0 | 0 | 0 | [13 empty] | 0 | 0 | 0 | 0 | 0 |  | 0 | 0 | 0 | 0 | 0
|  | Instrumentation System | Systems |  | 0 | 0 | 0 | 0 | 0 | [13 empty] | 0 | 0 | 0 | 0 | 0 |  | 0 | 0 | 0 | 0 | 0
|  | Asset Level | no | High - C2 | 0 | 0 | 0 | 0 | 0 | [13 empty] | 0 | 0 | 0 | 0 | 0 |  | 0 | 0 | 0 | 0 | 0
|  | Regulators System | System |  | 0 | 0 | 0 | 0 | 0 | [13 empty] | 0 | 0 | 0 | 0 | 0 |  | 0 | 0 | 0 | 0 | 0
|  | Slam Shut System | System |  | 0 | 0 | 0 | 0 | 0 | [13 empty] | 0 | 0 | 0 | 0 | 0 |  | 0 | 0 | 0 | 0 | 0
|  | Filter System | System |  | 0 | 0 | 0 | 0 | 0 | [13 empty] | 0 | 0 | 0 | 0 | 0 |  | 0 | 0 | 0 | 0 | 0
|  | Pre-heating System | System |  | 0 | 0 | 0 | 0 | 0 | [13 empty] | 0 | 0 | 0 | 0 | 0 |  | 0 | 0 | 0 | 0 | 0
|  | Odorisation System | System |  | 0 | 0 | 0 | 0 | 0 | [13 empty] | 0 | 0 | 0 | 0 | 0 |  | 0 | 0 | 0 | 0 | 0
|  | Metering System | System |  | 0 | 0 | 0 | 0 | 0 | [13 empty] | 0 | 0 | 0 | 0 | 0 |  | 0 | 0 | 0 | 0 | 0
|  | Buildings (no.’s) | Number of |  | 0 | 0 | 0 | 0 | 0 | [13 empty] | 0 | 0 | 0 | 0 | 0 |  | 0 | 0 | 0 | 0 | 0
|  | Fences (no’s -Inc Security) | Number of |  | 0 | 0 | 0 | 0 | 0 | [13 empty] | 0 | 0 | 0 | 0 | 0 |  | 0 | 0 | 0 | 0 | 0
|  | Electrical System | Systems |  | 0 | 0 | 0 | 0 | 0 | [13 empty] | 0 | 0 | 0 | 0 | 0 |  | 0 | 0 | 0 | 0 | 0
|  | Instrumentation System | Systems |  | 0 | 0 | 0 | 0 | 0 | [13 empty] | 0 | 0 | 0 | 0 | 0 |  | 0 | 0 | 0 | 0 | 0
|  | Asset Level | no | Very High - C1 | 0 | 0 | 0 | 0 | 0 | [13 empty] | 0 | 0 | 0 | 0 | 0 |  | 0 | 0 | 0 | 0 | 0
|  | Regulators System | System |  | 0 | 0 | 0 | 0 | 0 | [13 empty] | Increase | 0 | 0 | Decrease | 0 |  | 0 | 0 | 0 | 0 | 0
|  | Slam Shut System | System |  | 0 | 0 | 0 | 0 | 0 | [13 empty] | 0 | 0 | 0 | 0 | 0 |  | 0 | 0 | 0 | 0 | 0
|  | Filter System | System |  | 0 | 0 | 0 | 0 | 0 | [13 empty] | Increase | 0 | Decrease | 0 | 0 |  | 0 | 0 | 0 | 0 | 0
|  | Pre-heating System | System |  | 0 | 0 | 0 | 0 | 0 | [13 empty] | 0 | 0 | 0 | 0 | 0 |  | 0 | 0 | 0 | 0 | 0
|  | Odorisation System | System |  | 0 | 0 | 0 | 0 | 0 | [13 empty] | Increase | Decrease | 0 | 0 | 0 |  | 0 | 0 | 0 | 0 | 0
|  | Metering System | System |  | 0 | 0 | 0 | 0 | 0 | [13 empty] | Decrease | 0 | 0 | Increase | 0 |  | 0 | 0 | 0 | 0 | 0
|  | Buildings (no.’s) | Number of |  | 0 | 0 | 0 | 0 | 0 | [13 empty] | Increase | 0 | 0 | Decrease | 0 |  | 0 | 0 | 0 | 0 | 0
|  | Fences (no’s -Inc Security) | Number of |  | 0 | 0 | 0 | 0 | 0 | [13 empty] | Increase | 0 | 0 | Decrease | 0 |  | 0 | 0 | 0 | 0 | 0
|  | Electrical System | Systems |  | 0 | 0 | 0 | 0 | 0 | [13 empty] | Decrease | Increase | Decrease | 0 | 0 |  | 0 | 0 | 0 | 0 | 0
|  | Instrumentation System | Systems |  | 0 | 0 | 0 | 0 | 0 | [13 empty] | Decrease | Increase | 0 | Decrease | 0 |  | 0 | 0 | 0 | 0 | 0
23 | PRSs | Asset Level | no | Low - C4 | 0 | 0 | 0 | 0 | 0 | [13 empty] | 0 | 0 | 0 | 0 | 0 |  | 0 | 0 | 0 | 0 | 0
|  | Regulators System | System |  | 0 | 0 | 0 | 0 | 0 | [13 empty] | 0 | 0 | 0 | 0 | 0 |  | 0 | 0 | 0 | 0 | 0
|  | Slam Shut System | System |  | 0 | 0 | 0 | 0 | 0 | [13 empty] | 0 | 0 | 0 | 0 | 0 |  | 0 | 0 | 0 | 0 | 0
|  | Filter System | System |  | 0 | 0 | 0 | 0 | 0 | [13 empty] | 0 | 0 | 0 | 0 | 0 |  | 0 | 0 | 0 | 0 | 0
|  | Pre-heating System | System |  | 0 | 0 | 0 | 0 | 0 | [13 empty] | 0 | 0 | 0 | 0 | 0 |  | 0 | 0 | 0 | 0 | 0
|  | Odorisation System | System |  | 0 | 0 | 0 | 0 | 0 | [13 empty] | 0 | 0 | 0 | 0 | 0 |  | 0 | 0 | 0 | 0 | 0
|  | Metering System | System |  | 0 | 0 | 0 | 0 | 0 | [13 empty] | 0 | 0 | 0 | 0 | 0 |  | 0 | 0 | 0 | 0 | 0
|  | Buildings (no.’s) | Number of |  | 0 | 0 | 0 | 0 | 0 | [13 empty] | 0 | 0 | 0 | 0 | 0 |  | 0 | 0 | 0 | 0 | 0
|  | Fences (no’s -Inc Security) | Number of |  | 0 | 0 | 0 | 0 | 0 | [13 empty] | 0 | 0 | 0 | 0 | 0 |  | 0 | 0 | 0 | 0 | 0
|  | Electrical System | Systems |  | 0 | 0 | 0 | 0 | 0 | [13 empty] | 0 | 0 | 0 | 0 | 0 |  | 0 | 0 | 0 | 0 | 0
|  | Instrumentation System | Systems |  | 0 | 0 | 0 | 0 | 0 | [13 empty] | 0 | 0 | 0 | 0 | 0 |  | 0 | 0 | 0 | 0 | 0
|  | Asset Level | no | Medium - C3 | 0 | 0 | 0 | 0 | 0 | [13 empty] | 0 | 0 | 0 | 0 | 0 |  | 0 | 0 | 0 | 0 | 0
|  | Regulators System | System |  | 0 | 0 | 0 | 0 | 0 | [13 empty] | 0 | 0 | 0 | 0 | 0 |  | 0 | 0 | 0 | 0 | 0
|  | Slam Shut System | System |  | 0 | 0 | 0 | 0 | 0 | [13 empty] | 0 | 0 | 0 | 0 | 0 |  | 0 | 0 | 0 | 0 | 0
|  | Filter System | System |  | 0 | 0 | 0 | 0 | 0 | [13 empty] | 0 | 0 | 0 | 0 | 0 |  | 0 | 0 | 0 | 0 | 0
|  | Pre-heating System | System |  | 0 | 0 | 0 | 0 | 0 | [13 empty] | 0 | 0 | 0 | 0 | 0 |  | 0 | 0 | 0 | 0 | 0
|  | Odorisation System | System |  | 0 | 0 | 0 | 0 | 0 | [13 empty] | 0 | 0 | 0 | 0 | 0 |  | 0 | 0 | 0 | 0 | 0
|  | Metering System | System |  | 0 | 0 | 0 | 0 | 0 | [13 empty] | 0 | 0 | 0 | 0 | 0 |  | 0 | 0 | 0 | 0 | 0
|  | Buildings (no.’s) | Number of |  | 0 | 0 | 0 | 0 | 0 | [13 empty] | 0 | 0 | 0 | 0 | 0 |  | 0 | 0 | 0 | 0 | 0
|  | Fences (no’s -Inc Security) | Number of |  | 0 | 0 | 0 | 0 | 0 | [13 empty] | 0 | 0 | 0 | 0 | 0 |  | 0 | 0 | 0 | 0 | 0
|  | Electrical System | Systems |  | 0 | 0 | 0 | 0 | 0 | [13 empty] | 0 | 0 | 0 | 0 | 0 |  | 0 | 0 | 0 | 0 | 0
|  | Instrumentation System | Systems |  | 0 | 0 | 0 | 0 | 0 | [13 empty] | 0 | 0 | 0 | 0 | 0 |  | 0 | 0 | 0 | 0 | 0
|  | Asset Level | no | High - C2 | 0 | 0 | 0 | 0 | 0 | 164 | [5 empty] | 164 | [5 empty] | 164 | 0 | 0 | 0 | 0 | 0 | 164 | 0 | 0 | 0 | 0 | 0 | 164
|  | Regulators System | System |  | 0 | 0 | 0 | 0 | 0 | 0 | [5 empty] | 0 | [5 empty] | 0 | Increase | 0 | 0 | 0 | Decrease | 0 | 0 | 0 | 0 | 0 | 0 | 0
|  | Slam Shut System | System |  | 0 | 0 | 0 | 0 | 0 | 0 | [5 empty] | 0 | [5 empty] | 0 | 0 | 0 | 0 | 0 | 0 | 0 | 0 | 0 | 0 | 0 | 0 | 0
|  | Filter System | System |  | 0 | 0 | 0 | 0 | 0 | 0 | [5 empty] | 0 | [5 empty] | 0 | 0 | 0 | 0 | 0 | 0 | 0 | 0 | 0 | 0 | 0 | 0 | 0
|  | Pre-heating System | System |  | 0 | 0 | 0 | 0 | 0 | 0 | [5 empty] | 0 | [5 empty] | 0 | Increase | 0 | 0 | 0 | Decrease | 0 | 0 | 0 | 0 | 0 | 0 | 0
|  | Odorisation System | System |  | 0 | 0 | 0 | 0 | 0 | 0 | [5 empty] | 0 | [5 empty] | 0 | 0 | 0 | 0 | 0 | 0 | 0 | 0 | 0 | 0 | 0 | 0 | 0
|  | Metering System | System |  | 0 | 0 | 0 | 0 | 0 | 0 | [5 empty] | 0 | [5 empty] | 0 | 0 | 0 | 0 | 0 | 0 | 0 | 0 | 0 | 0 | 0 | 0 | 0
|  | Buildings (no.’s) | Number of |  | 0 | 0 | 0 | 0 | 0 | 0 | [5 empty] | 0 | [5 empty] | 0 | Increase | 0 | 0 | 0 | Decrease | 0 | 0 | 0 | 0 | 0 | 0 | 0
|  | Fences (no’s -Inc Security) | Number of |  | 0 | 0 | 0 | 0 | 0 | 0 | [5 empty] | 0 | [5 empty] | 0 | Increase | 0 | 0 | 0 | Decrease | 0 | 0 | 0 | 0 | 0 | 0 | 0
|  | Electrical System | Systems |  | 0 | 0 | 0 | 0 | 0 | 0 | [5 empty] | 0 | [5 empty] | 0 | 0 | 0 | 0 | 0 | 0 | 0 | 0 | 0 | 0 | 0 | 0 | 0
|  | Instrumentation System | Systems |  | 0 | 0 | 0 | 0 | 0 | 0 | [5 empty] | 0 | [5 empty] | 0 | 0 | 0 | 0 | 0 | 0 | 0 | 0 | 0 | 0 | 0 | 0 | 0
|  | Asset Level | no | Very High - C1 | 0 | 0 | 0 | 0 | 0 | 96 | [5 empty] | 96 | [5 empty] | 96 | 0 | 0 | 0 | 0 | 0 | 96 | 0 | 0 | 0 | 0 | 0 | 96
|  | Regulators System | System |  | 0 | 0 | 0 | 0 | 0 | 0 | [5 empty] | 0 | [5 empty] | 0 | Increase | 0 | Decrease | Decrease | 0 | 0 | 0 | 0 | 0 | 0 | 0 | 0
|  | Slam Shut System | System |  | 0 | 0 | 0 | 0 | 0 | 0 | [5 empty] | 0 | [5 empty] | 0 | 0 | 0 | Decrease | Decrease | Increase | 0 | 0 | 0 | 0 | 0 | 0 | 0
|  | Filter System | System |  | 0 | 0 | 0 | 0 | 0 | 0 | [5 empty] | 0 | [5 empty] | 0 | Decrease | Decrease | Decrease | Increase | 0 | 0 | 0 | 0 | 0 | 0 | 0 | 0
|  | Pre-heating System | System |  | 0 | 0 | 0 | 0 | 0 | 0 | [5 empty] | 0 | [5 empty] | 0 | Increase | Decrease | Decrease | 0 | Decrease | 0 | 0 | 0 | 0 | 0 | 0 | 0
|  | Odorisation System | System |  | 0 | 0 | 0 | 0 | 0 | 0 | [5 empty] | 0 | [5 empty] | 0 | 0 | 0 | 0 | 0 | 0 | 0 | 0 | 0 | 0 | 0 | 0 | 0
|  | Metering System | System |  | 0 | 0 | 0 | 0 | 0 | 0 | [5 empty] | 0 | [5 empty] | 0 | Decrease | 0 | 0 | Decrease | Increase | 0 | 0 | 0 | 0 | 0 | 0 | 0
|  | Buildings (no.’s) | Number of |  | 0 | 0 | 0 | 0 | 0 | 0 | [5 empty] | 0 | [5 empty] | 0 | Increase | 0 | 0 | Decrease | Decrease | 0 | 0 | Increase | 0 | 0 | 0 | 0
|  | Fences (no’s -Inc Security) | Number of |  | 0 | 0 | 0 | 0 | 0 | 0 | [5 empty] | 0 | [5 empty] | 0 | Increase | 0 | 0 | Decrease | 0 | 0 | 0 | 0 | 0 | 0 | 0 | 0
|  | Electrical System | Systems |  | 0 | 0 | 0 | 0 | 0 | 0 | [5 empty] | 0 | [5 empty] | 0 | 0 | Decrease | Increase | 0 | 0 | 0 | 0 | 0 | 0 | 0 | 0 | 0
|  | Instrumentation System | Systems |  | 0 | 0 | 0 | 0 | 0 | 0 | [5 empty] | 0 | [5 empty] | 0 | 0 | Increase | 0 | Decrease | 0 | 0 | 0 | 0 | 0 | 0 | 0 | 0
22 | District Governors | Asset Level | Number of | Low - C4 | 0 | 0 | 0 | 0 | 0 | 0 | [5 empty] | 0 | [5 empty] | 0 | 0 | Decrease | 0 | 0 | Increase | 0 | 0 | 0 | 0 | 0 | 0 | 0
|  |  |  | Medium - C3 | 0 | 0 | 0 | 0 | 0 | 0 | [5 empty] | 0 | [5 empty] | 0 | 0 | 0 | 0 | 0 | 0 | 0 | 0 | 0 | 0 | 0 | 0 | 0
|  |  |  | High - C2 | 0 | 0 | 0 | 0 | 0 | 0 | [5 empty] | 0 | [5 empty] | 0 | 0 | 0 | 0 | 0 | 0 | 0 | 0 | 0 | 0 | 0 | 0 | 0
|  |  |  | Very High - C1 | 0 | 0 | 0 | 0 | 0 | 0 | [5 empty] | 0 | [5 empty] | 0 | 0 | 0 | 0 | 0 | 0 | 0 | 0 | 0 | 0 | 0 | 0 | 0
24 | I&C Governors | Asset Level | Number of | Low - C4 | 0 | 0 | 0 | 0 | 0 | 0 | [5 empty] | 0 | [5 empty] | 0 | 0 | Decrease | 0 | 0 | Increase | 0 | 0 | 0 | 0 | 0 | 0 | 0
|  |  |  | Medium - C3 | 0 | 0 | 0 | 0 | 0 | 0 | [5 empty] | 0 | [5 empty] | 0 | 0 | 0 | 0 | 0 | 0 | 0 | 0 | 0 | 0 | 0 | 0 | 0
|  |  |  | High - C2 | 0 | 0 | 0 | 0 | 0 | 0 | [5 empty] | 0 | [5 empty] | 0 | 0 | 0 | 0 | 0 | 0 | 0 | 0 | 0 | 0 | 0 | 0 | 0
|  |  |  | Very High - C1 | 0 | 0 | 0 | 0 | 0 | 0 | [5 empty] | 0 | [5 empty] | 0 | 0 | 0 | 0 | 0 | 0 | 0 | 0 | 0 | 0 | 0 | 0 | 0
25 | Service Governors | Asset Level | Number of | Low - C4 | 0 | 0 | 0 | 0 | 0 | 0 | [5 empty] | 0 | [5 empty] | 0 | 0 | 0 | 0 | 0 | 0 | 0 | 0 | 0 | 0 | 0 | 0 | 0
|  |  |  | Medium - C3 | 0 | 0 | 0 | 0 | 0 | 0 | [5 empty] | 0 | [5 empty] | 0 | 0 | 0 | 0 | 0 | 0 | 0 | 0 | 0 | 0 | 0 | 0 | 0
|  |  |  | High - C2 | 0 | 0 | 0 | 0 | 0 | 0 | [5 empty] | 0 | [5 empty] | 0 | 0 | 0 | 0 | 0 | 0 | 0 | 0 | 0 | 0 | 0 | 0 | 0
|  |  |  | Very High - C1 | 0 | 0 | 0 | 0 | 0 | 0 | [5 empty] | 0 | [5 empty] | 0 | 0 | 0 | 0 | 0 | 0 | 0 | 0 | 0 | 0 | 0 | 0 | 0
26 | LPG Storage | Asset Level | Number of | Low - C4 | 0 | 0 | 0 | 0 | 0 | 0 | [5 empty] | 0 | [5 empty] | 0 | 0 | 0 | 0 | 0 | 0 | 0 | 0 | 0 | 0 | 0 | 0 | 0
|  |  |  | Medium - C3 | 0 | 0 | 0 | 0 | 0 | 0 | [5 empty] | 0 | [5 empty] | 0 | 0 | 0 | 0 | 0 | 0 | 0 | 0 | 0 | 0 | 0 | 0 | 0
|  |  |  | High - C2 | 0 | 0 | 0 | 0 | 0 | 0 | [5 empty] | 0 | [5 empty] | 0 | 0 | 0 | 0 | 0 | 0 | 0 | 0 | 0 | 0 | 0 | 0 | 0
|  |  |  | Very High - C1 | 0 | 0 | 0 | 0 | 0 | 0 | [5 empty] | 0 | [5 empty] | 0 | 0 | 0 | 0 | 0 | 0 | 0 | 0 | 0 | 0 | 0 | 0 | 0
27 | LPG Mains | Asset Level | Km | Low - C4 | 0 | 0 | 0 | 0 | 0 | 0 | [5 empty] | 0 | [5 empty] | 0 | 0 | 0 | 0 | 0 | 0 | 0 | 0 | 0 | 0 | 0 | 0 | 0
|  |  |  | Medium - C3 | 0 | 0 | 0 | 0 | 0 | 0 | [5 empty] | 0 | [5 empty] | 0 | 0 | 0 | 0 | 0 | 0 | 0 | 0 | 0 | 0 | 0 | 0 | 0
|  |  |  | High - C2 | 0 | 0 | 0 | 0 | 0 | 0 | [5 empty] | 0 | [5 empty] | 0 | 0 | 0 | 0 | 0 | 0 | 0 | 0 | 0 | 0 | 0 | 0 | 0
|  |  |  | Very High - C1 | 0 | 0 | 0 | 0 | 0 | 0 | [5 empty] | 0 | [5 empty] | 0 | 0 | 0 | 0 | 0 | 0 | 0 | 0 | 0 | 0 | 0 | 0 | 0
28 | LPG Services | Asset Level | Number of | Low - C4 | 0 | 0 | 0 | 0 | 0 | 0 | [5 empty] | 0 | [5 empty] | 0 | 0 | 0 | 0 | 0 | 0 | 0 | 0 | 0 | 0 | 0 | 0 | 0
|  |  |  | Medium - C3 | 0 | 0 | 0 | 0 | 0 | 0 | [5 empty] | 0 | [5 empty] | 0 | 0 | 0 | 0 | 0 | 0 | 0 | 0 | 0 | 0 | 0 | 0 | 0
|  |  |  | High - C2 | 0 | 0 | 0 | 0 | 0 | 0 | [5 empty] | 0 | [5 empty] | 0 | 0 | 0 | 0 | 0 | 0 | 0 | 0 | 0 | 0 | 0 | 0 | 0
|  |  |  | Very High - C1 | 0 | 0 | 0 | 0 | 0 | 0 | [5 empty] | 0 | [5 empty] | 0 | 0 | 0 | 0 | 0 | 0 | 0 | 0 | 0 | 0 | 0 | 0 | 0
29 | LNG Vessels | Asset Level | Number of | Low - C4 | 0 | 0 | 0 | 0 | 0 | 0 | [5 empty] | 0 | [5 empty] | 0 | 0 | 0 | 0 | 0 | 0 | 0 | 0 | 0 | 0 | 0 | 0 | 0
|  |  |  | Medium - C3 | 0 | 0 | 0 | 0 | 0 | 0 | [5 empty] | 0 | [5 empty] | 0 | 0 | 0 | 0 | 0 | 0 | 0 | 0 | 0 | 0 | 0 | 0 | 0
|  |  |  | High - C2 | 0 | 0 | 0 | 0 | 0 | 0 | [5 empty] | 0 | [5 empty] | 0 | 0 | 0 | 0 | 0 | 0 | 0 | 0 | 0 | 0 | 0 | 0 | 0
|  |  |  | Very High - C1 | 0 | 0 | 0 | 0 | 0 | 0 | [5 empty] | 0 | [5 empty] | 0 | 0 | 0 | 0 | 0 | 0 | 0 | 0 | 0 | 0 | 0 | 0 | 0

## 4.3.3_Input_Sheet_Published2013
Asset categories |  | Component | Units | Criticality Index | Asset distribution based on estimated asset health index |  |  |  |  | Asset Register | Asset distribution based on estimated asset health index |  |  |  |  | Asset Register | Asset distribution based on estimated asset health index |  |  |  |  | Asset Register | Asset distribution based on estimated asset health index |  |  |  |  | Asset Register | Asset distribution based on estimated asset health index |  |  |  |  | Asset Register
[5 empty] | Starting Position | [5 empty] | With Proposed Investment (50/50 Estimate) | [5 empty] | Without Investment (50/50 Estimate) | [5 empty] | With Proposed Investment (50/50 Estimate) | [5 empty] | Without Investment (50/50 Estimate)
[5 empty] | Asset health index |  |  |  |  | 2013-03-31 | Asset health index |  |  |  |  | 2017-03-31 | Asset health index |  |  |  |  | 2017-03-31 | Asset health index |  |  |  |  | 2021-03-31 | Asset health index |  |  |  |  | 2021-03-31
[5 empty] | HI1 | HI2 | HI3 | HI4 | HI5 |  | HI1 | HI2 | HI3 | HI4 | HI5 |  | HI1 | HI2 | HI3 | HI4 | HI5 |  | HI1 | HI2 | HI3 | HI4 | HI5 |  | HI1 | HI2 | HI3 | HI4 | HI5
1 | Storage Telemetry | Asset Level | System | Low | 0 | 0 | 0 | 14 | 0 | 14 | 0 | 0 | 0 | 0 | 0 | 0 | 0 | 0 | 0 | 0 | 0 | 0 | 0 | 0 | 0 | 0 | 0 | 0 | 0 | 0 | 0 | 0 | 0 | 0
|  |  |  | Medium | 0 | 0 | 1 | 8 | 0 | 9 | 2 | 0 | 1 | 0 | 8 | 11 | 0 | 0 | 1 | 0 | 10 | 11 | 4 | 0 | 1 | 0 | 0 | 5 | 0 | 0 | 0 | 1 | 7 | 8
|  |  |  | High | 0 | 0 | 0 | 14 | 0 | 14 | 0 | 0 | 0 | 0 | 2 | 2 | 0 | 0 | 0 | 0 | 3 | 3 | 0 | 0 | 0 | 0 | 0 | 0 | 0 | 0 | 0 | 0 | 0 | 0
|  |  |  | Very High | 0 | 0 | 0 | 0 | 0 | 0 | 0 | 0 | 0 | 0 | 0 | 0 | 0 | 0 | 0 | 0 | 0 | 0 | 0 | 0 | 0 | 0 | 0 | 0 | 0 | 0 | 0 | 0 | 0 | 0
2 | Above7 bar Telemetry | Asset Level | System | Low | 0 | 0 | 0 | 0 | 0 | 0 | 0 | 0 | 0 | 0 | 0 | 0 | 0 | 0 | 0 | 0 | 0 | 0 | 0 | 0 | 0 | 0 | 0 | 0 | 0 | 0 | 0 | 0 | 0 | 0
|  |  |  | Medium | 0 | 0 | 0 | 1 | 0 | 1 | 0 | 0 | 0 | 1 | 0 | 1 | 0 | 0 | 0 | 1 | 0 | 1 | 0 | 0 | 0 | 1 | 0 | 1 | 0 | 0 | 0 | 1 | 0 | 1
|  |  |  | High | 0 | 13 | 0 | 31 | 0 | 44 | 0 | 13 | 0 | 31 | 0 | 44 | 0 | 13 | 0 | 31 | 0 | 44 | 0 | 0 | 13 | 31 | 0 | 44 | 0 | 0 | 13 | 31 | 0 | 44
|  |  |  | Very High | 0 | 7 | 0 | 99 | 0 | 106 | 0 | 7 | 0 | 99 | 0 | 106 | 0 | 7 | 0 | 99 | 0 | 106 | 0 | 0 | 7 | 99 | 0 | 106 | 0 | 0 | 7 | 99 | 0 | 106
3 | Below7 bar Telemetry | Asset Level | System | Low | 0 | 0 | 0 | 0 | 1 | 1 | 0 | 0 | 0 | 0 | 1 | 1 | 0 | 0 | 0 | 0 | 1 | 1 | 0 | 0 | 0 | 0 | 1 | 1 | 0 | 0 | 0 | 0 | 1 | 1
|  |  |  | Medium | 1 | 0 | 2 | 5 | 10 | 18 | 0 | 1 | 1 | 6 | 10 | 18 | 0 | 1 | 1 | 6 | 10 | 18 | 0 | 1 | 0 | 4 | 13 | 18 | 0 | 1 | 0 | 4 | 13 | 18
|  |  |  | High | 1 | 0 | 1 | 2 | 5 | 9 | 0 | 1 | 0 | 3 | 5 | 9 | 0 | 1 | 0 | 3 | 5 | 9 | 0 | 1 | 0 | 2 | 6 | 9 | 0 | 1 | 0 | 2 | 6 | 9
|  |  |  | Very High | 1 | 0 | 0 | 0 | 0 | 1 | 0 | 1 | 0 | 0 | 0 | 1 | 0 | 1 | 0 | 0 | 0 | 1 | 0 | 1 | 0 | 0 | 0 | 1 | 0 | 1 | 0 | 0 | 0 | 1
4 | Block Valves | Asset Level | Number of | Low | 0 | 0 | 0 | 0 | 0 | 0 | 0 | 0 | 0 | 0 | 0 | 0 | 0 | 0 | 0 | 0 | 0 | 0 | 0 | 0 | 0 | 0 | 0 | 0 | 0 | 0 | 0 | 0 | 0 | 0
|  |  |  | Medium | 0 | 0 | 0 | 0 | 0 | 0 | 0 | 0 | 0 | 0 | 0 | 0 | 0 | 0 | 0 | 0 | 0 | 0 | 0 | 0 | 0 | 0 | 0 | 0 | 0 | 0 | 0 | 0 | 0 | 0
|  |  |  | High | 6 | 80 | 26 | 9 | 0 | 121 | 6 | 80 | 26 | 9 | 0 | 121 | 6 | 80 | 26 | 9 | 0 | 121 | 6 | 0 | 80 | 26 | 9 | 121 | 6 | 0 | 80 | 26 | 9 | 121
|  |  |  | Very High | 2 | 67 | 9 | 26 | 0 | 104 | 2 | 67 | 9 | 26 | 0 | 104 | 2 | 67 | 9 | 26 | 0 | 104 | 2 | 0 | 67 | 9 | 26 | 104 | 2 | 0 | 67 | 9 | 26 | 104
5 | Valves | Asset Level | Number of | Low | 1 | 0 | 0 | 0 | 0 | 1 | 1 | 0 | 0 | 0 | 0 | 1 | 1 | 0 | 0 | 0 | 0 | 1 | 1 | 0 | 0 | 0 | 0 | 1 | 1 | 0 | 0 | 0 | 0 | 1
|  |  |  | Medium | 0 | 21 | 0 | 0 | 0 | 21 | 0 | 21 | 0 | 0 | 0 | 21 | 0 | 21 | 0 | 0 | 0 | 21 | 0 | 0 | 21 | 0 | 0 | 21 | 0 | 0 | 21 | 0 | 0 | 21
|  |  |  | High | 5 | 282 | 64 | 60 | 0 | 411 | 5 | 282 | 0 | 124 | 0 | 411 | 5 | 282 | 0 | 124 | 0 | 411 | 5 | 56 | 282 | 68 | 0 | 411 | 5 | 0 | 282 | 124 | 0 | 411
|  |  |  | Very High | 2 | 262 | 63 | 41 | 0 | 368 | 2 | 342 | 0 | 24 | 0 | 368 | 2 | 262 | 0 | 104 | 0 | 368 | 2 | 104 | 262 | 0 | 0 | 368 | 2 | 0 | 262 | 104 | 0 | 368
6 | Pig Traps | Asset Level | Number of | Low | 0 | 0 | 0 | 0 | 0 | 0 | 0 | 0 | 0 | 0 | 0 | 0 | 0 | 0 | 0 | 0 | 0 | 0 | 0 | 0 | 0 | 0 | 0 | 0 | 0 | 0 | 0 | 0 | 0 | 0
|  |  |  | Medium | 0 | 1 | 0 | 0 | 0 | 1 | 0 | 1 | 0 | 0 | 0 | 1 | 0 | 1 | 0 | 0 | 0 | 1 | 0 | 0 | 1 | 0 | 0 | 1 | 0 | 0 | 1 | 0 | 0 | 1
|  |  |  | High | 3 | 40 | 5 | 4 | 0 | 52 | 3 | 40 | 5 | 4 | 0 | 52 | 3 | 40 | 5 | 4 | 0 | 52 | 3 | 0 | 40 | 5 | 4 | 52 | 3 | 0 | 40 | 5 | 4 | 52
|  |  |  | Very High | 0 | 11 | 3 | 7 | 0 | 21 | 0 | 11 | 3 | 7 | 0 | 21 | 0 | 11 | 3 | 7 | 0 | 21 | 0 | 0 | 11 | 3 | 7 | 21 | 0 | 0 | 11 | 3 | 7 | 21
7 | Sleeves (Nitrogen & other) | Asset Level | Number of | Low | 0 | 0 | 0 | 0 | 0 | 0 | 0 | 0 | 0 | 0 | 0 | 0 | 0 | 0 | 0 | 0 | 0 | 0 | 0 | 0 | 0 | 0 | 0 | 0 | 0 | 0 | 0 | 0 | 0 | 0
|  |  |  | Medium | 0 | 0 | 0 | 0 | 0 | 0 | 0 | 0 | 0 | 0 | 0 | 0 | 0 | 0 | 0 | 0 | 0 | 0 | 0 | 0 | 0 | 0 | 0 | 0 | 0 | 0 | 0 | 0 | 0 | 0
|  |  |  | High | 0 | 21 | 1 | 0 | 0 | 22 | 0 | 21 | 1 | 0 | 0 | 22 | 0 | 21 | 1 | 0 | 0 | 22 | 0 | 1 | 21 | 0 | 0 | 22 | 0 | 0 | 21 | 1 | 0 | 22
|  |  |  | Very High | 0 | 12 | 0 | 14 | 0 | 26 | 0 | 26 | 0 | 0 | 0 | 26 | 0 | 12 | 0 | 14 | 0 | 26 | 0 | 26 | 0 | 0 | 0 | 26 | 0 | 0 | 12 | 0 | 14 | 26
8 | LTS Pipelines - Piggable | Asset Level | Km | Low | 0 | 0 | 0 | 0 | 0 | 0 | 0 | 0 | 0 | 0 | 0 | 0 | 0 | 0 | 0 | 0 | 0 | 0 | 0 | 0 | 0 | 0 | 0 | 0 | 0 | 0 | 0 | 0 | 0 | 0
|  |  |  | Medium | 0 | 50.08 | 0 | 0 | 0 | 50.08 | 0 | 50.08 | 0 | 0 | 0 | 50.08 | 0 | 50.08 | 0 | 0 | 0 | 50.08 | 0 | 50.08 | 0 | 0 | 0 | 50.08 | 0 | 50.08 | 0 | 0 | 0 | 50.08
|  |  |  | High | 0 | 553.41 | 123.8 | 144.6 | 0 | 821.81 | 0 | 553.41 | 113.8 | 154.6 | 0 | 821.81 | 0 | 553.41 | 113.8 | 154.6 | 0 | 821.81 | 0 | 553.41 | 123.8 | 144.6 | 0 | 821.81 | 0 | 553.41 | 123.8 | 144.6 | 0 | 821.81
|  |  |  | Very High | 0 | 474.79 | 106.02 | 94.8 | 0 | 675.61 | 0 | 474.79 | 100.02 | 100.8 | 0 | 675.61 | 0 | 474.79 | 100.02 | 100.8 | 0 | 675.61 | 0 | 474.79 | 106.02 | 94.8 | 0 | 675.61 | 0 | 474.79 | 106.02 | 94.8 | 0 | 675.61
9 | LTS Pipelines – Non Piggable | Asset Level | Km | Low | 0.96 | 0.14 | 0 | 0 | 0 | 1.1 | 0.96 | 0.14 | 0 | 0 | 0 | 1.1 | 0.96 | 0.14 | 0 | 0 | 0 | 1.1 | 0.96 | 0.14 | 0 | 0 | 0 | 1.1 | 0.96 | 0.14 | 0 | 0 | 0 | 1.1
|  |  |  | Medium | 0 | 0.18 | 0 | 0 | 0 | 0.18 | 0 | 0.18 | 0 | 0 | 0 | 0.18 | 0 | 0.18 | 0 | 0 | 0 | 0.18 | 0 | 0.18 | 0 | 0 | 0 | 0.18 | 0 | 0.18 | 0 | 0 | 0 | 0.18
|  |  |  | High | 12.74 | 122.25 | 28.83 | 0 | 0 | 163.82 | 12.74 | 122.25 | 28.83 | 0 | 0 | 163.82 | 12.74 | 122.25 | 28.83 | 0 | 0 | 163.82 | 12.74 | 122.25 | 28.83 | 0 | 0 | 163.82 | 12.74 | 122.25 | 28.83 | 0 | 0 | 163.82
|  |  |  | Very High | 1.47 | 154.69 | 45.3 | 0 | 0 | 201.46 | 1.47 | 154.69 | 45.3 | 0 | 0 | 201.46 | 1.47 | 154.69 | 45.3 | 0 | 0 | 201.46 | 1.47 | 154.69 | 45.3 | 0 | 0 | 201.46 | 1.47 | 154.69 | 45.3 | 0 | 0 | 201.46
10 | Cathodic Protection | Asset Level | Number of Schemes | Low | 0 | 127 | 133 | 165 | 0 | 425 | 5 | 127 | 133 | 165 | 0 | 430 | 5 | 95 | 136 | 176 | 18 | 430 | 15 | 145 | 130 | 154 | 0 | 444 | 10 | 95 | 136 | 176 | 27 | 444
|  |  |  | Medium | 39 | 221 | 50 | 71 | 0 | 381 | 65 | 204 | 77 | 42 | 0 | 388 | 45 | 210 | 48 | 73 | 12 | 388 | 62 | 234 | 66 | 29 | 0 | 391 | 48 | 210 | 48 | 73 | 12 | 391
|  |  |  | High | 6 | 119 | 58 | 46 | 0 | 229 | 15 | 111 | 65 | 40 | 0 | 231 | 9 | 117 | 49 | 51 | 5 | 231 | 21 | 121 | 60 | 32 | 0 | 234 | 12 | 117 | 49 | 51 | 5 | 234
|  |  |  | Very High | 1 | 5 | 30 | 8 | 0 | 44 | 5 | 6 | 33 | 2 | 0 | 46 | 3 | 2 | 32 | 7 | 2 | 46 | 6 | 13 | 26 | 2 | 0 | 47 | 4 | 2 | 32 | 7 | 2 | 47
11 | Above7 bar Special Crossings | Asset Level | Number of | Low | 10 | 3 | 0 | 0 | 0 | 13 | 10 | 3 | 0 | 0 | 0 | 13 | 10 | 3 | 0 | 0 | 0 | 13 | 10 | 0 | 3 | 0 | 0 | 13 | 10 | 0 | 3 | 0 | 0 | 13
|  |  |  | Medium | 0 | 12 | 0 | 0 | 0 | 12 | 0 | 12 | 0 | 0 | 0 | 12 | 0 | 12 | 0 | 0 | 0 | 12 | 0 | 0 | 12 | 0 | 0 | 12 | 0 | 0 | 12 | 0 | 0 | 12
|  |  |  | High | 7 | 66 | 6 | 5 | 0 | 84 | 7 | 77 | 0 | 0 | 0 | 84 | 7 | 66 | 6 | 5 | 0 | 84 | 7 | 11 | 66 | 0 | 0 | 84 | 7 | 0 | 66 | 6 | 5 | 84
|  |  |  | Very High | 1 | 62 | 14 | 7 | 0 | 84 | 1 | 83 | 0 | 0 | 0 | 84 | 1 | 62 | 14 | 7 | 0 | 84 | 1 | 69 | 14 | 0 | 0 | 84 | 1 | 0 | 62 | 14 | 7 | 84
12 | Below7 bar Special Crossings | Asset Level | Number of | Low | 47 |  | 41 | 49 | 0 | 137 | 47 |  | 41 | 49 | 0 | 137 | 24 | 23 | 21 | 45 | 24 | 137 | 47 | 0 | 41 | 49 | 0 | 137 | 0 | 47 | 0 | 41 | 49 | 137
|  |  |  | Medium | 130 |  | 114 | 64 | 0 | 308 | 130 |  | 114 | 64 | 0 | 308 | 65 | 65 | 57 | 89 | 32 | 308 | 130 | 0 | 114 | 64 | 0 | 308 | 0 | 130 | 0 | 114 | 64 | 308
|  |  |  | High | 19 |  | 146 | 0 | 0 | 165 | 19 |  | 146 | 0 | 0 | 165 | 10 | 9 | 73 | 73 | 0 | 165 | 19 | 0 | 146 | 0 | 0 | 165 | 0 | 19 | 0 | 146 | 0 | 165
|  |  |  | Very High | 0 | 0 | 0 | 0 | 0 | 0 | 0 | 0 | 0 | 0 | 0 | 0 | 0 | 0 | 0 | 0 | 0 | 0 | 0 | 0 | 0 | 0 | 0 | 0 | 0 | 0 | 0 | 0 | 0 | 0
13 | Distribution Mains (Iron) | Asset Level | Km | Low | 0 | 0 | 9.1142 | 9596.5599 | 4876.8096 | 14482.4836 | 0 | 0 | 7.5955 | 7997.3601 | 4064.1926 | 12069.1482 | 0 | 0 | 9.1142 | 9596.9694 | 4876.4001 | 14482.4836 | 0 | 0 | 6.0768 | 6398.1603 | 3251.5757 | 9655.8127 | 0 | 0 | 9.1142 | 9597.3789 | 4875.9906 | 14482.4836
|  |  |  | Medium | 0 | 0 | 0 | 826.3094 | 185.1918 | 1011.5012 | 0 | 0 | 0 | 688.5121 | 154.3335 | 842.8457 | 0 | 0 | 0 | 826.6404 | 184.8608 | 1011.5012 | 0 | 0 | 0 | 550.7149 | 123.4752 | 674.1901 | 0 | 0 | 0 | 826.9714 | 184.5298 | 1011.5012
|  |  |  | High | 0 | 0 | 0 | 0 | 0 | 0 | 0 | 0 | 0 | 0 | 0 | 0 | 0 | 0 | 0 | 0 | 0 | 0 | 0 | 0 | 0 | 0 | 0 | 0 | 0 | 0 | 0 | 0 | 0 | 0
|  |  |  | Very High | 0 | 0 | 0 | 0 | 0 | 0 | 0 | 0 | 0 | 0 | 0 | 0 | 0 | 0 | 0 | 0 | 0 | 0 | 0 | 0 | 0 | 0 | 0 | 0 | 0 | 0 | 0 | 0 | 0 | 0
14 | Distribution Mains (PE) | Asset Level | Km | Low | 21089.5575 | 3158.7738 | 0 | 0 | 0 | 24248.3312 | 23078.0883 | 3158.7738 | 0 | 0 | 0 | 26236.8621 | 21089.6935 | 3158.6378 | 0 | 0 | 0 | 24248.3312 | 25066.6191 | 3158.7738 | 0 | 0 | 0 | 28225.3929 | 21089.8295 | 3158.5018 | 0 | 0 | 0 | 24248.3312
|  |  |  | Medium | 4542.4465 | 277.3818 | 0 | 0 | 0 | 4819.8283 | 4970.8075 | 277.3818 | 0 | 0 | 0 | 5248.1893 | 4542.7645 | 277.0638 | 0 | 0 | 0 | 4819.8283 | 5399.1684 | 277.3818 | 0 | 0 | 0 | 5676.5503 | 4543.0825 | 276.7458 | 0 | 0 | 0 | 4819.8283
|  |  |  | High | 89.0963 | 0 | 0 | 0 | 0 | 89.0963 | 97.5037 | 0 | 0 | 0 | 0 | 97.5037 | 89.1313 | -0.035 | 0 | 0 | 0 | 89.0963 | 105.911 | 0 | 0 | 0 | 0 | 105.911 | 89.1663 | -0.07 | 0 | 0 | 0 | 89.0963
|  |  |  | Very High | 0 | 0 | 0 | 0 | 0 | 0 | 0 | 0 | 0 | 0 | 0 | 0 | 0 | 0 | 0 | 0 | 0 | 0 | 0 | 0 | 0 | 0 | 0 | 0 | 0 | 0 | 0 | 0 | 0 | 0
15 | Distribution Mains (Steel) | Asset Level | Km | Low | 0 | 0 | 295.092 | 997.9499 | 363.2536 | 1656.2954 | 0 | 0 | 284.2727 | 961.4347 | 349.962 | 1595.6694 | 0 | 0 | 295.3895 | 997.6524 | 363.2536 | 1656.2954 | 0 | 0 | 273.4535 | 924.9194 | 336.6705 | 1535.0434 | 0 | 0 | 295.687 | 997.3549 | 363.2536 | 1656.2954
|  |  |  | Medium | 0 | 0 | 18.9929 | 568.0404 | 97.0381 | 684.0713 | 0 | 0 | 18.218 | 547.2556 | 93.4874 | 658.9611 | 0 | 0 | 20.0849 | 566.9484 | 97.0381 | 684.0713 | 0 | 0 | 17.4431 | 526.4709 | 89.9368 | 633.8508 | 0 | 0 | 21.1769 | 565.8564 | 97.0381 | 684.0713
|  |  |  | High | 0 | 0 | 0.68014 | 1098.8296 | 26.4515 | 1125.9612 | 0 | 0 | 0.55866 | 1058.6232 | 25.4836 | 1084.6655 | 0 | 0 | 2.0001 | 1097.5096 | 26.4515 | 1125.9613 | 0 | 0 | 0.43717 | 1018.4168 | 24.5158 | 1043.3697 | 0 | 0 | 3.3201 | 1096.1896 | 26.4515 | 1125.9612
|  |  |  | Very High | 0 | 0 | 0 | 0 | 0 | 0 | 0 | 0 | 0 | 0 | 0 | 0 | 0 | 0 | 0 | 0 | 0 | 0 | 0 | 0 | 0 | 0 | 0 | 0 | 0 | 0 | 0 | 0 | 0 | 0
16 | Distribution Mains (other) | Asset Level | Km | Low | 0 | 0 | 210.0332 | 0 | 0 | 210.0332 | 0 | 0 | 200.8332 | 0 | 0 | 200.8332 | 0 | 0 | 210.0332 | 0 | 0 | 210.0332 | 0 | 0 | 191.6332 | 0 | 0 | 191.6332 | 0 | 0 | 210.0332 | 0 | 0 | 210.0332
|  |  |  | Medium | 0 | 0 | 0 | 0 | 0 | 0 | 0 | 0 | 0 | 0 | 0 | 0 | 0 | 0 | 0 | 0 | 0 | 0 | 0 | 0 | 0 | 0 | 0 | 0 | 0 | 0 | 0 | 0 | 0 | 0
|  |  |  | High | 0 | 0 | 0 | 0 | 0 | 0 | 0 | 0 | 0 | 0 | 0 | 0 | 0 | 0 | 0 | 0 | 0 | 0 | 0 | 0 | 0 | 0 | 0 | 0 | 0 | 0 | 0 | 0 | 0 | 0
|  |  |  | Very High | 0 | 0 | 0 | 0 | 0 | 0 | 0 | 0 | 0 | 0 | 0 | 0 | 0 | 0 | 0 | 0 | 0 | 0 | 0 | 0 | 0 | 0 | 0 | 0 | 0 | 0 | 0 | 0 | 0 | 0
17 | Services | Asset Level | Number of | Low | 0 | 2319271 | 0 | 1665954 | 0 | 3985225 | 276967 | 2319271 | 0 | 1321203 | 0 | 3917441 | 0 | 2319271 | 0 | 1665954 | 0 | 3985225 | 545017 | 2319271 | 0 | 1093379 | 0 | 3957667 | 0 | 2319271 | 0 | 1665954 | 0 | 3985225
|  |  |  | Medium | 0 | 0 | 0 | 0 | 0 | 0 | 0 | 0 | 0 | 0 | 0 | 0 | 0 | 0 | 0 | 0 | 0 | 0 | 0 | 0 | 0 | 0 | 0 | 0 | 0 | 0 | 0 | 0 | 0 | 0
|  |  |  | High | 0 | 0 | 0 | 0 | 0 | 0 | 0 | 0 | 0 | 0 | 0 | 0 | 0 | 0 | 0 | 0 | 0 | 0 | 0 | 0 | 0 | 0 | 0 | 0 | 0 | 0 | 0 | 0 | 0 | 0
|  |  |  | Very High | 0 | 0 | 0 | 0 | 0 | 0 | 0 | 0 | 0 | 0 | 0 | 0 | 0 | 0 | 0 | 0 | 0 | 0 | 0 | 0 | 0 | 0 | 0 | 0 | 0 | 0 | 0 | 0 | 0 | 0
18 | MOB Risers | Asset Level | Number of | Low | 3114 | 777 | 0 | 6728 | 6728 | 17347 | 0 | 7003 | 0 | 4934 | 5410 | 17347 | 0 | 3891 | 0 | 4934 | 8522 | 17347 | 0 | 10115 | 0 | 3140 | 4092 | 17347 | 0 | 3891 | 0 | 3140 | 10316 | 17347
|  |  |  | Medium | 0 | 0 | 0 | 0 | 0 | 0 | 0 | 0 | 0 | 0 | 0 | 0 | 0 | 0 | 0 | 0 | 0 | 0 | 0 | 0 | 0 | 0 | 0 | 0 | 0 | 0 | 0 | 0 | 0 | 0
|  |  |  | High | 0 | 0 | 0 | 0 | 0 | 0 | 0 | 0 | 0 | 0 | 0 | 0 | 0 | 0 | 0 | 0 | 0 | 0 | 0 | 0 | 0 | 0 | 0 | 0 | 0 | 0 | 0 | 0 | 0 | 0
|  |  |  | Very High | 0 | 0 | 0 | 0 | 0 | 0 | 0 | 0 | 0 | 0 | 0 | 0 | 0 | 0 | 0 | 0 | 0 | 0 | 0 | 0 | 0 | 0 | 0 | 0 | 0 | 0 | 0 | 0 | 0 | 0
19 | Operational Holders | Asset Level | Number of | Low | 0 | 0 | 0 | 0 | 0 | 0 | 0 | 0 | 0 | 0 | 0 | 0 | 0 | 0 | 0 | 0 | 0 | 0 | 0 | 0 | 0 | 0 | 0 | 0 | 0 | 0 | 0 | 0 | 0 | 0
|  |  |  | Medium | 0 | 0 | 0 | 1 | 5 | 6 | 0 | 0 | 0 | 1 | 5 | 6 | 0 | 0 | 0 | 1 | 5 | 6 | 0 | 0 | 0 | 0 | 0 | 0 | 0 | 0 | 0 | 1 | 2 | 3
|  |  |  | High | 0 | 0 | 0 | 0 | 16 | 16 | 0 | 0 | 0 | 0 | 2 | 2 | 0 | 0 | 0 | 0 | 3 | 3 | 0 | 0 | 0 | 0 | 0 | 0 | 0 | 0 | 0 | 0 | 0 | 0
|  |  |  | Very High | 0 | 0 | 0 | 0 | 0 | 0 | 0 | 0 | 0 | 0 | 0 | 0 | 0 | 0 | 0 | 0 | 0 | 0 | 0 | 0 | 0 | 0 | 0 | 0 | 0 | 0 | 0 | 0 | 0 | 0
20 | Non Operational Holders (Mothballed & Decommissioned) | Asset Level | Number of | Low | 0 | 0 | 0 | 0 | 67 | 67 | 0 | 0 | 0 | 0 | 59 | 59 | 0 | 0 | 0 | 0 | 80 | 80 | 0 | 0 | 0 | 0 | 45 | 45 | 0 | 0 | 0 | 0 | 86 | 86
|  |  |  | Medium | 0 | 0 | 0 | 0 | 0 | 0 | 0 | 0 | 0 | 0 | 0 | 0 | 0 | 0 | 0 | 0 | 0 | 0 | 0 | 0 | 0 | 0 | 0 | 0 | 0 | 0 | 0 | 0 | 0 | 0
|  |  |  | High | 0 | 0 | 0 | 0 | 0 | 0 | 0 | 0 | 0 | 0 | 0 | 0 | 0 | 0 | 0 | 0 | 0 | 0 | 0 | 0 | 0 | 0 | 0 | 0 | 0 | 0 | 0 | 0 | 0 | 0
|  |  |  | Very High | 0 | 0 | 0 | 0 | 0 | 0 | 0 | 0 | 0 | 0 | 0 | 0 | 0 | 0 | 0 | 0 | 0 | 0 | 0 | 0 | 0 | 0 | 0 | 0 | 0 | 0 | 0 | 0 | 0 | 0
21 | High Pressure Vessels | Asset Level | Number of | Low | 0 | 0 | 0 | 0 | 0 | 0 | 0 | 0 | 0 | 0 | 0 | 0 | 0 | 0 | 0 | 0 | 0 | 0 | 0 | 0 | 0 | 0 | 0 | 0 | 0 | 0 | 0 | 0 | 0 | 0
|  |  |  | Medium | 0 | 35 | 7 | 0 | 0 | 42 | 0 | 35 | 7 | 0 | 0 | 42 | 0 | 35 | 7 | 0 | 0 | 42 | 0 | 0 | 42 | 0 | 0 | 42 | 0 | 0 | 42 | 0 | 0 | 42
|  |  |  | High | 0 | 0 | 0 | 0 | 0 | 0 | 0 | 0 | 0 | 0 | 0 | 0 | 0 | 0 | 0 | 0 | 0 | 0 | 0 | 0 | 0 | 0 | 0 | 0 | 0 | 0 | 0 | 0 | 0 | 0
|  |  |  | Very High | 0 | 0 | 0 | 0 | 0 | 0 | 0 | 0 | 0 | 0 | 0 | 0 | 0 | 0 | 0 | 0 | 0 | 0 | 0 | 0 | 0 | 0 | 0 | 0 | 0 | 0 | 0 | 0 | 0 | 0
22 | NTS Offtakes | Asset Level | no | Low | [5 empty] | 0 | [5 empty] | 0 | [5 empty] | 0 | [5 empty] | 0 | [5 empty] | 0
|  | Regulators System | System |  | 0 | 0 | 0 | 0 | 0 | 0 | 0 | 0 | 0 | 0 | 0 |  | 0 | 0 | 0 | 0 | 0 |  | 0 | 0 | 0 | 0 | 0 | 0 | 0 | 0 | 0 | 0 | 0 | 0
|  | Slam Shut System | System |  | 0 | 0 | 0 | 0 | 0 | 0 | 0 | 0 | 0 | 0 | 0 |  | 0 | 0 | 0 | 0 | 0 |  | 0 | 0 | 0 | 0 | 0 | 0 | 0 | 0 | 0 | 0 | 0 | 0
|  | Filter System | System |  | 0 | 0 | 0 | 0 | 0 | 0 | 0 | 0 | 0 | 0 | 0 |  | 0 | 0 | 0 | 0 | 0 |  | 0 | 0 | 0 | 0 | 0 | 0 | 0 | 0 | 0 | 0 | 0 | 0
|  | Pre-heating System | System |  | 0 | 0 | 0 | 0 | 0 | 0 | 0 | 0 | 0 | 0 | 0 |  | 0 | 0 | 0 | 0 | 0 |  | 0 | 0 | 0 | 0 | 0 | 0 | 0 | 0 | 0 | 0 | 0 | 0
|  | Odorisation System | System |  | 0 | 0 | 0 | 0 | 0 | 0 | 0 | 0 | 0 | 0 | 0 |  | 0 | 0 | 0 | 0 | 0 |  | 0 | 0 | 0 | 0 | 0 | 0 | 0 | 0 | 0 | 0 | 0 | 0
|  | Metering System | System |  | 0 | 0 | 0 | 0 | 0 | 0 | 0 | 0 | 0 | 0 | 0 |  | 0 | 0 | 0 | 0 | 0 |  | 0 | 0 | 0 | 0 | 0 | 0 | 0 | 0 | 0 | 0 | 0 | 0
|  | Buildings (no.’s) | Number of |  | 0 | 0 | 0 | 0 | 0 | 0 | 0 | 0 | 0 | 0 | 0 |  | 0 | 0 | 0 | 0 | 0 |  | 0 | 0 | 0 | 0 | 0 | 0 | 0 | 0 | 0 | 0 | 0 | 0
|  | Fences (no’s -Inc Security) | Number of |  | 0 | 0 | 0 | 0 | 0 | 0 | 0 | 0 | 0 | 0 | 0 |  | 0 | 0 | 0 | 0 | 0 |  | 0 | 0 | 0 | 0 | 0 | 0 | 0 | 0 | 0 | 0 | 0 | 0
|  | Electrical System | Systems |  | 0 | 0 | 0 | 0 | 0 | 0 | 0 | 0 | 0 | 0 | 0 |  | 0 | 0 | 0 | 0 | 0 |  | 0 | 0 | 0 | 0 | 0 | 0 | 0 | 0 | 0 | 0 | 0 | 0
|  | Instrumentation System | Systems |  | 0 | 0 | 0 | 0 | 0 | 0 | 0 | 0 | 0 | 0 | 0 |  | 0 | 0 | 0 | 0 | 0 |  | 0 | 0 | 0 | 0 | 0 | 0 | 0 | 0 | 0 | 0 | 0 | 0
|  | Asset Level | no | Medium | [5 empty] | 0 | [5 empty] | 0 | [5 empty] | 0 | [5 empty] | 0 | [5 empty] | 0
|  | Regulators System | System |  | 0 | 0 | 0 | 0 | 0 | 0 | 0 | 0 | 0 | 0 | 0 |  | 0 | 0 | 0 | 0 | 0 |  | 0 | 0 | 0 | 0 | 0 | 0 | 0 | 0 | 0 | 0 | 0 | 0
|  | Slam Shut System | System |  | 0 | 0 | 0 | 0 | 0 | 0 | 0 | 0 | 0 | 0 | 0 |  | 0 | 0 | 0 | 0 | 0 |  | 0 | 0 | 0 | 0 | 0 | 0 | 0 | 0 | 0 | 0 | 0 | 0
|  | Filter System | System |  | 0 | 0 | 0 | 0 | 0 | 0 | 0 | 0 | 0 | 0 | 0 |  | 0 | 0 | 0 | 0 | 0 |  | 0 | 0 | 0 | 0 | 0 | 0 | 0 | 0 | 0 | 0 | 0 | 0
|  | Pre-heating System | System |  | 0 | 0 | 0 | 0 | 0 | 0 | 0 | 0 | 0 | 0 | 0 |  | 0 | 0 | 0 | 0 | 0 |  | 0 | 0 | 0 | 0 | 0 | 0 | 0 | 0 | 0 | 0 | 0 | 0
|  | Odorisation System | System |  | 0 | 0 | 0 | 0 | 0 | 0 | 0 | 0 | 0 | 0 | 0 |  | 0 | 0 | 0 | 0 | 0 |  | 0 | 0 | 0 | 0 | 0 | 0 | 0 | 0 | 0 | 0 | 0 | 0
|  | Metering System | System |  | 0 | 0 | 0 | 0 | 0 | 0 | 0 | 0 | 0 | 0 | 0 |  | 0 | 0 | 0 | 0 | 0 |  | 0 | 0 | 0 | 0 | 0 | 0 | 0 | 0 | 0 | 0 | 0 | 0
|  | Buildings (no.’s) | Number of |  | 0 | 0 | 0 | 0 | 0 | 0 | 0 | 0 | 0 | 0 | 0 |  | 0 | 0 | 0 | 0 | 0 |  | 0 | 0 | 0 | 0 | 0 | 0 | 0 | 0 | 0 | 0 | 0 | 0
|  | Fences (no’s -Inc Security) | Number of |  | 0 | 0 | 0 | 0 | 0 | 0 | 0 | 0 | 0 | 0 | 0 |  | 0 | 0 | 0 | 0 | 0 |  | 0 | 0 | 0 | 0 | 0 | 0 | 0 | 0 | 0 | 0 | 0 | 0
|  | Electrical System | Systems |  | 0 | 0 | 0 | 0 | 0 | 0 | 0 | 0 | 0 | 0 | 0 |  | 0 | 0 | 0 | 0 | 0 |  | 0 | 0 | 0 | 0 | 0 | 0 | 0 | 0 | 0 | 0 | 0 | 0
|  | Instrumentation System | Systems |  | 0 | 0 | 0 | 0 | 0 | 0 | 0 | 0 | 0 | 0 | 0 |  | 0 | 0 | 0 | 0 | 0 |  | 0 | 0 | 0 | 0 | 0 | 0 | 0 | 0 | 0 | 0 | 0 | 0
|  | Asset Level | no | High | [5 empty] | 0 | [5 empty] | 0 | [5 empty] | 0 | [5 empty] | 0 | [5 empty] | 0
|  | Regulators System | System |  | 0 | 0 | 0 | 0 | 0 | 0 | 0 | 0 | 0 | 0 | 0 |  | 0 | 0 | 0 | 0 | 0 |  | 0 | 0 | 0 | 0 | 0 | 0 | 0 | 0 | 0 | 0 | 0 | 0
|  | Slam Shut System | System |  | 0 | 0 | 0 | 0 | 0 | 0 | 0 | 0 | 0 | 0 | 0 |  | 0 | 0 | 0 | 0 | 0 |  | 0 | 0 | 0 | 0 | 0 | 0 | 0 | 0 | 0 | 0 | 0 | 0
|  | Filter System | System |  | 0 | 0 | 0 | 0 | 0 | 0 | 0 | 0 | 0 | 0 | 0 |  | 0 | 0 | 0 | 0 | 0 |  | 0 | 0 | 0 | 0 | 0 | 0 | 0 | 0 | 0 | 0 | 0 | 0
|  | Pre-heating System | System |  | 0 | 0 | 0 | 0 | 0 | 0 | 0 | 0 | 0 | 0 | 0 |  | 0 | 0 | 0 | 0 | 0 |  | 0 | 0 | 0 | 0 | 0 | 0 | 0 | 0 | 0 | 0 | 0 | 0
|  | Odorisation System | System |  | 0 | 0 | 0 | 0 | 0 | 0 | 0 | 0 | 0 | 0 | 0 |  | 0 | 0 | 0 | 0 | 0 |  | 0 | 0 | 0 | 0 | 0 | 0 | 0 | 0 | 0 | 0 | 0 | 0
|  | Metering System | System |  | 0 | 0 | 0 | 0 | 0 | 0 | 0 | 0 | 0 | 0 | 0 |  | 0 | 0 | 0 | 0 | 0 |  | 0 | 0 | 0 | 0 | 0 | 0 | 0 | 0 | 0 | 0 | 0 | 0
|  | Buildings (no.’s) | Number of |  | 0 | 0 | 0 | 0 | 0 | 0 | 0 | 0 | 0 | 0 | 0 |  | 0 | 0 | 0 | 0 | 0 |  | 0 | 0 | 0 | 0 | 0 | 0 | 0 | 0 | 0 | 0 | 0 | 0
|  | Fences (no’s -Inc Security) | Number of |  | 0 | 0 | 0 | 0 | 0 | 0 | 0 | 0 | 0 | 0 | 0 |  | 0 | 0 | 0 | 0 | 0 |  | 0 | 0 | 0 | 0 | 0 | 0 | 0 | 0 | 0 | 0 | 0 | 0
|  | Electrical System | Systems |  | 0 | 0 | 0 | 0 | 0 | 0 | 0 | 0 | 0 | 0 | 0 |  | 0 | 0 | 0 | 0 | 0 |  | 0 | 0 | 0 | 0 | 0 | 0 | 0 | 0 | 0 | 0 | 0 | 0
|  | Instrumentation System | Systems |  | 0 | 0 | 0 | 0 | 0 | 0 | 0 | 0 | 0 | 0 | 0 |  | 0 | 0 | 0 | 0 | 0 |  | 0 | 0 | 0 | 0 | 0 | 0 | 0 | 0 | 0 | 0 | 0 | 0
|  | Asset Level | no | Very High | [5 empty] | 0 | [5 empty] | 12 | [5 empty] | 12 | [5 empty] | 0 | [5 empty] | 0
|  | Regulators System | System |  | 4 | 1 | 1 | 3 | 3 | 12 | 5 | 2 | 1 | 2 | 2 |  | 3 | 2 | 1 | 2 | 4 |  | 5 | 2 | 1 | 3 | 1 | 12 | 2 | 2 | 1 | 3 | 4 | 12
|  | Slam Shut System | System |  | 4 | 3 | 3 | 1 | 1 | 12 | 5 | 2 | 3 | 2 | 0 |  | 4 | 2 | 3 | 2 | 1 |  | 5 | 1 | 3 | 3 | 0 | 12 | 4 | 1 | 3 | 3 | 1 | 12
|  | Filter System | System |  | 4 | 3 | 1 | 1 | 0 | 9 | 4 | 4 | 1 | 0 | 0 |  | 3 | 4 | 1 | 1 | 0 |  | 4 | 1 | 4 | 0 | 0 | 9 | 3 | 1 | 4 | 1 | 0 | 9
|  | Pre-heating System | System |  | 2 | 2 | 1 | 3 | 4 | 12 | 3 | 3 | 0 | 4 | 2 |  | 1 | 3 | 0 | 4 | 4 |  | 4 | 1 | 2 | 4 | 1 | 12 | 1 | 1 | 2 | 4 | 4 | 12
|  | Odorisation System | System |  | 10 | 0 | 0 | 0 | 0 | 10 | 8 | 2 | 0 | 0 | 0 |  | 7 | 3 | 0 | 0 | 0 |  | 2 | 8 | 0 | 0 | 0 | 10 | 1 | 9 | 0 | 0 | 0 | 10
|  | Metering System | System |  | 1 | 0 | 0 | 10 | 1 | 12 | 6 | 0 | 0 | 6 | 0 |  | 1 | 0 | 0 | 9 | 2 |  | 10 | 0 | 0 | 2 | 0 | 12 | 1 | 0 | 0 | 8 | 3 | 12
|  | Buildings (no.’s) | Number of |  | 5 | 0 | 3 | 1 | 0 | 9 | 4 | 2 | 2 | 1 | 0 |  | 3 | 2 | 2 | 2 | 0 |  | 3 | 2 | 0 | 4 | 0 | 9 | 2 | 2 | 0 | 4 | 1 | 9
|  | Fences (no’s -Inc Security) | Number of |  | 4 | 0 | 3 | 1 | 1 | 9 | 5 | 0 | 1 | 3 | 0 |  | 4 | 0 | 1 | 3 | 1 |  | 3 | 2 | 0 | 4 | 0 | 9 | 2 | 2 | 0 | 4 | 1 | 9
|  | Electrical System | Systems |  | 1 | 11 | 0 | 0 | 0 | 12 | 1 | 11 | 0 | 0 | 0 |  | 1 | 11 | 0 | 0 | 0 |  | 1 | 1 | 10 | 0 | 0 | 12 | 1 | 0 | 11 | 0 | 0 | 12
|  | Instrumentation System | Systems |  | 1 | 1 | 3 | 7 | 0 | 12 | 1 | 1 | 0 | 10 | 0 |  | 1 | 1 | 0 | 10 | 0 |  | 1 | 1 | 1 | 9 | 0 | 12 | 1 | 0 | 1 | 10 | 0 | 12
23 | PRSs | Asset Level | no | Low | [5 empty] | 0 | [5 empty] | 0 | [5 empty] | 0 | [5 empty] | 0 | [5 empty] | 0
|  | Regulators System | System |  | 0 | 0 | 0 | 0 | 0 | 0 | 0 | 0 | 0 | 0 | 0 |  | 0 | 0 | 0 | 0 | 0 |  | 0 | 0 | 0 | 0 | 0 | 0 | 0 | 0 | 0 | 0 | 0 | 0
|  | Slam Shut System | System |  | 0 | 0 | 0 | 0 | 0 | 0 | 0 | 0 | 0 | 0 | 0 |  | 0 | 0 | 0 | 0 | 0 |  | 0 | 0 | 0 | 0 | 0 | 0 | 0 | 0 | 0 | 0 | 0 | 0
|  | Filter System | System |  | 0 | 0 | 0 | 0 | 0 | 0 | 0 | 0 | 0 | 0 | 0 |  | 0 | 0 | 0 | 0 | 0 |  | 0 | 0 | 0 | 0 | 0 | 0 | 0 | 0 | 0 | 0 | 0 | 0
|  | Pre-heating System | System |  | 0 | 0 | 0 | 0 | 0 | 0 | 0 | 0 | 0 | 0 | 0 |  | 0 | 0 | 0 | 0 | 0 |  | 0 | 0 | 0 | 0 | 0 | 0 | 0 | 0 | 0 | 0 | 0 | 0
|  | Odorisation System | System |  | 0 | 0 | 0 | 0 | 0 | 0 | 0 | 0 | 0 | 0 | 0 |  | 0 | 0 | 0 | 0 | 0 |  | 0 | 0 | 0 | 0 | 0 | 0 | 0 | 0 | 0 | 0 | 0 | 0
|  | Metering System | System |  | 0 | 0 | 0 | 0 | 0 | 0 | 0 | 0 | 0 | 0 | 0 |  | 0 | 0 | 0 | 0 | 0 |  | 0 | 0 | 0 | 0 | 0 | 0 | 0 | 0 | 0 | 0 | 0 | 0
|  | Buildings (no.’s) | Number of |  | 0 | 0 | 0 | 0 | 0 | 0 | 0 | 0 | 0 | 0 | 0 |  | 0 | 0 | 0 | 0 | 0 |  | 0 | 0 | 0 | 0 | 0 | 0 | 0 | 0 | 0 | 0 | 0 | 0
|  | Fences (no’s -Inc Security) | Number of |  | 0 | 0 | 0 | 0 | 0 | 0 | 0 | 0 | 0 | 0 | 0 |  | 0 | 0 | 0 | 0 | 0 |  | 0 | 0 | 0 | 0 | 0 | 0 | 0 | 0 | 0 | 0 | 0 | 0
|  | Electrical System | Systems |  | 0 | 0 | 0 | 0 | 0 | 0 | 0 | 0 | 0 | 0 | 0 |  | 0 | 0 | 0 | 0 | 0 |  | 0 | 0 | 0 | 0 | 0 | 0 | 0 | 0 | 0 | 0 | 0 | 0
|  | Instrumentation System | Systems |  | 0 | 0 | 0 | 0 | 0 | 0 | 0 | 0 | 0 | 0 | 0 |  | 0 | 0 | 0 | 0 | 0 |  | 0 | 0 | 0 | 0 | 0 | 0 | 0 | 0 | 0 | 0 | 0 | 0
|  | Asset Level | no | Medium | [5 empty] | 0 | [5 empty] | 1 | [5 empty] | 1 | [5 empty] | 0 | [5 empty] | 0
|  | Regulators System | System |  | 0 | 0 | 0 | 1 | 0 | 1 | 0 | 0 | 0 | 1 | 0 |  | 0 | 0 | 0 | 1 | 0 |  | 0 | 0 | 0 | 1 | 0 | 1 | 0 | 0 | 0 | 1 | 0 | 1
|  | Slam Shut System | System |  | 0 | 0 | 1 | 0 | 0 | 1 | 0 | 0 | 1 | 0 | 0 |  | 0 | 0 | 1 | 0 | 0 |  | 0 | 0 | 0 | 1 | 0 | 1 | 0 | 0 | 0 | 1 | 0 | 1
|  | Filter System | System |  | 0 | 0 | 1 | 0 | 0 | 1 | 0 | 0 | 1 | 0 | 0 |  | 0 | 0 | 1 | 0 | 0 |  | 0 | 0 | 0 | 1 | 0 | 1 | 0 | 0 | 0 | 1 | 0 | 1
|  | Pre-heating System | System |  | 0 | 0 | 0 | 0 | 0 | 0 | 0 | 0 | 0 | 0 | 0 |  | 0 | 0 | 0 | 0 | 0 |  | 0 | 0 | 0 | 0 | 0 | 0 | 0 | 0 | 0 | 0 | 0 | 0
|  | Odorisation System | System |  | 0 | 0 | 0 | 0 | 0 | 0 | 0 | 0 | 0 | 0 | 0 |  | 0 | 0 | 0 | 0 | 0 |  | 0 | 0 | 0 | 0 | 0 | 0 | 0 | 0 | 0 | 0 | 0 | 0
|  | Metering System | System |  | 0 | 0 | 0 | 0 | 0 | 0 | 0 | 0 | 0 | 0 | 0 |  | 0 | 0 | 0 | 0 | 0 |  | 0 | 0 | 0 | 0 | 0 | 0 | 0 | 0 | 0 | 0 | 0 | 0
|  | Buildings (no.’s) | Number of |  | 0 | 0 | 1 | 0 | 0 | 1 | 0 | 0 | 0 | 1 | 0 |  | 0 | 0 | 0 | 1 | 0 |  | 0 | 0 | 0 | 0 | 1 | 1 | 0 | 0 | 0 | 0 | 1 | 1
|  | Fences (no’s -Inc Security) | Number of |  | 0 | 0 | 1 | 0 | 0 | 1 | 0 | 0 | 0 | 1 | 0 |  | 0 | 0 | 0 | 1 | 0 |  | 0 | 0 | 0 | 1 | 0 | 1 | 0 | 0 | 0 | 1 | 0 | 1
|  | Electrical System | Systems |  | 0 | 1 | 0 | 0 | 0 | 1 | 0 | 1 | 0 | 0 | 0 |  | 0 | 1 | 0 | 0 | 0 |  | 0 | 0 | 1 | 0 | 0 | 1 | 0 | 0 | 1 | 0 | 0 | 1
|  | Instrumentation System | Systems |  | 0 | 1 | 0 | 0 | 0 | 1 | 0 | 1 | 0 | 0 | 0 |  | 0 | 1 | 0 | 0 | 0 |  | 0 | 0 | 1 | 0 | 0 | 1 | 0 | 0 | 1 | 0 | 0 | 1
|  | Asset Level | no | High | [5 empty] | 0 | [5 empty] | 58 | [5 empty] | 58 | [5 empty] | 0 | [5 empty] | 0
|  | Regulators System | System |  | 13 | 10 | 29 | 4 | 2 | 58 | 11 | 7 | 15 | 23 | 2 |  | 11 | 7 | 15 | 23 | 2 |  | 4 | 11 | 10 | 31 | 2 | 58 | 4 | 11 | 10 | 31 | 2 | 58
|  | Slam Shut System | System |  | 15 | 26 | 7 | 6 | 4 | 58 | 11 | 23 | 11 | 9 | 4 |  | 11 | 23 | 11 | 9 | 4 |  | 10 | 14 | 20 | 10 | 4 | 58 | 10 | 14 | 20 | 10 | 4 | 58
|  | Filter System | System |  | 14 | 25 | 13 | 6 | 0 | 58 | 11 | 21 | 17 | 9 | 0 |  | 11 | 21 | 17 | 9 | 0 |  | 10 | 10 | 24 | 14 | 0 | 58 | 10 | 10 | 24 | 14 | 0 | 58
|  | Pre-heating System | System |  | 14 | 13 | 13 | 6 | 7 | 53 | 4 | 18 | 14 | 10 | 7 |  | 4 | 18 | 14 | 10 | 7 |  | 1 | 9 | 17 | 19 | 7 | 53 | 1 | 9 | 17 | 19 | 7 | 53
|  | Odorisation System | System |  | 0 | 0 | 0 | 0 | 0 | 0 | 0 | 0 | 0 | 0 | 0 |  | 0 | 0 | 0 | 0 | 0 |  | 0 | 0 | 0 | 0 | 0 | 0 | 0 | 0 | 0 | 0 | 0 | 0
|  | Metering System | System |  | 6 | 2 | 2 | 12 | 2 | 24 | 6 | 2 | 0 | 14 | 2 |  | 6 | 2 | 0 | 14 | 2 |  | 2 | 6 | 0 | 8 | 8 | 24 | 2 | 6 | 0 | 8 | 8 | 24
|  | Buildings (no.’s) | Number of |  | 15 | 16 | 14 | 12 | 1 | 58 | 11 | 12 | 14 | 17 | 4 |  | 11 | 12 | 14 | 17 | 4 |  | 5 | 12 | 6 | 15 | 19 | 57 | 5 | 12 | 6 | 15 | 19 | 57
|  | Fences (no’s -Inc Security) | Number of |  | 12 | 16 | 19 | 10 | 1 | 58 | 9 | 13 | 19 | 15 | 2 |  | 9 | 13 | 19 | 15 | 2 |  | 5 | 14 | 11 | 25 | 3 | 58 | 5 | 14 | 11 | 25 | 3 | 58
|  | Electrical System | Systems |  | 0 | 46 | 0 | 0 | 0 | 46 | 0 | 46 | 0 | 0 | 0 |  | 0 | 46 | 0 | 0 | 0 |  | 0 | 0 | 46 | 0 | 0 | 46 | 0 | 0 | 46 | 0 | 0 | 46
|  | Instrumentation System | Systems |  | 0 | 26 | 5 | 15 | 0 | 46 | 0 | 26 | 0 | 20 | 0 |  | 0 | 26 | 0 | 20 | 0 |  | 0 | 0 | 26 | 20 | 0 | 46 | 0 | 0 | 26 | 20 | 0 | 46
|  | Asset Level | no | Very High | [5 empty] | 0 | [5 empty] | 112 | [5 empty] | 112 | [5 empty] | 0 | [5 empty] | 0
|  | Regulators System | System |  | 14 | 21 | 50 | 12 | 14 | 111 | 23 | 8 | 25 | 50 | 5 |  | 14 | 8 | 25 | 50 | 14 |  | 26 | 17 | 18 | 50 | 0 | 111 | 4 | 17 | 18 | 57 | 15 | 111
|  | Slam Shut System | System |  | 13 | 28 | 11 | 25 | 35 | 112 | 20 | 26 | 10 | 30 | 26 |  | 11 | 26 | 10 | 30 | 35 |  | 33 | 14 | 20 | 32 | 13 | 112 | 11 | 14 | 20 | 32 | 35 | 112
|  | Filter System | System |  | 22 | 35 | 15 | 34 | 0 | 106 | 26 | 34 | 15 | 31 | 0 |  | 17 | 34 | 15 | 40 | 0 |  | 37 | 18 | 29 | 22 | 0 | 106 | 15 | 18 | 29 | 44 | 0 | 106
|  | Pre-heating System | System |  | 12 | 27 | 3 | 24 | 25 | 91 | 14 | 25 | 12 | 25 | 15 |  | 3 | 25 | 12 | 25 | 26 |  | 26 | 26 | 17 | 30 | 2 | 101 | 0 | 16 | 17 | 30 | 28 | 91
|  | Odorisation System | System |  | 0 | 0 | 0 | 0 | 0 | 0 | 0 | 0 | 0 | 0 | 0 |  | 0 | 0 | 0 | 0 | 0 |  | 0 | 0 | 0 | 0 | 0 | 0 | 0 | 0 | 0 | 0 | 0 | 0
|  | Metering System | System |  | 7 | 9 | 11 | 38 | 8 | 73 | 15 | 8 | 4 | 45 | 1 |  | 6 | 8 | 4 | 45 | 10 |  | 23 | 13 | 1 | 35 | 1 | 73 | 1 | 13 | 1 | 35 | 23 | 73
|  | Buildings (no.’s) | Number of |  | 12 | 28 | 13 | 28 | 12 | 93 | 16 | 23 | 19 | 29 | 6 |  | 7 | 23 | 19 | 29 | 15 |  | 27 | 11 | 15 | 29 | 10 | 92 | 5 | 11 | 15 | 29 | 32 | 92
|  | Fences (no’s -Inc Security) | Number of |  | 7 | 28 | 27 | 27 | 4 | 93 | 14 | 21 | 29 | 29 | 0 |  | 5 | 21 | 29 | 29 | 9 |  | 26 | 13 | 30 | 24 | 0 | 93 | 4 | 13 | 30 | 35 | 11 | 93
|  | Electrical System | Systems |  | 0 | 85 | 0 | 0 | 0 | 85 | 0 | 85 | 0 | 0 | 0 |  | 0 | 85 | 0 | 0 | 0 |  | 0 | 22 | 63 | 0 | 0 | 85 | 0 | 0 | 85 | 0 | 0 | 85
|  | Instrumentation System | Systems |  | 0 | 25 | 14 | 46 | 0 | 85 | 0 | 34 | 0 | 51 | 0 |  | 0 | 25 | 0 | 60 | 0 |  | 0 | 22 | 25 | 38 | 0 | 85 | 0 | 0 | 25 | 60 | 0 | 85
22 | District Governors | Asset Level | Number of | Low | 73 | 2940 | 208 | 1071 | 62 | 4354 | 90 | 3076 | 208 | 0 | 997 | 4371 | 73 | 2940 | 208 | 0 | 1133 | 4354 | 107 | 291 | 2940 | 208 | 842 | 4388 | 73 | 0 | 2940 | 208 | 1133 | 4354
|  |  |  | Medium | 24 | 256 | 37 | 13 | 7 | 337 | 27 | 276 | 37 | 0 | 0 | 340 | 24 | 256 | 37 | 0 | 20 | 337 | 30 | 20 | 256 | 37 | 0 | 343 | 24 | 0 | 256 | 37 | 20 | 337
|  |  |  | High | 0 | 5 | 1 | 0 | 0 | 6 | 0 | 5 | 1 | 0 | 0 | 6 | 0 | 5 | 1 | 0 | 0 | 6 | 0 | 0 | 5 | 1 | 0 | 6 | 0 | 0 | 5 | 1 | 0 | 6
|  |  |  | Very High | 0 | 0 | 0 | 0 | 0 | 0 | 0 | 0 | 0 | 0 | 0 | 0 | 0 | 0 | 0 | 0 | 0 | 0 | 0 | 0 | 0 | 0 | 0 | 0 | 0 | 0 | 0 | 0 | 0 | 0
24 | I&C Governors | Asset Level | Number of | Low | 0 | 1156 | 1 | 399 | 33 | 1589 | 0 | 1163 | 1 | 0 | 425 | 1589 | 0 | 1156 | 1 | 0 | 432 | 1589 | 0 | 19 | 1156 | 1 | 413 | 1589 | 0 | 0 | 1156 | 1 | 432 | 1589
|  |  |  | Medium | 8 | 96 | 5 | 4 | 0 | 113 | 8 | 100 | 5 | 0 | 0 | 113 | 8 | 96 | 5 | 0 | 4 | 113 | 8 | 4 | 96 | 5 | 0 | 113 | 8 | 0 | 96 | 5 | 4 | 113
|  |  |  | High | 0 | 0 | 0 | 0 | 0 | 0 | 0 | 0 | 0 | 0 | 0 | 0 | 0 | 0 | 0 | 0 | 0 | 0 | 0 | 0 | 0 | 0 | 0 | 0 | 0 | 0 | 0 | 0 | 0 | 0
|  |  |  | Very High | 0 | 0 | 0 | 0 | 0 | 0 | 0 | 0 | 0 | 0 | 0 | 0 | 0 | 0 | 0 | 0 | 0 | 0 | 0 | 0 | 0 | 0 | 0 | 0 | 0 | 0 | 0 | 0 | 0 | 0
25 | Service Governors | Asset Level | Number of | Low | 7925 | 2972 | 0 | 7668 | 4953 | 23518 | 7926 | 6934 | 0 | 3705 | 4953 | 23518 | 3963 | 6934 | 0 | 3705 | 8916 | 23518 | 7925 | 7925 | 0 | 2715 | 4953 | 23518 | 0 | 7925 | 0 | 2715 | 12878 | 23518
|  |  |  | Medium | 113 | 42 | 0 | 109 | 71 | 335 | 113 | 99 | 0 | 52 | 71 | 335 | 56 | 99 | 0 | 52 | 128 | 335 | 113 | 113 | 0 | 38 | 71 | 335 | 0 | 113 | 0 | 38 | 184 | 335
|  |  |  | High | 0 | 0 | 0 | 0 | 0 | 0 | 0 | 0 | 0 | 0 | 0 | 0 | 0 | 0 | 0 | 0 | 0 | 0 | 0 | 0 | 0 | 0 | 0 | 0 | 0 | 0 | 0 | 0 | 0 | 0
|  |  |  | Very High | 0 | 0 | 0 | 0 | 0 | 0 | 0 | 0 | 0 | 0 | 0 | 0 | 0 | 0 | 0 | 0 | 0 | 0 | 0 | 0 | 0 | 0 | 0 | 0 | 0 | 0 | 0 | 0 | 0 | 0
26 | LPG Storage | Asset Level | Number of | Low | 0 | 0 | 0 | 0 | 0 | 0 | 0 | 0 | 0 | 0 | 0 | 0 | 0 | 0 | 0 | 0 | 0 | 0 | 0 | 0 | 0 | 0 | 0 | 0 | 0 | 0 | 0 | 0 | 0 | 0
|  |  |  | Medium | 0 | 0 | 0 | 0 | 0 | 0 | 0 | 0 | 0 | 0 | 0 | 0 | 0 | 0 | 0 | 0 | 0 | 0 | 0 | 0 | 0 | 0 | 0 | 0 | 0 | 0 | 0 | 0 | 0 | 0
|  |  |  | High | 0 | 0 | 0 | 0 | 0 | 0 | 0 | 0 | 0 | 0 | 0 | 0 | 0 | 0 | 0 | 0 | 0 | 0 | 0 | 0 | 0 | 0 | 0 | 0 | 0 | 0 | 0 | 0 | 0 | 0
|  |  |  | Very High | 0 | 0 | 0 | 0 | 0 | 0 | 0 | 0 | 0 | 0 | 0 | 0 | 0 | 0 | 0 | 0 | 0 | 0 | 0 | 0 | 0 | 0 | 0 | 0 | 0 | 0 | 0 | 0 | 0 | 0
27 | LPG Mains | Asset Level | Km | Low | 0 | 0 | 0 | 0 | 0 | 0 | 0 | 0 | 0 | 0 | 0 | 0 | 0 | 0 | 0 | 0 | 0 | 0 | 0 | 0 | 0 | 0 | 0 | 0 | 0 | 0 | 0 | 0 | 0 | 0
|  |  |  | Medium | 0 | 0 | 0 | 0 | 0 | 0 | 0 | 0 | 0 | 0 | 0 | 0 | 0 | 0 | 0 | 0 | 0 | 0 | 0 | 0 | 0 | 0 | 0 | 0 | 0 | 0 | 0 | 0 | 0 | 0
|  |  |  | High | 0 | 0 | 0 | 0 | 0 | 0 | 0 | 0 | 0 | 0 | 0 | 0 | 0 | 0 | 0 | 0 | 0 | 0 | 0 | 0 | 0 | 0 | 0 | 0 | 0 | 0 | 0 | 0 | 0 | 0
|  |  |  | Very High | 0 | 0 | 0 | 0 | 0 | 0 | 0 | 0 | 0 | 0 | 0 | 0 | 0 | 0 | 0 | 0 | 0 | 0 | 0 | 0 | 0 | 0 | 0 | 0 | 0 | 0 | 0 | 0 | 0 | 0
28 | LPG Services | Asset Level | Number of | Low | 0 | 0 | 0 | 0 | 0 | 0 | 0 | 0 | 0 | 0 | 0 | 0 | 0 | 0 | 0 | 0 | 0 | 0 | 0 | 0 | 0 | 0 | 0 | 0 | 0 | 0 | 0 | 0 | 0 | 0
|  |  |  | Medium | 0 | 0 | 0 | 0 | 0 | 0 | 0 | 0 | 0 | 0 | 0 | 0 | 0 | 0 | 0 | 0 | 0 | 0 | 0 | 0 | 0 | 0 | 0 | 0 | 0 | 0 | 0 | 0 | 0 | 0
|  |  |  | High | 0 | 0 | 0 | 0 | 0 | 0 | 0 | 0 | 0 | 0 | 0 | 0 | 0 | 0 | 0 | 0 | 0 | 0 | 0 | 0 | 0 | 0 | 0 | 0 | 0 | 0 | 0 | 0 | 0 | 0
|  |  |  | Very High | 0 | 0 | 0 | 0 | 0 | 0 | 0 | 0 | 0 | 0 | 0 | 0 | 0 | 0 | 0 | 0 | 0 | 0 | 0 | 0 | 0 | 0 | 0 | 0 | 0 | 0 | 0 | 0 | 0 | 0
29 | LNG Vessels | Asset Level | Number of | Low | 0 | 0 | 0 | 0 | 0 | 0 | 0 | 0 | 0 | 0 | 0 | 0 | 0 | 0 | 0 | 0 | 0 | 0 | 0 | 0 | 0 | 0 | 0 | 0 | 0 | 0 | 0 | 0 | 0 | 0
|  |  |  | Medium | 0 | 0 | 0 | 0 | 0 | 0 | 0 | 0 | 0 | 0 | 0 | 0 | 0 | 0 | 0 | 0 | 0 | 0 | 0 | 0 | 0 | 0 | 0 | 0 | 0 | 0 | 0 | 0 | 0 | 0
|  |  |  | High | 0 | 0 | 0 | 0 | 0 | 0 | 0 | 0 | 0 | 0 | 0 | 0 | 0 | 0 | 0 | 0 | 0 | 0 | 0 | 0 | 0 | 0 | 0 | 0 | 0 | 0 | 0 | 0 | 0 | 0
|  |  |  | Very High | 0 | 0 | 0 | 0 | 0 | 0 | 0 | 0 | 0 | 0 | 0 | 0 | 0 | 0 | 0 | 0 | 0 | 0 | 0 | 0 | 0 | 0 | 0 | 0 | 0 | 0 | 0 | 0 | 0 | 0

## 4.3.3_Input_Sheet_Proposed2018
Asset categories |  | Component | Units | Criticality Index | Asset distribution based on estimated asset health index |  |  |  |  | Asset Register | Asset distribution based on estimated asset health index |  |  |  |  | Asset Register | Asset distribution based on estimated asset health index |  |  |  |  | Asset Register | Asset distribution based on estimated asset health index |  |  |  |  | Asset Register | Asset distribution based on estimated asset health index |  |  |  |  | Asset Register
[5 empty] | Starting Position, 31/03/2013 | [5 empty] | With Proposed Investment (50/50 Estimate) | [5 empty] | Without Investment (50/50 Estimate) | [5 empty] | With Intervention, 31/03/2021 | [5 empty] | Without Intervention, 31/03/2021
[5 empty] | Asset health index |  |  |  |  | 2013-03-31 | Asset health index |  |  |  |  | 2017-03-31 | Asset health index |  |  |  |  | 2017-03-31 | Asset health index |  |  |  |  | 2021-03-31 | Asset health index |  |  |  |  | 2021-03-31
[5 empty] | HI1 | HI2 | HI3 | HI4 | HI5 |  | HI1 | HI2 | HI3 | HI4 | HI5 |  | HI1 | HI2 | HI3 | HI4 | HI5 |  | HI1 | HI2 | HI3 | HI4 | HI5 |  | HI1 | HI2 | HI3 | HI4 | HI5
1 | Storage Telemetry | Asset Level | System | Low - C4 | 0 | 0 | 0 | 14 | 0 | 14 | [12 empty] | 0 | 0 | 0 | 0 | 0 | 0 | 0 | 0 | 0 | 0 | 0 | 0
|  |  |  | Medium - C3 | 0 | 0 | 1 | 8 | 0 | 9 | [12 empty] | 4 | 0 | 1 | 0 | 0 | 5 | 0 | 0 | 0 | 1 | 7 | 8
|  |  |  | High - C2 | 0 | 0 | 0 | 14 | 0 | 14 | [12 empty] | 0 | 0 | 0 | 0 | 0 | 0 | 0 | 0 | 0 | 0 | 0 | 0
|  |  |  | Very High - C1 | 0 | 0 | 0 | 0 | 0 | 0 | [12 empty] | 0 | 0 | 0 | 0 | 0 | 0 | 0 | 0 | 0 | 0 | 0 | 0
2 | Above7 bar Telemetry | Asset Level | System | Low - C4 | 0 | 0 | 0 | 0 | 0 | 0 | [12 empty] | 0 | 0 | 0 | 0 | 0 | 0 | 0 | 0 | 0 | 0 | 0 | 0
|  |  |  | Medium - C3 | 0 | 0 | 0 | 1 | 0 | 1 | [12 empty] | 0 | 0 | 0 | 1 | 0 | 1 | 0 | 0 | 0 | 1 | 0 | 1
|  |  |  | High - C2 | 0 | 13 | 0 | 31 | 0 | 44 | [12 empty] | 0 | 0 | 13 | 31 | 0 | 44 | 0 | 0 | 13 | 31 | 0 | 44
|  |  |  | Very High - C1 | 0 | 7 | 0 | 99 | 0 | 106 | [12 empty] | 0 | 0 | 7 | 99 | 0 | 106 | 0 | 0 | 7 | 99 | 0 | 106
3 | Below7 bar Telemetry | Asset Level | System | Low - C4 | 0 | 0 | 0 | 0 | 1 | 1 | [12 empty] | 0 | 0 | 0 | 0 | 1 | 1 | 0 | 0 | 0 | 0 | 1 | 1
|  |  |  | Medium - C3 | 1 | 0 | 2 | 5 | 10 | 18 | [12 empty] | 0 | 1 | 0 | 4 | 13 | 18 | 0 | 1 | 0 | 4 | 13 | 18
|  |  |  | High - C2 | 1 | 0 | 1 | 2 | 5 | 9 | [12 empty] | 0 | 1 | 0 | 2 | 6 | 9 | 0 | 1 | 0 | 2 | 6 | 9
|  |  |  | Very High - C1 | 1 | 0 | 0 | 0 | 0 | 1 | [12 empty] | 0 | 1 | 0 | 0 | 0 | 1 | 0 | 1 | 0 | 0 | 0 | 1
4 | Block Valves | Asset Level | Number of | Low - C4 | 0 | 0 | 0 | 0 | 0 | 0 | [12 empty] | 0 | 0 | 0 | 0 | 0 | 0 | 0 | 0 | 0 | 0 | 0 | 0
|  |  |  | Medium - C3 | 0 | 0 | 0 | 0 | 0 | 0 | [12 empty] | 0 | 0 | 0 | 0 | 0 | 0 | 0 | 0 | 0 | 0 | 0 | 0
|  |  |  | High - C2 | 6 | 80 | 26 | 9 | 0 | 121 | [12 empty] | 6 | 0 | 80 | 26 | 9 | 121 | 6 | 0 | 80 | 26 | 9 | 121
|  |  |  | Very High - C1 | 2 | 67 | 9 | 26 | 0 | 104 | [12 empty] | 2 | 0 | 67 | 9 | 26 | 104 | 2 | 0 | 67 | 9 | 26 | 104
5 | Valves | Asset Level | Number of | Low - C4 | 1 | 0 | 0 | 0 | 0 | 1 | [12 empty] | 1 | 0 | 0 | 0 | 0 | 1 | 1 | 0 | 0 | 0 | 0 | 1
|  |  |  | Medium - C3 | 0 | 21 | 0 | 0 | 0 | 21 | [12 empty] | 0 | 0 | 21 | 0 | 0 | 21 | 0 | 0 | 21 | 0 | 0 | 21
|  |  |  | High - C2 | 5 | 282 | 64 | 60 | 0 | 411 | [12 empty] | 5 | 56 | 282 | 68 | 0 | 411 | 5 | 0 | 282 | 124 | 0 | 411
|  |  |  | Very High - C1 | 2 | 262 | 63 | 41 | 0 | 368 | [12 empty] | 2 | 104 | 262 | 0 | 0 | 368 | 2 | 0 | 262 | 104 | 0 | 368
6 | Pig Traps | Asset Level | Number of | Low - C4 | 0 | 0 | 0 | 0 | 0 | 0 | [12 empty] | 0 | 0 | 0 | 0 | 0 | 0 | 0 | 0 | 0 | 0 | 0 | 0
|  |  |  | Medium - C3 | 0 | 1 | 0 | 0 | 0 | 1 | [12 empty] | 0 | 0 | 1 | 0 | 0 | 1 | 0 | 0 | 1 | 0 | 0 | 1
|  |  |  | High - C2 | 3 | 40 | 5 | 4 | 0 | 52 | [12 empty] | 3 | 0 | 40 | 5 | 4 | 52 | 3 | 0 | 40 | 5 | 4 | 52
|  |  |  | Very High - C1 | 0 | 11 | 3 | 7 | 0 | 21 | [12 empty] | 0 | 0 | 11 | 3 | 7 | 21 | 0 | 0 | 11 | 3 | 7 | 21
7 | Sleeves (Nitrogen & other) | Asset Level | Number of | Low - C4 | 0 | 0 | 0 | 0 | 0 | 0 | [12 empty] | 0 | 0 | 0 | 0 | 0 | 0 | 0 | 0 | 0 | 0 | 0 | 0
|  |  |  | Medium - C3 | 0 | 0 | 0 | 0 | 0 | 0 | [12 empty] | 0 | 0 | 0 | 0 | 0 | 0 | 0 | 0 | 0 | 0 | 0 | 0
|  |  |  | High - C2 | 0 | 21 | 1 | 0 | 0 | 22 | [12 empty] | 1 | 0 | 21 | 0 | 0 | 22 | 0 | 0 | 21 | 1 | 0 | 22
|  |  |  | Very High - C1 | 0 | 12 | 0 | 14 | 0 | 26 | [12 empty] | 26 | 0 | 0 | 0 | 0 | 26 | 0 | 0 | 12 | 0 | 14 | 26
8 | LTS Pipelines - Piggable | Asset Level | Km | Low - C4 | 0 | 0 | 0 | 0 | 0 | 0 | [12 empty] | 0 | 0 | 0 | 0 | 0 | 0 | 0 | 0 | 0 | 0 | 0 | 0
|  |  |  | Medium - C3 | 0 | 0 | 0 | 0 | 0 | 0 | [12 empty] | 0 | 0 | 0 | 0 | 0 | 0 | 0 | 0 | 0 | 0 | 0 | 0
|  |  |  | High - C2 | 0 | 63.43 | 0 | 36.43 | 0 | 99.86 | [12 empty] | 0 | 51.43 | 12 | 36.43 | 0 | 99.86 | 0 | 51.43 | 12 | 36.43 | 0 | 99.86
|  |  |  | Very High - C1 | 0 | 1014.854 | 229.799 | 202.97 | 0 | 1447.623 | [12 empty] | 0 | 822.154 | 376.699 | 248.77 | 0 | 1447.623 | 0 | 822.154 | 376.699 | 248.77 | 0 | 1447.623
9 | LTS Pipelines – Non Piggable | Asset Level | Km | Low - C4 | 0.96 | 0.14 | 0 | 0 | 0 | 1.1 | [12 empty] | 0.96 | 0.14 | 0 | 0 | 0 | 1.1 | 0.96 | 0.14 | 0 | 0 | 0 | 1.1
|  |  |  | Medium - C3 | 0 | 0.18 | 0 | 0 | 0 | 0.18 | [12 empty] | 0 | 0.18 | 0 | 0 | 0 | 0.18 | 0 | 0.18 | 0 | 0 | 0 | 0.18
|  |  |  | High - C2 | 12.74 | 122.25 | 28.83 | 0 | 0 | 163.82 | [12 empty] | 12.74 | 122.25 | 28.83 | 0 | 0 | 163.82 | 12.74 | 122.25 | 28.83 | 0 | 0 | 163.82
|  |  |  | Very High - C1 | 1.47 | 154.69 | 45.3 | 0 | 0 | 201.46 | [12 empty] | 1.47 | 154.69 | 45.3 | 0 | 0 | 201.46 | 1.47 | 154.69 | 45.3 | 0 | 0 | 201.46
10 | Cathodic Protection | Asset Level | Number of Schemes | Low - C4 | 0 | 127 | 133 | 165 | 0 | 425 | [12 empty] | 15 | 145 | 130 | 154 | 0 | 444 | 10 | 95 | 136 | 176 | 27 | 444
|  |  |  | Medium - C3 | 39 | 221 | 50 | 71 | 0 | 381 | [12 empty] | 62 | 234 | 66 | 29 | 0 | 391 | 48 | 210 | 48 | 73 | 12 | 391
|  |  |  | High - C2 | 6 | 119 | 58 | 46 | 0 | 229 | [12 empty] | 21 | 121 | 60 | 32 | 0 | 234 | 12 | 117 | 49 | 51 | 5 | 234
|  |  |  | Very High - C1 | 1 | 5 | 30 | 8 | 0 | 44 | [12 empty] | 6 | 13 | 26 | 2 | 0 | 47 | 4 | 2 | 32 | 7 | 2 | 47
11 | Above7 bar Special Crossings | Asset Level | Number of | Low - C4 | 10 | 3 | 0 | 0 | 0 | 13 | [12 empty] | 10 | 0 | 3 | 0 | 0 | 13 | 10 | 0 | 3 | 0 | 0 | 13
|  |  |  | Medium - C3 | 0 | 12 | 0 | 0 | 0 | 12 | [12 empty] | 0 | 0 | 12 | 0 | 0 | 12 | 0 | 0 | 12 | 0 | 0 | 12
|  |  |  | High - C2 | 7 | 66 | 6 | 5 | 0 | 84 | [12 empty] | 7 | 0 | 66 | 6 | 5 | 84 | 7 | 0 | 66 | 6 | 5 | 84
|  |  |  | Very High - C1 | 1 | 62 | 14 | 7 | 0 | 84 | [12 empty] | 1 | 0 | 62 | 14 | 7 | 84 | 1 | 0 | 62 | 14 | 7 | 84
12 | Below7 bar Special Crossings | Asset Level | Number of | Low - C4 | 47 | 0 | 41 | 49 | 0 | 137 | [12 empty] | 47 | 0 | 41 | 49 | 0 | 137 | 0 | 47 | 0 | 41 | 49 | 137
|  |  |  | Medium - C3 | 130 | 0 | 114 | 64 | 0 | 308 | [12 empty] | 130 | 0 | 114 | 64 | 0 | 308 | 0 | 130 | 0 | 114 | 64 | 308
|  |  |  | High - C2 | 19 | 0 | 146 | 0 | 0 | 165 | [12 empty] | 19 | 0 | 146 | 0 | 0 | 165 | 0 | 19 | 0 | 146 | 0 | 165
|  |  |  | Very High - C1 | 0 | 0 | 0 | 0 | 0 | 0 | [12 empty] | 0 | 0 | 0 | 0 | 0 | 0 | 0 | 0 | 0 | 0 | 0 | 0
13 | Distribution Mains (Iron) | Asset Level | Km | Low - C4 | 0 | 0 | 9.1142 | 9596.5599 | 4876.8096 | 14482.4836 | [12 empty] | 0 | 0 | 6.0768 | 6398.1603 | 3251.5757 | 9655.8127 | 0 | 0 | 9.1142 | 9597.3789 | 4875.9906 | 14482.4836
|  |  |  | Medium - C3 | 0 | 0 | 0 | 826.3094 | 185.1918 | 1011.5012 | [12 empty] | 0 | 0 | 0 | 550.7149 | 123.4752 | 674.1901 | 0 | 0 | 0 | 826.9714 | 184.5298 | 1011.5012
|  |  |  | High - C2 | 0 | 0 | 0 | 0 | 0 | 0 | [12 empty] | 0 | 0 | 0 | 0 | 0 | 0 | 0 | 0 | 0 | 0 | 0 | 0
|  |  |  | Very High - C1 | 0 | 0 | 0 | 0 | 0 | 0 | [12 empty] | 0 | 0 | 0 | 0 | 0 | 0 | 0 | 0 | 0 | 0 | 0 | 0
14 | Distribution Mains (PE) | Asset Level | Km | Low - C4 | 21089.5575 | 3158.7738 | 0 | 0 | 0 | 24248.3312 | [12 empty] | 25066.6191 | 3158.7738 | 0 | 0 | 0 | 28225.3929 | 21089.8295 | 3158.5018 | 0 | 0 | 0 | 24248.3312
|  |  |  | Medium - C3 | 4542.4465 | 277.3818 | 0 | 0 | 0 | 4819.8283 | [12 empty] | 5399.1684 | 277.3818 | 0 | 0 | 0 | 5676.5503 | 4543.0825 | 276.7458 | 0 | 0 | 0 | 4819.8283
|  |  |  | High - C2 | 89.0963 | 0 | 0 | 0 | 0 | 89.0963 | [12 empty] | 105.911 | 0 | 0 | 0 | 0 | 105.911 | 89.1663 | -0.07 | 0 | 0 | 0 | 89.0963
|  |  |  | Very High - C1 | 0 | 0 | 0 | 0 | 0 | 0 | [12 empty] | 0 | 0 | 0 | 0 | 0 | 0 | 0 | 0 | 0 | 0 | 0 | 0
15 | Distribution Mains (Steel) | Asset Level | Km | Low - C4 | 0 | 0 | 295.092 | 997.9499 | 363.2536 | 1656.2954 | [12 empty] | 0 | 0 | 273.4535 | 924.9194 | 336.6705 | 1535.0434 | 0 | 0 | 295.687 | 997.3549 | 363.2536 | 1656.2954
|  |  |  | Medium - C3 | 0 | 0 | 18.9929 | 568.0404 | 97.0381 | 684.0713 | [12 empty] | 0 | 0 | 17.4431 | 526.4709 | 89.9368 | 633.8508 | 0 | 0 | 21.1769 | 565.8564 | 97.0381 | 684.0713
|  |  |  | High - C2 | 0 | 0 | 0.68014 | 1098.8296 | 26.4515 | 1125.9612 | [12 empty] | 0 | 0 | 0.43717 | 1018.4168 | 24.5158 | 1043.3697 | 0 | 0 | 3.3201 | 1096.1896 | 26.4515 | 1125.9612
|  |  |  | Very High - C1 | 0 | 0 | 0 | 0 | 0 | 0 | [12 empty] | 0 | 0 | 0 | 0 | 0 | 0 | 0 | 0 | 0 | 0 | 0 | 0
16 | Distribution Mains (other) | Asset Level | Km | Low - C4 | 0 | 0 | 210.0332 | 0 | 0 | 210.0332 | [12 empty] | 0 | 0 | 191.6332 | 0 | 0 | 191.6332 | 0 | 0 | 210.0332 | 0 | 0 | 210.0332
|  |  |  | Medium - C3 | 0 | 0 | 0 | 0 | 0 | 0 | [12 empty] | 0 | 0 | 0 | 0 | 0 | 0 | 0 | 0 | 0 | 0 | 0 | 0
|  |  |  | High - C2 | 0 | 0 | 0 | 0 | 0 | 0 | [12 empty] | 0 | 0 | 0 | 0 | 0 | 0 | 0 | 0 | 0 | 0 | 0 | 0
|  |  |  | Very High - C1 | 0 | 0 | 0 | 0 | 0 | 0 | [12 empty] | 0 | 0 | 0 | 0 | 0 | 0 | 0 | 0 | 0 | 0 | 0 | 0
17 | Services | Asset Level | Number of | Low - C4 | 0 | 2319271 | 0 | 1665954 | 0 | 3985225 | [12 empty] | 545017 | 2319271 | 0 | 1093379 | 0 | 3957667 | 0 | 2319271 | 0 | 1665954 | 0 | 3985225
|  |  |  | Medium - C3 | 0 | 0 | 0 | 0 | 0 | 0 | [12 empty] | 0 | 0 | 0 | 0 | 0 | 0 | 0 | 0 | 0 | 0 | 0 | 0
|  |  |  | High - C2 | 0 | 0 | 0 | 0 | 0 | 0 | [12 empty] | 0 | 0 | 0 | 0 | 0 | 0 | 0 | 0 | 0 | 0 | 0 | 0
|  |  |  | Very High - C1 | 0 | 0 | 0 | 0 | 0 | 0 | [12 empty] | 0 | 0 | 0 | 0 | 0 | 0 | 0 | 0 | 0 | 0 | 0 | 0
18 | MOB Risers | Asset Level | Number of | Low - C4 | 3114 | 777 | 0 | 6728 | 6728 | 17347 | [12 empty] | 0 | 10115 | 0 | 3140 | 4092 | 17347 | 0 | 3891 | 0 | 3140 | 10316 | 17347
|  |  |  | Medium - C3 | 0 | 0 | 0 | 0 | 0 | 0 | [12 empty] | 0 | 0 | 0 | 0 | 0 | 0 | 0 | 0 | 0 | 0 | 0 | 0
|  |  |  | High - C2 | 0 | 0 | 0 | 0 | 0 | 0 | [12 empty] | 0 | 0 | 0 | 0 | 0 | 0 | 0 | 0 | 0 | 0 | 0 | 0
|  |  |  | Very High - C1 | 0 | 0 | 0 | 0 | 0 | 0 | [12 empty] | 0 | 0 | 0 | 0 | 0 | 0 | 0 | 0 | 0 | 0 | 0 | 0
19 | Operational Holders | Asset Level | Number of | Low - C4 | 0 | 0 | 0 | 0 | 0 | 0 | [12 empty] | 0 | 0 | 0 | 0 | 0 | 0 | 0 | 0 | 0 | 0 | 0 | 0
|  |  |  | Medium - C3 | 0 | 0 | 0 | 1 | 5 | 6 | [12 empty] | 0 | 0 | 0 | 0 | 0 | 0 | 0 | 0 | 0 | 1 | 2 | 3
|  |  |  | High - C2 | 0 | 0 | 0 | 0 | 16 | 16 | [12 empty] | 0 | 0 | 0 | 0 | 0 | 0 | 0 | 0 | 0 | 0 | 0 | 0
|  |  |  | Very High - C1 | 0 | 0 | 0 | 0 | 0 | 0 | [12 empty] | 0 | 0 | 0 | 0 | 0 | 0 | 0 | 0 | 0 | 0 | 0 | 0
20 | Non Operational Holders (Mothballed & Decommissioned) | Asset Level | Number of | Low - C4 | 0 | 0 | 0 | 0 | 67 | 67 | [12 empty] | 0 | 0 | 0 | 0 | 45 | 45 | 0 | 0 | 0 | 0 | 86 | 86
|  |  |  | Medium - C3 | 0 | 0 | 0 | 0 | 0 | 0 | [12 empty] | 0 | 0 | 0 | 0 | 0 | 0 | 0 | 0 | 0 | 0 | 0 | 0
|  |  |  | High - C2 | 0 | 0 | 0 | 0 | 0 | 0 | [12 empty] | 0 | 0 | 0 | 0 | 0 | 0 | 0 | 0 | 0 | 0 | 0 | 0
|  |  |  | Very High - C1 | 0 | 0 | 0 | 0 | 0 | 0 | [12 empty] | 0 | 0 | 0 | 0 | 0 | 0 | 0 | 0 | 0 | 0 | 0 | 0
21 | High Pressure Vessels | Asset Level | Number of | Low - C4 | 0 | 0 | 0 | 0 | 0 | 0 | [12 empty] | 0 | 0 | 0 | 0 | 0 | 0 | 0 | 0 | 0 | 0 | 0 | 0
|  |  |  | Medium - C3 | 0 | 35 | 7 | 0 | 0 | 42 | [12 empty] | 0 | 0 | 42 | 0 | 0 | 42 | 0 | 0 | 42 | 0 | 0 | 42
|  |  |  | High - C2 | 0 | 0 | 0 | 0 | 0 | 0 | [12 empty] | 0 | 0 | 0 | 0 | 0 | 0 | 0 | 0 | 0 | 0 | 0 | 0
|  |  |  | Very High - C1 | 0 | 0 | 0 | 0 | 0 | 0 | [12 empty] | 0 | 0 | 0 | 0 | 0 | 0 | 0 | 0 | 0 | 0 | 0 | 0
22 | NTS Offtakes | Asset Level | no | Low - C4 | [5 empty] | 0 | [17 empty] | 0 | [5 empty] | 0
|  | Regulators System | System |  | 0 | 0 | 0 | 0 | 0 | 0 | [12 empty] | 0 | 0 | 0 | 0 | 0 | 0 | 0 | 0 | 0 | 0 | 0 | 0
|  | Slam Shut System | System |  | 0 | 0 | 0 | 0 | 0 | 0 | [12 empty] | 0 | 0 | 0 | 0 | 0 | 0 | 0 | 0 | 0 | 0 | 0 | 0
|  | Filter System | System |  | 0 | 0 | 0 | 0 | 0 | 0 | [12 empty] | 0 | 0 | 0 | 0 | 0 | 0 | 0 | 0 | 0 | 0 | 0 | 0
|  | Pre-heating System | System |  | 0 | 0 | 0 | 0 | 0 | 0 | [12 empty] | 0 | 0 | 0 | 0 | 0 | 0 | 0 | 0 | 0 | 0 | 0 | 0
|  | Odorisation System | System |  | 0 | 0 | 0 | 0 | 0 | 0 | [12 empty] | 0 | 0 | 0 | 0 | 0 | 0 | 0 | 0 | 0 | 0 | 0 | 0
|  | Metering System | System |  | 0 | 0 | 0 | 0 | 0 | 0 | [12 empty] | 0 | 0 | 0 | 0 | 0 | 0 | 0 | 0 | 0 | 0 | 0 | 0
|  | Buildings (no.’s) | Number of |  | 0 | 0 | 0 | 0 | 0 | 0 | [12 empty] | 0 | 0 | 0 | 0 | 0 | 0 | 0 | 0 | 0 | 0 | 0 | 0
|  | Fences (no’s -Inc Security) | Number of |  | 0 | 0 | 0 | 0 | 0 | 0 | [12 empty] | 0 | 0 | 0 | 0 | 0 | 0 | 0 | 0 | 0 | 0 | 0 | 0
|  | Electrical System | Systems |  | 0 | 0 | 0 | 0 | 0 | 0 | [12 empty] | 0 | 0 | 0 | 0 | 0 | 0 | 0 | 0 | 0 | 0 | 0 | 0
|  | Instrumentation System | Systems |  | 0 | 0 | 0 | 0 | 0 | 0 | [12 empty] | 0 | 0 | 0 | 0 | 0 | 0 | 0 | 0 | 0 | 0 | 0 | 0
|  | Asset Level | no | Medium - C3 | [5 empty] | 0 | [17 empty] | 0 | [5 empty] | 0
|  | Regulators System | System |  | 0 | 0 | 0 | 0 | 0 | 0 | [12 empty] | 0 | 0 | 0 | 0 | 0 | 0 | 0 | 0 | 0 | 0 | 0 | 0
|  | Slam Shut System | System |  | 0 | 0 | 0 | 0 | 0 | 0 | [12 empty] | 0 | 0 | 0 | 0 | 0 | 0 | 0 | 0 | 0 | 0 | 0 | 0
|  | Filter System | System |  | 0 | 0 | 0 | 0 | 0 | 0 | [12 empty] | 0 | 0 | 0 | 0 | 0 | 0 | 0 | 0 | 0 | 0 | 0 | 0
|  | Pre-heating System | System |  | 0 | 0 | 0 | 0 | 0 | 0 | [12 empty] | 0 | 0 | 0 | 0 | 0 | 0 | 0 | 0 | 0 | 0 | 0 | 0
|  | Odorisation System | System |  | 0 | 0 | 0 | 0 | 0 | 0 | [12 empty] | 0 | 0 | 0 | 0 | 0 | 0 | 0 | 0 | 0 | 0 | 0 | 0
|  | Metering System | System |  | 0 | 0 | 0 | 0 | 0 | 0 | [12 empty] | 0 | 0 | 0 | 0 | 0 | 0 | 0 | 0 | 0 | 0 | 0 | 0
|  | Buildings (no.’s) | Number of |  | 0 | 0 | 0 | 0 | 0 | 0 | [12 empty] | 0 | 0 | 0 | 0 | 0 | 0 | 0 | 0 | 0 | 0 | 0 | 0
|  | Fences (no’s -Inc Security) | Number of |  | 0 | 0 | 0 | 0 | 0 | 0 | [12 empty] | 0 | 0 | 0 | 0 | 0 | 0 | 0 | 0 | 0 | 0 | 0 | 0
|  | Electrical System | Systems |  | 0 | 0 | 0 | 0 | 0 | 0 | [12 empty] | 0 | 0 | 0 | 0 | 0 | 0 | 0 | 0 | 0 | 0 | 0 | 0
|  | Instrumentation System | Systems |  | 0 | 0 | 0 | 0 | 0 | 0 | [12 empty] | 0 | 0 | 0 | 0 | 0 | 0 | 0 | 0 | 0 | 0 | 0 | 0
|  | Asset Level | no | High - C2 | [5 empty] | 0 | [17 empty] | 0 | [5 empty] | 0
|  | Regulators System | System |  | 0 | 0 | 0 | 0 | 0 | 0 | [12 empty] | 0 | 0 | 0 | 0 | 0 | 0 | 0 | 0 | 0 | 0 | 0 | 0
|  | Slam Shut System | System |  | 0 | 0 | 0 | 0 | 0 | 0 | [12 empty] | 0 | 0 | 0 | 0 | 0 | 0 | 0 | 0 | 0 | 0 | 0 | 0
|  | Filter System | System |  | 0 | 0 | 0 | 0 | 0 | 0 | [12 empty] | 0 | 0 | 0 | 0 | 0 | 0 | 0 | 0 | 0 | 0 | 0 | 0
|  | Pre-heating System | System |  | 0 | 0 | 0 | 0 | 0 | 0 | [12 empty] | 0 | 0 | 0 | 0 | 0 | 0 | 0 | 0 | 0 | 0 | 0 | 0
|  | Odorisation System | System |  | 0 | 0 | 0 | 0 | 0 | 0 | [12 empty] | 0 | 0 | 0 | 0 | 0 | 0 | 0 | 0 | 0 | 0 | 0 | 0
|  | Metering System | System |  | 0 | 0 | 0 | 0 | 0 | 0 | [12 empty] | 0 | 0 | 0 | 0 | 0 | 0 | 0 | 0 | 0 | 0 | 0 | 0
|  | Buildings (no.’s) | Number of |  | 0 | 0 | 0 | 0 | 0 | 0 | [12 empty] | 0 | 0 | 0 | 0 | 0 | 0 | 0 | 0 | 0 | 0 | 0 | 0
|  | Fences (no’s -Inc Security) | Number of |  | 0 | 0 | 0 | 0 | 0 | 0 | [12 empty] | 0 | 0 | 0 | 0 | 0 | 0 | 0 | 0 | 0 | 0 | 0 | 0
|  | Electrical System | Systems |  | 0 | 0 | 0 | 0 | 0 | 0 | [12 empty] | 0 | 0 | 0 | 0 | 0 | 0 | 0 | 0 | 0 | 0 | 0 | 0
|  | Instrumentation System | Systems |  | 0 | 0 | 0 | 0 | 0 | 0 | [12 empty] | 0 | 0 | 0 | 0 | 0 | 0 | 0 | 0 | 0 | 0 | 0 | 0
|  | Asset Level | no | Very High - C1 | [5 empty] | 0 | [17 empty] | 0 | [5 empty] | 0
|  | Regulators System | System |  | 4 | 1 | 1 | 3 | 3 | 12 | [12 empty] | 6 | 2 | 1 | 2 | 1 | 12 | 2 | 2 | 1 | 3 | 4 | 12
|  | Slam Shut System | System |  | 4 | 3 | 3 | 1 | 1 | 12 | [12 empty] | 5 | 1 | 3 | 3 | 0 | 12 | 4 | 1 | 3 | 3 | 1 | 12
|  | Filter System | System |  | 4 | 3 | 1 | 1 | 0 | 9 | [12 empty] | 5 | 1 | 3 | 0 | 0 | 9 | 3 | 1 | 4 | 1 | 0 | 9
|  | Pre-heating System | System |  | 2 | 2 | 1 | 3 | 4 | 12 | [12 empty] | 4 | 1 | 2 | 4 | 1 | 12 | 1 | 1 | 2 | 4 | 4 | 12
|  | Odorisation System | System |  | 10 | 0 | 0 | 0 | 0 | 10 | [12 empty] | 9 | 1 | 0 | 0 | 0 | 10 | 1 | 9 | 0 | 0 | 0 | 10
|  | Metering System | System |  | 1 | 0 | 0 | 10 | 1 | 12 | [12 empty] | 6 | 0 | 0 | 6 | 0 | 12 | 1 | 0 | 0 | 8 | 3 | 12
|  | Buildings (no.’s) | Number of |  | 5 | 0 | 3 | 1 | 0 | 9 | [12 empty] | 6 | 2 | 0 | 1 | 0 | 9 | 2 | 2 | 0 | 4 | 1 | 9
|  | Fences (no’s -Inc Security) | Number of |  | 4 | 0 | 3 | 1 | 1 | 9 | [12 empty] | 6 | 2 | 0 | 1 | 0 | 9 | 2 | 2 | 0 | 4 | 1 | 9
|  | Electrical System | Systems |  | 1 | 11 | 0 | 0 | 0 | 12 | [12 empty] | 0 | 4 | 8 | 0 | 0 | 12 | 1 | 0 | 11 | 0 | 0 | 12
|  | Instrumentation System | Systems |  | 1 | 1 | 3 | 7 | 0 | 12 | [12 empty] | 0 | 4 | 1 | 7 | 0 | 12 | 1 | 0 | 1 | 10 | 0 | 12
23 | PRSs | Asset Level | no | Low - C4 | [5 empty] | 0 | [17 empty] | 0 | [5 empty] | 0
|  | Regulators System | System |  | 0 | 0 | 0 | 0 | 0 | 0 | [12 empty] | 0 | 0 | 0 | 0 | 0 | 0 | 0 | 0 | 0 | 0 | 0 | 0
|  | Slam Shut System | System |  | 0 | 0 | 0 | 0 | 0 | 0 | [12 empty] | 0 | 0 | 0 | 0 | 0 | 0 | 0 | 0 | 0 | 0 | 0 | 0
|  | Filter System | System |  | 0 | 0 | 0 | 0 | 0 | 0 | [12 empty] | 0 | 0 | 0 | 0 | 0 | 0 | 0 | 0 | 0 | 0 | 0 | 0
|  | Pre-heating System | System |  | 0 | 0 | 0 | 0 | 0 | 0 | [12 empty] | 0 | 0 | 0 | 0 | 0 | 0 | 0 | 0 | 0 | 0 | 0 | 0
|  | Odorisation System | System |  | 0 | 0 | 0 | 0 | 0 | 0 | [12 empty] | 0 | 0 | 0 | 0 | 0 | 0 | 0 | 0 | 0 | 0 | 0 | 0
|  | Metering System | System |  | 0 | 0 | 0 | 0 | 0 | 0 | [12 empty] | 0 | 0 | 0 | 0 | 0 | 0 | 0 | 0 | 0 | 0 | 0 | 0
|  | Buildings (no.’s) | Number of |  | 0 | 0 | 0 | 0 | 0 | 0 | [12 empty] | 0 | 0 | 0 | 0 | 0 | 0 | 0 | 0 | 0 | 0 | 0 | 0
|  | Fences (no’s -Inc Security) | Number of |  | 0 | 0 | 0 | 0 | 0 | 0 | [12 empty] | 0 | 0 | 0 | 0 | 0 | 0 | 0 | 0 | 0 | 0 | 0 | 0
|  | Electrical System | Systems |  | 0 | 0 | 0 | 0 | 0 | 0 | [12 empty] | 0 | 0 | 0 | 0 | 0 | 0 | 0 | 0 | 0 | 0 | 0 | 0
|  | Instrumentation System | Systems |  | 0 | 0 | 0 | 0 | 0 | 0 | [12 empty] | 0 | 0 | 0 | 0 | 0 | 0 | 0 | 0 | 0 | 0 | 0 | 0
|  | Asset Level | no | Medium - C3 | [5 empty] | 0 | [17 empty] | 0 | [5 empty] | 0
|  | Regulators System | System |  | 0 | 0 | 0 | 1 | 0 | 1 | [12 empty] | 0 | 0 | 0 | 1 | 0 | 1 | 0 | 0 | 0 | 1 | 0 | 1
|  | Slam Shut System | System |  | 0 | 0 | 1 | 0 | 0 | 1 | [12 empty] | 0 | 0 | 0 | 1 | 0 | 1 | 0 | 0 | 0 | 1 | 0 | 1
|  | Filter System | System |  | 0 | 0 | 1 | 0 | 0 | 1 | [12 empty] | 0 | 0 | 0 | 1 | 0 | 1 | 0 | 0 | 0 | 1 | 0 | 1
|  | Pre-heating System | System |  | 0 | 0 | 0 | 0 | 0 | 0 | [12 empty] | 0 | 0 | 0 | 0 | 0 | 0 | 0 | 0 | 0 | 0 | 0 | 0
|  | Odorisation System | System |  | 0 | 0 | 0 | 0 | 0 | 0 | [12 empty] | 0 | 0 | 0 | 0 | 0 | 0 | 0 | 0 | 0 | 0 | 0 | 0
|  | Metering System | System |  | 0 | 0 | 0 | 0 | 0 | 0 | [12 empty] | 0 | 0 | 0 | 0 | 0 | 0 | 0 | 0 | 0 | 0 | 0 | 0
|  | Buildings (no.’s) | Number of |  | 0 | 0 | 1 | 0 | 0 | 1 | [12 empty] | 0 | 0 | 0 | 0 | 1 | 1 | 0 | 0 | 0 | 0 | 1 | 1
|  | Fences (no’s -Inc Security) | Number of |  | 0 | 0 | 1 | 0 | 0 | 1 | [12 empty] | 0 | 0 | 0 | 1 | 0 | 1 | 0 | 0 | 0 | 1 | 0 | 1
|  | Electrical System | Systems |  | 0 | 1 | 0 | 0 | 0 | 1 | [12 empty] | 0 | 0 | 1 | 0 | 0 | 1 | 0 | 0 | 1 | 0 | 0 | 1
|  | Instrumentation System | Systems |  | 0 | 1 | 0 | 0 | 0 | 1 | [12 empty] | 0 | 0 | 1 | 0 | 0 | 1 | 0 | 0 | 1 | 0 | 0 | 1
|  | Asset Level | no | High - C2 | [5 empty] | 0 | [17 empty] | 0 | [5 empty] | 0
|  | Regulators System | System |  | 13 | 10 | 29 | 4 | 2 | 58 | [12 empty] | 6 | 11 | 10 | 31 | 0 | 58 | 4 | 11 | 10 | 31 | 2 | 58
|  | Slam Shut System | System |  | 15 | 26 | 7 | 6 | 4 | 58 | [12 empty] | 10 | 14 | 20 | 10 | 4 | 58 | 10 | 14 | 20 | 10 | 4 | 58
|  | Filter System | System |  | 14 | 25 | 13 | 6 | 0 | 58 | [12 empty] | 10 | 10 | 24 | 14 | 0 | 58 | 10 | 10 | 24 | 14 | 0 | 58
|  | Pre-heating System | System |  | 14 | 13 | 13 | 6 | 7 | 53 | [12 empty] | 3 | 9 | 17 | 19 | 5 | 53 | 1 | 9 | 17 | 19 | 7 | 53
|  | Odorisation System | System |  | 0 | 0 | 0 | 0 | 0 | 0 | [12 empty] | 0 | 0 | 0 | 0 | 0 | 0 | 0 | 0 | 0 | 0 | 0 | 0
|  | Metering System | System |  | 6 | 2 | 2 | 12 | 2 | 24 | [12 empty] | 2 | 6 | 0 | 8 | 8 | 24 | 2 | 6 | 0 | 8 | 8 | 24
|  | Buildings (no.’s) | Number of |  | 15 | 16 | 14 | 12 | 1 | 58 | [12 empty] | 9 | 12 | 6 | 15 | 15 | 57 | 5 | 12 | 6 | 15 | 19 | 57
|  | Fences (no’s -Inc Security) | Number of |  | 12 | 16 | 19 | 10 | 1 | 58 | [12 empty] | 8 | 14 | 11 | 25 | 0 | 58 | 5 | 14 | 11 | 25 | 3 | 58
|  | Electrical System | Systems |  | 0 | 46 | 0 | 0 | 0 | 46 | [12 empty] | 0 | 0 | 46 | 0 | 0 | 46 | 0 | 0 | 46 | 0 | 0 | 46
|  | Instrumentation System | Systems |  | 0 | 26 | 5 | 15 | 0 | 46 | [12 empty] | 0 | 0 | 26 | 20 | 0 | 46 | 0 | 0 | 26 | 20 | 0 | 46
|  | Asset Level | no | Very High - C1 | [5 empty] | 0 | [17 empty] | 0 | [5 empty] | 0
|  | Regulators System | System |  | 14 | 21 | 50 | 12 | 14 | 111 | [12 empty] | 34 | 17 | 17 | 43 | 0 | 111 | 4 | 17 | 18 | 57 | 15 | 111
|  | Slam Shut System | System |  | 13 | 28 | 11 | 25 | 35 | 112 | [12 empty] | 33 | 14 | 19 | 30 | 16 | 112 | 11 | 14 | 20 | 32 | 35 | 112
|  | Filter System | System |  | 22 | 35 | 15 | 34 | 0 | 106 | [12 empty] | 36 | 17 | 28 | 25 | 0 | 106 | 15 | 18 | 29 | 44 | 0 | 106
|  | Pre-heating System | System |  | 12 | 27 | 3 | 24 | 25 | 91 | [12 empty] | 30 | 16 | 15 | 30 | 0 | 91 | 0 | 16 | 17 | 30 | 28 | 91
|  | Odorisation System | System |  | 0 | 0 | 0 | 0 | 0 | 0 | [12 empty] | 0 | 0 | 0 | 0 | 0 | 0 | 0 | 0 | 0 | 0 | 0 | 0
|  | Metering System | System |  | 7 | 9 | 11 | 38 | 8 | 73 | [12 empty] | 22 | 13 | 1 | 29 | 8 | 73 | 1 | 13 | 1 | 35 | 23 | 73
|  | Buildings (no.’s) | Number of |  | 12 | 28 | 13 | 28 | 12 | 93 | [12 empty] | 41 | 11 | 15 | 24 | 2 | 93 | 5 | 12 | 15 | 29 | 32 | 93
|  | Fences (no’s -Inc Security) | Number of |  | 7 | 28 | 27 | 27 | 4 | 93 | [12 empty] | 41 | 13 | 30 | 9 | 0 | 93 | 4 | 13 | 30 | 35 | 11 | 93
|  | Electrical System | Systems |  | 0 | 85 | 0 | 0 | 0 | 85 | [12 empty] | 0 | 8 | 77 | 0 | 0 | 85 | 0 | 0 | 85 | 0 | 0 | 85
|  | Instrumentation System | Systems |  | 0 | 25 | 14 | 46 | 0 | 85 | [12 empty] | 0 | 28 | 25 | 32 | 0 | 85 | 0 | 0 | 25 | 60 | 0 | 85
22 | District Governors | Asset Level | Number of | Low - C4 | 73 | 2940 | 208 | 1071 | 62 | 4354 | [12 empty] | 107 | 257 | 2940 | 208 | 876 | 4388 | 73 | 0 | 2940 | 208 | 1133 | 4354
|  |  |  | Medium - C3 | 24 | 256 | 37 | 13 | 7 | 337 | [12 empty] | 30 | 20 | 256 | 37 | 0 | 343 | 24 | 0 | 256 | 37 | 20 | 337
|  |  |  | High - C2 | 0 | 5 | 1 | 0 | 0 | 6 | [12 empty] | 0 | 0 | 5 | 1 | 0 | 6 | 0 | 0 | 5 | 1 | 0 | 6
|  |  |  | Very High - C1 | 0 | 0 | 0 | 0 | 0 | 0 | [12 empty] | 0 | 0 | 0 | 0 | 0 | 0 | 0 | 0 | 0 | 0 | 0 | 0
24 | I&C Governors | Asset Level | Number of | Low - C4 | 0 | 1156 | 1 | 399 | 33 | 1589 | [12 empty] | 0 | 17 | 1156 | 1 | 415 | 1589 | 0 | 0 | 1156 | 1 | 432 | 1589
|  |  |  | Medium - C3 | 8 | 96 | 5 | 4 | 0 | 113 | [12 empty] | 8 | 4 | 96 | 5 | 0 | 113 | 8 | 0 | 96 | 5 | 4 | 113
|  |  |  | High - C2 | 0 | 0 | 0 | 0 | 0 | 0 | [12 empty] | 0 | 0 | 0 | 0 | 0 | 0 | 0 | 0 | 0 | 0 | 0 | 0
|  |  |  | Very High - C1 | 0 | 0 | 0 | 0 | 0 | 0 | [12 empty] | 0 | 0 | 0 | 0 | 0 | 0 | 0 | 0 | 0 | 0 | 0 | 0
25 | Service Governors | Asset Level | Number of | Low - C4 | 7925 | 2972 | 0 | 7668 | 4953 | 23518 | [12 empty] | 7925 | 7925 | 0 | 2715 | 4953 | 23518 | 0 | 7925 | 0 | 2715 | 12878 | 23518
|  |  |  | Medium - C3 | 113 | 42 | 0 | 109 | 71 | 335 | [12 empty] | 113 | 113 | 0 | 38 | 71 | 335 | 0 | 113 | 0 | 38 | 184 | 335
|  |  |  | High - C2 | 0 | 0 | 0 | 0 | 0 | 0 | [12 empty] | 0 | 0 | 0 | 0 | 0 | 0 | 0 | 0 | 0 | 0 | 0 | 0
|  |  |  | Very High - C1 | 0 | 0 | 0 | 0 | 0 | 0 | [12 empty] | 0 | 0 | 0 | 0 | 0 | 0 | 0 | 0 | 0 | 0 | 0 | 0
26 | LPG Storage | Asset Level | Number of | Low - C4 | 0 | 0 | 0 | 0 | 0 | 0 | [12 empty] | 0 | 0 | 0 | 0 | 0 | 0 | 0 | 0 | 0 | 0 | 0 | 0
|  |  |  | Medium - C3 | 0 | 0 | 0 | 0 | 0 | 0 | [12 empty] | 0 | 0 | 0 | 0 | 0 | 0 | 0 | 0 | 0 | 0 | 0 | 0
|  |  |  | High - C2 | 0 | 0 | 0 | 0 | 0 | 0 | [12 empty] | 0 | 0 | 0 | 0 | 0 | 0 | 0 | 0 | 0 | 0 | 0 | 0
|  |  |  | Very High - C1 | 0 | 0 | 0 | 0 | 0 | 0 | [12 empty] | 0 | 0 | 0 | 0 | 0 | 0 | 0 | 0 | 0 | 0 | 0 | 0
27 | LPG Mains | Asset Level | Km | Low - C4 | 0 | 0 | 0 | 0 | 0 | 0 | [12 empty] | 0 | 0 | 0 | 0 | 0 | 0 | 0 | 0 | 0 | 0 | 0 | 0
|  |  |  | Medium - C3 | 0 | 0 | 0 | 0 | 0 | 0 | [12 empty] | 0 | 0 | 0 | 0 | 0 | 0 | 0 | 0 | 0 | 0 | 0 | 0
|  |  |  | High - C2 | 0 | 0 | 0 | 0 | 0 | 0 | [12 empty] | 0 | 0 | 0 | 0 | 0 | 0 | 0 | 0 | 0 | 0 | 0 | 0
|  |  |  | Very High - C1 | 0 | 0 | 0 | 0 | 0 | 0 | [12 empty] | 0 | 0 | 0 | 0 | 0 | 0 | 0 | 0 | 0 | 0 | 0 | 0
28 | LPG Services | Asset Level | Number of | Low - C4 | 0 | 0 | 0 | 0 | 0 | 0 | [12 empty] | 0 | 0 | 0 | 0 | 0 | 0 | 0 | 0 | 0 | 0 | 0 | 0
|  |  |  | Medium - C3 | 0 | 0 | 0 | 0 | 0 | 0 | [12 empty] | 0 | 0 | 0 | 0 | 0 | 0 | 0 | 0 | 0 | 0 | 0 | 0
|  |  |  | High - C2 | 0 | 0 | 0 | 0 | 0 | 0 | [12 empty] | 0 | 0 | 0 | 0 | 0 | 0 | 0 | 0 | 0 | 0 | 0 | 0
|  |  |  | Very High - C1 | 0 | 0 | 0 | 0 | 0 | 0 | [12 empty] | 0 | 0 | 0 | 0 | 0 | 0 | 0 | 0 | 0 | 0 | 0 | 0
29 | LNG Vessels | Asset Level | Number of | Low - C4 | 0 | 0 | 0 | 0 | 0 | 0 | [12 empty] | 0 | 0 | 0 | 0 | 0 | 0 | 0 | 0 | 0 | 0 | 0 | 0
|  |  |  | Medium - C3 | 0 | 0 | 0 | 0 | 0 | 0 | [12 empty] | 0 | 0 | 0 | 0 | 0 | 0 | 0 | 0 | 0 | 0 | 0 | 0
|  |  |  | High - C2 | 0 | 0 | 0 | 0 | 0 | 0 | [12 empty] | 0 | 0 | 0 | 0 | 0 | 0 | 0 | 0 | 0 | 0 | 0 | 0
|  |  |  | Very High - C1 | 0 | 0 | 0 | 0 | 0 | 0 | [12 empty] | 0 | 0 | 0 | 0 | 0 | 0 | 0 | 0 | 0 | 0 | 0 | 0
Note on BG2: Author: One single figure for each NOMs asset categories.
Note on BH2: Author: One single figure for each NOMs asset categories.
Note on BI2: Author: One single figure for each NOMs asset categories.