## Cover page
This spreadsheet outlines the results of the static bill impact analysis produced by Frontier Economics.
TNUoS, CDCM and EDCM results are provided for the following charging options: 1. Baseline 2. Deemed capacity (domestics) 3. Fixed by volume 4. Hybrid fixed-agreed capacity charge 5. Banded fixed charge
The results are driven by the particular approaches/assumptions adopted and are meant as an illustration of potential charges and bill impacts.

## User group & Segemnt info
User group information
| User group | Assumed LLFC | NHH and HH | Connection capacity (kVA) | Deemed capacity assumption | Annual gross demand (kWh) | Annual net demand (kWh) | Annual 4-7 demand distribution (kWh) - Median | Half-hourly peak demand distribution (kWh) - Median
Domestic | Domestic - Low consumption | Domestic Unrestricted | NHH | 18 | 4 | 1900 | 1900 | 359.7605 | 1.7125
| Domestic - Medium consumption | Domestic Unrestricted | NHH | 18 | 4 | 3100 | 3100 | 596.631 | 2.285
| Domestic - High consumption | Domestic Unrestricted | NHH | 18 | 6 | 4600 | 4600 | 903.5165 | 2.851
| Domestic - Economy 7 | Domestic Two Rate | NHH | 18 | 6 | 7100 | 7100 | 1344.8365 | 3.4115
| Domestic - Solar PV | Domestic Unrestricted | NHH | 18 | 4 | 3100 | 2204 | 361.937 | 2.285
| Domestic - Solar PV with storage | Domestic Unrestricted | NHH | 18 | 4 | 3100 | 1917.9613 | 76 | 2.285
| Domestic - Electric vehicles | Domestic Unrestricted | NHH | 18 | 8 | 4622 | 4622 | 682 | 3.71
| Domestic - Heat pumps | Domestic Unrestricted | NHH | 18 | 8 | 5651 | 5651 | 696.6129 | 3.36
Commercials | Commercial - Low consumption | Small Non Domestic Unrestricted | NHH | 55 | 55 | 10000 | 10000 | 1119.1445 | 4.7315
| Commercial - High with onsite generation/storage | Assumed two LLFCs: 1. Small Non Domestic Unrestricted; or 2. LV Network Non-Domestic Non-CT | NHH | 55 | 55 | 25000 | 15469.5938 | 615.0726 | 6.613
| Commercial - High without onsite generation/storage |  | NHH | 55 | 55 | 25000 | 25000 | 3433.592 | 6.613
| Commercial - Light industrial HV-connected | HV HH Metered | HH | 2000 | 2000 | 5000000 | 5000000 |  | 285.3881
Industrial | Industrial - EHV-connected without onsite generation/demand management | N/A | HH | 10000 | 10000 | 50000000 | 50000000 |  | 2854
| Industrial - EHV-connected with peak generation/demand management |  | HH | 10000 | 10000 | 50000000 | 0 |  | 2854
| T-connected with peak generation/demand management |  | HH | 20000 | 20000 | 100000000 | 0 |  | 5708
| T-connected without onsite generation/demand management |  | HH | 20000 | 20000 | 100000000 | 100000000 |  | 5708

## 1. TNUoS
Summary of TNUoS charges - the same for all distribution areas
Amount paid under regime
User group | Baseline | Deemed capcity (domestics) | Fixed by volume | Hybrid fixed-agreed capacity | Banded fixed
Domestic - Low consumption | 23.6199 | 68.1609 | 31.7075 | 31.7075 | 34.0439
Domestic - Medium consumption | 39.1715 | 68.1609 | 31.7075 | 31.7075 | 34.0439
Domestic - High consumption | 59.3199 | 68.1609 | 31.7075 | 31.7075 | 34.0439
Domestic - Economy 7 high | 88.2945 | 68.1609 | 48.7161 | 48.7161 | 34.0439
Domestic - Solar PV | 23.7628 | 68.1609 | 31.7075 | 31.7075 | 34.0439
Domestic - Solar PV with storage | 4.9897 | 68.1609 | 31.7075 | 31.7075 | 34.0439
Domestic - Electric vehicles | 44.7763 | 68.1609 | 31.7075 | 31.7075 | 34.0439
Domestic - Heat pumps | 45.7357 | 68.1609 | 31.7075 | 31.7075 | 34.0439
SME - Low consumption | 73.4768 | 208.2695 | 118.496 | 118.496 | 89.1074
SME - High with onsite generation/storage (1) | 40.3822 | 208.2695 | 118.496 | 118.496 | 89.1074
SME - High without onsite generation/storage (1) | 225.4306 | 208.2695 | 118.496 | 118.496 | 207.3702
SME - High with onsite generation/storage (2) | 40.3822 |  | 635.9779 | 635.9779 | 89.1074
SME - High without onsite generation/storage (2) | 225.4306 |  | 635.9779 | 635.9779 | 207.3702
SME - Light industrial HV-connected | 29756.835 | 7573.4374 | 23538.4541 | 49063.0326 | 85090.958
Industrial - EHV-connected without onsite generation/demand management | 297580.7287 | 37867.1868 | 224388.4341 | 223580.419 | 127330.7694
Industrial - EHV-connected with peak generation/demand management | 0 | 37867.1868 | 224388.4341 | 223580.419 | 127330.7694
Industrial - T-connected with peak generation/demand management | 0 | 75734.3737 | 549122.7487 | 447160.8381 | 549122.7487
Industrial - T-connected without onsite generation/demand management | 595161.4573 | 75734.3737 | 549122.7487 | 447160.8381 | 549122.7487
Change from baseline (£)
User group | Baseline | Deemed capcity (domestics) | Fixed by volume | Hybrid fixed-agreed capacity | Banded fixed
Domestic - Low consumption |  | 44.5411 | 8.0876 | 8.0876 | 10.424
Domestic - Medium consumption |  | 28.9895 | -7.464 | -7.464 | -5.1276
Domestic - High consumption |  | 8.8411 | -27.6124 | -27.6124 | -25.276
Domestic - Economy 7 high |  | -20.1336 | -39.5784 | -39.5784 | -54.2506
Domestic - Solar PV |  | 44.3982 | 7.9447 | 7.9447 | 10.2811
Domestic - Solar PV with storage |  | 63.1712 | 26.7177 | 26.7177 | 29.0542
Domestic - Electric vehicles |  | 23.3846 | -13.0689 | -13.0689 | -10.7324
Domestic - Heat pumps |  | 22.4252 | -14.0283 | -14.0283 | -11.6918
SME - Low consumption |  | 134.7927 | 45.0192 | 45.0192 | 15.6306
SME - High with onsite generation/storage (1) |  | 167.8873 | 78.1137 | 78.1137 | 48.7252
SME - High without onsite generation/storage (1) |  | -17.161 | -106.9346 | -106.9346 | -18.0604
SME - High with onsite generation/storage (2) |  | -40.3822 | 595.5957 | 595.5957 | 48.7252
SME - High without onsite generation/storage (2) |  | -225.4306 | 410.5474 | 410.5474 | -18.0604
SME - Light industrial HV-connected |  | -22183.3976 | -6218.3809 | 19306.1976 | 55334.123
Industrial - EHV-connected without onsite generation/demand management |  | -259713.5418 | -73192.2946 | -74000.3096 | -170249.9593
Industrial - EHV-connected with peak generation/demand management |  | 37867.1868 | 224388.4341 | 223580.419 | 127330.7694
Industrial - T-connected with peak generation/demand management |  | 75734.3737 | 549122.7487 | 447160.8381 | 549122.7487
Industrial - T-connected without onsite generation/demand management |  | -519427.0836 | -46038.7086 | -148000.6193 | -46038.7086
Change from baseline (%)
User group | Baseline | Deemed capcity (domestics) | Fixed by volume | Hybrid fixed-agreed capacity | Banded fixed
Domestic - Low consumption |  | 188.6% | 34.24% | 34.24% | 44.13%
Domestic - Medium consumption |  | 74.01% | -19.05% | -19.05% | -13.09%
Domestic - High consumption |  | 14.9% | -46.55% | -46.55% | -42.61%
Domestic - Economy 7 high |  | -22.8% | -44.83% | -44.83% | -61.44%
Domestic - Solar PV |  | 186.8% | 33.43% | 33.43% | 43.27%
Domestic - Solar PV with storage |  | 1266% | 535.5% | 535.5% | 582.3%
Domestic - Electric vehicles |  | 52.23% | -29.19% | -29.19% | -23.97%
Domestic - Heat pumps |  | 49.03% | -30.67% | -30.67% | -25.56%
SME - Low consumption |  | 183.4% | 61.27% | 61.27% | 21.27%
SME - High with onsite generation/storage (1) |  | 415.7% | 193.4% | 193.4% | 120.7%
SME - High without onsite generation/storage (1) |  | -7.613% | -47.44% | -47.44% | -8.011%
SME - High with onsite generation/storage (2) |  | -100% | 1475% | 1475% | 120.7%
SME - High without onsite generation/storage (2) |  | -100% | 182.1% | 182.1% | -8.011%
SME - Light industrial HV-connected |  | -74.55% | -20.9% | 64.88% | 186%
Industrial - EHV-connected without onsite generation/demand management |  | -87.27% | -24.6% | -24.87% | -57.21%
Industrial - EHV-connected with peak generation/demand management |  | #DIV/0! | #DIV/0! | #DIV/0! | #DIV/0!
Industrial - T-connected with peak generation/demand management |  | #DIV/0! | #DIV/0! | #DIV/0! | #DIV/0!
Industrial - T-connected without onsite generation/demand management |  | -87.27% | -7.735% | -24.87% | -7.735%
Summary of volumetric and capacity band charges by segment
Segment | Subsegment | Lower volume threshold (kWh) | Upper volume threshold (kWh) | Lower capacity threshold (kVA) | Upper capacity threshold (kVA) | Sub segment TNUoS Net volume (MWh) | Number of MPANs (or sites) | Charge (£) | Sub segment average TNUoS Net volume (MWh)
Domestic | Single Segment |  |  |  |  | 101475769.3491 | 28676764.4368 | 34.0439 | 3.5386
LV NHH | 1st Band | 0 | 5403 |  |  | 1736530.6059 | 921367.1579 | 18.1325 | 1.8847
| 2nd Band | 5403 | 17538 |  |  | 6400303.2532 | 691025.3684 | 89.1074 | 9.262
| 3rd Band | 17538 | 33559 |  |  | 7447371.4192 | 345512.6842 | 207.3702 | 21.5546
| 4th Band | 33559 | 0 |  |  | 21149394.9357 | 345512.6842 | 588.8997 | 61.2116
LV HH | 1st Band |  |  | 0 | 80 | 8671942.0588 | 76702.8871 | 1087.7072 | 113.0589
| 2nd Band |  |  | 80 | 150 | 12650558.1808 | 62308.5298 | 1953.3027 | 203.0309
| 3rd Band |  |  | 150 | 225 | 7409256.0049 | 22807.2969 | 3125.4183 | 324.8634
| 4th Band |  |  | 225 | - | 21260704.0247 | 28350.9989 | 7214.6728 | 749.9102
HV | 1st Band |  |  | 0 | 400 | 4740618.8253 | 10236.313 | 4455.5245 | 463.1178
| 2nd Band |  |  | 400 | 900 | 11284310.4483 | 6716.3199 | 16164.0807 | 1680.133
| 3rd Band |  |  | 900 | 1600 | 10968446.5147 | 3578.0366 | 29492.2366 | 3065.4931
| 4th Band |  |  | 1600 | - | 31602640.073 | 3573.1176 | 85090.958 | 8844.5563
EHV | 1st Band |  |  | 0 | 2200 | 596645.9478 | 467 | 12291.5648 | 1277.6144
| 2nd Band |  |  | 2200 | 10000 | 4923443.314 | 372 | 127330.7694 | 13235.0627
| 3rd Band |  |  | 10000 | 19090 | 5405944.8276 | 152 | 342164.8413 | 35565.4265
| 4th Band |  |  | 19090 | - | 16269128.3464 | 175 | 894403.7216 | 92966.4477

## 2. NE - CDCM
Summary of CDCM charges - Northeast
Annual residual bill under the different options
| User group | Baseline | Deemed capcity (domestics) | Fixed by volume | Hybrid fixed-agreed capacity | Banded fixed
| Domestic - Low consumption | 20.0541 | 61.7956 | 31.9301 | 32.104 | 33.3465
| Domestic - Medium consumption | 32.7199 | 61.7956 | 31.9301 | 32.104 | 33.3465
| Domestic - High consumption | 48.5521 | 61.7956 | 31.9301 | 32.104 | 33.3465
| Domestic - Economy 7 high | 74.939 | 61.7956 | 54.4658 | 54.3816 | 33.3465
| Domestic - Solar PV | 23.2628 | 61.7956 | 31.9301 | 32.104 | 33.3465
| Domestic - Solar PV with storage | 20.2437 | 61.7956 | 31.9301 | 32.104 | 33.3465
| Domestic - Electric vehicles | 48.7843 | 61.7956 | 31.9301 | 32.104 | 33.3465
| Domestic - Heat pumps | 59.6452 | 61.7956 | 31.9301 | 32.104 | 33.3465
| SME - Low consumption | 105.548 | 188.82 | 117.4077 | 116.6076 | 95.5311
| SME - High with onsite generation/storage (1) | 163.2784 | 188.82 | 117.4077 | 116.6076 | 95.5311
| SME - High without onsite generation/storage (1) | 263.8699 | 188.82 | 117.4077 | 116.6076 | 222.3192
| SME - High with onsite generation/storage (2) | 163.2784 |  | 464.2811 | 459.6558 | 95.5311
| SME - High without onsite generation/storage (2) | 263.8699 |  | 464.2811 | 459.6558 | 222.3192
| SME - Light industrial HV-connected | 52773.9785 | 6866.1823 | 31467.0446 | 50318.9998 | 80764.5294
Change from baseline (£)
| User group | Baseline | Deemed capcity (domestics) | Fixed by volume | Hybrid fixed-agreed capacity | Banded fixed
| Domestic - Low consumption |  | 41.7415 | 11.876 | 12.0499 | 13.2924
| Domestic - Medium consumption |  | 29.0758 | -0.78976 | -0.61587 | 0.62667
| Domestic - High consumption |  | 13.2436 | -16.622 | -16.4481 | -15.2055
| Domestic - Economy 7 high |  | -13.1434 | -20.4732 | -20.5574 | -41.5925
| Domestic - Solar PV |  | 38.5329 | 8.6673 | 8.8412 | 10.0838
| Domestic - Solar PV with storage |  | 41.552 | 11.6864 | 11.8603 | 13.1028
| Domestic - Electric vehicles |  | 13.0114 | -16.8542 | -16.6803 | -15.4377
| Domestic - Heat pumps |  | 2.1505 | -27.715 | -27.5411 | -26.2986
| SME - Low consumption |  | 83.2721 | 11.8598 | 11.0596 | -10.0169
| SME - High with onsite generation/storage (1) |  | 25.5416 | -45.8707 | -46.6708 | -67.7473
| SME - High without onsite generation/storage (1) |  | -75.0499 | -146.4622 | -147.2623 | -41.5507
| SME - High with onsite generation/storage (2) |  |  | 301.0027 | 296.3774 | -67.7473
| SME - High without onsite generation/storage (2) |  |  | 200.4113 | 195.7859 | -41.5507
| SME - Light industrial HV-connected |  | -45907.7962 | -21306.934 | -2454.9788 | 27990.5509
Change from baseline (%)
| User group | Baseline | Deemed capcity (domestics) | Fixed by volume | Hybrid fixed-agreed capacity | Banded fixed
| Domestic - Low consumption |  | 208.1% | 59.22% | 60.09% | 66.28%
| Domestic - Medium consumption |  | 88.86% | -2.414% | -1.882% | 1.915%
| Domestic - High consumption |  | 27.28% | -34.24% | -33.88% | -31.32%
| Domestic - Economy 7 high |  | -17.54% | -27.32% | -27.43% | -55.5%
| Domestic - Solar PV |  | 165.6% | 37.26% | 38.01% | 43.35%
| Domestic - Solar PV with storage |  | 205.3% | 57.73% | 58.59% | 64.73%
| Domestic - Electric vehicles |  | 26.67% | -34.55% | -34.19% | -31.64%
| Domestic - Heat pumps |  | 3.605% | -46.47% | -46.18% | -44.09%
| SME - Low consumption |  | 78.89% | 11.24% | 10.48% | -9.49%
| SME - High with onsite generation/storage (1) |  | 15.64% | -28.09% | -28.58% | -41.49%
| SME - High without onsite generation/storage (1) |  | -28.44% | -55.51% | -55.81% | -15.75%
| SME - High with onsite generation/storage (2) |  |  | -36.98% | 181.5% | -41.49%
| SME - High without onsite generation/storage (2) |  |  | 50.98% | 74.2% | -15.75%
| SME - Light industrial HV-connected |  | -86.99% | -40.37% | -4.652% | 53.04%
Summary of volumetric and capacity band charges by segment
Segment | Subsegment | Lower volume threshold (kWh) | Upper volume threshold (kWh) | Lower capacity threshold (kVA) | Upper capacity threshold (kVA) | Sub segment CDCM Net volume (MWh) | Number of MPANs (or sites) | Charge (£) | Sub segment CDCM average Net volume (MWh)
Domestic | Single Segment |  |  |  |  | 4964321.4673 | 1555386.8744 | 33.3465 | 3.1917
LV NHH | 1st Band | 0 | 5403 |  |  | 78123.6473 | 41987.8901 | 19.4396 | 1.8606
| 2nd Band | 5403 | 17538 |  |  | 287939.085 | 31490.9175 | 95.5311 | 9.1436
| 3rd Band | 17538 | 33559 |  |  | 335044.9545 | 15745.4588 | 222.3192 | 21.2788
| 4th Band | 33559 | 0 |  |  | 951476.3888 | 15745.4588 | 631.3526 | 60.4286
LV HH | 1st Band |  |  | 0 | 80 | 537774.5574 | 6208.7384 | 904.9533 | 86.6158
| 2nd Band |  |  | 80 | 150 | 583922.0093 | 2909.8626 | 2096.5809 | 200.67
| 3rd Band |  |  | 150 | 225 | 369928.8645 | 1230.0331 | 3142.1774 | 300.7471
| 4th Band |  |  | 225 | - | 1335806.1761 | 1697.5119 | 8221.6668 | 786.92
HV | 1st Band |  |  | 0 | 400 | 131952.7397 | 273.8835 | 5033.6364 | 481.7842
| 2nd Band |  |  | 400 | 900 | 378650.8161 | 239.648 | 16507.993 | 1580.0288
| 3rd Band |  |  | 900 | 1600 | 432349.3992 | 154.5782 | 29222.4047 | 2796.9628
| 4th Band |  |  | 1600 | - | 1724216.3831 | 223.049 | 80764.5294 | 7730.212
Note on B15: LLFC: Small Non Domestic Unrestricted
Note on B16: LLFC: Small Non Domestic Unrestricted
Note on B17: LLFC: LV Network Non-Domestic Non-CT
Note on B18: LLFC: LV Network Non-Domestic Non-CT
Note on B32: LLFC: Small Non Domestic Unrestricted
Note on B33: LLFC: Small Non Domestic Unrestricted
Note on B34: LLFC: LV Network Non-Domestic Non-CT
Note on B35: LLFC: LV Network Non-Domestic Non-CT
Note on B49: LLFC: Small Non Domestic Unrestricted
Note on B50: LLFC: Small Non Domestic Unrestricted
Note on B51: LLFC: LV Network Non-Domestic Non-CT
Note on B52: LLFC: LV Network Non-Domestic Non-CT

## 2. NE - EDCM
Summary of EDCM charges - Northeast
Annual residual bill under the different options
| User group | Baseline - 25th percentile | Baseline - 50th percentile | Baseline - 75th percentile | Deemed capcity (domestics) | Fixed by volume | Hybrid fixed-agreed capacity | Banded fixed
| Industrial - EHV-connected without onsite generation/demand management | 23174.4993 | 49447.3466 | 95072.4361 | 42277.315 | 69052.7759 | 42277.315 | 17105.5707
| Industrial - EHV-connected with peak generation/demand management | 23174.4993 | 49447.3466 | 95072.4361 | 42277.315 | 69052.7759 | 42277.315 | 17105.5707
Summary of volumetric and capacity band charges by segment
Segment | Subsegment | Lower capacity threshold (kVA) | Upper capacity threshold (kVA) | Charge (£)
EHV | 1st Band | 0 | 2200 | 3572.0331
| 2nd Band | 2200 | 10000 | 17105.5707
| 3rd Band | 10000 | 19090 | 35838.4411
| 4th Band | 19090 | - | 170934.4732

## 3. York - CDCM
Summary of CDCM charges - Yorkshire
Annual residual bill under the different options
| User group | Baseline | Deemed capcity (domestics) | Fixed by volume | Hybrid fixed-agreed capacity | Banded fixed
| Domestic - Low consumption | 18.2676 | 61.0284 | 30.1492 | 30.2374 | 31.3829
| Domestic - Medium consumption | 29.8051 | 61.0284 | 30.1492 | 30.2374 | 31.3829
| Domestic - High consumption | 44.2269 | 61.0284 | 30.1492 | 30.2374 | 31.3829
| Domestic - Economy 7 high | 68.2632 | 61.0284 | 50.619 | 50.5034 | 31.3829
| Domestic - Solar PV | 21.1904 | 61.0284 | 30.1492 | 30.2374 | 31.3829
| Domestic - Solar PV with storage | 18.4403 | 61.0284 | 30.1492 | 30.2374 | 31.3829
| Domestic - Electric vehicles | 44.4384 | 61.0284 | 30.1492 | 30.2374 | 31.3829
| Domestic - Heat pumps | 54.3317 | 61.0284 | 30.1492 | 30.2374 | 31.3829
| SME - Low consumption | 96.1453 | 186.4755 | 125.1014 | 124.3418 | 93.2194
| SME - High with onsite generation/storage (1) | 148.7329 | 186.4755 | 125.1014 | 124.3418 | 93.2194
| SME - High without onsite generation/storage (1) | 240.3633 | 186.4755 | 125.1014 | 124.3418 | 216.9395
| SME - High with onsite generation/storage (2) | 148.7329 |  | 587.945 | 584.012 | 93.2194
| SME - High without onsite generation/storage (2) | 240.3633 |  | 587.945 | 584.012 | 216.9395
| SME - Light industrial HV-connected | 48072.6637 | 6780.9281 | 26206.6288 | 49319.5072 | 77521.4048
Change from baseline (£)
| User group | Baseline | Deemed capcity (domestics) | Fixed by volume | Hybrid fixed-agreed capacity | Banded fixed
| Domestic - Low consumption |  | 42.7607 | 11.8816 | 11.9698 | 13.1153
| Domestic - Medium consumption |  | 31.2233 | 0.34419 | 0.43235 | 1.5779
| Domestic - High consumption |  | 16.8015 | -14.0776 | -13.9894 | -12.8439
| Domestic - Economy 7 high |  | -7.2348 | -17.6442 | -17.7598 | -36.8802
| Domestic - Solar PV |  | 39.8379 | 8.9588 | 9.047 | 10.1925
| Domestic - Solar PV with storage |  | 42.5881 | 11.7089 | 11.7971 | 12.9426
| Domestic - Electric vehicles |  | 16.59 | -14.2891 | -14.201 | -13.0554
| Domestic - Heat pumps |  | 6.6966 | -24.1825 | -24.0943 | -22.9488
| SME - Low consumption |  | 90.3302 | 28.956 | 28.1965 | -2.926
| SME - High with onsite generation/storage (1) |  | 37.7426 | -23.6316 | -24.3911 | -55.5135
| SME - High without onsite generation/storage (1) |  | -53.8878 | -115.262 | -116.0215 | -23.4238
| SME - High with onsite generation/storage (2) |  |  | 439.2121 | 435.2791 | -55.5135
| SME - High without onsite generation/storage (2) |  |  | 347.5817 | 343.6487 | -23.4238
| SME - Light industrial HV-connected |  | -41291.7356 | -21866.0349 | 1246.8435 | 29448.7412
Change from baseline (%)
| User group | Baseline | Deemed capcity (domestics) | Fixed by volume | Hybrid fixed-agreed capacity | Banded fixed
| Domestic - Low consumption |  | 234.1% | 65.04% | 65.52% | 71.8%
| Domestic - Medium consumption |  | 104.8% | 1.155% | 1.451% | 5.294%
| Domestic - High consumption |  | 37.99% | -31.83% | -31.63% | -29.04%
| Domestic - Economy 7 high |  | -10.6% | -25.85% | -26.02% | -54.03%
| Domestic - Solar PV |  | 188% | 42.28% | 42.69% | 48.1%
| Domestic - Solar PV with storage |  | 231% | 63.5% | 63.97% | 70.19%
| Domestic - Electric vehicles |  | 37.33% | -32.15% | -31.96% | -29.38%
| Domestic - Heat pumps |  | 12.33% | -44.51% | -44.35% | -42.24%
| SME - Low consumption |  | 93.95% | 30.12% | 29.33% | -3.043%
| SME - High with onsite generation/storage (1) |  | 25.38% | -15.89% | -16.4% | -37.32%
| SME - High without onsite generation/storage (1) |  | -22.42% | -47.95% | -48.27% | -9.745%
| SME - High with onsite generation/storage (2) |  |  | -35.43% | 292.7% | -37.32%
| SME - High without onsite generation/storage (2) |  |  | 136.6% | 143% | -9.745%
| SME - Light industrial HV-connected |  | -85.89% | -45.49% | 2.594% | 61.26%
Summary of volumetric and capacity band charges by segment
Segment | Subsegment | Lower volume threshold (kWh) | Upper volume threshold (kWh) | Lower capacity threshold (kVA) | Upper capacity threshold (kVA) | Sub segment CDCM Net volume (MWh) | Number of MPANs (or sites) | Charge (£) | Sub segment CDCM average Net volume (MWh)
Domestic | Single Segment |  |  |  |  | 7276005.6331 | 2207148.2302 | 31.3829 | 3.2966
LV NHH | 1st Band | 0 | 5403 |  |  | 113246.3615 | 56833.828 | 18.9692 | 1.9926
| 2nd Band | 5403 | 17538 |  |  | 417390.3147 | 42625.371 | 93.2194 | 9.7921
| 3rd Band | 17538 | 33559 |  |  | 485673.9716 | 21312.6855 | 216.9395 | 22.788
| 4th Band | 33559 | 0 |  |  | 1379239.7421 | 21312.6855 | 616.075 | 64.7145
LV HH | 1st Band |  |  | 0 | 80 | 708653.286 | 7402.7371 | 911.3254 | 95.7285
| 2nd Band |  |  | 80 | 150 | 820971.8665 | 4385.1379 | 1782.2845 | 187.2169
| 3rd Band |  |  | 150 | 225 | 537746.0055 | 1839.1416 | 2783.518 | 292.3897
| 4th Band |  |  | 225 | - | 1364078.1407 | 2244.786 | 5784.9058 | 607.6651
HV | 1st Band |  |  | 0 | 400 | 319371.9845 | 659.962 | 4606.9117 | 483.9248
| 2nd Band |  |  | 400 | 900 | 977214.4879 | 586.9755 | 15849.001 | 1664.83
| 3rd Band |  |  | 900 | 1600 | 1096444.5098 | 376.24 | 27743.0162 | 2914.2156
| 4th Band |  |  | 1600 | - | 3072130.0372 | 377.268 | 77521.4048 | 8143.0975
Note on B15: LLFC: Small Non Domestic Unrestricted
Note on B16: LLFC: Small Non Domestic Unrestricted
Note on B17: LLFC: LV Network Non-Domestic Non-CT
Note on B18: LLFC: LV Network Non-Domestic Non-CT
Note on B32: LLFC: Small Non Domestic Unrestricted
Note on B33: LLFC: Small Non Domestic Unrestricted
Note on B34: LLFC: LV Network Non-Domestic Non-CT
Note on B35: LLFC: LV Network Non-Domestic Non-CT
Note on B49: LLFC: Small Non Domestic Unrestricted
Note on B50: LLFC: Small Non Domestic Unrestricted
Note on B51: LLFC: LV Network Non-Domestic Non-CT
Note on B52: LLFC: LV Network Non-Domestic Non-CT

## 3. York - EDCM
Summary of EDCM charges - Yorkshire
Annual residual bill under the different options
| User group | Baseline - 25th percentile | Baseline - 50th percentile | Baseline - 75th percentile | Deemed capcity (domestics) | Fixed by volume | Hybrid fixed-agreed capacity | Banded fixed
| Industrial - EHV-connected without onsite generation/demand management | 6451.4147 | 29149.6693 | 67929.1298 | 53806.0408 | 57181.5486 | 53806.0408 | 27856.8055
| Industrial - EHV-connected with peak generation/demand management | 6451.4147 | 29149.6693 | 67929.1298 | 53806.0408 | 57181.5486 | 53806.0408 | 27856.8055
Summary of volumetric and capacity band charges by segment
Segment | Subsegment | Lower capacity threshold (kVA) | Upper capacity threshold (kVA) | Charge (£)
EHV | 1st Band | 0 | 2200 | 2508.0421
| 2nd Band | 2200 | 10000 | 27856.8055
| 3rd Band | 10000 | 19090 | 100315.0831
| 4th Band | 19090 | - | 238848.2727

## 4. ENW - CDCM
Summary of CDCM charges - ENW
Annual residual bill under the different options
| User group | Baseline | Deemed capcity (domestics) | Fixed by volume | Hybrid fixed-agreed capacity | Banded fixed
| Domestic - Low consumption | 10.9157 | 35.0148 | 17.9374 | 18.0039 | 18.9358
| Domestic - Medium consumption | 17.8099 | 35.0148 | 17.9374 | 18.0039 | 18.9358
| Domestic - High consumption | 26.4276 | 35.0148 | 17.9374 | 18.0039 | 18.9358
| Domestic - Economy 7 high | 40.7904 | 35.0148 | 29.9191 | 29.7704 | 18.9358
| Domestic - Solar PV | 12.6623 | 35.0148 | 17.9374 | 18.0039 | 18.9358
| Domestic - Solar PV with storage | 11.0189 | 35.0148 | 17.9374 | 18.0039 | 18.9358
| Domestic - Electric vehicles | 26.554 | 35.0148 | 17.9374 | 18.0039 | 18.9358
| Domestic - Heat pumps | 32.4657 | 35.0148 | 17.9374 | 18.0039 | 18.9358
| SME - Low consumption | 57.4512 | 106.9895 | 70.2126 | 69.7875 | 49.6044
| SME - High with onsite generation/storage (1) | 88.8747 | 106.9895 | 70.2126 | 69.7875 | 49.6044
| SME - High without onsite generation/storage (1) | 143.6281 | 106.9895 | 70.2126 | 69.7875 | 115.4391
| SME - High with onsite generation/storage (2) | 88.8747 |  | 347.3164 | 343.69 | 49.6044
| SME - High without onsite generation/storage (2) | 143.6281 |  | 347.3164 | 343.69 | 115.4391
| SME - Light industrial HV-connected | 28725.6152 | 3890.5285 | 11821.3934 | 28686.0623 | 41988.9846
Change from baseline (£)
| User group | Baseline | Deemed capcity (domestics) | Fixed by volume | Hybrid fixed-agreed capacity | Banded fixed
| Domestic - Low consumption |  | 24.099 | 7.0217 | 7.0881 | 8.02
| Domestic - Medium consumption |  | 17.2049 | 0.12757 | 0.19399 | 1.1259
| Domestic - High consumption |  | 8.5872 | -8.4901 | -8.4237 | -7.4918
| Domestic - Economy 7 high |  | -5.7756 | -10.8713 | -11.0199 | -21.8546
| Domestic - Solar PV |  | 22.3525 | 5.2752 | 5.3416 | 6.2735
| Domestic - Solar PV with storage |  | 23.9958 | 6.9185 | 6.985 | 7.9168
| Domestic - Electric vehicles |  | 8.4608 | -8.6165 | -8.5501 | -7.6182
| Domestic - Heat pumps |  | 2.5491 | -14.5282 | -14.4618 | -13.5299
| SME - Low consumption |  | 49.5383 | 12.7614 | 12.3363 | -7.8468
| SME - High with onsite generation/storage (1) |  | 18.1148 | -18.6621 | -19.0872 | -39.2703
| SME - High without onsite generation/storage (1) |  | -36.6385 | -73.4155 | -73.8406 | -28.189
| SME - High with onsite generation/storage (2) |  |  | 258.4417 | 254.8153 | -39.2703
| SME - High without onsite generation/storage (2) |  |  | 203.6883 | 200.0619 | -28.189
| SME - Light industrial HV-connected |  | -24835.0868 | -16904.2218 | -39.553 | 13263.3694
Change from baseline (%)
| User group | Baseline | Deemed capcity (domestics) | Fixed by volume | Hybrid fixed-agreed capacity | Banded fixed
| Domestic - Low consumption |  | 220.8% | 64.33% | 64.94% | 73.47%
| Domestic - Medium consumption |  | 96.6% | 0.7163% | 1.089% | 6.322%
| Domestic - High consumption |  | 32.49% | -32.13% | -31.87% | -28.35%
| Domestic - Economy 7 high |  | -14.16% | -26.65% | -27.02% | -53.58%
| Domestic - Solar PV |  | 176.5% | 41.66% | 42.19% | 49.55%
| Domestic - Solar PV with storage |  | 217.8% | 62.79% | 63.39% | 71.85%
| Domestic - Electric vehicles |  | 31.86% | -32.45% | -32.2% | -28.69%
| Domestic - Heat pumps |  | 7.852% | -44.75% | -44.54% | -41.67%
| SME - Low consumption |  | 86.23% | 22.21% | 21.47% | -13.66%
| SME - High with onsite generation/storage (1) |  | 20.38% | -21% | -21.48% | -44.19%
| SME - High without onsite generation/storage (1) |  | -25.51% | -51.11% | -51.41% | -19.63%
| SME - High with onsite generation/storage (2) |  |  | -35.62% | 286.7% | -44.19%
| SME - High without onsite generation/storage (2) |  |  | 100.8% | 139.3% | -19.63%
| SME - Light industrial HV-connected |  | -86.46% | -58.85% | -0.1377% | 46.17%
Summary of volumetric and capacity band charges by segment
Segment | Subsegment | Lower volume threshold (kWh) | Upper volume threshold (kWh) | Lower capacity threshold (kVA) | Upper capacity threshold (kVA) | Sub segment CDCM Net volume (MWh) | Number of MPANs (or sites) | Charge (£) | Sub segment CDCM average Net volume (MWh)
Domestic | Single Segment |  |  |  |  | 7597254.6297 | 2280944.1011 | 18.9358 | 3.3308
LV NHH | 1st Band | 0 | 5403 |  |  | 116925.8665 | 65854.8759 | 10.094 | 1.7755
| 2nd Band | 5403 | 17538 |  |  | 430951.8079 | 49391.157 | 49.6044 | 8.7253
| 3rd Band | 17538 | 33559 |  |  | 501454.0796 | 24695.5785 | 115.4391 | 20.3054
| 4th Band | 33559 | 0 |  |  | 1424052.8334 | 24695.5785 | 327.8293 | 57.6643
LV HH | 1st Band |  |  | 0 | 80 | 532291.26 | 5562.9214 | 543.9855 | 95.6856
| 2nd Band |  |  | 80 | 150 | 1083729.256 | 5802.1753 | 1061.8688 | 186.7798
| 3rd Band |  |  | 150 | 225 | 617859.3087 | 2013.8097 | 1744.2634 | 306.8112
| 4th Band |  |  | 225 | - | 1511987.7718 | 2210.1481 | 3889.2674 | 684.1115
HV | 1st Band |  |  | 0 | 400 | 351047.6693 | 861.0617 | 2317.7827 | 407.6916
| 2nd Band |  |  | 400 | 900 | 1038787.9219 | 720.8889 | 8192.1796 | 1440.982
| 3rd Band |  |  | 900 | 1600 | 948610.0425 | 354.1209 | 15229.2009 | 2678.7748
| 4th Band |  |  | 1600 | - | 2288516.39 | 309.8558 | 41988.9846 | 7385.7477
Note on B15: LLFC: Small Non Domestic Unrestricted
Note on B16: LLFC: Small Non Domestic Unrestricted
Note on B17: LLFC: LV Network Non-Domestic Non-CT
Note on B18: LLFC: LV Network Non-Domestic Non-CT
Note on B32: LLFC: Small Non Domestic Unrestricted
Note on B33: LLFC: Small Non Domestic Unrestricted
Note on B34: LLFC: LV Network Non-Domestic Non-CT
Note on B35: LLFC: LV Network Non-Domestic Non-CT
Note on B49: LLFC: Small Non Domestic Unrestricted
Note on B50: LLFC: Small Non Domestic Unrestricted
Note on B51: LLFC: LV Network Non-Domestic Non-CT
Note on B52: LLFC: LV Network Non-Domestic Non-CT

## 4. ENW - EDCM
Summary of EDCM charges - ENW
Annual residual bill under the different options
| User group | Baseline - 25th percentile | Baseline - 50th percentile | Baseline - 75th percentile | Deemed capcity (domestics) | Fixed by volume | Hybrid fixed-agreed capacity | Banded fixed
| Industrial - EHV-connected without onsite generation/demand management | 20988.8384 | 76877.8756 | 185987.1761 | 118678.5457 | 133233.0732 | 118678.5457 | 47502.2348
| Industrial - EHV-connected with peak generation/demand management | 20988.8384 | 76877.8756 | 185987.1761 | 118678.5457 | 133233.0732 | 118678.5457 | 47502.2348
Summary of volumetric and capacity band charges by segment
Segment | Subsegment | Lower capacity threshold (kVA) | Upper capacity threshold (kVA) | Charge (£)
EHV | 1st Band | 0 | 2200 | 6982.262
| 2nd Band | 2200 | 10000 | 47502.2348
| 3rd Band | 10000 | 19090 | 142616.3263
| 4th Band | 19090 | - | 446184.6494

## 5. Southern Scotland - CDCM
Summary of CDCM charges - Southern Scotland
Annual residual bill under the different options
| User group | Baseline | Deemed capcity (domestics) | Fixed by volume | Hybrid fixed-agreed capacity | Banded fixed
| Domestic - Low consumption | 22.4433 | 70.2302 | 35.1834 | 35.3804 | 36.9813
| Domestic - Medium consumption | 36.6181 | 70.2302 | 35.1834 | 35.3804 | 36.9813
| Domestic - High consumption | 54.3365 | 70.2302 | 35.1834 | 35.3804 | 36.9813
| Domestic - Economy 7 high | 83.8672 | 70.2302 | 54.1568 | 53.5548 | 36.9813
| Domestic - Solar PV | 26.0343 | 70.2302 | 35.1834 | 35.3804 | 36.9813
| Domestic - Solar PV with storage | 22.6555 | 70.2302 | 35.1834 | 35.3804 | 36.9813
| Domestic - Electric vehicles | 54.5964 | 70.2302 | 35.1834 | 35.3804 | 36.9813
| Domestic - Heat pumps | 66.7512 | 70.2302 | 35.1834 | 35.3804 | 36.9813
| SME - Low consumption | 118.1228 | 214.5922 | 169.7025 | 168.827 | 117.6622
| SME - High with onsite generation/storage (1) | 182.7312 | 214.5922 | 169.7025 | 168.827 | 117.6622
| SME - High without onsite generation/storage (1) | 295.307 | 214.5922 | 169.7025 | 168.827 | 273.8226
| SME - High with onsite generation/storage (2) | 182.7312 |  | 771.3821 | 764.1849 | 117.6622
| SME - High without onsite generation/storage (2) | 295.307 |  | 771.3821 | 764.1849 | 273.8226
| SME - Light industrial HV-connected | 59061.4075 | 7803.3528 | 34459.9544 | 65307.6848 | 111610.9743
Change from baseline (£)
| User group | Baseline | Deemed capcity (domestics) | Fixed by volume | Hybrid fixed-agreed capacity | Banded fixed
| Domestic - Low consumption |  | 47.7868 | 12.7401 | 12.9371 | 14.538
| Domestic - Medium consumption |  | 33.6121 | -1.4346 | -1.2377 | 0.36326
| Domestic - High consumption |  | 15.8937 | -19.1531 | -18.9561 | -17.3552
| Domestic - Economy 7 high |  | -13.637 | -29.7104 | -30.3124 | -46.8859
| Domestic - Solar PV |  | 44.1959 | 9.1492 | 9.3461 | 10.9471
| Domestic - Solar PV with storage |  | 47.5747 | 12.5279 | 12.7249 | 14.3258
| Domestic - Electric vehicles |  | 15.6338 | -19.4129 | -19.216 | -17.615
| Domestic - Heat pumps |  | 3.479 | -31.5678 | -31.3708 | -29.7699
| SME - Low consumption |  | 96.4694 | 51.5797 | 50.7042 | -0.46064
| SME - High with onsite generation/storage (1) |  | 31.861 | -13.0287 | -13.9042 | -65.069
| SME - High without onsite generation/storage (1) |  | -80.7148 | -125.6045 | -126.4801 | -21.4844
| SME - High with onsite generation/storage (2) |  |  | 588.6509 | 581.4537 | -65.069
| SME - High without onsite generation/storage (2) |  |  | 476.075 | 468.8778 | -21.4844
| SME - Light industrial HV-connected |  | -51258.0547 | -24601.4531 | 6246.2773 | 52549.5668
Change from baseline (%)
| User group | Baseline | Deemed capcity (domestics) | Fixed by volume | Hybrid fixed-agreed capacity | Banded fixed
| Domestic - Low consumption |  | 212.9% | 56.77% | 57.64% | 64.78%
| Domestic - Medium consumption |  | 91.79% | -3.918% | -3.38% | 0.992%
| Domestic - High consumption |  | 29.25% | -35.25% | -34.89% | -31.94%
| Domestic - Economy 7 high |  | -16.26% | -35.43% | -36.14% | -55.9%
| Domestic - Solar PV |  | 169.8% | 35.14% | 35.9% | 42.05%
| Domestic - Solar PV with storage |  | 210% | 55.3% | 56.17% | 63.23%
| Domestic - Electric vehicles |  | 28.64% | -35.56% | -35.2% | -32.26%
| Domestic - Heat pumps |  | 5.212% | -47.29% | -47% | -44.6%
| SME - Low consumption |  | 81.67% | 43.67% | 42.92% | -0.39%
| SME - High with onsite generation/storage (1) |  | 17.44% | -7.13% | -7.609% | -35.61%
| SME - High without onsite generation/storage (1) |  | -27.33% | -42.53% | -42.83% | -7.275%
| SME - High with onsite generation/storage (2) |  |  | -37.64% | 318.2% | -35.61%
| SME - High without onsite generation/storage (2) |  |  | 198.1% | 158.8% | -7.275%
| SME - Light industrial HV-connected |  | -86.79% | -41.65% | 10.58% | 88.97%
Summary of volumetric and capacity band charges by segment
Segment | Subsegment | Lower volume threshold (kWh) | Upper volume threshold (kWh) | Lower capacity threshold (kVA) | Upper capacity threshold (kVA) | Sub segment CDCM Net volume (MWh) | Number of MPANs (or sites) | Charge (£) | Sub segment CDCM average Net volume (MWh)
Domestic | Single Segment |  |  |  |  | 6458948.4009 | 2033063 | 36.9813 | 3.177
LV NHH | 1st Band | 0 | 5403 |  |  | 110664.9579 | 53802.4 | 23.9431 | 2.0569
| 2nd Band | 5403 | 17538 |  |  | 407876.0763 | 40351.8 | 117.6622 | 10.108
| 3rd Band | 17538 | 33559 |  |  | 474603.2357 | 20175.9 | 273.8226 | 23.5233
| 4th Band | 33559 | 0 |  |  | 1347800.5465 | 20175.9 | 777.6144 | 66.8025
LV HH | 1st Band |  |  | 0 | 80 | 531111.3436 | 4524.6772 | 1366.3738 | 117.381
| 2nd Band |  |  | 80 | 150 | 767601.9332 | 3657.575 | 2442.9489 | 209.8664
| 3rd Band |  |  | 150 | 225 | 433790.0838 | 1257.4623 | 4015.6535 | 344.9726
| 4th Band |  |  | 225 | - | 1503804.8091 | 2004.2855 | 8733.8042 | 750.2947
HV | 1st Band |  |  | 0 | 400 | 176134.2989 | 462.916 | 4429.0777 | 380.4887
| 2nd Band |  |  | 400 | 900 | 639618.9514 | 355.2377 | 20959.1573 | 1800.5378
| 3rd Band |  |  | 900 | 1600 | 684256.1956 | 220.3883 | 36141.138 | 3104.7759
| 4th Band |  |  | 1600 | - | 2219256.6767 | 231.458 | 111610.9743 | 9588.1613
Note on B15: LLFC: Small Non Domestic Unrestricted
Note on B16: LLFC: Small Non Domestic Unrestricted
Note on B17: LLFC: LV Network Non-Domestic Non-CT
Note on B18: LLFC: LV Network Non-Domestic Non-CT
Note on B32: LLFC: Small Non Domestic Unrestricted
Note on B33: LLFC: Small Non Domestic Unrestricted
Note on B34: LLFC: LV Network Non-Domestic Non-CT
Note on B35: LLFC: LV Network Non-Domestic Non-CT
Note on B49: LLFC: Small Non Domestic Unrestricted
Note on B50: LLFC: Small Non Domestic Unrestricted
Note on B51: LLFC: LV Network Non-Domestic Non-CT
Note on B52: LLFC: LV Network Non-Domestic Non-CT

## 5. Southern Scotland - EDCM
Summary of EDCM charges - Southern Scotland
Annual residual bill under the different options
| User group | Baseline - 25th percentile | Baseline - 50th percentile | Baseline - 75th percentile | Deemed capcity (domestics) | Fixed by volume | Hybrid fixed-agreed capacity | Banded fixed
| Industrial - EHV-connected without onsite generation/demand management | 4353.0282 | 16067.4458 | 37271.5132 | 50954.6725 | 42281.724 | 50954.6725 | 29252.4471
| Industrial - EHV-connected with peak generation/demand management | 4353.0282 | 16067.4458 | 37271.5132 | 50954.6725 | 42281.724 | 50954.6725 | 29252.4471
Summary of volumetric and capacity band charges by segment
Segment | Subsegment | Lower capacity threshold (kVA) | Upper capacity threshold (kVA) | Charge (£)
EHV | 1st Band | 0 | 2200 | 2249.9505
| 2nd Band | 2200 | 10000 | 29252.4471
| 3rd Band | 10000 | 19090 | 101215.5289
| 4th Band | 19090 | - | 91783.3966

## 6. NW & Mersey - CDCM
Summary of CDCM charges - NW & Mersey
Annual residual bill under the different options
| User group | Baseline | Deemed capcity (domestics) | Fixed by volume | Hybrid fixed-agreed capacity | Banded fixed
| Domestic - Low consumption | 23.614 | 70.7148 | 38.1764 | 38.2498 | 40.2835
| Domestic - Medium consumption | 38.5282 | 70.7148 | 38.1764 | 38.2498 | 40.2835
| Domestic - High consumption | 57.1708 | 70.7148 | 38.1764 | 38.2498 | 40.2835
| Domestic - Economy 7 high | 88.2419 | 70.7148 | 69.5698 | 69.3368 | 40.2835
| Domestic - Solar PV | 27.3923 | 70.7148 | 38.1764 | 38.2498 | 40.2835
| Domestic - Solar PV with storage | 23.8373 | 70.7148 | 38.1764 | 38.2498 | 40.2835
| Domestic - Electric vehicles | 57.4442 | 70.7148 | 38.1764 | 38.2498 | 40.2835
| Domestic - Heat pumps | 70.2331 | 70.7148 | 38.1764 | 38.2498 | 40.2835
| SME - Low consumption | 124.2844 | 216.0729 | 158.0922 | 157.4372 | 119.8733
| SME - High with onsite generation/storage (1) | 192.2629 | 216.0729 | 158.0922 | 157.4372 | 119.8733
| SME - High without onsite generation/storage (1) | 310.711 | 216.0729 | 158.0922 | 157.4372 | 278.9684
| SME - High with onsite generation/storage (2) | 192.2629 |  | 697.082 | 693.7025 | 119.8733
| SME - High without onsite generation/storage (2) | 310.711 |  | 697.082 | 693.7025 | 278.9684
| SME - Light industrial HV-connected | 62142.1925 | 7857.1978 | 28965.6226 | 68993.8665 | 89141.1384
Change from baseline (£)
| User group | Baseline | Deemed capcity (domestics) | Fixed by volume | Hybrid fixed-agreed capacity | Banded fixed
| Domestic - Low consumption |  | 47.1007 | 14.5624 | 14.6357 | 16.6694
| Domestic - Medium consumption |  | 32.1866 | -0.35175 | -0.27839 | 1.7553
| Domestic - High consumption |  | 13.544 | -18.9944 | -18.921 | -16.8873
| Domestic - Economy 7 high |  | -17.5271 | -18.6721 | -18.9051 | -47.9584
| Domestic - Solar PV |  | 43.3225 | 10.7841 | 10.8575 | 12.8912
| Domestic - Solar PV with storage |  | 46.8775 | 14.3391 | 14.4125 | 16.4462
| Domestic - Electric vehicles |  | 13.2705 | -19.2678 | -19.1945 | -17.1608
| Domestic - Heat pumps |  | 0.48167 | -32.0567 | -31.9833 | -29.9496
| SME - Low consumption |  | 91.7886 | 33.8078 | 33.1528 | -4.4111
| SME - High with onsite generation/storage (1) |  | 23.81 | -34.1707 | -34.8257 | -72.3896
| SME - High without onsite generation/storage (1) |  | -94.638 | -152.6187 | -153.2738 | -31.7426
| SME - High with onsite generation/storage (2) |  |  | 504.8191 | 501.4396 | -72.3896
| SME - High without onsite generation/storage (2) |  |  | 386.371 | 382.9915 | -31.7426
| SME - Light industrial HV-connected |  | -54284.9947 | -33176.5699 | 6851.6741 | 26998.946
Change from baseline (%)
| User group | Baseline | Deemed capcity (domestics) | Fixed by volume | Hybrid fixed-agreed capacity | Banded fixed
| Domestic - Low consumption |  | 199.5% | 61.67% | 61.98% | 70.59%
| Domestic - Medium consumption |  | 83.54% | -0.913% | -0.7226% | 4.556%
| Domestic - High consumption |  | 23.69% | -33.22% | -33.1% | -29.54%
| Domestic - Economy 7 high |  | -19.86% | -21.16% | -21.42% | -54.35%
| Domestic - Solar PV |  | 158.2% | 39.37% | 39.64% | 47.06%
| Domestic - Solar PV with storage |  | 196.7% | 60.15% | 60.46% | 68.99%
| Domestic - Electric vehicles |  | 23.1% | -33.54% | -33.41% | -29.87%
| Domestic - Heat pumps |  | 0.6858% | -45.64% | -45.54% | -42.64%
| SME - Low consumption |  | 73.85% | 27.2% | 26.67% | -3.549%
| SME - High with onsite generation/storage (1) |  | 12.38% | -17.77% | -18.11% | -37.65%
| SME - High without onsite generation/storage (1) |  | -30.46% | -49.12% | -49.33% | -10.22%
| SME - High with onsite generation/storage (2) |  |  | -36.33% | 260.8% | -37.65%
| SME - High without onsite generation/storage (2) |  |  | 123.4% | 123.3% | -10.22%
| SME - Light industrial HV-connected |  | -87.36% | -53.39% | 11.03% | 43.45%
Summary of volumetric and capacity band charges by segment
Segment | Subsegment | Lower volume threshold (kWh) | Upper volume threshold (kWh) | Lower capacity threshold (kVA) | Upper capacity threshold (kVA) | Sub segment CDCM Net volume (MWh) | Number of MPANs (or sites) | Charge (£) | Sub segment CDCM average Net volume (MWh)
Domestic | Single Segment |  |  |  |  | 4647662.9276 | 1421211 | 40.2835 | 3.2702
LV NHH | 1st Band | 0 | 5403 |  |  | 80991.5578 | 40900.1441 | 24.393 | 1.9802
| 2nd Band | 5403 | 17538 |  |  | 298509.2972 | 30675.1081 | 119.8733 | 9.7313
| 3rd Band | 17538 | 33559 |  |  | 347344.4179 | 15337.554 | 278.9684 | 22.6467
| 4th Band | 33559 | 0 |  |  | 986404.9824 | 15337.554 | 792.2276 | 64.3131
LV HH | 1st Band |  |  | 0 | 80 | 425291.6773 | 3632.2886 | 1442.3058 | 117.0864
| 2nd Band |  |  | 80 | 150 | 588535.1084 | 2573.2635 | 2817.3377 | 228.7116
| 3rd Band |  |  | 150 | 225 | 290775.0449 | 829.8487 | 4316.274 | 350.3953
| 4th Band |  |  | 225 | - | 1005591.1891 | 1229.5993 | 10074.1557 | 817.8203
HV | 1st Band |  |  | 0 | 400 | 129941.4228 | 275.7611 | 5804.5087 | 471.2102
| 2nd Band |  |  | 400 | 900 | 413624.0124 | 252.5284 | 20176.5187 | 1637.9304
| 3rd Band |  |  | 900 | 1600 | 605090.3595 | 171.7193 | 43406.2044 | 3523.717
| 4th Band |  |  | 1600 | - | 716347.5055 | 98.9912 | 89141.1384 | 7236.4803
Note on B15: LLFC: Small Non Domestic Unrestricted
Note on B16: LLFC: Small Non Domestic Unrestricted
Note on B17: LLFC: LV Network Non-Domestic Non-CT
Note on B18: LLFC: LV Network Non-Domestic Non-CT
Note on B32: LLFC: Small Non Domestic Unrestricted
Note on B33: LLFC: Small Non Domestic Unrestricted
Note on B34: LLFC: LV Network Non-Domestic Non-CT
Note on B35: LLFC: LV Network Non-Domestic Non-CT
Note on B49: LLFC: Small Non Domestic Unrestricted
Note on B50: LLFC: Small Non Domestic Unrestricted
Note on B51: LLFC: LV Network Non-Domestic Non-CT
Note on B52: LLFC: LV Network Non-Domestic Non-CT

## 6. NW & Mersey - EDCM
Summary of EDCM charges - NW & Mersey
Annual residual bill under the different options
| User group | Baseline - 25th percentile | Baseline - 50th percentile | Baseline - 75th percentile | Deemed capcity (domestics) | Fixed by volume | Hybrid fixed-agreed capacity | Banded fixed
| Industrial - EHV-connected without onsite generation/demand management | 21087.276 | 53760.416 | 121023.1728 | 134072.2374 | 97987.116 | 134072.2374 | 70451.2504
| Industrial - EHV-connected with peak generation/demand management | 21087.276 | 53760.416 | 121023.1728 | 134072.2374 | 97987.116 | 134072.2374 | 70451.2504
Summary of volumetric and capacity band charges by segment
Segment | Subsegment | Lower capacity threshold (kVA) | Upper capacity threshold (kVA) | Charge (£)
EHV | 1st Band | 0 | 2200 | 19705.5513
| 2nd Band | 2200 | 10000 | 70451.2504
| 3rd Band | 10000 | 19090 | 171431.0623
| 4th Band | 19090 | - | 414734.3475

## 7. Scottish Hydro - CDCM
Summary of CDCM charges - Scottish Hydro
Annual residual bill under the different options
| User group | Baseline | Deemed capcity (domestics) | Fixed by volume | Hybrid fixed-agreed capacity | Banded fixed
| Domestic - Low consumption | 24.4544 | 82.2312 | 45.1008 | 45.1817 | 51.1003
| Domestic - Medium consumption | 39.8993 | 82.2312 | 45.1008 | 45.1817 | 51.1003
| Domestic - High consumption | 59.2054 | 82.2312 | 45.1008 | 45.1817 | 51.1003
| Domestic - Economy 7 high | 91.3822 | 82.2312 | 87.9454 | 87.8861 | 51.1003
| Domestic - Solar PV | 28.3671 | 82.2312 | 45.1008 | 45.1817 | 51.1003
| Domestic - Solar PV with storage | 24.6856 | 82.2312 | 45.1008 | 45.1817 | 51.1003
| Domestic - Electric vehicles | 59.4885 | 82.2312 | 45.1008 | 45.1817 | 51.1003
| Domestic - Heat pumps | 72.7325 | 82.2312 | 45.1008 | 45.1817 | 51.1003
| SME - Low consumption | 128.7073 | 251.262 | 166.9128 | 166.788 | 114.8038
| SME - High with onsite generation/storage (1) | 199.105 | 251.262 | 166.9128 | 166.788 | 114.8038
| SME - High without onsite generation/storage (1) | 321.7683 | 251.262 | 166.9128 | 166.788 | 267.1706
| SME - High with onsite generation/storage (2) | 199.105 |  | 1150.1297 | 1148.9449 | 114.8038
| SME - High without onsite generation/storage (2) | 321.7683 |  | 1150.1297 | 1148.9449 | 267.1706
| SME - Light industrial HV-connected | 64353.6613 | 9136.7997 | 16448.9698 | 55615.6557 | 87417.4282
Change from baseline (£)
| User group | Baseline | Deemed capcity (domestics) | Fixed by volume | Hybrid fixed-agreed capacity | Banded fixed
| Domestic - Low consumption |  | 57.7768 | 20.6464 | 20.7273 | 26.6459
| Domestic - Medium consumption |  | 42.3319 | 5.2015 | 5.2824 | 11.201
| Domestic - High consumption |  | 23.0258 | -14.1046 | -14.0237 | -8.1051
| Domestic - Economy 7 high |  | -9.151 | -3.4368 | -3.4961 | -40.2819
| Domestic - Solar PV |  | 53.8641 | 16.7337 | 16.8146 | 22.7332
| Domestic - Solar PV with storage |  | 57.5456 | 20.4152 | 20.4961 | 26.4147
| Domestic - Electric vehicles |  | 22.7427 | -14.3877 | -14.3068 | -8.3882
| Domestic - Heat pumps |  | 9.4987 | -27.6317 | -27.5508 | -21.6322
| SME - Low consumption |  | 122.5547 | 38.2055 | 38.0807 | -13.9035
| SME - High with onsite generation/storage (1) |  | 52.157 | -32.1922 | -32.317 | -84.3012
| SME - High without onsite generation/storage (1) |  | -70.5063 | -154.8555 | -154.9803 | -54.5977
| SME - High with onsite generation/storage (2) |  |  | 951.0247 | 949.8399 | -84.3012
| SME - High without onsite generation/storage (2) |  |  | 828.3614 | 827.1766 | -54.5977
| SME - Light industrial HV-connected |  | -55216.8615 | -47904.6914 | -8738.0056 | 23063.7669
Change from baseline (%)
| User group | Baseline | Deemed capcity (domestics) | Fixed by volume | Hybrid fixed-agreed capacity | Banded fixed
| Domestic - Low consumption |  | 236.3% | 84.43% | 84.76% | 109%
| Domestic - Medium consumption |  | 106.1% | 13.04% | 13.24% | 28.07%
| Domestic - High consumption |  | 38.89% | -23.82% | -23.69% | -13.69%
| Domestic - Economy 7 high |  | -10.01% | -3.761% | -3.826% | -44.08%
| Domestic - Solar PV |  | 189.9% | 58.99% | 59.27% | 80.14%
| Domestic - Solar PV with storage |  | 233.1% | 82.7% | 83.03% | 107%
| Domestic - Electric vehicles |  | 38.23% | -24.19% | -24.05% | -14.1%
| Domestic - Heat pumps |  | 13.06% | -37.99% | -37.88% | -29.74%
| SME - Low consumption |  | 95.22% | 29.68% | 29.59% | -10.8%
| SME - High with onsite generation/storage (1) |  | 26.2% | -16.17% | -16.23% | -42.34%
| SME - High without onsite generation/storage (1) |  | -21.91% | -48.13% | -48.17% | -16.97%
| SME - High with onsite generation/storage (2) |  |  | -30.24% | 477.1% | -42.34%
| SME - High without onsite generation/storage (2) |  |  | 134.7% | 257.1% | -16.97%
| SME - Light industrial HV-connected |  | -85.8% | -74.44% | -13.58% | 35.84%
Summary of volumetric and capacity band charges by segment
Segment | Subsegment | Lower volume threshold (kWh) | Upper volume threshold (kWh) | Lower capacity threshold (kVA) | Upper capacity threshold (kVA) | Sub segment CDCM Net volume (MWh) | Number of MPANs (or sites) | Charge (£) | Sub segment CDCM average Net volume (MWh)
Domestic | Single Segment |  |  |  |  | 3121045.9099 | 785294.1199 | 51.1003 | 3.9744
LV NHH | 1st Band | 0 | 5403 |  |  | 55044.8479 | 30295.1397 | 23.3614 | 1.817
| 2nd Band | 5403 | 17538 |  |  | 202877.9209 | 22721.3548 | 114.8038 | 8.929
| 3rd Band | 17538 | 33559 |  |  | 236068.0689 | 11360.6774 | 267.1706 | 20.7794
| 4th Band | 33559 | 0 |  |  | 670397.1831 | 11360.6774 | 758.7235 | 59.0103
LV HH | 1st Band |  |  | 0 | 80 | 333594.8763 | 3176.8617 | 1350.1334 | 105.0077
| 2nd Band |  |  | 80 | 150 | 335699.9567 | 1679.5009 | 2569.9618 | 199.8808
| 3rd Band |  |  | 150 | 225 | 248242.4543 | 763.5058 | 4180.4146 | 325.135
| 4th Band |  |  | 225 | - | 812234.9091 | 1080.133 | 9668.5209 | 751.9768
HV | 1st Band |  |  | 0 | 400 | 86590.5743 | 459.0747 | 2425.1741 | 188.6198
| 2nd Band |  |  | 400 | 900 | 205538.8914 | 141.5941 | 18663.9875 | 1451.6062
| 3rd Band |  |  | 900 | 1600 | 184160.0652 | 74.1157 | 31947.8069 | 2484.7657
| 4th Band |  |  | 1600 | - | 473825.2288 | 69.6909 | 87417.4282 | 6798.9589
Note on B15: LLFC: Small Non Domestic Unrestricted
Note on B16: LLFC: Small Non Domestic Unrestricted
Note on B17: LLFC: LV Network Non-Domestic Non-CT
Note on B18: LLFC: LV Network Non-Domestic Non-CT
Note on B32: LLFC: Small Non Domestic Unrestricted
Note on B33: LLFC: Small Non Domestic Unrestricted
Note on B34: LLFC: LV Network Non-Domestic Non-CT
Note on B35: LLFC: LV Network Non-Domestic Non-CT
Note on B49: LLFC: Small Non Domestic Unrestricted
Note on B50: LLFC: Small Non Domestic Unrestricted
Note on B51: LLFC: LV Network Non-Domestic Non-CT
Note on B52: LLFC: LV Network Non-Domestic Non-CT

## 7. Scottish Hydro - EDCM
Summary of EDCM charges - Scottish Hydro
Annual residual bill under the different options
| User group | Baseline - 25th percentile | Baseline - 50th percentile | Baseline - 75th percentile | Deemed capcity (domestics) | Fixed by volume | Hybrid fixed-agreed capacity | Banded fixed
| Industrial - EHV-connected without onsite generation/demand management | 1015.4669 | 5371.9456 | 17693.8248 | 32647.6231 | 16088.5673 | 32647.6231 | 31108.6411
| Industrial - EHV-connected with peak generation/demand management | 1015.4669 | 5371.9456 | 17693.8248 | 32647.6231 | 16088.5673 | 32647.6231 | 31108.6411
Summary of volumetric and capacity band charges by segment
Segment | Subsegment | Lower capacity threshold (kVA) | Upper capacity threshold (kVA) | Charge (£)
EHV | 1st Band | 0 | 2200 | 2650.3992
| 2nd Band | 2200 | 10000 | 31108.6411
| 3rd Band | 10000 | 19090 | 13501.7567
| 4th Band | 19090 | - | 79036.1434

## 8. Southern - CDCM
Summary of CDCM charges - Southern
Annual residual bill under the different options
| User group | Baseline | Deemed capcity (domestics) | Fixed by volume | Hybrid fixed-agreed capacity | Banded fixed
| Domestic - Low consumption | 8.9168 | 31.2552 | 16.942 | 16.9974 | 18.148
| Domestic - Medium consumption | 14.5484 | 31.2552 | 16.942 | 16.9974 | 18.148
| Domestic - High consumption | 21.588 | 31.2552 | 16.942 | 16.9974 | 18.148
| Domestic - Economy 7 high | 33.3206 | 31.2552 | 29.6699 | 29.6437 | 18.148
| Domestic - Solar PV | 10.3435 | 31.2552 | 16.942 | 16.9974 | 18.148
| Domestic - Solar PV with storage | 9.0011 | 31.2552 | 16.942 | 16.9974 | 18.148
| Domestic - Electric vehicles | 21.6912 | 31.2552 | 16.942 | 16.9974 | 18.148
| Domestic - Heat pumps | 26.5204 | 31.2552 | 16.942 | 16.9974 | 18.148
| SME - Low consumption | 46.9304 | 95.502 | 65.0161 | 64.9839 | 44.5176
| SME - High with onsite generation/storage (1) | 72.5995 | 95.502 | 65.0161 | 64.9839 | 44.5176
| SME - High without onsite generation/storage (1) | 117.3261 | 95.502 | 65.0161 | 64.9839 | 103.6011
| SME - High with onsite generation/storage (2) | 72.5995 |  | 342.4831 | 341.883 | 44.5176
| SME - High without onsite generation/storage (2) | 117.3261 |  | 342.4831 | 341.883 | 103.6011
| SME - Light industrial HV-connected | 23465.216 | 3472.8016 | 12220.5873 | 21989.4894 | 36058.5791
Change from baseline (£)
| User group | Baseline | Deemed capcity (domestics) | Fixed by volume | Hybrid fixed-agreed capacity | Banded fixed
| Domestic - Low consumption |  | 22.3384 | 8.0252 | 8.0807 | 9.2312
| Domestic - Medium consumption |  | 16.7068 | 2.3935 | 2.449 | 3.5995
| Domestic - High consumption |  | 9.6672 | -4.646 | -4.5906 | -3.44
| Domestic - Economy 7 high |  | -2.0654 | -3.6507 | -3.6769 | -15.1726
| Domestic - Solar PV |  | 20.9117 | 6.5985 | 6.654 | 7.8045
| Domestic - Solar PV with storage |  | 22.2541 | 7.9409 | 7.9964 | 9.1469
| Domestic - Electric vehicles |  | 9.564 | -4.7493 | -4.6938 | -3.5433
| Domestic - Heat pumps |  | 4.7348 | -9.5784 | -9.5229 | -8.3724
| SME - Low consumption |  | 48.5716 | 18.0856 | 18.0535 | -2.4128
| SME - High with onsite generation/storage (1) |  | 22.9026 | -7.5834 | -7.6155 | -28.0818
| SME - High without onsite generation/storage (1) |  | -21.824 | -52.31 | -52.3421 | -13.7249
| SME - High with onsite generation/storage (2) |  |  | 269.8837 | 269.2835 | -28.0818
| SME - High without onsite generation/storage (2) |  |  | 225.1571 | 224.5569 | -13.7249
| SME - Light industrial HV-connected |  | -19992.4144 | -11244.6287 | -1475.7267 | 12593.3631
Change from baseline (%)
| User group | Baseline | Deemed capcity (domestics) | Fixed by volume | Hybrid fixed-agreed capacity | Banded fixed
| Domestic - Low consumption |  | 250.5% | 90% | 90.62% | 103.5%
| Domestic - Medium consumption |  | 114.8% | 16.45% | 16.83% | 24.74%
| Domestic - High consumption |  | 44.78% | -21.52% | -21.26% | -15.93%
| Domestic - Economy 7 high |  | -6.199% | -10.96% | -11.03% | -45.54%
| Domestic - Solar PV |  | 202.2% | 63.79% | 64.33% | 75.45%
| Domestic - Solar PV with storage |  | 247.2% | 88.22% | 88.84% | 101.6%
| Domestic - Electric vehicles |  | 44.09% | -21.89% | -21.64% | -16.34%
| Domestic - Heat pumps |  | 17.85% | -36.12% | -35.91% | -31.57%
| SME - Low consumption |  | 103.5% | 38.54% | 38.47% | -5.141%
| SME - High with onsite generation/storage (1) |  | 31.55% | -10.45% | -10.49% | -38.68%
| SME - High without onsite generation/storage (1) |  | -18.6% | -44.59% | -44.61% | -11.7%
| SME - High with onsite generation/storage (2) |  |  | -28.75% | 370.9% | -38.68%
| SME - High without onsite generation/storage (2) |  |  | 174.9% | 191.4% | -11.7%
| SME - Light industrial HV-connected |  | -85.2% | -47.92% | -6.289% | 53.67%
Summary of volumetric and capacity band charges by segment
Segment | Subsegment | Lower volume threshold (kWh) | Upper volume threshold (kWh) | Lower capacity threshold (kVA) | Upper capacity threshold (kVA) | Sub segment CDCM Net volume (MWh) | Number of MPANs (or sites) | Charge (£) | Sub segment CDCM average Net volume (MWh)
Domestic | Single Segment |  |  |  |  | 11475841.5428 | 2957993.2962 | 18.148 | 3.8796
LV NHH | 1st Band | 0 | 5403 |  |  | 183854.2786 | 94937.7924 | 9.0589 | 1.9366
| 2nd Band | 5403 | 17538 |  |  | 677628.7922 | 71203.3443 | 44.5176 | 9.5168
| 3rd Band | 17538 | 33559 |  |  | 788486.592 | 35601.6721 | 103.6011 | 22.1475
| 4th Band | 33559 | 0 |  |  | 2239181.2356 | 35601.6721 | 294.2114 | 62.8954
LV HH | 1st Band |  |  | 0 | 80 | 1147269.1599 | 10628.0237 | 504.9558 | 107.9476
| 2nd Band |  |  | 80 | 150 | 1071261.8534 | 5263.2273 | 952.1034 | 203.5371
| 3rd Band |  |  | 150 | 225 | 845459.049 | 2704.5489 | 1462.3062 | 312.6063
| 4th Band |  |  | 225 | - | 3403675.5845 | 4191.3485 | 3798.6999 | 812.0717
HV | 1st Band |  |  | 0 | 400 | 271071.6497 | 556.1866 | 2279.8388 | 487.3753
| 2nd Band |  |  | 400 | 900 | 950065.4074 | 603.4515 | 7364.6435 | 1574.3857
| 3rd Band |  |  | 900 | 1600 | 964227.363 | 357.2345 | 12626.0254 | 2699.144
| 4th Band |  |  | 1600 | - | 2652054.1009 | 344.0443 | 36058.5791 | 7708.4668
Note on B15: LLFC: Small Non Domestic Unrestricted
Note on B16: LLFC: Small Non Domestic Unrestricted
Note on B17: LLFC: LV Network Non-Domestic Non-CT
Note on B18: LLFC: LV Network Non-Domestic Non-CT
Note on B32: LLFC: Small Non Domestic Unrestricted
Note on B33: LLFC: Small Non Domestic Unrestricted
Note on B34: LLFC: LV Network Non-Domestic Non-CT
Note on B35: LLFC: LV Network Non-Domestic Non-CT
Note on B49: LLFC: Small Non Domestic Unrestricted
Note on B50: LLFC: Small Non Domestic Unrestricted
Note on B51: LLFC: LV Network Non-Domestic Non-CT
Note on B52: LLFC: LV Network Non-Domestic Non-CT

## 8. Southern - EDCM
Summary of EDCM charges - Southern
Annual residual bill under the different options
| User group | Baseline - 25th percentile | Baseline - 50th percentile | Baseline - 75th percentile | Deemed capcity (domestics) | Fixed by volume | Hybrid fixed-agreed capacity | Banded fixed
| Industrial - EHV-connected without onsite generation/demand management | 717.5861 | 10011.2038 | 22686.3748 | 15138.9954 | 21020.9646 | 15138.9954 | 10244.2509
| Industrial - EHV-connected with peak generation/demand management | 717.5861 | 10011.2038 | 22686.3748 | 15138.9954 | 21020.9646 | 15138.9954 | 10244.2509
Summary of volumetric and capacity band charges by segment
Segment | Subsegment | Lower capacity threshold (kVA) | Upper capacity threshold (kVA) | Charge (£)
EHV | 1st Band | 0 | 2200 | 290.2193
| 2nd Band | 2200 | 10000 | 10244.2509
| 3rd Band | 10000 | 19090 | 25800.7354
| 4th Band | 19090 | - | 61690.2571

## 9. South East - CDCM
Summary of CDCM charges - South East
Annual residual bill under the different options
| User group | Baseline | Deemed capcity (domestics) | Fixed by volume | Hybrid fixed-agreed capacity | Banded fixed
| Domestic - Low consumption | 7.3719 | 22.8534 | 13.2585 | 13.295 | 14.4607
| Domestic - Medium consumption | 12.0279 | 22.8534 | 13.2585 | 13.295 | 14.4607
| Domestic - High consumption | 17.8478 | 22.8534 | 13.2585 | 13.295 | 14.4607
| Domestic - Economy 7 high | 27.5477 | 22.8534 | 18.8131 | 18.7664 | 14.4607
| Domestic - Solar PV | 8.5514 | 22.8534 | 13.2585 | 13.295 | 14.4607
| Domestic - Solar PV with storage | 7.4416 | 22.8534 | 13.2585 | 13.295 | 14.4607
| Domestic - Electric vehicles | 17.9331 | 22.8534 | 13.2585 | 13.295 | 14.4607
| Domestic - Heat pumps | 21.9256 | 22.8534 | 13.2585 | 13.295 | 14.4607
| SME - Low consumption | 38.7995 | 69.8299 | 38.6355 | 38.6123 | 33.4581
| SME - High with onsite generation/storage (1) | 60.0213 | 69.8299 | 38.6355 | 38.6123 | 33.4581
| SME - High without onsite generation/storage (1) | 96.9988 | 69.8299 | 38.6355 | 38.6123 | 77.8634
| SME - High with onsite generation/storage (2) | 60.0213 |  | 308.7107 | 307.6403 | 33.4581
| SME - High without onsite generation/storage (2) | 96.9988 |  | 308.7107 | 307.6403 | 77.8634
| SME - Light industrial HV-connected | 19399.7654 | 2539.2689 | 11719.2866 | 19291.6532 | 33530.5152
Change from baseline (£)
| User group | Baseline | Deemed capcity (domestics) | Fixed by volume | Hybrid fixed-agreed capacity | Banded fixed
| Domestic - Low consumption |  | 15.4815 | 5.8865 | 5.9231 | 7.0888
| Domestic - Medium consumption |  | 10.8256 | 1.2306 | 1.2671 | 2.4328
| Domestic - High consumption |  | 5.0056 | -4.5893 | -4.5528 | -3.3871
| Domestic - Economy 7 high |  | -4.6942 | -8.7346 | -8.7813 | -13.087
| Domestic - Solar PV |  | 14.302 | 4.707 | 4.7436 | 5.9093
| Domestic - Solar PV with storage |  | 15.4118 | 5.8169 | 5.8534 | 7.0191
| Domestic - Electric vehicles |  | 4.9203 | -4.6747 | -4.6382 | -3.4725
| Domestic - Heat pumps |  | 0.9278 | -8.6672 | -8.6306 | -7.4649
| SME - Low consumption |  | 31.0304 | -0.16406 | -0.18724 | -5.3414
| SME - High with onsite generation/storage (1) |  | 9.8086 | -21.3858 | -21.409 | -26.5632
| SME - High without onsite generation/storage (1) |  | -27.1689 | -58.3634 | -58.3865 | -19.1354
| SME - High with onsite generation/storage (2) |  |  | 248.6894 | 247.619 | -26.5632
| SME - High without onsite generation/storage (2) |  |  | 211.7119 | 210.6415 | -19.1354
| SME - Light industrial HV-connected |  | -16860.4966 | -7680.4788 | -108.1123 | 14130.7498
Change from baseline (%)
| User group | Baseline | Deemed capcity (domestics) | Fixed by volume | Hybrid fixed-agreed capacity | Banded fixed
| Domestic - Low consumption |  | 210% | 79.85% | 80.35% | 96.16%
| Domestic - Medium consumption |  | 90% | 10.23% | 10.53% | 20.23%
| Domestic - High consumption |  | 28.05% | -25.71% | -25.51% | -18.98%
| Domestic - Economy 7 high |  | -17.04% | -31.71% | -31.88% | -47.51%
| Domestic - Solar PV |  | 167.2% | 55.04% | 55.47% | 69.1%
| Domestic - Solar PV with storage |  | 207.1% | 78.17% | 78.66% | 94.32%
| Domestic - Electric vehicles |  | 27.44% | -26.07% | -25.86% | -19.36%
| Domestic - Heat pumps |  | 4.232% | -39.53% | -39.36% | -34.05%
| SME - Low consumption |  | 79.98% | -0.4228% | -0.4826% | -13.77%
| SME - High with onsite generation/storage (1) |  | 16.34% | -35.63% | -35.67% | -44.26%
| SME - High without onsite generation/storage (1) |  | -28.01% | -60.17% | -60.19% | -19.73%
| SME - High with onsite generation/storage (2) |  |  | -31.46% | 412.6% | -44.26%
| SME - High without onsite generation/storage (2) |  |  | -1.919% | 217.2% | -19.73%
| SME - Light industrial HV-connected |  | -86.91% | -39.59% | -0.5573% | 72.84%
Summary of volumetric and capacity band charges by segment
Segment | Subsegment | Lower volume threshold (kWh) | Upper volume threshold (kWh) | Lower capacity threshold (kVA) | Upper capacity threshold (kVA) | Sub segment CDCM Net volume (MWh) | Number of MPANs (or sites) | Charge (£) | Sub segment CDCM average Net volume (MWh)
Domestic | Single Segment |  |  |  |  | 8242165.8559 | 2201359.0685 | 14.4607 | 3.7441
LV NHH | 1st Band | 0 | 5403 |  |  | 131717.3469 | 74720.0639 | 6.8084 | 1.7628
| 2nd Band | 5403 | 17538 |  |  | 485468.5318 | 56040.0479 | 33.4581 | 8.6629
| 3rd Band | 17538 | 33559 |  |  | 564889.5569 | 28020.024 | 77.8634 | 20.1602
| 4th Band | 33559 | 0 |  |  | 1604199.8795 | 28020.024 | 221.1202 | 57.2519
LV HH | 1st Band |  |  | 0 | 80 | 834214.0281 | 5697.1412 | 565.5343 | 146.4268
| 2nd Band |  |  | 80 | 150 | 867734.5493 | 3514.5429 | 953.5786 | 246.8983
| 3rd Band |  |  | 150 | 225 | 523818.54 | 1345.9356 | 1503.1248 | 389.1854
| 4th Band |  |  | 225 | - | 1407522.0476 | 1670.5272 | 3254.1692 | 842.5616
HV | 1st Band |  |  | 0 | 400 | 136471.1273 | 193.0819 | 2729.8431 | 706.8044
| 2nd Band |  |  | 400 | 900 | 597305.7706 | 311.9015 | 7396.3537 | 1915.046
| 3rd Band |  |  | 900 | 1600 | 573507.2776 | 198.0327 | 11185.115 | 2896.0229
| 4th Band |  |  | 1600 | - | 1255051.5576 | 144.5639 | 33530.5152 | 8681.6398
Note on B15: LLFC: Small Non Domestic Unrestricted
Note on B16: LLFC: Small Non Domestic Unrestricted
Note on B17: LLFC: LV Network Non-Domestic Non-CT
Note on B18: LLFC: LV Network Non-Domestic Non-CT
Note on B32: LLFC: Small Non Domestic Unrestricted
Note on B33: LLFC: Small Non Domestic Unrestricted
Note on B34: LLFC: LV Network Non-Domestic Non-CT
Note on B35: LLFC: LV Network Non-Domestic Non-CT
Note on B49: LLFC: Small Non Domestic Unrestricted
Note on B50: LLFC: Small Non Domestic Unrestricted
Note on B51: LLFC: LV Network Non-Domestic Non-CT
Note on B52: LLFC: LV Network Non-Domestic Non-CT

## 9. South East - EDCM
Summary of EDCM charges - South East
Annual residual bill under the different options
| User group | Baseline - 25th percentile | Baseline - 50th percentile | Baseline - 75th percentile | Deemed capcity (domestics) | Fixed by volume | Hybrid fixed-agreed capacity | Banded fixed
| Industrial - EHV-connected without onsite generation/demand management | 21139.7116 | 47275.073 | 79035.7827 | 24274.777 | 63162.4495 | 24274.777 | 25654.2405
| Industrial - EHV-connected with peak generation/demand management | 21139.7116 | 47275.073 | 79035.7827 | 24274.777 | 63162.4495 | 24274.777 | 25654.2405
Summary of volumetric and capacity band charges by segment
Segment | Subsegment | Lower capacity threshold (kVA) | Upper capacity threshold (kVA) | Charge (£)
EHV | 1st Band | 0 | 2200 | 1846.1552
| 2nd Band | 2200 | 10000 | 25654.2405
| 3rd Band | 10000 | 19090 | 59940.0784
| 4th Band | 19090 | - | 104539.4802

## 10. Eastern - CDCM
Summary of CDCM charges - Eastern
Annual residual bill under the different options
| User group | Baseline | Deemed capcity (domestics) | Fixed by volume | Hybrid fixed-agreed capacity | Banded fixed
| Domestic - Low consumption | 1.9968 | 6.6993 | 3.5916 | 3.6085 | 3.9925
| Domestic - Medium consumption | 3.2579 | 6.6993 | 3.5916 | 3.6085 | 3.9925
| Domestic - High consumption | 4.8343 | 6.6993 | 3.5916 | 3.6085 | 3.9925
| Domestic - Economy 7 high | 7.4617 | 6.6993 | 5.1379 | 5.1185 | 3.9925
| Domestic - Solar PV | 2.3163 | 6.6993 | 3.5916 | 3.6085 | 3.9925
| Domestic - Solar PV with storage | 2.0157 | 6.6993 | 3.5916 | 3.6085 | 3.9925
| Domestic - Electric vehicles | 4.8574 | 6.6993 | 3.5916 | 3.6085 | 3.9925
| Domestic - Heat pumps | 5.9389 | 6.6993 | 3.5916 | 3.6085 | 3.9925
| SME - Low consumption | 10.5094 | 20.4702 | 13.443 | 13.4255 | 10.3476
| SME - High with onsite generation/storage (1) | 16.2576 | 20.4702 | 13.443 | 13.4255 | 10.3476
| SME - High without onsite generation/storage (1) | 26.2735 | 20.4702 | 13.443 | 13.4255 | 24.0808
| SME - High with onsite generation/storage (2) | 16.2576 |  | 79.4941 | 79.3519 | 10.3476
| SME - High without onsite generation/storage (2) | 26.2735 |  | 79.4941 | 79.3519 | 24.0808
| SME - Light industrial HV-connected | 5254.7039 | 744.3722 | 3313.9031 | 5538.1923 | 9768.057
Change from baseline (£)
| User group | Baseline | Deemed capcity (domestics) | Fixed by volume | Hybrid fixed-agreed capacity | Banded fixed
| Domestic - Low consumption |  | 4.7026 | 1.5948 | 1.6117 | 1.9957
| Domestic - Medium consumption |  | 3.4414 | 0.33372 | 0.35057 | 0.73458
| Domestic - High consumption |  | 1.865 | -1.2427 | -1.2258 | -0.84183
| Domestic - Economy 7 high |  | -0.76233 | -2.3238 | -2.3432 | -3.4692
| Domestic - Solar PV |  | 4.3831 | 1.2754 | 1.2922 | 1.6762
| Domestic - Solar PV with storage |  | 4.6837 | 1.576 | 1.5928 | 1.9768
| Domestic - Electric vehicles |  | 1.8419 | -1.2658 | -1.249 | -0.86495
| Domestic - Heat pumps |  | 0.76048 | -2.3472 | -2.3304 | -1.9464
| SME - Low consumption |  | 9.9608 | 2.9336 | 2.9161 | -0.16185
| SME - High with onsite generation/storage (1) |  | 4.2126 | -2.8146 | -2.8322 | -5.9101
| SME - High without onsite generation/storage (1) |  | -5.8033 | -12.8305 | -12.848 | -2.1928
| SME - High with onsite generation/storage (2) |  |  | 63.2365 | 63.0943 | -5.9101
| SME - High without onsite generation/storage (2) |  |  | 53.2206 | 53.0784 | -2.1928
| SME - Light industrial HV-connected |  | -4510.3317 | -1940.8008 | 283.4883 | 4513.3531
Change from baseline (%)
| User group | Baseline | Deemed capcity (domestics) | Fixed by volume | Hybrid fixed-agreed capacity | Banded fixed
| Domestic - Low consumption |  | 235.5% | 79.87% | 80.71% | 99.95%
| Domestic - Medium consumption |  | 105.6% | 10.24% | 10.76% | 22.55%
| Domestic - High consumption |  | 38.58% | -25.71% | -25.36% | -17.41%
| Domestic - Economy 7 high |  | -10.22% | -31.14% | -31.4% | -46.49%
| Domestic - Solar PV |  | 189.2% | 55.06% | 55.79% | 72.37%
| Domestic - Solar PV with storage |  | 232.4% | 78.19% | 79.02% | 98.07%
| Domestic - Electric vehicles |  | 37.92% | -26.06% | -25.71% | -17.81%
| Domestic - Heat pumps |  | 12.81% | -39.52% | -39.24% | -32.77%
| SME - Low consumption |  | 94.78% | 27.91% | 27.75% | -1.54%
| SME - High with onsite generation/storage (1) |  | 25.91% | -17.31% | -17.42% | -36.35%
| SME - High without onsite generation/storage (1) |  | -22.09% | -48.83% | -48.9% | -8.346%
| SME - High with onsite generation/storage (2) |  |  | -31.46% | 388.1% | -36.35%
| SME - High without onsite generation/storage (2) |  |  | 126.7% | 202% | -8.346%
| SME - Light industrial HV-connected |  | -85.83% | -36.93% | 5.395% | 85.89%
Summary of volumetric and capacity band charges by segment
Segment | Subsegment | Lower volume threshold (kWh) | Upper volume threshold (kWh) | Lower capacity threshold (kVA) | Upper capacity threshold (kVA) | Sub segment CDCM Net volume (MWh) | Number of MPANs (or sites) | Charge (£) | Sub segment CDCM average Net volume (MWh)
Domestic | Single Segment |  |  |  |  | 13412407.6566 | 3511940.525 | 3.9925 | 3.8191
LV NHH | 1st Band | 0 | 5403 |  |  | 220518.7004 | 109483.6661 | 2.1056 | 2.0142
| 2nd Band | 5403 | 17538 |  |  | 812762.2689 | 82112.7496 | 10.3476 | 9.8981
| 3rd Band | 17538 | 33559 |  |  | 945727.4527 | 41056.3748 | 24.0808 | 23.0349
| 4th Band | 33559 | 0 |  |  | 2685721.2125 | 41056.3748 | 68.3857 | 65.4154
LV HH | 1st Band |  |  | 0 | 80 | 874326.9768 | 5695.2903 | 160.4881 | 153.5175
| 2nd Band |  |  | 80 | 150 | 1978419.5089 | 8841.9628 | 233.913 | 223.7534
| 3rd Band |  |  | 150 | 225 | 1010912.463 | 2800.4303 | 377.3753 | 360.9847
| 4th Band |  |  | 225 | - | 1771380.5565 | 2591.8981 | 714.4613 | 683.4299
HV | 1st Band |  |  | 0 | 400 | 403747.0424 | 554.4548 | 761.2512 | 728.1875
| 2nd Band |  |  | 400 | 900 | 1279290.1422 | 661.0431 | 2023.1312 | 1935.2599
| 3rd Band |  |  | 900 | 1600 | 1135788.3941 | 347.1454 | 3420.3516 | 3271.7945
| 4th Band |  |  | 1600 | - | 3188834.111 | 341.2781 | 9768.057 | 9343.7981

## 10. Eastern - EDCM
Summary of EDCM charges - Eastern
Annual residual bill under the different options
| User group | Baseline - 25th percentile | Baseline - 50th percentile | Baseline - 75th percentile | Deemed capcity (domestics) | Fixed by volume | Hybrid fixed-agreed capacity | Banded fixed
| Industrial - EHV-connected without onsite generation/demand management | 8161.5788 | 24964.8471 | 50994.2461 | 40078.8812 | 48754.3801 | 40078.8812 | 20317.068
| Industrial - EHV-connected with peak generation/demand management | 8161.5788 | 24964.8471 | 50994.2461 | 40078.8812 | 48754.3801 | 40078.8812 | 20317.068
Summary of volumetric and capacity band charges by segment
Segment | Subsegment | Lower capacity threshold (kVA) | Upper capacity threshold (kVA) | Charge (£)
EHV | 1st Band | 0 | 2200 | 6137.8168
| 2nd Band | 2200 | 10000 | 20317.068
| 3rd Band | 10000 | 19090 | 69639.5891
| 4th Band | 19090 | - | 132138.1952

## 11. London - CDCM
Summary of CDCM charges - London
Annual residual bill under the different options
| User group | Baseline | Deemed capcity (domestics) | Fixed by volume | Hybrid fixed-agreed capacity | Banded fixed
| Domestic - Low consumption | -8.2829 | -19.7041 | -13.1815 | -8.579 | -9.0175
| Domestic - Medium consumption | -13.5142 | -19.7041 | -13.1815 | -8.579 | -9.0175
| Domestic - High consumption | -20.0533 | -19.7041 | -13.1815 | -8.579 | -9.0175
| Domestic - Economy 7 high | -30.9519 | -19.7041 | -13.9082 | -14.276 | -9.0175
| Domestic - Solar PV | -9.6082 | -19.7041 | -13.1815 | -8.579 | -9.0175
| Domestic - Solar PV with storage | -8.3612 | -19.7041 | -13.1815 | -8.579 | -9.0175
| Domestic - Electric vehicles | -20.1492 | -19.7041 | -13.1815 | -8.579 | -9.0175
| Domestic - Heat pumps | -24.6351 | -19.7041 | -13.1815 | -8.579 | -9.0175
| SME - Low consumption | -43.5942 | -60.207 | -50.6552 | -32.7869 | -21.8047
| SME - High with onsite generation/storage (1) | -67.4384 | -60.207 | -50.6552 | -32.7869 | -21.8047
| SME - High without onsite generation/storage (1) | -108.9855 | -60.207 | -50.6552 | -32.7869 | -50.7437
| SME - High with onsite generation/storage (2) | -67.4384 |  | -193.5526 | -212.2723 | -21.8047
| SME - High without onsite generation/storage (2) | -108.9855 |  | -193.5526 | -212.2723 | -50.7437
| SME - Light industrial HV-connected | -21797.0916 | -2189.3463 | -5709.1931 | -13038.3638 | -25658.3939
Change from baseline (£)
| User group | Baseline | Deemed capcity (domestics) | Fixed by volume | Hybrid fixed-agreed capacity | Banded fixed
| Domestic - Low consumption |  | -11.4212 | -4.8986 | -0.29613 | -0.73457
| Domestic - Medium consumption |  | -6.1899 | 0.33267 | 4.9352 | 4.4967
| Domestic - High consumption |  | 0.34921 | 6.8718 | 11.4743 | 11.0359
| Domestic - Economy 7 high |  | 11.2478 | 17.0437 | 16.6759 | 21.9344
| Domestic - Solar PV |  | -10.096 | -3.5734 | 1.0291 | 0.5907
| Domestic - Solar PV with storage |  | -11.3429 | -4.8203 | -0.21783 | -0.65627
| Domestic - Electric vehicles |  | 0.44512 | 6.9677 | 11.5702 | 11.1318
| Domestic - Heat pumps |  | 4.931 | 11.4535 | 16.056 | 15.6176
| SME - Low consumption |  | -16.6128 | -7.061 | 10.8073 | 21.7895
| SME - High with onsite generation/storage (1) |  | 7.2314 | 16.7833 | 34.6515 | 45.6337
| SME - High without onsite generation/storage (1) |  | 48.7784 | 58.3303 | 76.1986 | 58.2417
| SME - High with onsite generation/storage (2) |  |  | -126.1142 | -144.8339 | 45.6337
| SME - High without onsite generation/storage (2) |  |  | -84.5671 | -103.2869 | 58.2417
| SME - Light industrial HV-connected |  | 19607.7453 | 16087.8984 | 8758.7278 | -3861.3024
Change from baseline (%)
| User group | Baseline | Deemed capcity (domestics) | Fixed by volume | Hybrid fixed-agreed capacity | Banded fixed
| Domestic - Low consumption |  | 137.9% | 59.14% | 3.575% | 8.868%
| Domestic - Medium consumption |  | 45.8% | -2.462% | -36.52% | -33.27%
| Domestic - High consumption |  | -1.741% | -34.27% | -57.22% | -55.03%
| Domestic - Economy 7 high |  | -36.34% | -55.07% | -53.88% | -70.87%
| Domestic - Solar PV |  | 105.1% | 37.19% | -10.71% | -6.148%
| Domestic - Solar PV with storage |  | 135.7% | 57.65% | 2.605% | 7.849%
| Domestic - Electric vehicles |  | -2.209% | -34.58% | -57.42% | -55.25%
| Domestic - Heat pumps |  | -20.02% | -46.49% | -65.18% | -63.4%
| SME - Low consumption |  | 38.11% | 16.2% | -24.79% | -49.98%
| SME - High with onsite generation/storage (1) |  | -10.72% | -24.89% | -51.38% | -67.67%
| SME - High without onsite generation/storage (1) |  | -44.76% | -53.52% | -69.92% | -53.44%
| SME - High with onsite generation/storage (2) |  |  | -37% | 214.8% | -67.67%
| SME - High without onsite generation/storage (2) |  |  | 73.49% | 94.77% | -53.44%
| SME - Light industrial HV-connected |  | -89.96% | -73.81% | -40.18% | 17.71%
Summary of volumetric and capacity band charges by segment
Segment | Subsegment | Lower volume threshold (kWh) | Upper volume threshold (kWh) | Lower capacity threshold (kVA) | Upper capacity threshold (kVA) | Sub segment CDCM Net volume (MWh) | Number of MPANs (or sites) | Charge (£) | Sub segment CDCM average Net volume (MWh)
Domestic | Single Segment |  |  |  |  | 7001360.7506 | 2182955.138 | -9.0175 | 3.2073
LV NHH | 1st Band | 0 | 5403 |  |  | 177481.7258 | 112462.4066 | -4.437 | 1.5781
| 2nd Band | 5403 | 17538 |  |  | 654141.5758 | 84346.8049 | -21.8047 | 7.7554
| 3rd Band | 17538 | 33559 |  |  | 761156.9457 | 42173.4025 | -50.7437 | 18.0483
| 4th Band | 33559 | 0 |  |  | 2161569.223 | 42173.4025 | -144.1044 | 51.2543
LV HH | 1st Band |  |  | 0 | 80 | 704744.4879 | 4839.0401 | -409.4672 | 145.6373
| 2nd Band |  |  | 80 | 150 | 1567241.5166 | 7291.5535 | -604.3138 | 214.9393
| 3rd Band |  |  | 150 | 225 | 788616.1125 | 2094.5845 | -1058.5574 | 376.5024
| 4th Band |  |  | 225 | - | 3511288.0711 | 3520.3017 | -2804.3565 | 997.4395
HV | 1st Band |  |  | 0 | 400 | 185433.3025 | 182.286 | -2860.0995 | 1017.2659
| 2nd Band |  |  | 400 | 900 | 553975.8357 | 272.4893 | -5715.9439 | 2033.0184
| 3rd Band |  |  | 900 | 1600 | 1011253.968 | 329.8061 | -8620.8137 | 3066.208
| 4th Band |  |  | 1600 | - | 4510452.0984 | 494.2393 | -25658.3939 | 9126.0496

## 11. London - EDCM
Summary of EDCM charges - London
Annual residual bill under the different options
| User group | Baseline - 25th percentile | Baseline - 50th percentile | Baseline - 75th percentile | Deemed capcity (domestics) | Fixed by volume | Hybrid fixed-agreed capacity | Banded fixed
| Industrial - EHV-connected without onsite generation/demand management | 4581.3538 | 17220.5314 | 33883.8591 | 15215.9477 | 42602.9936 | 15215.9477 | 6713.2774
| Industrial - EHV-connected with peak generation/demand management | 4581.3538 | 17220.5314 | 33883.8591 | 15215.9477 | 42602.9936 | 15215.9477 | 6713.2774
Summary of volumetric and capacity band charges by segment
Segment | Subsegment | Lower capacity threshold (kVA) | Upper capacity threshold (kVA) | Charge (£)
EHV | 1st Band | 0 | 2200 | 1484.7754
| 2nd Band | 2200 | 10000 | 6713.2774
| 3rd Band | 10000 | 19090 | 17628.5414
| 4th Band | 19090 | - | 81804.4846

## 12. West Midlands - CDCM
Summary of CDCM charges - West Midlands
Annual residual bill under the different options
| User group | Baseline | Deemed capcity (domestics) | Fixed by volume | Hybrid fixed-agreed capacity | Banded fixed
| Domestic - Low consumption | 19.131 | 69.0558 | 34.3225 | 34.4007 | 36.5335
| Domestic - Medium consumption | 31.2137 | 69.0558 | 34.3225 | 34.4007 | 36.5335
| Domestic - High consumption | 46.3171 | 69.0558 | 34.3225 | 34.4007 | 36.5335
| Domestic - Economy 7 high | 71.4894 | 69.0558 | 53.4547 | 53.1694 | 36.5335
| Domestic - Solar PV | 22.1919 | 69.0558 | 34.3225 | 34.4007 | 36.5335
| Domestic - Solar PV with storage | 19.3118 | 69.0558 | 34.3225 | 34.4007 | 36.5335
| Domestic - Electric vehicles | 46.5386 | 69.0558 | 34.3225 | 34.4007 | 36.5335
| Domestic - Heat pumps | 56.8995 | 69.0558 | 34.3225 | 34.4007 | 36.5335
| SME - Low consumption | 100.6892 | 211.0038 | 120.6567 | 120.4078 | 95.3466
| SME - High with onsite generation/storage (1) | 155.7622 | 211.0038 | 120.6567 | 120.4078 | 95.3466
| SME - High without onsite generation/storage (1) | 251.7231 | 211.0038 | 120.6567 | 120.4078 | 221.8899
| SME - High with onsite generation/storage (2) | 155.7622 |  | 626.1877 | 624.2525 | 95.3466
| SME - High without onsite generation/storage (2) | 251.7231 |  | 626.1877 | 624.2525 | 221.8899
| SME - Light industrial HV-connected | 50344.6203 | 7672.8646 | 16954.7851 | 49019.2092 | 93257.701
Change from baseline (£)
| User group | Baseline | Deemed capcity (domestics) | Fixed by volume | Hybrid fixed-agreed capacity | Banded fixed
| Domestic - Low consumption |  | 49.9248 | 15.1915 | 15.2698 | 17.4026
| Domestic - Medium consumption |  | 37.8421 | 3.1088 | 3.1871 | 5.3198
| Domestic - High consumption |  | 22.7387 | -11.9946 | -11.9163 | -9.7835
| Domestic - Economy 7 high |  | -2.4336 | -18.0347 | -18.3199 | -34.9558
| Domestic - Solar PV |  | 46.8639 | 12.1306 | 12.2088 | 14.3416
| Domestic - Solar PV with storage |  | 49.744 | 15.0107 | 15.0889 | 17.2217
| Domestic - Electric vehicles |  | 22.5172 | -12.2161 | -12.1378 | -10.0051
| Domestic - Heat pumps |  | 12.1563 | -22.577 | -22.4988 | -20.366
| SME - Low consumption |  | 110.3145 | 19.9674 | 19.7185 | -5.3427
| SME - High with onsite generation/storage (1) |  | 55.2416 | -35.1055 | -35.3544 | -60.4156
| SME - High without onsite generation/storage (1) |  | -40.7193 | -131.0664 | -131.3153 | -29.8332
| SME - High with onsite generation/storage (2) |  |  | 470.4256 | 468.4904 | -60.4156
| SME - High without onsite generation/storage (2) |  |  | 374.4646 | 372.5294 | -29.8332
| SME - Light industrial HV-connected |  | -42671.7557 | -33389.8352 | -1325.4111 | 42913.0807
Change from baseline (%)
| User group | Baseline | Deemed capcity (domestics) | Fixed by volume | Hybrid fixed-agreed capacity | Banded fixed
| Domestic - Low consumption |  | 261% | 79.41% | 79.82% | 90.97%
| Domestic - Medium consumption |  | 121.2% | 9.96% | 10.21% | 17.04%
| Domestic - High consumption |  | 49.09% | -25.9% | -25.73% | -21.12%
| Domestic - Economy 7 high |  | -3.404% | -25.23% | -25.63% | -48.9%
| Domestic - Solar PV |  | 211.2% | 54.66% | 55.01% | 64.63%
| Domestic - Solar PV with storage |  | 257.6% | 77.73% | 78.13% | 89.18%
| Domestic - Electric vehicles |  | 48.38% | -26.25% | -26.08% | -21.5%
| Domestic - Heat pumps |  | 21.36% | -39.68% | -39.54% | -35.79%
| SME - Low consumption |  | 109.6% | 19.83% | 19.58% | -5.306%
| SME - High with onsite generation/storage (1) |  | 35.47% | -22.54% | -22.7% | -38.79%
| SME - High without onsite generation/storage (1) |  | -16.18% | -52.07% | -52.17% | -11.85%
| SME - High with onsite generation/storage (2) |  |  | -31.58% | 300.8% | -38.79%
| SME - High without onsite generation/storage (2) |  |  | 89.98% | 148% | -11.85%
| SME - Light industrial HV-connected |  | -84.76% | -66.32% | -2.633% | 85.24%
Summary of volumetric and capacity band charges by segment
Segment | Subsegment | Lower volume threshold (kWh) | Upper volume threshold (kWh) | Lower capacity threshold (kVA) | Upper capacity threshold (kVA) | Sub segment CDCM Net volume (MWh) | Number of MPANs (or sites) | Charge (£) | Sub segment CDCM average Net volume (MWh)
Domestic | Single Segment |  |  |  |  | 8683529.7713 | 2370277.8357 | 36.5335 | 3.6635
LV NHH | 1st Band | 0 | 5403 |  |  | 142873.8575 | 73434.3094 | 19.4021 | 1.9456
| 2nd Band | 5403 | 17538 |  |  | 526587.9057 | 55075.732 | 95.3466 | 9.5612
| 3rd Band | 17538 | 33559 |  |  | 612735.9226 | 27537.866 | 221.8899 | 22.2507
| 4th Band | 33559 | 0 |  |  | 1740076.2348 | 27537.866 | 630.1332 | 63.1885
LV HH | 1st Band |  |  | 0 | 80 | 690972.9365 | 6825.3828 | 1009.5514 | 101.2358
| 2nd Band |  |  | 80 | 150 | 998119.6926 | 5311.2412 | 1874.0493 | 187.9259
| 3rd Band |  |  | 150 | 225 | 516723.5196 | 1812.058 | 2843.6788 | 285.1584
| 4th Band |  |  | 225 | - | 673023.373 | 1397.7513 | 4801.696 | 481.5044
HV | 1st Band |  |  | 0 | 400 | 1051585.6375 | 2506.7955 | 4183.311 | 419.494
| 2nd Band |  |  | 400 | 900 | 1717585.0662 | 1250.6284 | 13695.7043 | 1373.3776
| 3rd Band |  |  | 900 | 1600 | 1150181.8806 | 417.6146 | 27465.3557 | 2754.1705
| 4th Band |  |  | 1600 | - | 3625706.8986 | 387.7059 | 93257.701 | 9351.6943

## 12. West Midlands - EDCM
Summary of EDCM charges - West Midlands
Annual residual bill under the different options
| User group | Baseline - 25th percentile | Baseline - 50th percentile | Baseline - 75th percentile | Deemed capcity (domestics) | Fixed by volume | Hybrid fixed-agreed capacity | Banded fixed
| Industrial - EHV-connected without onsite generation/demand management | 286.9098 | 5562.3062 | 34910.5369 | 52557.9335 | 41245.9808 | 52557.9335 | 19986.0491
| Industrial - EHV-connected with peak generation/demand management | 286.9098 | 5562.3062 | 34910.5369 | 52557.9335 | 41245.9808 | 52557.9335 | 19986.0491
Summary of volumetric and capacity band charges by segment
Segment | Subsegment | Lower capacity threshold (kVA) | Upper capacity threshold (kVA) | Charge (£)
EHV | 1st Band | 0 | 2200 | 3075.9865
| 2nd Band | 2200 | 10000 | 19986.0491
| 3rd Band | 10000 | 19090 | 63747.968
| 4th Band | 19090 | - | 309518.4261

## 13. East Midlands - CDCM
Summary of CDCM charges - East Midlands
Annual residual bill under the different options
| User group | Baseline | Deemed capcity (domestics) | Fixed by volume | Hybrid fixed-agreed capacity | Banded fixed
| Domestic - Low consumption | 16.2101 | 59.9972 | 27.9632 | 28.228 | 30.8835
| Domestic - Medium consumption | 26.4481 | 59.9972 | 27.9632 | 28.228 | 30.8835
| Domestic - High consumption | 39.2456 | 59.9972 | 27.9632 | 28.228 | 30.8835
| Domestic - Economy 7 high | 60.5748 | 59.9972 | 37.5103 | 37.276 | 30.8835
| Domestic - Solar PV | 18.8038 | 59.9972 | 27.9632 | 28.228 | 30.8835
| Domestic - Solar PV with storage | 16.3634 | 59.9972 | 27.9632 | 28.228 | 30.8835
| Domestic - Electric vehicles | 39.4333 | 59.9972 | 27.9632 | 28.228 | 30.8835
| Domestic - Heat pumps | 48.2124 | 59.9972 | 27.9632 | 28.228 | 30.8835
| SME - Low consumption | 85.3166 | 183.3248 | 100.5991 | 100.353 | 89.3412
| SME - High with onsite generation/storage (1) | 131.9813 | 183.3248 | 100.5991 | 100.353 | 89.3412
| SME - High without onsite generation/storage (1) | 213.2914 | 183.3248 | 100.5991 | 100.353 | 207.9141
| SME - High with onsite generation/storage (2) | 131.9813 |  | 575.8662 | 572.7973 | 89.3412
| SME - High without onsite generation/storage (2) | 213.2914 |  | 575.8662 | 572.7973 | 207.9141
| SME - Light industrial HV-connected | 42658.2852 | 6666.3547 | 18315.1269 | 45692.6951 | 74782.9652
Change from baseline (£)
| User group | Baseline | Deemed capcity (domestics) | Fixed by volume | Hybrid fixed-agreed capacity | Banded fixed
| Domestic - Low consumption |  | 43.787 | 11.753 | 12.0179 | 14.6733
| Domestic - Medium consumption |  | 33.5491 | 1.5151 | 1.7799 | 4.4353
| Domestic - High consumption |  | 20.7516 | -11.2824 | -11.0176 | -8.3622
| Domestic - Economy 7 high |  | -0.57757 | -23.0645 | -23.2988 | -29.6913
| Domestic - Solar PV |  | 41.1934 | 9.1594 | 9.4242 | 12.0797
| Domestic - Solar PV with storage |  | 43.6338 | 11.5998 | 11.8646 | 14.5201
| Domestic - Electric vehicles |  | 20.5639 | -11.4701 | -11.2053 | -8.5498
| Domestic - Heat pumps |  | 11.7848 | -20.2492 | -19.9844 | -17.3289
| SME - Low consumption |  | 98.0082 | 15.2825 | 15.0364 | 4.0246
| SME - High with onsite generation/storage (1) |  | 51.3435 | -31.3822 | -31.6283 | -42.6401
| SME - High without onsite generation/storage (1) |  | -29.9667 | -112.6924 | -112.9385 | -5.3773
| SME - High with onsite generation/storage (2) |  |  | 443.8849 | 440.816 | -42.6401
| SME - High without onsite generation/storage (2) |  |  | 362.5748 | 359.5059 | -5.3773
| SME - Light industrial HV-connected |  | -35991.9305 | -24343.1583 | 3034.4099 | 32124.68
Change from baseline (%)
| User group | Baseline | Deemed capcity (domestics) | Fixed by volume | Hybrid fixed-agreed capacity | Banded fixed
| Domestic - Low consumption |  | 270.1% | 72.5% | 74.14% | 90.52%
| Domestic - Medium consumption |  | 126.8% | 5.728% | 6.73% | 16.77%
| Domestic - High consumption |  | 52.88% | -28.75% | -28.07% | -21.31%
| Domestic - Economy 7 high |  | -0.9535% | -38.08% | -38.46% | -49.02%
| Domestic - Solar PV |  | 219.1% | 48.71% | 50.12% | 64.24%
| Domestic - Solar PV with storage |  | 266.7% | 70.89% | 72.51% | 88.74%
| Domestic - Electric vehicles |  | 52.15% | -29.09% | -28.42% | -21.68%
| Domestic - Heat pumps |  | 24.44% | -42% | -41.45% | -35.94%
| SME - Low consumption |  | 114.9% | 17.91% | 17.62% | 4.717%
| SME - High with onsite generation/storage (1) |  | 38.9% | -23.78% | -23.96% | -32.31%
| SME - High without onsite generation/storage (1) |  | -14.05% | -52.83% | -52.95% | -2.521%
| SME - High with onsite generation/storage (2) |  |  | -33.43% | 334% | -32.31%
| SME - High without onsite generation/storage (2) |  |  | 81.27% | 168.6% | -2.521%
| SME - Light industrial HV-connected |  | -84.37% | -57.07% | 7.113% | 75.31%
Summary of volumetric and capacity band charges by segment
Segment | Subsegment | Lower volume threshold (kWh) | Upper volume threshold (kWh) | Lower capacity threshold (kVA) | Upper capacity threshold (kVA) | Sub segment CDCM Net volume (MWh) | Number of MPANs (or sites) | Charge (£) | Sub segment CDCM average Net volume (MWh)
Domestic | Single Segment |  |  |  |  | 9445508.2829 | 2588090.2113 | 30.8835 | 3.6496
LV NHH | 1st Band | 0 | 5403 |  |  | 158397.6697 | 73728.2992 | 18.18 | 2.1484
| 2nd Band | 5403 | 17538 |  |  | 583803.7735 | 55296.2244 | 89.3412 | 10.5578
| 3rd Band | 17538 | 33559 |  |  | 679312.1146 | 27648.1122 | 207.9141 | 24.5699
| 4th Band | 33559 | 0 |  |  | 1929142.43 | 27648.1122 | 590.4443 | 69.7748
LV HH | 1st Band |  |  | 0 | 80 | 607784.7876 | 5852.124 | 878.8535 | 103.8571
| 2nd Band |  |  | 80 | 150 | 1105769.1969 | 5966.7866 | 1568.2097 | 185.3207
| 3rd Band |  |  | 150 | 225 | 666834.8076 | 2273.7827 | 2481.701 | 293.2711
| 4th Band |  |  | 225 | - | 1495821.4015 | 2531.2329 | 5000.6653 | 590.9458
HV | 1st Band |  |  | 0 | 400 | 721472.1584 | 1671.5537 | 3652.409 | 431.6177
| 2nd Band |  |  | 400 | 900 | 1514749.5664 | 1004.9222 | 12755.2381 | 1507.3303
| 3rd Band |  |  | 900 | 1600 | 1352557.2801 | 469.8481 | 24360.0599 | 2878.7119
| 4th Band |  |  | 1600 | - | 4074057.176 | 461.0039 | 74782.9652 | 8837.3596

## 13. East Midlands - EDCM
Summary of EDCM charges - East Midlands
Annual residual bill under the different options
| User group | Baseline - 25th percentile | Baseline - 50th percentile | Baseline - 75th percentile | Deemed capcity (domestics) | Fixed by volume | Hybrid fixed-agreed capacity | Banded fixed
| Industrial - EHV-connected without onsite generation/demand management | 320.9854 | 10991.6825 | 57782.7557 | 64610.9116 | 44546.9915 | 64610.9116 | 39864.2802
| Industrial - EHV-connected with peak generation/demand management | 320.9854 | 10991.6825 | 57782.7557 | 64610.9116 | 44546.9915 | 64610.9116 | 39864.2802
Summary of volumetric and capacity band charges by segment
Segment | Subsegment | Lower capacity threshold (kVA) | Upper capacity threshold (kVA) | Charge (£)
EHV | 1st Band | 0 | 2200 | 2429.0035
| 2nd Band | 2200 | 10000 | 39864.2802
| 3rd Band | 10000 | 19090 | 88786.9119
| 4th Band | 19090 | - | 244299.154

## 14. South Wales - CDCM
Summary of CDCM charges - South Wales
Annual residual bill under the different options
| User group | Baseline | Deemed capcity (domestics) | Fixed by volume | Hybrid fixed-agreed capacity | Banded fixed
| Domestic - Low consumption | 25.5157 | 78.6601 | 41.859 | 41.7312 | 43.2612
| Domestic - Medium consumption | 41.6308 | 78.6601 | 41.859 | 41.7312 | 43.2612
| Domestic - High consumption | 61.7747 | 78.6601 | 41.859 | 41.7312 | 43.2612
| Domestic - Economy 7 high | 95.348 | 78.6601 | 74.2762 | 73.7873 | 43.2612
| Domestic - Solar PV | 29.5982 | 78.6601 | 41.859 | 41.7312 | 43.2612
| Domestic - Solar PV with storage | 25.7569 | 78.6601 | 41.859 | 41.7312 | 43.2612
| Domestic - Electric vehicles | 62.0702 | 78.6601 | 41.859 | 41.7312 | 43.2612
| Domestic - Heat pumps | 75.8889 | 78.6601 | 41.859 | 41.7312 | 43.2612
| SME - Low consumption | 134.2929 | 240.3502 | 163.9704 | 163.2435 | 120.5395
| SME - High with onsite generation/storage (1) | 207.7457 | 240.3502 | 163.9704 | 163.2435 | 120.5395
| SME - High without onsite generation/storage (1) | 335.7323 | 240.3502 | 163.9704 | 163.2435 | 280.5186
| SME - High with onsite generation/storage (2) | 207.7457 |  | 976.2686 | 970.7273 | 120.5395
| SME - High without onsite generation/storage (2) | 335.7323 |  | 976.2686 | 970.7273 | 280.5186
| SME - Light industrial HV-connected | 67146.461 | 8740.0056 | 30959.6599 | 80137.3642 | 102557.8047
Change from baseline (£)
| User group | Baseline | Deemed capcity (domestics) | Fixed by volume | Hybrid fixed-agreed capacity | Banded fixed
| Domestic - Low consumption |  | 53.1444 | 16.3434 | 16.2155 | 17.7455
| Domestic - Medium consumption |  | 37.0292 | 0.22822 | 0.10035 | 1.6304
| Domestic - High consumption |  | 16.8853 | -19.9157 | -20.0436 | -18.5136
| Domestic - Economy 7 high |  | -16.6879 | -21.0717 | -21.5607 | -52.0868
| Domestic - Solar PV |  | 49.0619 | 12.2609 | 12.133 | 13.663
| Domestic - Solar PV with storage |  | 52.9032 | 16.1022 | 15.9743 | 17.5043
| Domestic - Electric vehicles |  | 16.5899 | -20.2112 | -20.339 | -18.809
| Domestic - Heat pumps |  | 2.7711 | -34.0299 | -34.1578 | -32.6278
| SME - Low consumption |  | 106.0572 | 29.6775 | 28.9506 | -13.7535
| SME - High with onsite generation/storage (1) |  | 32.6045 | -43.7752 | -44.5022 | -87.2062
| SME - High without onsite generation/storage (1) |  | -95.3822 | -171.7619 | -172.4888 | -55.2137
| SME - High with onsite generation/storage (2) |  |  | 768.5229 | 762.9816 | -87.2062
| SME - High without onsite generation/storage (2) |  |  | 640.5363 | 634.995 | -55.2137
| SME - Light industrial HV-connected |  | -58406.4554 | -36186.8011 | 12990.9033 | 35411.3437
Change from baseline (%)
| User group | Baseline | Deemed capcity (domestics) | Fixed by volume | Hybrid fixed-agreed capacity | Banded fixed
| Domestic - Low consumption |  | 208.3% | 64.05% | 63.55% | 69.55%
| Domestic - Medium consumption |  | 88.95% | 0.5482% | 0.241% | 3.916%
| Domestic - High consumption |  | 27.33% | -32.24% | -32.45% | -29.97%
| Domestic - Economy 7 high |  | -17.5% | -22.1% | -22.61% | -54.63%
| Domestic - Solar PV |  | 165.8% | 41.42% | 40.99% | 46.16%
| Domestic - Solar PV with storage |  | 205.4% | 62.52% | 62.02% | 67.96%
| Domestic - Electric vehicles |  | 26.73% | -32.56% | -32.77% | -30.3%
| Domestic - Heat pumps |  | 3.652% | -44.84% | -45.01% | -42.99%
| SME - Low consumption |  | 78.97% | 22.1% | 21.56% | -10.24%
| SME - High with onsite generation/storage (1) |  | 15.69% | -21.07% | -21.42% | -41.98%
| SME - High without onsite generation/storage (1) |  | -28.41% | -51.16% | -51.38% | -16.45%
| SME - High with onsite generation/storage (2) |  |  | -35.69% | 367.3% | -41.98%
| SME - High without onsite generation/storage (2) |  |  | 100.3% | 189.1% | -16.45%
| SME - Light industrial HV-connected |  | -86.98% | -53.89% | 19.35% | 52.74%
Summary of volumetric and capacity band charges by segment
Segment | Subsegment | Lower volume threshold (kWh) | Upper volume threshold (kWh) | Lower capacity threshold (kVA) | Upper capacity threshold (kVA) | Sub segment CDCM Net volume (MWh) | Number of MPANs (or sites) | Charge (£) | Sub segment CDCM average Net volume (MWh)
Domestic | Single Segment |  |  |  |  | 3447053.4958 | 1061771.9747 | 43.2612 | 3.2465
LV NHH | 1st Band | 0 | 5403 |  |  | 59778.9314 | 32475.6087 | 24.5286 | 1.8407
| 2nd Band | 5403 | 17538 |  |  | 220326.2575 | 24356.7066 | 120.5395 | 9.0458
| 3rd Band | 17538 | 33559 |  |  | 256370.8949 | 12178.3533 | 280.5186 | 21.0514
| 4th Band | 33559 | 0 |  |  | 728054.1015 | 12178.3533 | 796.63 | 59.7826
LV HH | 1st Band |  |  | 0 | 80 | 266363.4823 | 2677.5209 | 1325.6332 | 99.4814
| 2nd Band |  |  | 80 | 150 | 414864.1496 | 1983.1948 | 2787.5463 | 209.1898
| 3rd Band |  |  | 150 | 225 | 242845.528 | 767.0848 | 4218.5996 | 316.5824
| 4th Band |  |  | 225 | - | 662924.5526 | 829.4494 | 10650.151 | 799.2345
HV | 1st Band |  |  | 0 | 400 | 87629.5035 | 321.2719 | 3634.6218 | 272.7581
| 2nd Band |  |  | 400 | 900 | 351693.2251 | 227.7085 | 20580.9951 | 1544.489
| 3rd Band |  |  | 900 | 1600 | 445609.3344 | 145.4178 | 40833.6597 | 3064.3385
| 4th Band |  |  | 1600 | - | 1015081.3342 | 131.8906 | 102557.8047 | 7696.3915

## 14. South Wales - EDCM
Summary of EDCM charges - South Wales
Annual residual bill under the different options
| User group | Baseline - 25th percentile | Baseline - 50th percentile | Baseline - 75th percentile | Deemed capcity (domestics) | Fixed by volume | Hybrid fixed-agreed capacity | Banded fixed
| Industrial - EHV-connected without onsite generation/demand management | 386.7983 | 4212.4135 | 97198.2868 | 106504.4298 | 106245.4169 | 106504.4298 | 52243.6273
| Industrial - EHV-connected with peak generation/demand management | 386.7983 | 4212.4135 | 97198.2868 | 106504.4298 | 106245.4169 | 106504.4298 | 52243.6273
Summary of volumetric and capacity band charges by segment
Segment | Subsegment | Lower capacity threshold (kVA) | Upper capacity threshold (kVA) | Charge (£)
EHV | 1st Band | 0 | 2200 | 1943.2265
| 2nd Band | 2200 | 10000 | 52243.6273
| 3rd Band | 10000 | 19090 | 169287.5401
| 4th Band | 19090 | - | 544564.1841

## 15. South West - CDCM
Summary of CDCM charges - South West
Annual residual bill under the different options
| User group | Baseline | Deemed capcity (domestics) | Fixed by volume | Hybrid fixed-agreed capacity | Banded fixed
| Domestic - Low consumption | 25.0712 | 78.6613 | 44.3206 | 44.4351 | 49.1602
| Domestic - Medium consumption | 40.9057 | 78.6613 | 44.3206 | 44.4351 | 49.1602
| Domestic - High consumption | 60.6987 | 78.6613 | 44.3206 | 44.4351 | 49.1602
| Domestic - Economy 7 high | 93.6872 | 78.6613 | 79.7911 | 79.3574 | 49.1602
| Domestic - Solar PV | 29.0826 | 78.6613 | 44.3206 | 44.4351 | 49.1602
| Domestic - Solar PV with storage | 25.3082 | 78.6613 | 44.3206 | 44.4351 | 49.1602
| Domestic - Electric vehicles | 60.989 | 78.6613 | 44.3206 | 44.4351 | 49.1602
| Domestic - Heat pumps | 74.5671 | 78.6613 | 44.3206 | 44.4351 | 49.1602
| SME - Low consumption | 131.9538 | 240.354 | 142.3949 | 142.1869 | 113.8322
| SME - High with onsite generation/storage (1) | 204.1272 | 240.354 | 142.3949 | 142.1869 | 113.8322
| SME - High without onsite generation/storage (1) | 329.8845 | 240.354 | 142.3949 | 142.1869 | 264.9094
| SME - High with onsite generation/storage (2) | 204.1272 |  | 963.1506 | 958.7034 | 113.8322
| SME - High without onsite generation/storage (2) | 329.8845 |  | 963.1506 | 958.7034 | 264.9094
| SME - Light industrial HV-connected | 65976.8985 | 8740.1466 | 26524.9036 | 73091.5993 | 191321.8201
Change from baseline (£)
| User group | Baseline | Deemed capcity (domestics) | Fixed by volume | Hybrid fixed-agreed capacity | Banded fixed
| Domestic - Low consumption |  | 53.5901 | 19.2494 | 19.3639 | 24.089
| Domestic - Medium consumption |  | 37.7556 | 3.4149 | 3.5294 | 8.2545
| Domestic - High consumption |  | 17.9626 | -16.3782 | -16.2636 | -11.5385
| Domestic - Economy 7 high |  | -15.0259 | -13.896 | -14.3298 | -44.527
| Domestic - Solar PV |  | 49.5787 | 15.238 | 15.3525 | 20.0776
| Domestic - Solar PV with storage |  | 53.3531 | 19.0124 | 19.1269 | 23.852
| Domestic - Electric vehicles |  | 17.6723 | -16.6685 | -16.5539 | -11.8288
| Domestic - Heat pumps |  | 4.0942 | -30.2465 | -30.132 | -25.4069
| SME - Low consumption |  | 108.4002 | 10.4411 | 10.2331 | -18.1216
| SME - High with onsite generation/storage (1) |  | 36.2269 | -61.7322 | -61.9402 | -90.295
| SME - High without onsite generation/storage (1) |  | -89.5305 | -187.4896 | -187.6976 | -64.9751
| SME - High with onsite generation/storage (2) |  |  | 759.0235 | 754.5762 | -90.295
| SME - High without onsite generation/storage (2) |  |  | 633.2661 | 628.8189 | -64.9751
| SME - Light industrial HV-connected |  | -57236.7519 | -39451.995 | 7114.7008 | 125344.9216
Change from baseline (%)
| User group | Baseline | Deemed capcity (domestics) | Fixed by volume | Hybrid fixed-agreed capacity | Banded fixed
| Domestic - Low consumption |  | 213.8% | 76.78% | 77.24% | 96.08%
| Domestic - Medium consumption |  | 92.3% | 8.348% | 8.628% | 20.18%
| Domestic - High consumption |  | 29.59% | -26.98% | -26.79% | -19.01%
| Domestic - Economy 7 high |  | -16.04% | -14.83% | -15.3% | -47.53%
| Domestic - Solar PV |  | 170.5% | 52.4% | 52.79% | 69.04%
| Domestic - Solar PV with storage |  | 210.8% | 75.12% | 75.58% | 94.25%
| Domestic - Electric vehicles |  | 28.98% | -27.33% | -27.14% | -19.4%
| Domestic - Heat pumps |  | 5.491% | -40.56% | -40.41% | -34.07%
| SME - Low consumption |  | 82.15% | 7.913% | 7.755% | -13.73%
| SME - High with onsite generation/storage (1) |  | 17.75% | -30.24% | -30.34% | -44.23%
| SME - High without onsite generation/storage (1) |  | -27.14% | -56.83% | -56.9% | -19.7%
| SME - High with onsite generation/storage (2) |  |  | -32.28% | 369.7% | -44.23%
| SME - High without onsite generation/storage (2) |  |  | 35.9% | 190.6% | -19.7%
| SME - Light industrial HV-connected |  | -86.75% | -59.8% | 10.78% | 190%
Summary of volumetric and capacity band charges by segment
Segment | Subsegment | Lower volume threshold (kWh) | Upper volume threshold (kWh) | Lower capacity threshold (kVA) | Upper capacity threshold (kVA) | Sub segment CDCM Net volume (MWh) | Number of MPANs (or sites) | Charge (£) | Sub segment CDCM average Net volume (MWh)
Domestic | Single Segment |  |  |  |  | 5702663.0248 | 1519329.0618 | 49.1602 | 3.7534
LV NHH | 1st Band | 0 | 5403 |  |  | 106910.8569 | 60450.7338 | 23.1637 | 1.7686
| 2nd Band | 5403 | 17538 |  |  | 394039.6459 | 45338.0504 | 113.8322 | 8.6911
| 3rd Band | 17538 | 33559 |  |  | 458503.2117 | 22669.0252 | 264.9094 | 20.226
| 4th Band | 33559 | 0 |  |  | 1302078.9426 | 22669.0252 | 752.3022 | 57.4387
LV HH | 1st Band |  |  | 0 | 80 | 413950.9067 | 4268.2969 | 1270.2292 | 96.9827
| 2nd Band |  |  | 80 | 150 | 561971.9607 | 2841.7601 | 2590.0915 | 197.7549
| 3rd Band |  |  | 150 | 225 | 331529.882 | 1057.3034 | 4106.8695 | 313.5617
| 4th Band |  |  | 225 | - | 754053.6989 | 1168.382 | 8452.8913 | 645.3829
HV | 1st Band |  |  | 0 | 400 | 571287.0142 | 887.8769 | 8427.3192 | 643.4304
| 2nd Band |  |  | 400 | 900 | 612770.1367 | 238.297 | 33679.5982 | 2571.4556
| 3rd Band |  |  | 900 | 1600 | 394257.6457 | 74.1368 | 69652.0514 | 5317.972
| 4th Band |  |  | 1600 | - | 947586.2913 | 64.8697 | 191321.8201 | 14607.5251

## 15. South West - EDCM
Summary of EDCM charges - South West
Annual residual bill under the different options
| User group | Baseline - 25th percentile | Baseline - 50th percentile | Baseline - 75th percentile | Deemed capcity (domestics) | Fixed by volume | Hybrid fixed-agreed capacity | Banded fixed
| Industrial - EHV-connected without onsite generation/demand management | 107.3249 | 144.7902 | 4618.3901 | 57968.2454 | 10368.5746 | 57968.2454 | 39955.012
| Industrial - EHV-connected with peak generation/demand management | 107.3249 | 144.7902 | 4618.3901 | 57968.2454 | 10368.5746 | 57968.2454 | 39955.012
Summary of volumetric and capacity band charges by segment
Segment | Subsegment | Lower capacity threshold (kVA) | Upper capacity threshold (kVA) | Charge (£)
EHV | 1st Band | 0 | 2200 | 728.8705
| 2nd Band | 2200 | 10000 | 39955.012
| 3rd Band | 10000 | 19090 | 63453.6094
| 4th Band | 19090 | - | 79786.2619