## Cover
Supplementary document
Ofgem Quantitative Analysis Model and Result: SPT
Version Control | Date Published | Purpose
v1.0 | 2020-08-26 | Supplementary document published alongside the consultation on ETOs’ Rebased Targets

## Content Sheet
Ofgem NOMs Rebasing Quantitative Analysis Model and Result: |  |  | SPT
List of Worksheets
|  | Name |  | Description
|  | Content Sheet |  | Model content directory
|  | Summary of Checks |  | Equally Challenging Assessment Summary
|  | 1.0 Raw Data |  | Cover page for Raw Data
|  | 1.1 Original Targets RAW |  | Original Targets: RAW data link
|  | 1.2 Material Change RAW |  | Material Change: RAW data link
|  | 1.3 Original Targets with Material Change RAW |  | Original Targets with applied Material Change: RAW data link
|  | 1.4 Rebased Targets Volumes RAW |  | Rebased Targets: RAW data link
|  | 1.5 Rebased Targets Monetised Risk RAW |  | Monetised Risk: RAW data link
|  | 2.0 Input Data |  | Cover page for model input data
|  | 2.1 Original Targets INPUT |  | Original Targets: INPUT data for analysis
|  | 2.2 Material Change INPUT |  | Material Change: INPUT data for analysis
|  | 2.3 Original Targets with Material Change INPUT |  | Original Targets with applied Material Change: INPUT data for analysis
|  | 2.4 Rebased Targets Volumes INPUT |  | Rebased Targets: INPUT data for analysis
|  | 2.5 Rebased Targets Monetised Risk INPUT |  | Monetised Risk: INPUT data for analysis
|  | 3.0 Check 1 |  | Cover page for Check 1
|  | 3.1 Check 1 Summary |  | Summary of Check 1: CALCULATED
|  | 3.2 Check 1 Asset Volume |  | Detail of Check 1: CALCULATED
|  | 4.0 Check 2 |  | Cover page for Check 2
|  | 4.1 Check 2 Summary |  | Summary of Check 2: CALCULATED
|  | 4.2 Check 2 Intervention Volume |  | Detail of Check 2: CALCULATED
|  | 5.0 Check 3 |  | Cover page for Check 3
|  | 5.1 Check 3 PTO Summary |  | Summary of Potential to Outperform (PTO) Equally Challenging checks: CALCULATED
|  | 5.2 Check 3.1 Criticality PTO |  | Potential to Outperform (PTO), Criticality Dimension, Equally Challenging checks: CALCULATED
|  | 5.3 Check 3.2 Asset Health PTO |  | Potential to Outperform (PTO), Asset Health Dimension, Equally Challenging checks: CALCULATED
|  | Appendix_MR_Weighting |  | Monetised Risk Weightings for Check 3: CALCULATED
End of sheet

## Summary_of_Checks
ETs rebased targets of NOMs
Equally as challenging assessment
Equally Challenging Summary
|  |  | Check 1: Asset Volume Check |  | Check 1: Asset Volume Check |  |  | Check 2: Intervention Volume Check |  | Check 3.1: Criticality PTO | [5 empty] | Check 3.2: Asset Health PTO
|  |  | Check 1a: | Check 1b: | Check 1c: Asset Volume Comparison |  |  | Check 2a: | Check 2b: | Check 3.1a: |  | Check 3.1b: |  | Check 3.1c: |  | Check 3.2a: |  | Check 3.2b: |  | Check 3.2c:
Voltage level | NOM Ref | Asset Group | Difference between Original Tables | Difference between Rebased Tables | Start Rebased - Original | With Investment Rebased - Original | Without Investment Rebased - Original | Total Intervention Comparison - Rebased - Original | Refurbishment Split Check | Weighted PTO Comparison - C1 | Weighted PTO Comparison (%) - C1 | Weighted PTO Comparison - C1 & C2 | Weighted PTO Comparison - C1 & C2 | Weighted PTO Comparison - C1, C2 & C3 | Weighted PTO Comparison - C1, C2 & C3 | Weighted PTO Comparison - AH5 | Weighted PTO Comparison (%) - AH5 | Weighted PTO Comparison - AH4 & AH5 | Weighted PTO Comparison - AH4 & AH5 | Weighted PTO Comparison - AH3, AH4 & AH5 | Weighted PTO Comparison - AH3, AH4 & AH5
Summary TOTAL | Summary TOTAL | Summary TOTAL | 2 | 2 | 0 | 0 | 0 | 0 | 0 | 0 | 0% | -54.17% | -0.3215% | -224.8% | -1.334% | 89.11% | 0.5288% | 1183% | 7.022% | 4286% | 25.44%
400KV | 1 | Circuit Breaker | - | - | - | - | - | - | Acceptable | Direct to C1 & C2 | Direct to C1 & C2 | -12.25% | -0.07269% | -30% | -0.178% | 0% | 0% | 0% | 0% | 0% | 0%
400KV | [7 empty] | #REF! | #REF!
400KV | [7 empty] | #REF! | #REF!
400KV | [7 empty] | #REF! | #REF!
400KV | 2 | Transformer | - | - | - | - | - | - | - | Direct to C1 & C2 | Direct to C1 & C2 | Direct to C1, C2 & C3 | Direct to C1, C2 & C3 | No Intervention | No Intervention | Direct to AH4 & AH5 | Direct to AH4 & AH5 | Direct to AH3, AH4 & AH5 | Direct to AH3, AH4 & AH5 | No Intervention | No Intervention
400KV
400KV
400KV
400KV | 3 | Reactors | - | - | - | - | - | - | - | Direct to C1 & C2 | Direct to C1 & C2 | Direct to C1, C2 & C3 | Direct to C1, C2 & C3 | No Intervention | No Intervention | Direct to AH4 & AH5 | Direct to AH4 & AH5 | Direct to AH3, AH4 & AH5 | Direct to AH3, AH4 & AH5 | No Intervention | No Intervention
400KV
400KV
400KV
400KV | 4 | Underground Cable | - | - | - | - | - | - | - | Direct to C1 & C2 | Direct to C1 & C2 | Direct to C1, C2 & C3 | Direct to C1, C2 & C3 | No Intervention | No Intervention | Direct to AH4 & AH5 | Direct to AH4 & AH5 | Direct to AH3, AH4 & AH5 | Direct to AH3, AH4 & AH5 | No Intervention | No Intervention
400KV
400KV
400KV
400KV | 5 | OHL line conductor | - | - | - | - | - | - | Acceptable | Direct to C1 & C2 | Direct to C1 & C2 | Direct to C1, C2 & C3 | Direct to C1, C2 & C3 | -131.1% | -0.7777% | -360.1% | -2.137% | -196.4% | -1.166% | 0% | 0%
400KV
400KV
400KV
400KV | 6 | OHL line fittings | - | - | - | - | - | - | Acceptable | Direct to C1 & C2 | Direct to C1 & C2 | Direct to C1, C2 & C3 | Direct to C1, C2 & C3 | -11.98% | -0.07107% | -442.7% | -2.627% | -307% | -1.822% | 499.7% | 2.965%
400KV
400KV
400KV
400KV | 7 | OHL towers | - | - | - | - | - | - | Acceptable | Direct to C1 & C2 | Direct to C1 & C2 | Direct to C1, C2 & C3 | Direct to C1, C2 & C3 | -63.29% | -0.3756% | 362.8% | 2.153% | 0% | 0% | 0% | 0%
275KV | 1 | Circuit Breaker | Difference | Difference | - | - | - | - | Acceptable | Direct to C1 & C2 | Direct to C1 & C2 | 37.05% | 0.2199% | -167.6% | -0.9946% | 0% | 0% | 0% | 0% | 0% | 0%
400KV
400KV
400KV
275KV | 2 | Transformer | - | - | - | - | - | - | Acceptable | Direct to C1 & C2 | Direct to C1 & C2 | 18.54% | 0.11% | -219.4% | -1.302% | -42.36% | -0.2514% | 0% | 0% | 0% | 0%
400KV
400KV
400KV
275KV | 3 | Reactors | - | - | - | - | - | - | Acceptable | Direct to C1 & C2 | Direct to C1 & C2 | Direct to C1, C2 & C3 | Direct to C1, C2 & C3 | 0% | 0% | -2.543% | -0.01509% | 0% | 0% | 0% | 0%
400KV
400KV
400KV
275KV | 4 | Underground Cable | - | - | - | - | - | - | - | Direct to C1 & C2 | Direct to C1 & C2 | Direct to C1, C2 & C3 | Direct to C1, C2 & C3 | No Intervention | No Intervention | Direct to AH4 & AH5 | Direct to AH4 & AH5 | Direct to AH3, AH4 & AH5 | Direct to AH3, AH4 & AH5 | No Intervention | No Intervention
400KV
400KV
400KV
275KV | 5 | OHL line conductor | - | - | - | - | - | - | Acceptable | Direct to C1 & C2 | Direct to C1 & C2 | -9.457% | -0.05612% | -79.24% | -0.4702% | -325.7% | -1.933% | -268.9% | -1.596% | -33.76% | -0.2003%
400KV
400KV
400KV
275KV | 6 | OHL line fittings | - | - | - | - | - | - | Acceptable | Direct to C1 & C2 | Direct to C1 & C2 | 11.01% | 0.06535% | 4905% | 29.11% | 895.3% | 5.313% | 5935% | 35.22% | 6427% | 38.14%
400KV
400KV
400KV
275KV | 7 | OHL towers | - | - | - | - | - | - | Acceptable | Direct to C1 & C2 | Direct to C1 & C2 | 140.8% | 0.8356% | -2.059% | -0.01222% | 339.9% | 2.017% | 0% | 0% | 0% | 0%
132KV | 1 | Circuit Breaker | - | - | - | - | - | - | Acceptable | Direct to C1 & C2 | Direct to C1 & C2 | -99.14% | -0.5883% | -97.87% | -0.5808% | 0% | 0% | 0% | 0% | 0% | 0%
400KV
400KV
400KV
132KV | 2 | Transformer | - | - | - | - | - | - | Acceptable | Direct to C1 & C2 | Direct to C1 & C2 | -140.7% | -0.8352% | -167.1% | -0.9918% | -95.02% | -0.5639% | -262.8% | -1.56% | 0% | 0%
400KV
400KV
400KV
132KV | 3 | Reactors | - | - | - | - | - | - | - | Direct to C1 & C2 | Direct to C1 & C2 | Direct to C1, C2 & C3 | Direct to C1, C2 & C3 | No Intervention | No Intervention | Direct to AH4 & AH5 | Direct to AH4 & AH5 | Direct to AH3, AH4 & AH5 | Direct to AH3, AH4 & AH5 | No Intervention | No Intervention
400KV
400KV
400KV
132KV | 4 | Underground Cable | Difference | Difference | - | - | - | - | Acceptable | Direct to C1 & C2 | Direct to C1 & C2 | Direct to C1, C2 & C3 | Direct to C1, C2 & C3 | No Intervention | No Intervention | Direct to AH4 & AH5 | Direct to AH4 & AH5 | Direct to AH3, AH4 & AH5 | Direct to AH3, AH4 & AH5 | 0% | 0%
400KV
400KV
400KV
132KV | 5 | OHL line conductor | - | - | - | - | - | - | Acceptable | Direct to C1 & C2 | Direct to C1 & C2 | Direct to C1, C2 & C3 | Direct to C1, C2 & C3 | -125.2% | -0.7432% | -103.8% | -0.6162% | -330.3% | -1.96% | -207.8% | -1.233%
400KV
400KV
400KV
132KV | 6 | OHL line fittings | - | - | - | - | - | - | Acceptable | Direct to C1 & C2 | Direct to C1 & C2 | Direct to C1, C2 & C3 | Direct to C1, C2 & C3 | -3959% | -23.5% | -354.4% | -2.103% | -3423% | -20.32% | -2482% | -14.73%
400KV
400KV
400KV
132KV | 7 | OHL towers | - | - | - | - | - | - | Acceptable | Direct to C1 & C2 | Direct to C1 & C2 | Direct to C1, C2 & C3 | Direct to C1, C2 & C3 | -75.25% | -0.4466% | 217.8% | 1.292% | 37.2% | 0.2208% | 83.37% | 0.4947%

## 1.0_RAW_Data>>>
ETs rebased targets of NOMs
Equally as challenging assessment
RIIO-T1 Network Output Measures
Rebasing Data Submission
Workbook Section 1.0: | RAW Data
Description: | Section 1.0 links to rebasing data template submitted

## 1.1_RAW_Data_Orig
ETs rebased targets of NOMs
Equally as challenging assessment
RAW Data - Original: |  | Pre Data Cleanse
[5 empty] | Start | [5 empty] | With Investment | [5 empty] | With No Investment | [5 empty] | Impact of Intervention | [5 empty] | Impact of Intervention | [5 empty] | Impact of Intervention | [5 empty] | Impact of Intervention
[5 empty] | Asset Health and Criticality in 2012/13 | [5 empty] | Asset Health and Criticality in 2020/21 | [5 empty] | Asset Health and Criticality in 2020/21 | [5 empty] | Replacement, Refurbishment and Removal (AH-driven) | [5 empty] | Replacement | [5 empty] | Refurbishment | [5 empty] | Permanent Removal (AH-Driven)
Voltage level | NOM Ref | Asset Group | Unit | Criticality | Total population | AH1 | AH2 | AH3 | AH4 | AH5 | Total population | AH1 | AH2 | AH3 | AH4 | AH5 | Total population | AH1 | AH2 | AH3 | AH4 | AH5 | Total Intervention Volume | AH1 | AH2 | AH3 | AH4 | AH5 | Total Replacement Volume | AH1 | AH2 | AH3 | AH4 | AH5 | Total Refurbishment Volume | AH1 | AH2 | AH3 | AH4 | AH5 | Total Removal Volume | AH1 | AH2 | AH3 | AH4 | AH5
400KV Network | 1 | Circuit Breaker | Number | Low | 0 | 0 | 0 | 0 | 0 | 0 | 0 | 0 | 0 | 0 | 0 | 0 | 0 | 0 | 0 | 0 | 0 | 0 | 0 | 0 | 0 | 0 | 0 | 0 | 0 | 0 | 0 | 0 | 0 | 0 | 0 | 0 | 0 | 0 | 0 | 0 | 0 | 0 | 0 | 0 | 0 | 0
|  |  |  | Medium | 32 | 18 | 9 | 5 | 0 | 0 | 32 | 0 | 18 | 14 | 0 | 0 | 32 | 0 | 18 | 14 | 0 | 0 | 0 | 0 | 0 | 0 | 0 | 0 | 0 | 0 | 0 | 0 | 0 | 0 | 0 | 0 | 0 | 0 | 0 | 0 | 0 | 0 | 0 | 0 | 0 | 0
|  |  |  | High | 24 | 2 | 0 | 8 | 7 | 7 | 24 | 7 | 2 | 8 | 0 | 7 | 24 | 0 | 2 | 8 | 0 | 14 | 0 | 7 | 0 | 0 | 0 | -7 | 0 | 7 | 0 | 0 | 0 | -7 | 0 | 0 | 0 | 0 | 0 | 0 | 0 | 0 | 0 | 0 | 0 | 0
|  |  |  | Very high | 0 | 0 | 0 | 0 | 0 | 0 | 0 | 0 | 0 | 0 | 0 | 0 | 0 | 0 | 0 | 0 | 0 | 0 | 0 | 0 | 0 | 0 | 0 | 0 | 0 | 0 | 0 | 0 | 0 | 0 | 0 | 0 | 0 | 0 | 0 | 0 | 0 | 0 | 0 | 0 | 0 | 0
400KV Network | 2 | Transformer | Number | Low | 0 | 0 | 0 | 0 | 0 | 0 | 0 | 0 | 0 | 0 | 0 | 0 | 0 | 0 | 0 | 0 | 0 | 0 | 0 | 0 | 0 | 0 | 0 | 0 | 0 | 0 | 0 | 0 | 0 | 0 | 0 | 0 | 0 | 0 | 0 | 0 | 0 | 0 | 0 | 0 | 0 | 0
|  |  |  | Medium | 18 | 7 | 7 | 4 | 0 | 0 | 18 | 7 | 3 | 6 | 2 | 0 | 18 | 7 | 3 | 6 | 2 | 0 | 0 | 0 | 0 | 0 | 0 | 0 | 0 | 0 | 0 | 0 | 0 | 0 | 0 | 0 | 0 | 0 | 0 | 0 | 0 | 0 | 0 | 0 | 0 | 0
|  |  |  | High | 7 | 0 | 0 | 7 | 0 | 0 | 7 | 0 | 0 | 5 | 0 | 2 | 7 | 0 | 0 | 5 | 0 | 2 | 0 | 0 | 0 | 0 | 0 | 0 | 0 | 0 | 0 | 0 | 0 | 0 | 0 | 0 | 0 | 0 | 0 | 0 | 0 | 0 | 0 | 0 | 0 | 0
|  |  |  | Very high | 0 | 0 | 0 | 0 | 0 | 0 | 0 | 0 | 0 | 0 | 0 | 0 | 0 | 0 | 0 | 0 | 0 | 0 | 0 | 0 | 0 | 0 | 0 | 0 | 0 | 0 | 0 | 0 | 0 | 0 | 0 | 0 | 0 | 0 | 0 | 0 | 0 | 0 | 0 | 0 | 0 | 0
400KV Network | 3 | Reactors | Number | Low | 0 | 0 | 0 | 0 | 0 | 0 | 0 | 0 | 0 | 0 | 0 | 0 | 0 | 0 | 0 | 0 | 0 | 0 | 0 | 0 | 0 | 0 | 0 | 0 | 0 | 0 | 0 | 0 | 0 | 0 | 0 | 0 | 0 | 0 | 0 | 0 | 0 | 0 | 0 | 0 | 0 | 0
|  |  |  | Medium | 0 | 0 | 0 | 0 | 0 | 0 | 0 | 0 | 0 | 0 | 0 | 0 | 0 | 0 | 0 | 0 | 0 | 0 | 0 | 0 | 0 | 0 | 0 | 0 | 0 | 0 | 0 | 0 | 0 | 0 | 0 | 0 | 0 | 0 | 0 | 0 | 0 | 0 | 0 | 0 | 0 | 0
|  |  |  | High | 2 | 0 | 0 | 0 | 2 | 0 | 2 | 0 | 0 | 0 | 0 | 2 | 2 | 0 | 0 | 0 | 0 | 2 | 0 | 0 | 0 | 0 | 0 | 0 | 0 | 0 | 0 | 0 | 0 | 0 | 0 | 0 | 0 | 0 | 0 | 0 | 0 | 0 | 0 | 0 | 0 | 0
|  |  |  | Very high | 0 | 0 | 0 | 0 | 0 | 0 | 0 | 0 | 0 | 0 | 0 | 0 | 0 | 0 | 0 | 0 | 0 | 0 | 0 | 0 | 0 | 0 | 0 | 0 | 0 | 0 | 0 | 0 | 0 | 0 | 0 | 0 | 0 | 0 | 0 | 0 | 0 | 0 | 0 | 0 | 0 | 0
400KV Network | 4 | Underground Cable | Km | Low | 0 | 0 | 0 | 0 | 0 | 0 | 0 | 0 | 0 | 0 | 0 | 0 | 0 | 0 | 0 | 0 | 0 | 0 | 0 | 0 | 0 | 0 | 0 | 0 | 0 | 0 | 0 | 0 | 0 | 0 | 0 | 0 | 0 | 0 | 0 | 0 | 0 | 0 | 0 | 0 | 0 | 0
|  |  |  | Medium | 13.7 | 0 | 0 | 13.7 | 0 | 0 | 13.7 | 0 | 0 | 13.7 | 0 | 0 | 13.7 | 0 | 0 | 13.7 | 0 | 0 | 0 | 0 | 0 | 0 | 0 | 0 | 0 | 0 | 0 | 0 | 0 | 0 | 0 | 0 | 0 | 0 | 0 | 0 | 0 | 0 | 0 | 0 | 0 | 0
|  |  |  | High | 0 | 0 | 0 | 0 | 0 | 0 | 0 | 0 | 0 | 0 | 0 | 0 | 0 | 0 | 0 | 0 | 0 | 0 | 0 | 0 | 0 | 0 | 0 | 0 | 0 | 0 | 0 | 0 | 0 | 0 | 0 | 0 | 0 | 0 | 0 | 0 | 0 | 0 | 0 | 0 | 0 | 0
|  |  |  | Very high | 0 | 0 | 0 | 0 | 0 | 0 | 0 | 0 | 0 | 0 | 0 | 0 | 0 | 0 | 0 | 0 | 0 | 0 | 0 | 0 | 0 | 0 | 0 | 0 | 0 | 0 | 0 | 0 | 0 | 0 | 0 | 0 | 0 | 0 | 0 | 0 | 0 | 0 | 0 | 0 | 0 | 0
400KV Network | 5 | OHL line conductor | Km | Low | 0 | 0 | 0 | 0 | 0 | 0 | 0 | 0 | 0 | 0 | 0 | 0 | 0 | 0 | 0 | 0 | 0 | 0 | 0 | 0 | 0 | 0 | 0 | 0 | 0 | 0 | 0 | 0 | 0 | 0 | 0 | 0 | 0 | 0 | 0 | 0 | 0 | 0 | 0 | 0 | 0 | 0
|  |  |  | Medium | 898.691 | 286.294 | 158.63 | 63.74 | 390.027 | 0 | 898.691 | 182.533 | 176.7 | 158.63 | 63.74 | 317.088 | 898.691 | 109.594 | 176.7 | 158.63 | 63.74 | 390.027 | 0 | 72.939 | 0 | 0 | 0 | -72.939 | 0 | 72.939 | 0 | 0 | 0 | -72.939 | 0 | 0 | 0 | 0 | 0 | 0 | 0 | 0 | 0 | 0 | 0 | 0
|  |  |  | High | 0 | 0 | 0 | 0 | 0 | 0 | 0 | 0 | 0 | 0 | 0 | 0 | 0 | 0 | 0 | 0 | 0 | 0 | 0 | 0 | 0 | 0 | 0 | 0 | 0 | 0 | 0 | 0 | 0 | 0 | 0 | 0 | 0 | 0 | 0 | 0 | 0 | 0 | 0 | 0 | 0 | 0
|  |  |  | Very high | 0 | 0 | 0 | 0 | 0 | 0 | 0 | 0 | 0 | 0 | 0 | 0 | 0 | 0 | 0 | 0 | 0 | 0 | 0 | 0 | 0 | 0 | 0 | 0 | 0 | 0 | 0 | 0 | 0 | 0 | 0 | 0 | 0 | 0 | 0 | 0 | 0 | 0 | 0 | 0 | 0 | 0
400KV Network | 6 | OHL line fittings | Km | Low | 0 | 0 | 0 | 0 | 0 | 0 | 0 | 0 | 0 | 0 | 0 | 0 | 0 | 0 | 0 | 0 | 0 | 0 | 0 | 0 | 0 | 0 | 0 | 0 | 0 | 0 | 0 | 0 | 0 | 0 | 0 | 0 | 0 | 0 | 0 | 0 | 0 | 0 | 0 | 0 | 0 | 0
|  |  |  | Medium | 898.691 | 359.233 | 338.638 | 98.68 | 38.76 | 63.38 | 898.691 | 97.815 | 261.418 | 338.638 | 98.68 | 102.14 | 898.691 | 23.86 | 335.373 | 338.638 | 98.68 | 102.14 | 8.5265e-14 | 73.955 | -73.955 | 0 | 0 | 0 | 0 | 73.955 | -73.955 | 0 | 0 | 0 | 0 | 0 | 0 | 0 | 0 | 0 | 0 | 0 | 0 | 0 | 0 | 0
|  |  |  | High | 0 | 0 | 0 | 0 | 0 | 0 | 0 | 0 | 0 | 0 | 0 | 0 | 0 | 0 | 0 | 0 | 0 | 0 | 0 | 0 | 0 | 0 | 0 | 0 | 0 | 0 | 0 | 0 | 0 | 0 | 0 | 0 | 0 | 0 | 0 | 0 | 0 | 0 | 0 | 0 | 0 | 0
|  |  |  | Very high | 0 | 0 | 0 | 0 | 0 | 0 | 0 | 0 | 0 | 0 | 0 | 0 | 0 | 0 | 0 | 0 | 0 | 0 | 0 | 0 | 0 | 0 | 0 | 0 | 0 | 0 | 0 | 0 | 0 | 0 | 0 | 0 | 0 | 0 | 0 | 0 | 0 | 0 | 0 | 0 | 0 | 0
400KV Network | 7 | OHL towers | Number | Low | 0 | 0 | 0 | 0 | 0 | 0 | 0 | 0 | 0 | 0 | 0 | 0 | 0 | 0 | 0 | 0 | 0 | 0 | 0 | 0 | 0 | 0 | 0 | 0 | 0 | 0 | 0 | 0 | 0 | 0 | 0 | 0 | 0 | 0 | 0 | 0 | 0 | 0 | 0 | 0 | 0 | 0
|  |  |  | Medium | 1714 | 109 | 446 | 715 | 203 | 241 | 1714 | 103 | 457 | 497 | 416 | 241 | 1714 | 103 | 263 | 497 | 610 | 241 | 0 | 0 | 194 | 0 | -194 | 0 | 0 | 0 | 0 | 0 | 0 | 0 | 221 | 54 | 194 | 0 | 194 | 0 | 0 | 0 | 0 | 0 | 0 | 0
|  |  |  | High | 0 | 0 | 0 | 0 | 0 | 0 | 0 | 0 | 0 | 0 | 0 | 0 | 0 | 0 | 0 | 0 | 0 | 0 | 0 | 0 | 0 | 0 | 0 | 0 | 0 | 0 | 0 | 0 | 0 | 0 | 0 | 0 | 0 | 0 | 0 | 0 | 0 | 0 | 0 | 0 | 0 | 0
|  |  |  | Very high | 0 | 0 | 0 | 0 | 0 | 0 | 0 | 0 | 0 | 0 | 0 | 0 | 0 | 0 | 0 | 0 | 0 | 0 | 0 | 0 | 0 | 0 | 0 | 0 | 0 | 0 | 0 | 0 | 0 | 0 | 0 | 0 | 0 | 0 | 0 | 0 | 0 | 0 | 0 | 0 | 0 | 0
275KV Network | 1 | Circuit Breaker |  | Low | 0 | 0 | 0 | 0 | 0 | 0 | 0 | 0 | 0 | 0 | 0 | 0 | 0 | 0 | 0 | 0 | 0 | 0 | 0 | 0 | 0 | 0 | 0 | 0 | 0 | 0 | 0 | 0 | 0 | 0 | 0 | 0 | 0 | 0 | 0 | 0 | 0 | 0 | 0 | 0 | 0 | 0
|  |  |  | Medium | 82 | 32 | 6 | 3 | 0 | 41 | 84 | 24 | 32 | 8 | 0 | 20 | 82 | 0 | 32 | 9 | 0 | 41 | 2 | 24 | 0 | -1 | 0 | -21 | 2 | 23 | 0 | 0 | 0 | -21 | 0 | 0 | 0 | 0 | 0 | 0 | 0 | 0 | 0 | 0 | 0 | 0
|  |  |  | High | 69 | 13 | 5 | 7 | 18 | 26 | 71 | 16 | 13 | 12 | 0 | 30 | 69 | 0 | 13 | 12 | 0 | 44 | 2 | 16 | 0 | 0 | 0 | -14 | 2 | 16 | 0 | 0 | 0 | -14 | 0 | 0 | 0 | 0 | 0 | 0 | 0 | 0 | 0 | 0 | 0 | 0
|  |  |  | Very high | 0 | 0 | 0 | 0 | 0 | 0 | 0 | 0 | 0 | 0 | 0 | 0 | 0 | 0 | 0 | 0 | 0 | 0 | 0 | 0 | 0 | 0 | 0 | 0 | 0 | 0 | 0 | 0 | 0 | 0 | 0 | 0 | 0 | 0 | 0 | 0 | 0 | 0 | 0 | 0 | 0 | 0
275KV Network | 2 | Transformer |  | Low | 0 | 0 | 0 | 0 | 0 | 0 | 0 | 0 | 0 | 0 | 0 | 0 | 0 | 0 | 0 | 0 | 0 | 0 | 0 | 0 | 0 | 0 | 0 | 0 | 0 | 0 | 0 | 0 | 0 | 0 | 0 | 0 | 0 | 0 | 0 | 0 | 0 | 0 | 0 | 0 | 0 | 0
|  |  |  | Medium | 27 | 3 | 0 | 20 | 2 | 2 | 27 | 3 | 1 | 6 | 9 | 8 | 27 | 2 | 1 | 6 | 9 | 9 | 0 | 1 | 0 | 0 | 0 | -1 | 0 | 1 | 0 | 0 | 0 | -1 | 0 | 0 | 0 | 0 | 0 | 0 | 0 | 0 | 0 | 0 | 0 | 0
|  |  |  | High | 53 | 14 | 8 | 24 | 5 | 2 | 53 | 20 | 6 | 8 | 11 | 8 | 53 | 14 | 6 | 8 | 11 | 14 | 0 | 6 | 0 | 0 | 0 | -6 | 0 | 6 | 0 | 0 | 0 | -6 | 0 | 0 | 0 | 0 | 0 | 0 | 0 | 0 | 0 | 0 | 0 | 0
|  |  |  | Very high | 0 | 0 | 0 | 0 | 0 | 0 | 0 | 0 | 0 | 0 | 0 | 0 | 0 | 0 | 0 | 0 | 0 | 0 | 0 | 0 | 0 | 0 | 0 | 0 | 0 | 0 | 0 | 0 | 0 | 0 | 0 | 0 | 0 | 0 | 0 | 0 | 0 | 0 | 0 | 0 | 0 | 0
275KV Network | 3 | Reactors |  | Low | 0 | 0 | 0 | 0 | 0 | 0 | 0 | 0 | 0 | 0 | 0 | 0 | 0 | 0 | 0 | 0 | 0 | 0 | 0 | 0 | 0 | 0 | 0 | 0 | 0 | 0 | 0 | 0 | 0 | 0 | 0 | 0 | 0 | 0 | 0 | 0 | 0 | 0 | 0 | 0 | 0 | 0
|  |  |  | Medium | 2 | 0 | 0 | 1 | 1 | 0 | 2 | 2 | 0 | 0 | 0 | 0 | 2 | 0 | 0 | 0 | 0 | 2 | 0 | 2 | 0 | 0 | 0 | -2 | 0 | 2 | 0 | 0 | 0 | -2 | 0 | 0 | 0 | 0 | 0 | 0 | 0 | 0 | 0 | 0 | 0 | 0
|  |  |  | High | 11 | 0 | 0 | 2 | 9 | 0 | 11 | 6 | 0 | 0 | 0 | 5 | 11 | 0 | 0 | 0 | 0 | 11 | 0 | 6 | 0 | 0 | 0 | -6 | 0 | 6 | 0 | 0 | 0 | -6 | 0 | 0 | 0 | 0 | 0 | 0 | 0 | 0 | 0 | 0 | 0 | 0
|  |  |  | Very high | 0 | 0 | 0 | 0 | 0 | 0 | 0 | 0 | 0 | 0 | 0 | 0 | 0 | 0 | 0 | 0 | 0 | 0 | 0 | 0 | 0 | 0 | 0 | 0 | 0 | 0 | 0 | 0 | 0 | 0 | 0 | 0 | 0 | 0 | 0 | 0 | 0 | 0 | 0 | 0 | 0 | 0
275KV Network | 4 | Underground Cable |  | Low | 39.2 | 39.2 | 0 | 0 | 0 | 0 | 39.2 | 39.2 | 0 | 0 | 0 | 0 | 39.2 | 39.2 | 0 | 0 | 0 | 0 | 0 | 0 | 0 | 0 | 0 | 0 | 0 | 0 | 0 | 0 | 0 | 0 | 0 | 0 | 0 | 0 | 0 | 0 | 0 | 0 | 0 | 0 | 0 | 0
|  |  |  | Medium | 50.5 | 19.6 | 0 | 30.9 | 0 | 0 | 50.5 | 19.6 | 0 | 30.9 | 0 | 0 | 50.5 | 19.6 | 0 | 30.9 | 0 | 0 | 0 | 0 | 0 | 0 | 0 | 0 | 0 | 0 | 0 | 0 | 0 | 0 | 0 | 0 | 0 | 0 | 0 | 0 | 0 | 0 | 0 | 0 | 0 | 0
|  |  |  | High | 0.7 | 0 | 0 | 0.7 | 0 | 0 | 0.7 | 0 | 0 | 0.7 | 0 | 0 | 0.7 | 0 | 0 | 0.7 | 0 | 0 | 0 | 0 | 0 | 0 | 0 | 0 | 0 | 0 | 0 | 0 | 0 | 0 | 0 | 0 | 0 | 0 | 0 | 0 | 0 | 0 | 0 | 0 | 0 | 0
|  |  |  | Very high | 0 | 0 | 0 | 0 | 0 | 0 | 0 | 0 | 0 | 0 | 0 | 0 | 0 | 0 | 0 | 0 | 0 | 0 | 0 | 0 | 0 | 0 | 0 | 0 | 0 | 0 | 0 | 0 | 0 | 0 | 0 | 0 | 0 | 0 | 0 | 0 | 0 | 0 | 0 | 0 | 0 | 0
275KV Network | 5 | OHL line conductor |  | Low | 48.416 | 5.596 | 0 | 0 | 42.82 | 0 | 48.416 | 28.456 | 0 | 0 | 0 | 19.96 | 48.416 | 5.596 | 0 | 0 | 0 | 42.82 | 0 | 22.86 | 0 | 0 | 0 | -22.86 | 0 | 22.86 | 0 | 0 | 0 | -22.86 | 0 | 0 | 0 | 0 | 0 | 0 | 0 | 0 | 0 | 0 | 0 | 0
|  |  |  | Medium | 926.963 | 117.479 | 120.83 | 70.02 | 547.214 | 71.42 | 926.963 | 310.09 | 14.08 | 120.83 | 100.68 | 381.283 | 926.963 | 101.959 | 15.52 | 120.83 | 100.68 | 587.974 | 0 | 208.131 | -1.44 | 0 | 0 | -206.691 | 0 | 208.131 | -1.44 | 0 | 0 | -206.691 | 0 | 0 | 0 | 0 | 0 | 0 | 0 | 0 | 0 | 0 | 0 | 0
|  |  |  | High | 314.313 | 0 | 5.2 | 8.394 | 199.991 | 100.728 | 314.313 | 100.728 | 0 | 5.2 | 8.394 | 199.991 | 314.313 | 0 | 0 | 5.2 | 8.394 | 300.719 | 0 | 100.728 | 0 | 0 | 0 | -100.728 | 0 | 100.728 | 0 | 0 | 0 | -100.728 | 0 | 0 | 0 | 0 | 0 | 0 | 0 | 0 | 0 | 0 | 0 | 0
|  |  |  | Very high | 0 | 0 | 0 | 0 | 0 | 0 | 0 | 0 | 0 | 0 | 0 | 0 | 0 | 0 | 0 | 0 | 0 | 0 | 0 | 0 | 0 | 0 | 0 | 0 | 0 | 0 | 0 | 0 | 0 | 0 | 0 | 0 | 0 | 0 | 0 | 0 | 0 | 0 | 0 | 0 | 0 | 0
275KV Network | 6 | OHL line fittings |  | Low | 48.416 | 14.016 | 0 | 10.02 | 16.488 | 7.892 | 48.416 | 28.456 | 8.42 | 0 | 10.02 | 1.52 | 48.416 | 4.88 | 9.136 | 0 | 10.02 | 24.38 | 0 | 23.576 | -0.716 | 0 | 0 | -22.86 | 0 | 23.576 | -0.716 | 0 | 0 | -22.86 | 0 | 0 | 0 | 0 | 0 | 0 | 0 | 0 | 0 | 0 | 0 | 0
|  |  |  | Medium | 926.963 | 201.231 | 216.157 | 212.439 | 71.9 | 225.236 | 926.963 | 235.081 | 195.229 | 120.83 | 150.783 | 225.04 | 926.963 | 25.34 | 271.218 | 120.83 | 212.439 | 297.136 | 1.1369e-13 | 209.741 | -75.989 | 0 | -61.656 | -72.096 | 0 | 209.741 | -75.989 | 0 | -61.656 | -72.096 | 0 | 0 | 0 | 0 | 0 | 0 | 0 | 0 | 0 | 0 | 0 | 0
|  |  |  | High | 314.313 | 159.018 | 13.094 | 142.201 | 0 | 0 | 314.313 | 100.728 | 58.29 | 13.094 | 142.201 | 0 | 314.313 | 0 | 159.018 | 13.094 | 142.201 | 0 | 1.4211e-14 | 100.728 | -100.728 | 0 | 0 | 0 | 0 | 100.728 | -100.728 | 0 | 0 | 0 | 0 | 0 | 0 | 0 | 0 | 0 | 0 | 0 | 0 | 0 | 0 | 0
|  |  |  | Very high | 0 | 0 | 0 | 0 | 0 | 0 | 0 | 0 | 0 | 0 | 0 | 0 | 0 | 0 | 0 | 0 | 0 | 0 | 0 | 0 | 0 | 0 | 0 | 0 | 0 | 0 | 0 | 0 | 0 | 0 | 0 | 0 | 0 | 0 | 0 | 0 | 0 | 0 | 0 | 0 | 0 | 0
275KV Network | 7 | OHL towers |  | Low | 78 | 17 | 8 | 0 | 41 | 12 | 78 | 17 | 44 | 0 | 5 | 12 | 78 | 17 | 8 | 0 | 41 | 12 | 0 | 0 | 36 | 0 | -36 | 0 | 0 | 0 | 0 | 0 | 0 | 0 | 38 | 4 | 36 | 0 | 36 | 0 | 0 | 0 | 0 | 0 | 0 | 0
|  |  |  | Medium | 1217 | 314 | 419 | 264 | 152 | 68 | 1217 | 65 | 874 | 22 | 188 | 68 | 1217 | 65 | 668 | 22 | 394 | 68 | 0 | 0 | 206 | 0 | -206 | 0 | 0 | 0 | 0 | 0 | 0 | 0 | 211 | 4 | 212 | 0 | 206 | 0 | 0 | 0 | 0 | 0 | 0 | 0
|  |  |  | High | 476 | 110 | 58 | 107 | 201 | 0 | 476 | 110 | 155 | 10 | 201 | 0 | 476 | 110 | 58 | 10 | 298 | 0 | 0 | 0 | 97 | 0 | -97 | 0 | 0 | 0 | 0 | 0 | 0 | 0 | 155 | 0 | 213 | 0 | 97 | 0 | 0 | 0 | 0 | 0 | 0 | 0
|  |  |  | Very high | 0 | 0 | 0 | 0 | 0 | 0 | 0 | 0 | 0 | 0 | 0 | 0 | 0 | 0 | 0 | 0 | 0 | 0 | 0 | 0 | 0 | 0 | 0 | 0 | 0 | 0 | 0 | 0 | 0 | 0 | 0 | 0 | 0 | 0 | 0 | 0 | 0 | 0 | 0 | 0 | 0 | 0
132KV Network | 1 | Circuit Breaker |  | Low | 0 | 0 | 0 | 0 | 0 | 0 | 0 | 0 | 0 | 0 | 0 | 0 | 0 | 0 | 0 | 0 | 0 | 0 | 0 | 0 | 0 | 0 | 0 | 0 | 0 | 0 | 0 | 0 | 0 | 0 | 0 | 0 | 0 | 0 | 0 | 0 | 0 | 0 | 0 | 0 | 0 | 0
|  |  |  | Medium | 81 | 35 | 22 | 11 | 0 | 13 | 81 | 0 | 35 | 33 | 0 | 13 | 81 | 0 | 35 | 33 | 0 | 13 | 0 | 0 | 0 | 0 | 0 | 0 | 0 | 0 | 0 | 0 | 0 | 0 | 0 | 0 | 0 | 0 | 0 | 0 | 0 | 0 | 0 | 0 | 0 | 0
|  |  |  | High | 122 | 20 | 6 | 17 | 21 | 58 | 123 | 66 | 8 | 23 | 0 | 26 | 122 | 9 | 11 | 23 | 0 | 79 | 1 | 57 | -3 | 0 | 0 | -53 | 1 | 57 | -3 | 0 | 0 | -53 | 0 | 0 | 0 | 0 | 0 | 0 | 0 | 0 | 0 | 0 | 0 | 0
|  |  |  | Very high | 0 | 0 | 0 | 0 | 0 | 0 | 0 | 0 | 0 | 0 | 0 | 0 | 0 | 0 | 0 | 0 | 0 | 0 | 0 | 0 | 0 | 0 | 0 | 0 | 0 | 0 | 0 | 0 | 0 | 0 | 0 | 0 | 0 | 0 | 0 | 0 | 0 | 0 | 0 | 0 | 0 | 0
132KV Network | 2 | Transformer |  | Low | 0 | 0 | 0 | 0 | 0 | 0 | 0 | 0 | 0 | 0 | 0 | 0 | 0 | 0 | 0 | 0 | 0 | 0 | 0 | 0 | 0 | 0 | 0 | 0 | 0 | 0 | 0 | 0 | 0 | 0 | 0 | 0 | 0 | 0 | 0 | 0 | 0 | 0 | 0 | 0 | 0 | 0
|  |  |  | Medium | 58 | 11 | 4 | 38 | 3 | 2 | 58 | 9 | 6 | 13 | 12 | 18 | 58 | 9 | 6 | 13 | 12 | 18 | 0 | 0 | 0 | 0 | 0 | 0 | 0 | 0 | 0 | 0 | 0 | 0 | 0 | 0 | 0 | 0 | 0 | 0 | 0 | 0 | 0 | 0 | 0 | 0
|  |  |  | High | 85 | 17 | 14 | 30 | 14 | 10 | 85 | 27 | 10 | 15 | 7 | 26 | 85 | 16 | 10 | 15 | 7 | 37 | 0 | 11 | 0 | 0 | 0 | -11 | 0 | 11 | 0 | 0 | 0 | -11 | 0 | 0 | 0 | 0 | 0 | 0 | 0 | 0 | 0 | 0 | 0 | 0
|  |  |  | Very high | 0 | 0 | 0 | 0 | 0 | 0 | 0 | 0 | 0 | 0 | 0 | 0 | 0 | 0 | 0 | 0 | 0 | 0 | 0 | 0 | 0 | 0 | 0 | 0 | 0 | 0 | 0 | 0 | 0 | 0 | 0 | 0 | 0 | 0 | 0 | 0 | 0 | 0 | 0 | 0 | 0 | 0
132KV Network | 3 | Reactors |  | Low | 0 | 0 | 0 | 0 | 0 | 0 | 0 | 0 | 0 | 0 | 0 | 0 | 0 | 0 | 0 | 0 | 0 | 0 | 0 | 0 | 0 | 0 | 0 | 0 | 0 | 0 | 0 | 0 | 0 | 0 | 0 | 0 | 0 | 0 | 0 | 0 | 0 | 0 | 0 | 0 | 0 | 0
|  |  |  | Medium | 1 | 0 | 0 | 0 | 1 | 0 | 1 | 0 | 0 | 0 | 0 | 1 | 1 | 0 | 0 | 0 | 0 | 1 | 0 | 0 | 0 | 0 | 0 | 0 | 0 | 0 | 0 | 0 | 0 | 0 | 0 | 0 | 0 | 0 | 0 | 0 | 0 | 0 | 0 | 0 | 0 | 0
|  |  |  | High | 0 | 0 | 0 | 0 | 0 | 0 | 0 | 0 | 0 | 0 | 0 | 0 | 0 | 0 | 0 | 0 | 0 | 0 | 0 | 0 | 0 | 0 | 0 | 0 | 0 | 0 | 0 | 0 | 0 | 0 | 0 | 0 | 0 | 0 | 0 | 0 | 0 | 0 | 0 | 0 | 0 | 0
|  |  |  | Very high | 0 | 0 | 0 | 0 | 0 | 0 | 0 | 0 | 0 | 0 | 0 | 0 | 0 | 0 | 0 | 0 | 0 | 0 | 0 | 0 | 0 | 0 | 0 | 0 | 0 | 0 | 0 | 0 | 0 | 0 | 0 | 0 | 0 | 0 | 0 | 0 | 0 | 0 | 0 | 0 | 0 | 0
132KV Network | 4 | Underground Cable |  | Low | 52.6 | 52.1 | 0 | 0.5 | 0 | 0 | 58.9 | 58.4 | 0 | 0.5 | 0 | 0 | 52.6 | 52.1 | 0 | 0.5 | 0 | 0 | 6.3 | 6.3 | 0 | 0 | 0 | 0 | 6.3 | 6.3 | 0 | 0 | 0 | 0 | 0 | 0 | 0 | 0 | 0 | 0 | 0 | 0 | 0 | 0 | 0 | 0
|  |  |  | Medium | 99.7 | 12.3 | 0 | 87.4 | 0 | 0 | 100.9 | 29.6 | 0 | 71.3 | 0 | 0 | 99.7 | 12.3 | 0 | 87.4 | 0 | 0 | 1.2 | 17.3 | 0 | -16.1 | 0 | 0 | 1.2 | 17.3 | 0 | -16.1 | 0 | 0 | 0 | 0 | 0 | 0 | 0 | 0 | 0 | 0 | 0 | 0 | 0 | 0
|  |  |  | High | 0.3 | 0 | 0 | 0.3 | 0 | 0 | 0.3 | 0 | 0 | 0.3 | 0 | 0 | 0.3 | 0 | 0 | 0.3 | 0 | 0 | 0 | 0 | 0 | 0 | 0 | 0 | 0 | 0 | 0 | 0 | 0 | 0 | 0 | 0 | 0 | 0 | 0 | 0 | 0 | 0 | 0 | 0 | 0 | 0
|  |  |  | Very high | 0 | 0 | 0 | 0 | 0 | 0 | 0 | 0 | 0 | 0 | 0 | 0 | 0 | 0 | 0 | 0 | 0 | 0 | 0 | 0 | 0 | 0 | 0 | 0 | 0 | 0 | 0 | 0 | 0 | 0 | 0 | 0 | 0 | 0 | 0 | 0 | 0 | 0 | 0 | 0 | 0 | 0
132KV Network | 5 | OHL line conductor |  | Low | 570.8321 | 115.137 | 0 | 203.402 | 218.215 | 34.0781 | 562.9521 | 46.643 | 68.494 | 38.016 | 195.916 | 213.8831 | 570.8321 | 46.643 | 68.494 | 38.016 | 203.796 | 213.8831 | -7.88 | 0 | 0 | 0 | -7.88 | 0 | 0 | 0 | 0 | 0 | 0 | 0 | 0 | 0 | 0 | 0 | 0 | 0 | -7.88 | 0 | 0 | 0 | -7.88 | 0
|  |  |  | Medium | 945.417 | 108.653 | 80.61 | 124.522 | 338.233 | 293.399 | 944.35 | 297.719 | 107.412 | 106.356 | 112.236 | 320.627 | 945.417 | 1.241 | 107.412 | 106.356 | 112.236 | 618.172 | -1.067 | 296.478 | 0 | 0 | 0 | -297.545 | 0 | 296.478 | 0 | 0 | 0 | -296.478 | 0 | 0 | 0 | 0 | 0 | 0 | -1.067 | 0 | 0 | 0 | 0 | -1.067
|  |  |  | High | 0 | 0 | 0 | 0 | 0 | 0 | 0 | 0 | 0 | 0 | 0 | 0 | 0 | 0 | 0 | 0 | 0 | 0 | 0 | 0 | 0 | 0 | 0 | 0 | 0 | 0 | 0 | 0 | 0 | 0 | 0 | 0 | 0 | 0 | 0 | 0 | 0 | 0 | 0 | 0 | 0 | 0
|  |  |  | Very high | 0 | 0 | 0 | 0 | 0 | 0 | 0 | 0 | 0 | 0 | 0 | 0 | 0 | 0 | 0 | 0 | 0 | 0 | 0 | 0 | 0 | 0 | 0 | 0 | 0 | 0 | 0 | 0 | 0 | 0 | 0 | 0 | 0 | 0 | 0 | 0 | 0 | 0 | 0 | 0 | 0 | 0
132KV Network | 6 | OHL line fittings |  | Low | 570.8321 | 231.161 | 37.015 | 170.036 | 129.594 | 3.0261 | 562.9521 | 0 | 239.561 | 27.971 | 200.816 | 94.6041 | 570.8321 | 0 | 239.561 | 35.851 | 200.816 | 94.6041 | -7.88 | 0 | 0 | -7.88 | 0 | 0 | 0 | 0 | 0 | 0 | 0 | 0 | 0 | 0 | 0 | 0 | 0 | 0 | -7.88 | 0 | 0 | -7.88 | 0 | 0
|  |  |  | Medium | 945.417 | 57.572 | 129.255 | 439.412 | 293.878 | 25.3 | 944.35 | 296.478 | 61.795 | 184.947 | 243.072 | 158.058 | 945.417 | 0 | 62.862 | 184.947 | 380.33 | 317.278 | -1.067 | 296.478 | -1.067 | 0 | -137.258 | -159.22 | 0 | 296.478 | 0 | 0 | -137.258 | -159.22 | 0 | 0 | 0 | 0 | 0 | 0 | -1.067 | 0 | -1.067 | 0 | 0 | 0
|  |  |  | High | 0 | 0 | 0 | 0 | 0 | 0 | 0 | 0 | 0 | 0 | 0 | 0 | 0 | 0 | 0 | 0 | 0 | 0 | 0 | 0 | 0 | 0 | 0 | 0 | 0 | 0 | 0 | 0 | 0 | 0 | 0 | 0 | 0 | 0 | 0 | 0 | 0 | 0 | 0 | 0 | 0 | 0
|  |  |  | Very high | 0 | 0 | 0 | 0 | 0 | 0 | 0 | 0 | 0 | 0 | 0 | 0 | 0 | 0 | 0 | 0 | 0 | 0 | 0 | 0 | 0 | 0 | 0 | 0 | 0 | 0 | 0 | 0 | 0 | 0 | 0 | 0 | 0 | 0 | 0 | 0 | 0 | 0 | 0 | 0 | 0 | 0
132KV Network | 7 | OHL towers |  | Low | 1149 | 527 | 208 | 159 | 99 | 156 | 1134 | 485 | 146 | 127 | 220 | 156 | 1149 | 485 | 161 | 127 | 220 | 156 | -15 | 0 | -15 | 0 | 0 | 0 | 0 | 0 | 0 | 0 | 0 | 0 | 0 | 0 | 0 | 0 | 0 | 0 | -15 | 0 | -15 | 0 | 0 | 0
|  |  |  | Medium | 2421 | 363 | 72 | 315 | 541 | 1130 | 2417 | 544 | 408 | 182 | 352 | 931 | 2421 | 257 | 106 | 182 | 658 | 1218 | -4 | 287 | 302 | 0 | -306 | -287 | 0 | 287 | 0 | 0 | 0 | -287 | 302 | 0 | 302 | 0 | 302 | 0 | -4 | 0 | 0 | 0 | -4 | 0
|  |  |  | High | 0 | 0 | 0 | 0 | 0 | 0 | 0 | 0 | 0 | 0 | 0 | 0 | 0 | 0 | 0 | 0 | 0 | 0 | 0 | 0 | 0 | 0 | 0 | 0 | 0 | 0 | 0 | 0 | 0 | 0 | 0 | 0 | 0 | 0 | 0 | 0 | 0 | 0 | 0 | 0 | 0 | 0
|  |  |  | Very high | 0 | 0 | 0 | 0 | 0 | 0 | 0 | 0 | 0 | 0 | 0 | 0 | 0 | 0 | 0 | 0 | 0 | 0 | 0 | 0 | 0 | 0 | 0 | 0 | 0 | 0 | 0 | 0 | 0 | 0 | 0 | 0 | 0 | 0 | 0 | 0 | 0 | 0 | 0 | 0 | 0 | 0

## 1.2_RAW_DataCleanse
ETs rebased targets of NOMs
Equally as challenging assessment
RAW Data - Original: |  | Data Cleanse
[5 empty] | Start | [5 empty] | With Investment | [5 empty] | With No Investment
[5 empty] | Asset Health and Criticality in 2012/13 | [5 empty] | Asset Health and Criticality in 2020/21 | [5 empty] | Asset Health and Criticality in 2020/21
Voltage level | NOM Ref | Asset Group | Unit of Measurement | Criticality | Total population | AH1 | AH2 | AH3 | AH4 | AH5 | Total population | AH1 | AH2 | AH3 | AH4 | AH5 | Total population | AH1 | AH2 | AH3 | AH4 | AH5
400KV Network | 1 | Circuit Breaker | Number of Valves | Low | 0 | 0 | 0 | 0 | 0 | 0 | 0 | 0 | 0 | 0 | 0 | 0 | 0 | 0 | 0 | 0 | 0 | 0
|  |  |  | Medium | 11 | 11 | 0 | 0 | 0 | 0 | 11 | 11 | 0 | 0 | 0 | 0 | 11 | 11 | 0 | 0 | 0 | 0
|  |  |  | High | 0 | 0 | 0 | 0 | 0 | 0 | 0 | 0 | 0 | 0 | 0 | 0 | 0 | 0 | 0 | 0 | 0 | 0
|  |  |  | Very high | 0 | 0 | 0 | 0 | 0 | 0 | 0 | 0 | 0 | 0 | 0 | 0 | 0 | 0 | 0 | 0 | 0 | 0
400KV Network | 2 | Transformer | Number of Sites | Low | 0 | 0 | 0 | 0 | 0 | 0 | 0 | 0 | 0 | 0 | 0 | 0 | 0 | 0 | 0 | 0 | 0 | 0
|  |  |  | Medium | 2 | 3 | -1 | 0 | 0 | 0 | 2 | 3 | -1 | 0 | 0 | 0 | 2 | 3 | -1 | 0 | 0 | 0
|  |  |  | High | 0 | 0 | 0 | 0 | 0 | 0 | 0 | 0 | 0 | 0 | 0 | 0 | 0 | 0 | 0 | 0 | 0 | 0
|  |  |  | Very high | 0 | 0 | 0 | 0 | 0 | 0 | 0 | 0 | 0 | 0 | 0 | 0 | 0 | 0 | 0 | 0 | 0 | 0
400KV Network | 3 | Reactors | Number of Sites | Low | 0 | 0 | 0 | 0 | 0 | 0 | 0 | 0 | 0 | 0 | 0 | 0 | 0 | 0 | 0 | 0 | 0 | 0
|  |  |  | Medium | 2 | 2 | 0 | 0 | 0 | 0 | 2 | 2 | 0 | 0 | 0 | 0 | 2 | 2 | 0 | 0 | 0 | 0
|  |  |  | High | 0 | 0 | 0 | 0 | 0 | 0 | 0 | 0 | 0 | 0 | 0 | 0 | 0 | 0 | 0 | 0 | 0 | 0
|  |  |  | Very high | 0 | 0 | 0 | 0 | 0 | 0 | 0 | 0 | 0 | 0 | 0 | 0 | 0 | 0 | 0 | 0 | 0 | 0
400KV Network | 4 | Underground Cable | Number of Sites | Low | 0 | 0 | 0 | 0 | 0 | 0 | 0 | 0 | 0 | 0 | 0 | 0 | 0 | 0 | 0 | 0 | 0 | 0
|  |  |  | Medium | -4.477 | 0 | 0 | -4.477 | 0 | 0 | -4.477 | 0 | 0 | -4.477 | 0 | 0 | -4.477 | 0 | 0 | -4.477 | 0 | 0
|  |  |  | High | 0 | 0 | 0 | 0 | 0 | 0 | 0 | 0 | 0 | 0 | 0 | 0 | 0 | 0 | 0 | 0 | 0 | 0
|  |  |  | Very high | 0 | 0 | 0 | 0 | 0 | 0 | 0 | 0 | 0 | 0 | 0 | 0 | 0 | 0 | 0 | 0 | 0 | 0
400KV Network | 5 | OHL line conductor | Number of Units | Low | 0 | 0 | 0 | 0 | 0 | 0 | 0 | 0 | 0 | 0 | 0 | 0 | 0 | 0 | 0 | 0 | 0 | 0
|  |  |  | Medium | 117.7735 | 4.5276 | 116.3354 | 12.9089 | -15.9984 | 0 | 117.7735 | 44.3221 | -40.1213 | 116.3354 | 12.9089 | -15.6716 | 117.7735 | 44.6489 | -40.1213 | 116.3354 | 12.9089 | -15.9984
|  |  |  | High | 0 | 0 | 0 | 0 | 0 | 0 | 0 | 0 | 0 | 0 | 0 | 0 | 0 | 0 | 0 | 0 | 0 | 0
|  |  |  | Very high | 0 | 0 | 0 | 0 | 0 | 0 | 0 | 0 | 0 | 0 | 0 | 0 | 0 | 0 | 0 | 0 | 0 | 0
400KV Network | 6 | OHL line fittings | Number of Sites | Low | 0 | 0 | 0 | 0 | 0 | 0 | 0 | 0 | 0 | 0 | 0 | 0 | 0 | 0 | 0 | 0 | 0 | 0
|  |  |  | Medium | 117.7735 | 4.2008 | 116.3033 | -1.5445 | 0 | -1.1861 | 117.7735 | 1.8834 | 2.3174 | 116.3033 | -1.5445 | -1.1861 | 117.7735 | 2.2102 | 1.9906 | 116.3033 | -1.5445 | -1.1861
|  |  |  | High | 0 | 0 | 0 | 0 | 0 | 0 | 0 | 0 | 0 | 0 | 0 | 0 | 0 | 0 | 0 | 0 | 0 | 0
|  |  |  | Very high | 0 | 0 | 0 | 0 | 0 | 0 | 0 | 0 | 0 | 0 | 0 | 0 | 0 | 0 | 0 | 0 | 0 | 0
400KV Network | 7 | OHL towers | Number of Sites | Low | 0 | 0 | 0 | 0 | 0 | 0 | 0 | 0 | 0 | 0 | 0 | 0 | 0 | 0 | 0 | 0 | 0 | 0
|  |  |  | Medium | 14 | 1 | 3 | 9 | 2 | -1 | 14 | 1 | 3 | 4 | 7 | -1 | 14 | 1 | 3 | 4 | 7 | -1
|  |  |  | High | 0 | 0 | 0 | 0 | 0 | 0 | 0 | 0 | 0 | 0 | 0 | 0 | 0 | 0 | 0 | 0 | 0 | 0
|  |  |  | Very high | 0 | 0 | 0 | 0 | 0 | 0 | 0 | 0 | 0 | 0 | 0 | 0 | 0 | 0 | 0 | 0 | 0 | 0
275KV Network | 1 | Circuit Breaker | Number of Sites | Low | 0 | 0 | 0 | 0 | 0 | 0 | 0 | 0 | 0 | 0 | 0 | 0 | 0 | 0 | 0 | 0 | 0 | 0
|  |  |  | Medium | 12 | 13 | 0 | 0 | 0 | -1 | 14 | 14 | 0 | 1 | 0 | -1 | 12 | 13 | 0 | 0 | 0 | -1
|  |  |  | High | 1 | 1 | 0 | 0 | 0 | 0 | -1 | -1 | 0 | 0 | 0 | 0 | 1 | 1 | 0 | 0 | 0 | 0
|  |  |  | Very high | 0 | 0 | 0 | 0 | 0 | 0 | 0 | 0 | 0 | 0 | 0 | 0 | 0 | 0 | 0 | 0 | 0 | 0
275KV Network | 2 | Transformer | Number of Systems | Low | 0 | 0 | 0 | 0 | 0 | 0 | 0 | 0 | 0 | 0 | 0 | 0 | 0 | 0 | 0 | 0 | 0 | 0
|  |  |  | Medium | 10 | 14 | 0 | -3 | 0 | -1 | 10 | 14 | 0 | -3 | 0 | -1 | 10 | 14 | 0 | -3 | 0 | -1
|  |  |  | High | 2 | 0 | 0 | 2 | 0 | 0 | 2 | 0 | 0 | 2 | 0 | 0 | 2 | 0 | 0 | 2 | 0 | 0
|  |  |  | Very high | 0 | 0 | 0 | 0 | 0 | 0 | 0 | 0 | 0 | 0 | 0 | 0 | 0 | 0 | 0 | 0 | 0 | 0
275KV Network | 3 | Reactors | Number of Systems | Low | 0 | 0 | 0 | 0 | 0 | 0 | 0 | 0 | 0 | 0 | 0 | 0 | 0 | 0 | 0 | 0 | 0 | 0
|  |  |  | Medium | 1 | 0 | 0 | 1 | 0 | 0 | 1 | 0 | 0 | 1 | 0 | 0 | 1 | 0 | 0 | 1 | 0 | 0
|  |  |  | High | 0 | 0 | 0 | 0 | 0 | 0 | 0 | 0 | 0 | 0 | 0 | 0 | 0 | 0 | 0 | 0 | 0 | 0
|  |  |  | Very high | 0 | 0 | 0 | 0 | 0 | 0 | 0 | 0 | 0 | 0 | 0 | 0 | 0 | 0 | 0 | 0 | 0 | 0
275KV Network | 4 | Underground Cable | Number of Systems | Low | -4.9637 | -4.9637 | 0 | 0 | 0 | 0 | -4.9637 | -4.9637 | 0 | 0 | 0 | 0 | -4.9637 | -4.9637 | 0 | 0 | 0 | 0
|  |  |  | Medium | 19.8218 | 21.0787 | 0 | -1.2569 | 0 | 0 | 19.8218 | 21.0787 | 0 | -1.2569 | 0 | 0 | 19.8218 | 21.0787 | 0 | -1.2569 | 0 | 0
|  |  |  | High | -0.0191 | 0 | 0 | -0.0191 | 0 | 0 | -0.0191 | 0 | 0 | -0.0191 | 0 | 0 | -0.0191 | 0 | 0 | -0.0191 | 0 | 0
|  |  |  | Very high | 0 | 0 | 0 | 0 | 0 | 0 | 0 | 0 | 0 | 0 | 0 | 0 | 0 | 0 | 0 | 0 | 0 | 0
275KV Network | 5 | OHL line conductor | Number of Systems | Low | -2.4452 | 0.0665 | 0 | 0 | -2.5117 | 0 | -2.4452 | 0.2222 | 0 | 0 | 0 | -2.6674 | -2.4452 | 0.0665 | 0 | 0 | 0 | -2.5117
|  |  |  | Medium | -125.6375 | -14.9381 | -115.5281 | 6.6544 | -0.6399 | -1.1858 | -125.6375 | -3.0454 | -14.08 | -115.5281 | 5.4459 | 1.5701 | -125.6375 | -0.9331 | -14.005 | -115.5281 | 5.4459 | -0.6172
|  |  |  | High | -3.8722 | 0 | -0.0303 | -0.342 | -2.3269 | -1.173 | -3.8722 | -1.173 | 0 | -0.0303 | -0.342 | -2.3269 | -3.8722 | 0 | 0 | -0.0303 | -0.342 | -3.4999
|  |  |  | Very high | 0 | 0 | 0 | 0 | 0 | 0 | 0 | 0 | 0 | 0 | 0 | 0 | 0 | 0 | 0 | 0 | 0 | 0
275KV Network | 6 | OHL line fittings | Number of Valves | Low | -2.4452 | 0.2119 | 0 | -2.8482 | 0.0354 | 0.1557 | -2.4452 | 0.2222 | 0.1454 | 0 | -2.8482 | 0.0354 | -2.4452 | 0.1181 | 0.0938 | 0 | -2.8482 | 0.1911
|  |  |  | Medium | -125.6375 | -12.7968 | -117.1023 | 6.9751 | -0.5816 | -2.1319 | -125.6375 | -2.6473 | -14.0479 | -115.3854 | 7.1994 | -0.7563 | -125.6375 | -0.2526 | -14.2611 | -115.3854 | 6.9751 | -2.7135
|  |  |  | High | -3.8722 | -2.6945 | 0.1277 | -1.3054 | 0 | 0 | -3.8722 | -1.173 | -1.5215 | 0.1277 | -1.3054 | 0 | -3.8722 | 0 | -2.6945 | 0.1277 | -1.3054 | 0
|  |  |  | Very high | 0 | 0 | 0 | 0 | 0 | 0 | 0 | 0 | 0 | 0 | 0 | 0 | 0 | 0 | 0 | 0 | 0 | 0
275KV Network | 7 | OHL towers | Number of Valves | Low | -4 | 0 | 0 | 0 | -4 | 0 | -4 | 0 | 1 | 0 | -5 | 0 | -4 | 0 | 0 | 0 | -4 | 0
|  |  |  | Medium | -5 | 0 | 3 | -10 | 1 | 1 | -5 | -2 | 4 | -11 | 3 | 1 | -5 | -2 | 5 | -11 | 2 | 1
|  |  |  | High | 6 | 3 | -1 | 5 | -1 | 0 | 6 | 3 | 4 | 0 | -1 | 0 | 6 | 3 | -1 | 0 | 4 | 0
|  |  |  | Very high | 0 | 0 | 0 | 0 | 0 | 0 | 0 | 0 | 0 | 0 | 0 | 0 | 0 | 0 | 0 | 0 | 0 | 0
132KV Network | 1 | Circuit Breaker | Number of Valves | Low | 0 | 0 | 0 | 0 | 0 | 0 | 0 | 0 | 0 | 0 | 0 | 0 | 0 | 0 | 0 | 0 | 0 | 0
|  |  |  | Medium | 4 | 4 | 0 | 0 | 0 | 0 | 4 | 4 | 0 | 0 | 0 | 0 | 4 | 4 | 0 | 0 | 0 | 0
|  |  |  | High | -2 | 1 | 0 | -2 | -2 | 1 | -3 | -2 | 3 | -2 | -2 | 0 | -2 | 1 | 0 | -2 | -2 | 1
|  |  |  | Very high | 0 | 0 | 0 | 0 | 0 | 0 | 0 | 0 | 0 | 0 | 0 | 0 | 0 | 0 | 0 | 0 | 0 | 0
132KV Network | 2 | Transformer | Number of Units | Low | 0 | 0 | 0 | 0 | 0 | 0 | 0 | 0 | 0 | 0 | 0 | 0 | 0 | 0 | 0 | 0 | 0 | 0
|  |  |  | Medium | 4 | 4 | 0 | 0 | 0 | 0 | 4 | 4 | 0 | 0 | 0 | 0 | 4 | 4 | 0 | 0 | 0 | 0
|  |  |  | High | 8 | 2 | -1 | -1 | 8 | 0 | 8 | 2 | -1 | -1 | 8 | 0 | 8 | 2 | -1 | -1 | 8 | 0
|  |  |  | Very high | 0 | 0 | 0 | 0 | 0 | 0 | 0 | 0 | 0 | 0 | 0 | 0 | 0 | 0 | 0 | 0 | 0 | 0
132KV Network | 3 | Reactors | Number of Systems | Low | 0 | 0 | 0 | 0 | 0 | 0 | 0 | 0 | 0 | 0 | 0 | 0 | 0 | 0 | 0 | 0 | 0 | 0
|  |  |  | Medium | 1 | 0 | 0 | 0 | 1 | 0 | 1 | 0 | 0 | 0 | 1 | 0 | 1 | 0 | 0 | 0 | 1 | 0
|  |  |  | High | 0 | 0 | 0 | 0 | 0 | 0 | 0 | 0 | 0 | 0 | 0 | 0 | 0 | 0 | 0 | 0 | 0 | 0
|  |  |  | Very high | 0 | 0 | 0 | 0 | 0 | 0 | 0 | 0 | 0 | 0 | 0 | 0 | 0 | 0 | 0 | 0 | 0 | 0
132KV Network | 4 | Underground Cable | Number of Units | Low | 14.8956 | 11.0276 | 0 | 3.868 | 0 | 0 | 14.8956 | 11.0276 | 0 | 3.868 | 0 | 0 | 14.8956 | 11.0276 | 0 | 3.868 | 0 | 0
|  |  |  | Medium | 10.3169 | 9.4791 | 0 | 0.8378 | 0 | 0 | 10.3169 | -1.2542 | 0 | 11.5711 | 0 | 0 | 10.3169 | 9.4791 | 0 | 0.8378 | 0 | 0
|  |  |  | High | -0.034 | 0 | 0 | -0.034 | 0 | 0 | -0.034 | 0 | 0 | -0.034 | 0 | 0 | -0.034 | 0 | 0 | -0.034 | 0 | 0
|  |  |  | Very high | 0 | 0 | 0 | 0 | 0 | 0 | 0 | 0 | 0 | 0 | 0 | 0 | 0 | 0 | 0 | 0 | 0 | 0
132KV Network | 5 | OHL line conductor | Number of Units | Low | 26.4604 | 30.6252 | 0 | 1.4423 | -4.1066 | -1.5005 | 28.8204 | 19.2689 | 11.3563 | 0.0902 | 2.3709 | -4.2659 | 26.4604 | 19.2689 | 11.3563 | 0.0902 | 0.0109 | -4.2659
|  |  |  | Medium | -40.2046 | 21.7888 | -5.016 | -0.3872 | -48.4873 | -8.1029 | -40.2046 | 0.4489 | 21.7469 | -5.2 | -1.7559 | -55.4445 | -40.2046 | 0.0419 | 21.7469 | -5.2 | -1.7559 | -55.0375
|  |  |  | High | 0 | 0 | 0 | 0 | 0 | 0 | 0 | 0 | 0 | 0 | 0 | 0 | 0 | 0 | 0 | 0 | 0 | 0
|  |  |  | Very high | 0 | 0 | 0 | 0 | 0 | 0 | 0 | 0 | 0 | 0 | 0 | 0 | 0 | 0 | 0 | 0 | 0 | 0
132KV Network | 6 | OHL line fittings | Number of Systems | Low | 26.4604 | 29.9632 | 0.326 | -3.9452 | 0.1164 | 0 | 28.8204 | 0 | 30.0522 | 2.597 | -3.855 | 0.0262 | 26.4604 | 0 | 30.0522 | 0.237 | -3.855 | 0.0262
|  |  |  | Medium | -40.2046 | -24.4535 | 19.7063 | -29.7744 | -2.0295 | -3.6535 | -40.2046 | 0.407 | -3.5403 | -1.6374 | -31.5279 | -3.906 | -40.2046 | 0 | -3.5403 | -1.6374 | -31.2439 | -3.783
|  |  |  | High | 0 | 0 | 0 | 0 | 0 | 0 | 0 | 0 | 0 | 0 | 0 | 0 | 0 | 0 | 0 | 0 | 0 | 0
|  |  |  | Very high | 0 | 0 | 0 | 0 | 0 | 0 | 0 | 0 | 0 | 0 | 0 | 0 | 0 | 0 | 0 | 0 | 0 | 0
132KV Network | 7 | OHL towers | Number of Units | Low | 223 | 207 | 0 | 19 | -3 | 0 | 228 | 207 | 5 | 19 | -3 | 0 | 223 | 207 | 0 | 19 | -3 | 0
|  |  |  | Medium | -113 | -21 | 2 | -3 | -85 | -6 | -114 | -25 | 1 | 4 | -4 | -90 | -113 | -21 | 0 | 4 | -2 | -94
|  |  |  | High | 0 | 0 | 0 | 0 | 0 | 0 | 0 | 0 | 0 | 0 | 0 | 0 | 0 | 0 | 0 | 0 | 0 | 0
|  |  |  | Very high | 0 | 0 | 0 | 0 | 0 | 0 | 0 | 0 | 0 | 0 | 0 | 0 | 0 | 0 | 0 | 0 | 0 | 0

## 1.3_RAW_Data_Orig_PostDC
ETs rebased targets of NOMs
Equally as challenging assessment
RAW Data - Original: |  | Post Data Cleanse
[5 empty] | Start | [5 empty] | With Investment | [5 empty] | With No Investment | [5 empty] | Impact of Intervention | [5 empty] | Impact of Intervention | [5 empty] | Impact of Intervention | [5 empty] | Impact of Intervention
[5 empty] | Asset Health and Criticality in 2012/13 | [5 empty] | Asset Health and Criticality in 2020/21 | [5 empty] | Asset Health and Criticality in 2020/21 | [5 empty] | Replacement, Refurbishment and Removal (AH-driven) | [5 empty] | Replacement | [5 empty] | Refurbishment | [5 empty] | Permanent Removal (AH-Driven)
Voltage level | NOM Ref | Asset Group | Unit of Measurement | Criticality | Total population | AH1 | AH2 | AH3 | AH4 | AH5 | Total population | AH1 | AH2 | AH3 | AH4 | AH5 | Total population | AH1 | AH2 | AH3 | AH4 | AH5 | Total Intervention Volume | AH1 | AH2 | AH3 | AH4 | AH5 | Total Replacement Volume | AH1 | AH2 | AH3 | AH4 | AH5 | Total Refurbishment Volume | AH1 | AH2 | AH3 | AH4 | AH5 | Total Removal Volume | AH1 | AH2 | AH3 | AH4 | AH5
400KV Network | 1 | Circuit Breaker | Number of Valves | Low | 0 | 0 | 0 | 0 | 0 | 0 | 0 | 0 | 0 | 0 | 0 | 0 | 0 | 0 | 0 | 0 | 0 | 0 | 0 | 0 | 0 | 0 | 0 | 0 | 0 | 0 | 0 | 0 | 0 | 0 | 0 | 0 | 0 | 0 | 0 | 0 | 0 | 0 | 0 | 0 | 0 | 0
|  |  |  | Medium | 43 | 29 | 9 | 5 | 0 | 0 | 43 | 11 | 18 | 14 | 0 | 0 | 43 | 11 | 18 | 14 | 0 | 0 | 0 | 0 | 0 | 0 | 0 | 0 | 0 | 0 | 0 | 0 | 0 | 0 | 0 | 0 | 0 | 0 | 0 | 0 | 0 | 0 | 0 | 0 | 0 | 0
|  |  |  | High | 24 | 2 | 0 | 8 | 7 | 7 | 24 | 7 | 2 | 8 | 0 | 7 | 24 | 0 | 2 | 8 | 0 | 14 | 7 | 7 | 0 | 0 | 0 | -7 | 14 | 7 | 0 | 0 | 0 | -7 | 0 | 0 | 0 | 0 | 0 | 0 | 0 | 0 | 0 | 0 | 0 | 0
|  |  |  | Very high | 0 | 0 | 0 | 0 | 0 | 0 | 0 | 0 | 0 | 0 | 0 | 0 | 0 | 0 | 0 | 0 | 0 | 0 | 0 | 0 | 0 | 0 | 0 | 0 | 0 | 0 | 0 | 0 | 0 | 0 | 0 | 0 | 0 | 0 | 0 | 0 | 0 | 0 | 0 | 0 | 0 | 0
400KV Network | 2 | Transformer | Number of Sites | Low | 0 | 0 | 0 | 0 | 0 | 0 | 0 | 0 | 0 | 0 | 0 | 0 | 0 | 0 | 0 | 0 | 0 | 0 | 0 | 0 | 0 | 0 | 0 | 0 | 0 | 0 | 0 | 0 | 0 | 0 | 0 | 0 | 0 | 0 | 0 | 0 | 0 | 0 | 0 | 0 | 0 | 0
|  |  |  | Medium | 20 | 10 | 6 | 4 | 0 | 0 | 20 | 10 | 2 | 6 | 2 | 0 | 20 | 10 | 2 | 6 | 2 | 0 | 0 | 0 | 0 | 0 | 0 | 0 | 0 | 0 | 0 | 0 | 0 | 0 | 0 | 0 | 0 | 0 | 0 | 0 | 0 | 0 | 0 | 0 | 0 | 0
|  |  |  | High | 7 | 0 | 0 | 7 | 0 | 0 | 7 | 0 | 0 | 5 | 0 | 2 | 7 | 0 | 0 | 5 | 0 | 2 | 0 | 0 | 0 | 0 | 0 | 0 | 0 | 0 | 0 | 0 | 0 | 0 | 0 | 0 | 0 | 0 | 0 | 0 | 0 | 0 | 0 | 0 | 0 | 0
|  |  |  | Very high | 0 | 0 | 0 | 0 | 0 | 0 | 0 | 0 | 0 | 0 | 0 | 0 | 0 | 0 | 0 | 0 | 0 | 0 | 0 | 0 | 0 | 0 | 0 | 0 | 0 | 0 | 0 | 0 | 0 | 0 | 0 | 0 | 0 | 0 | 0 | 0 | 0 | 0 | 0 | 0 | 0 | 0
400KV Network | 3 | Reactors | Number of Sites | Low | 0 | 0 | 0 | 0 | 0 | 0 | 0 | 0 | 0 | 0 | 0 | 0 | 0 | 0 | 0 | 0 | 0 | 0 | 0 | 0 | 0 | 0 | 0 | 0 | 0 | 0 | 0 | 0 | 0 | 0 | 0 | 0 | 0 | 0 | 0 | 0 | 0 | 0 | 0 | 0 | 0 | 0
|  |  |  | Medium | 2 | 2 | 0 | 0 | 0 | 0 | 2 | 2 | 0 | 0 | 0 | 0 | 2 | 2 | 0 | 0 | 0 | 0 | 0 | 0 | 0 | 0 | 0 | 0 | 0 | 0 | 0 | 0 | 0 | 0 | 0 | 0 | 0 | 0 | 0 | 0 | 0 | 0 | 0 | 0 | 0 | 0
|  |  |  | High | 2 | 0 | 0 | 0 | 2 | 0 | 2 | 0 | 0 | 0 | 0 | 2 | 2 | 0 | 0 | 0 | 0 | 2 | 0 | 0 | 0 | 0 | 0 | 0 | 0 | 0 | 0 | 0 | 0 | 0 | 0 | 0 | 0 | 0 | 0 | 0 | 0 | 0 | 0 | 0 | 0 | 0
|  |  |  | Very high | 0 | 0 | 0 | 0 | 0 | 0 | 0 | 0 | 0 | 0 | 0 | 0 | 0 | 0 | 0 | 0 | 0 | 0 | 0 | 0 | 0 | 0 | 0 | 0 | 0 | 0 | 0 | 0 | 0 | 0 | 0 | 0 | 0 | 0 | 0 | 0 | 0 | 0 | 0 | 0 | 0 | 0
400KV Network | 4 | Underground Cable | Number of Sites | Low | 0 | 0 | 0 | 0 | 0 | 0 | 0 | 0 | 0 | 0 | 0 | 0 | 0 | 0 | 0 | 0 | 0 | 0 | 0 | 0 | 0 | 0 | 0 | 0 | 0 | 0 | 0 | 0 | 0 | 0 | 0 | 0 | 0 | 0 | 0 | 0 | 0 | 0 | 0 | 0 | 0 | 0
|  |  |  | Medium | 9.223 | 0 | 0 | 9.223 | 0 | 0 | 9.223 | 0 | 0 | 9.223 | 0 | 0 | 9.223 | 0 | 0 | 9.223 | 0 | 0 | 0 | 0 | 0 | 0 | 0 | 0 | 0 | 0 | 0 | 0 | 0 | 0 | 0 | 0 | 0 | 0 | 0 | 0 | 0 | 0 | 0 | 0 | 0 | 0
|  |  |  | High | 0 | 0 | 0 | 0 | 0 | 0 | 0 | 0 | 0 | 0 | 0 | 0 | 0 | 0 | 0 | 0 | 0 | 0 | 0 | 0 | 0 | 0 | 0 | 0 | 0 | 0 | 0 | 0 | 0 | 0 | 0 | 0 | 0 | 0 | 0 | 0 | 0 | 0 | 0 | 0 | 0 | 0
|  |  |  | Very high | 0 | 0 | 0 | 0 | 0 | 0 | 0 | 0 | 0 | 0 | 0 | 0 | 0 | 0 | 0 | 0 | 0 | 0 | 0 | 0 | 0 | 0 | 0 | 0 | 0 | 0 | 0 | 0 | 0 | 0 | 0 | 0 | 0 | 0 | 0 | 0 | 0 | 0 | 0 | 0 | 0 | 0
400KV Network | 5 | OHL line conductor | Number of Units | Low | 0 | 0 | 0 | 0 | 0 | 0 | 0 | 0 | 0 | 0 | 0 | 0 | 0 | 0 | 0 | 0 | 0 | 0 | 0 | 0 | 0 | 0 | 0 | 0 | 0 | 0 | 0 | 0 | 0 | 0 | 0 | 0 | 0 | 0 | 0 | 0 | 0 | 0 | 0 | 0 | 0 | 0
|  |  |  | Medium | 1016.4645 | 290.8216 | 274.9654 | 76.6489 | 374.0286 | 0 | 1016.4645 | 226.8551 | 136.5787 | 274.9654 | 76.6489 | 301.4164 | 1016.4645 | 154.2429 | 136.5787 | 274.9654 | 76.6489 | 374.0286 | 73.6282 | 72.6122 | 0 | 0 | 0 | -72.6122 | 147.2564 | 72.6122 | 0 | 0 | 0 | -72.6122 | 0 | 0 | 0 | 0 | 0 | 0 | 0 | 0 | 0 | 0 | 0 | 0
|  |  |  | High | 0 | 0 | 0 | 0 | 0 | 0 | 0 | 0 | 0 | 0 | 0 | 0 | 0 | 0 | 0 | 0 | 0 | 0 | 0 | 0 | 0 | 0 | 0 | 0 | 0 | 0 | 0 | 0 | 0 | 0 | 0 | 0 | 0 | 0 | 0 | 0 | 0 | 0 | 0 | 0 | 0 | 0
|  |  |  | Very high | 0 | 0 | 0 | 0 | 0 | 0 | 0 | 0 | 0 | 0 | 0 | 0 | 0 | 0 | 0 | 0 | 0 | 0 | 0 | 0 | 0 | 0 | 0 | 0 | 0 | 0 | 0 | 0 | 0 | 0 | 0 | 0 | 0 | 0 | 0 | 0 | 0 | 0 | 0 | 0 | 0 | 0
400KV Network | 6 | OHL line fittings | Number of Sites | Low | 0 | 0 | 0 | 0 | 0 | 0 | 0 | 0 | 0 | 0 | 0 | 0 | 0 | 0 | 0 | 0 | 0 | 0 | 0 | 0 | 0 | 0 | 0 | 0 | 0 | 0 | 0 | 0 | 0 | 0 | 0 | 0 | 0 | 0 | 0 | 0 | 0 | 0 | 0 | 0 | 0 | 0
|  |  |  | Medium | 1016.4645 | 363.4338 | 454.9413 | 97.1355 | 38.76 | 62.1939 | 1016.4645 | 99.6984 | 263.7354 | 454.9413 | 97.1355 | 100.9539 | 1016.4645 | 26.0702 | 337.3636 | 454.9413 | 97.1355 | 100.9539 | 73.6282 | 73.6282 | -73.6282 | 0 | 0 | 0 | 147.2564 | 73.6282 | -73.6282 | 0 | 0 | 0 | 0 | 0 | 0 | 0 | 0 | 0 | 0 | 0 | 0 | 0 | 0 | 0
|  |  |  | High | 0 | 0 | 0 | 0 | 0 | 0 | 0 | 0 | 0 | 0 | 0 | 0 | 0 | 0 | 0 | 0 | 0 | 0 | 0 | 0 | 0 | 0 | 0 | 0 | 0 | 0 | 0 | 0 | 0 | 0 | 0 | 0 | 0 | 0 | 0 | 0 | 0 | 0 | 0 | 0 | 0 | 0
|  |  |  | Very high | 0 | 0 | 0 | 0 | 0 | 0 | 0 | 0 | 0 | 0 | 0 | 0 | 0 | 0 | 0 | 0 | 0 | 0 | 0 | 0 | 0 | 0 | 0 | 0 | 0 | 0 | 0 | 0 | 0 | 0 | 0 | 0 | 0 | 0 | 0 | 0 | 0 | 0 | 0 | 0 | 0 | 0
400KV Network | 7 | OHL towers | Number of Sites | Low | 0 | 0 | 0 | 0 | 0 | 0 | 0 | 0 | 0 | 0 | 0 | 0 | 0 | 0 | 0 | 0 | 0 | 0 | 0 | 0 | 0 | 0 | 0 | 0 | 0 | 0 | 0 | 0 | 0 | 0 | 0 | 0 | 0 | 0 | 0 | 0 | 0 | 0 | 0 | 0 | 0 | 0
|  |  |  | Medium | 1728 | 110 | 449 | 724 | 205 | 240 | 1728 | 104 | 460 | 501 | 423 | 240 | 1728 | 104 | 266 | 501 | 617 | 240 | 221 | 0 | 194 | 0 | -194 | 0 | 0 | 0 | 0 | 0 | 0 | 0 | 221 | -27 | 0 | 0 | -194 | 0 | 0 | 0 | 0 | 0 | 0 | 0
|  |  |  | High | 0 | 0 | 0 | 0 | 0 | 0 | 0 | 0 | 0 | 0 | 0 | 0 | 0 | 0 | 0 | 0 | 0 | 0 | 0 | 0 | 0 | 0 | 0 | 0 | 0 | 0 | 0 | 0 | 0 | 0 | 0 | 0 | 0 | 0 | 0 | 0 | 0 | 0 | 0 | 0 | 0 | 0
|  |  |  | Very high | 0 | 0 | 0 | 0 | 0 | 0 | 0 | 0 | 0 | 0 | 0 | 0 | 0 | 0 | 0 | 0 | 0 | 0 | 0 | 0 | 0 | 0 | 0 | 0 | 0 | 0 | 0 | 0 | 0 | 0 | 0 | 0 | 0 | 0 | 0 | 0 | 0 | 0 | 0 | 0 | 0 | 0
275KV Network | 1 | Circuit Breaker | Number of Sites | Low | 0 | 0 | 0 | 0 | 0 | 0 | 0 | 0 | 0 | 0 | 0 | 0 | 0 | 0 | 0 | 0 | 0 | 0 | 0 | 0 | 0 | 0 | 0 | 0 | 0 | 0 | 0 | 0 | 0 | 0 | 0 | 0 | 0 | 0 | 0 | 0 | 0 | 0 | 0 | 0 | 0 | 0
|  |  |  | Medium | 94 | 45 | 6 | 3 | 0 | 40 | 98 | 38 | 32 | 9 | 0 | 19 | 94 | 13 | 32 | 9 | 0 | 40 | 23 | 25 | 0 | 0 | 0 | -21 | 46 | 25 | 0 | 0 | 0 | -21 | 0 | 0 | 0 | 0 | 0 | 0 | 0 | 0 | 0 | 0 | 0 | 0
|  |  |  | High | 70 | 14 | 5 | 7 | 18 | 26 | 70 | 15 | 13 | 12 | 0 | 30 | 70 | 1 | 13 | 12 | 0 | 44 | 14 | 14 | 0 | 0 | 0 | -14 | 28 | 14 | 0 | 0 | 0 | -14 | 0 | 0 | 0 | 0 | 0 | 0 | 0 | 0 | 0 | 0 | 0 | 0
|  |  |  | Very high | 0 | 0 | 0 | 0 | 0 | 0 | 0 | 0 | 0 | 0 | 0 | 0 | 0 | 0 | 0 | 0 | 0 | 0 | 0 | 0 | 0 | 0 | 0 | 0 | 0 | 0 | 0 | 0 | 0 | 0 | 0 | 0 | 0 | 0 | 0 | 0 | 0 | 0 | 0 | 0 | 0 | 0
275KV Network | 2 | Transformer | Number of Systems | Low | 0 | 0 | 0 | 0 | 0 | 0 | 0 | 0 | 0 | 0 | 0 | 0 | 0 | 0 | 0 | 0 | 0 | 0 | 0 | 0 | 0 | 0 | 0 | 0 | 0 | 0 | 0 | 0 | 0 | 0 | 0 | 0 | 0 | 0 | 0 | 0 | 0 | 0 | 0 | 0 | 0 | 0
|  |  |  | Medium | 37 | 17 | 0 | 17 | 2 | 1 | 37 | 17 | 1 | 3 | 9 | 7 | 37 | 16 | 1 | 3 | 9 | 8 | 1 | 1 | 0 | 0 | 0 | -1 | 2 | 1 | 0 | 0 | 0 | -1 | 0 | 0 | 0 | 0 | 0 | 0 | 0 | 0 | 0 | 0 | 0 | 0
|  |  |  | High | 55 | 14 | 8 | 26 | 5 | 2 | 55 | 20 | 6 | 10 | 11 | 8 | 55 | 14 | 6 | 10 | 11 | 14 | 6 | 6 | 0 | 0 | 0 | -6 | 12 | 6 | 0 | 0 | 0 | -6 | 0 | 0 | 0 | 0 | 0 | 0 | 0 | 0 | 0 | 0 | 0 | 0
|  |  |  | Very high | 0 | 0 | 0 | 0 | 0 | 0 | 0 | 0 | 0 | 0 | 0 | 0 | 0 | 0 | 0 | 0 | 0 | 0 | 0 | 0 | 0 | 0 | 0 | 0 | 0 | 0 | 0 | 0 | 0 | 0 | 0 | 0 | 0 | 0 | 0 | 0 | 0 | 0 | 0 | 0 | 0 | 0
275KV Network | 3 | Reactors | Number of Systems | Low | 0 | 0 | 0 | 0 | 0 | 0 | 0 | 0 | 0 | 0 | 0 | 0 | 0 | 0 | 0 | 0 | 0 | 0 | 0 | 0 | 0 | 0 | 0 | 0 | 0 | 0 | 0 | 0 | 0 | 0 | 0 | 0 | 0 | 0 | 0 | 0 | 0 | 0 | 0 | 0 | 0 | 0
|  |  |  | Medium | 3 | 0 | 0 | 2 | 1 | 0 | 3 | 2 | 0 | 1 | 0 | 0 | 3 | 0 | 0 | 1 | 0 | 2 | 2 | 2 | 0 | 0 | 0 | -2 | 4 | 2 | 0 | 0 | 0 | -2 | 0 | 0 | 0 | 0 | 0 | 0 | 0 | 0 | 0 | 0 | 0 | 0
|  |  |  | High | 11 | 0 | 0 | 2 | 9 | 0 | 11 | 6 | 0 | 0 | 0 | 5 | 11 | 0 | 0 | 0 | 0 | 11 | 6 | 6 | 0 | 0 | 0 | -6 | 12 | 6 | 0 | 0 | 0 | -6 | 0 | 0 | 0 | 0 | 0 | 0 | 0 | 0 | 0 | 0 | 0 | 0
|  |  |  | Very high | 0 | 0 | 0 | 0 | 0 | 0 | 0 | 0 | 0 | 0 | 0 | 0 | 0 | 0 | 0 | 0 | 0 | 0 | 0 | 0 | 0 | 0 | 0 | 0 | 0 | 0 | 0 | 0 | 0 | 0 | 0 | 0 | 0 | 0 | 0 | 0 | 0 | 0 | 0 | 0 | 0 | 0
275KV Network | 4 | Underground Cable | Number of Systems | Low | 34.2363 | 34.2363 | 0 | 0 | 0 | 0 | 34.2363 | 34.2363 | 0 | 0 | 0 | 0 | 34.2363 | 34.2363 | 0 | 0 | 0 | 0 | 0 | 0 | 0 | 0 | 0 | 0 | 0 | 0 | 0 | 0 | 0 | 0 | 0 | 0 | 0 | 0 | 0 | 0 | 0 | 0 | 0 | 0 | 0 | 0
|  |  |  | Medium | 70.3218 | 40.6787 | 0 | 29.6431 | 0 | 0 | 70.3218 | 40.6787 | 0 | 29.6431 | 0 | 0 | 70.3218 | 40.6787 | 0 | 29.6431 | 0 | 0 | 0 | 0 | 0 | 0 | 0 | 0 | 0 | 0 | 0 | 0 | 0 | 0 | 0 | 0 | 0 | 0 | 0 | 0 | 0 | 0 | 0 | 0 | 0 | 0
|  |  |  | High | 0.6809 | 0 | 0 | 0.6809 | 0 | 0 | 0.6809 | 0 | 0 | 0.6809 | 0 | 0 | 0.6809 | 0 | 0 | 0.6809 | 0 | 0 | 0 | 0 | 0 | 0 | 0 | 0 | 0 | 0 | 0 | 0 | 0 | 0 | 0 | 0 | 0 | 0 | 0 | 0 | 0 | 0 | 0 | 0 | 0 | 0
|  |  |  | Very high | 0 | 0 | 0 | 0 | 0 | 0 | 0 | 0 | 0 | 0 | 0 | 0 | 0 | 0 | 0 | 0 | 0 | 0 | 0 | 0 | 0 | 0 | 0 | 0 | 0 | 0 | 0 | 0 | 0 | 0 | 0 | 0 | 0 | 0 | 0 | 0 | 0 | 0 | 0 | 0 | 0 | 0
275KV Network | 5 | OHL line conductor | Number of Systems | Low | 45.9708 | 5.6625 | 0 | 0 | 40.3083 | 0 | 45.9708 | 28.6782 | 0 | 0 | 0 | 17.2926 | 45.9708 | 5.6625 | 0 | 0 | 0 | 40.3083 | 23.6801 | 23.0157 | 0 | 0 | 0 | -23.0157 | 47.3602 | 23.0157 | 0 | 0 | 0 | -23.0157 | 0 | 0 | 0 | 0 | 0 | 0 | 0 | 0 | 0 | 0 | 0 | 0
|  |  |  | Medium | 801.3255 | 102.5409 | 5.3019 | 76.6744 | 546.5741 | 70.2342 | 801.3255 | 307.0446 | 0 | 5.3019 | 106.1259 | 382.8531 | 801.3255 | 101.0259 | 1.515 | 5.3019 | 106.1259 | 587.3568 | 207.3463 | 206.0187 | -1.515 | 0 | 0 | -204.5037 | 414.6926 | 206.0187 | -1.515 | 0 | 0 | -204.5037 | 0 | 0 | 0 | 0 | 0 | 0 | 0 | 0 | 0 | 0 | 0 | 0
|  |  |  | High | 310.4408 | 0 | 5.1697 | 8.052 | 197.6641 | 99.555 | 310.4408 | 99.555 | 0 | 5.1697 | 8.052 | 197.6641 | 310.4408 | 0 | 0 | 5.1697 | 8.052 | 297.2191 | 99.555 | 99.555 | 0 | 0 | 0 | -99.555 | 199.11 | 99.555 | 0 | 0 | 0 | -99.555 | 0 | 0 | 0 | 0 | 0 | 0 | 0 | 0 | 0 | 0 | 0 | 0
|  |  |  | Very high | 0 | 0 | 0 | 0 | 0 | 0 | 0 | 0 | 0 | 0 | 0 | 0 | 0 | 0 | 0 | 0 | 0 | 0 | 0 | 0 | 0 | 0 | 0 | 0 | 0 | 0 | 0 | 0 | 0 | 0 | 0 | 0 | 0 | 0 | 0 | 0 | 0 | 0 | 0 | 0 | 0 | 0
275KV Network | 6 | OHL line fittings | Number of Valves | Low | 45.9708 | 14.2279 | 0 | 7.1718 | 16.5234 | 8.0477 | 45.9708 | 28.6782 | 8.5654 | 0 | 7.1718 | 1.5554 | 45.9708 | 4.9981 | 9.2298 | 0 | 7.1718 | 24.5711 | 23.6801 | 23.6801 | -0.6644 | 0 | 0 | -23.0157 | 47.3602 | 23.6801 | -0.6644 | 0 | 0 | -23.0157 | 0 | 0 | 0 | 0 | 0 | 0 | 0 | 0 | 0 | 0 | 0 | 0
|  |  |  | Medium | 801.3255 | 188.4342 | 99.0547 | 219.4141 | 71.3184 | 223.1041 | 801.3255 | 232.4337 | 181.1811 | 5.4446 | 157.9824 | 224.2837 | 801.3255 | 25.0874 | 256.9569 | 5.4446 | 219.4141 | 294.4225 | 207.3463 | 207.3463 | -75.7758 | 0 | -61.4317 | -70.1388 | 414.6926 | 207.3463 | -75.7758 | 0 | -61.4317 | -70.1388 | 0 | 0 | 0 | 0 | 0 | 0 | 0 | 0 | 0 | 0 | 0 | 0
|  |  |  | High | 310.4408 | 156.3235 | 13.2217 | 140.8956 | 0 | 0 | 310.4408 | 99.555 | 56.7685 | 13.2217 | 140.8956 | 0 | 310.4408 | 0 | 156.3235 | 13.2217 | 140.8956 | 0 | 99.555 | 99.555 | -99.555 | 0 | 0 | 0 | 199.11 | 99.555 | -99.555 | 0 | 0 | 0 | 0 | 0 | 0 | 0 | 0 | 0 | 0 | 0 | 0 | 0 | 0 | 0
|  |  |  | Very high | 0 | 0 | 0 | 0 | 0 | 0 | 0 | 0 | 0 | 0 | 0 | 0 | 0 | 0 | 0 | 0 | 0 | 0 | 0 | 0 | 0 | 0 | 0 | 0 | 0 | 0 | 0 | 0 | 0 | 0 | 0 | 0 | 0 | 0 | 0 | 0 | 0 | 0 | 0 | 0 | 0 | 0
275KV Network | 7 | OHL towers | Number of Valves | Low | 74 | 17 | 8 | 0 | 37 | 12 | 74 | 17 | 45 | 0 | 0 | 12 | 74 | 17 | 8 | 0 | 37 | 12 | 39 | 0 | 37 | 0 | -37 | 0 | 0 | 0 | 0 | 0 | 0 | 0 | 39 | -2 | 0 | 0 | -37 | 0 | 0 | 0 | 0 | 0 | 0 | 0
|  |  |  | Medium | 1212 | 314 | 422 | 254 | 153 | 69 | 1212 | 63 | 878 | 11 | 191 | 69 | 1212 | 63 | 673 | 11 | 396 | 69 | 211 | 0 | 205 | 0 | -205 | 0 | 0 | 0 | 0 | 0 | 0 | 0 | 211 | -3 | -3 | 0 | -205 | 0 | 0 | 0 | 0 | 0 | 0 | 0
|  |  |  | High | 482 | 113 | 57 | 112 | 200 | 0 | 482 | 113 | 159 | 10 | 200 | 0 | 482 | 113 | 57 | 10 | 302 | 0 | 159 | 0 | 102 | 0 | -102 | 0 | 0 | 0 | 0 | 0 | 0 | 0 | 159 | 0 | -57 | 0 | -102 | 0 | 0 | 0 | 0 | 0 | 0 | 0
|  |  |  | Very high | 0 | 0 | 0 | 0 | 0 | 0 | 0 | 0 | 0 | 0 | 0 | 0 | 0 | 0 | 0 | 0 | 0 | 0 | 0 | 0 | 0 | 0 | 0 | 0 | 0 | 0 | 0 | 0 | 0 | 0 | 0 | 0 | 0 | 0 | 0 | 0 | 0 | 0 | 0 | 0 | 0 | 0
132KV Network | 1 | Circuit Breaker | Number of Valves | Low | 0 | 0 | 0 | 0 | 0 | 0 | 0 | 0 | 0 | 0 | 0 | 0 | 0 | 0 | 0 | 0 | 0 | 0 | 0 | 0 | 0 | 0 | 0 | 0 | 0 | 0 | 0 | 0 | 0 | 0 | 0 | 0 | 0 | 0 | 0 | 0 | 0 | 0 | 0 | 0 | 0 | 0
|  |  |  | Medium | 85 | 39 | 22 | 11 | 0 | 13 | 85 | 4 | 35 | 33 | 0 | 13 | 85 | 4 | 35 | 33 | 0 | 13 | 0 | 0 | 0 | 0 | 0 | 0 | 0 | 0 | 0 | 0 | 0 | 0 | 0 | 0 | 0 | 0 | 0 | 0 | 0 | 0 | 0 | 0 | 0 | 0
|  |  |  | High | 120 | 21 | 6 | 15 | 19 | 59 | 120 | 64 | 11 | 21 | -2 | 26 | 120 | 10 | 11 | 21 | -2 | 80 | 56 | 54 | 0 | 0 | 0 | -54 | 112 | 56 | -3 | 0 | 0 | -53 | 0 | 0 | 0 | 0 | 0 | 0 | 0 | 0 | 0 | 0 | 0 | 0
|  |  |  | Very high | 0 | 0 | 0 | 0 | 0 | 0 | 0 | 0 | 0 | 0 | 0 | 0 | 0 | 0 | 0 | 0 | 0 | 0 | 0 | 0 | 0 | 0 | 0 | 0 | 0 | 0 | 0 | 0 | 0 | 0 | 0 | 0 | 0 | 0 | 0 | 0 | 0 | 0 | 0 | 0 | 0 | 0
132KV Network | 2 | Transformer | Number of Units | Low | 0 | 0 | 0 | 0 | 0 | 0 | 0 | 0 | 0 | 0 | 0 | 0 | 0 | 0 | 0 | 0 | 0 | 0 | 0 | 0 | 0 | 0 | 0 | 0 | 0 | 0 | 0 | 0 | 0 | 0 | 0 | 0 | 0 | 0 | 0 | 0 | 0 | 0 | 0 | 0 | 0 | 0
|  |  |  | Medium | 62 | 15 | 4 | 38 | 3 | 2 | 62 | 13 | 6 | 13 | 12 | 18 | 62 | 13 | 6 | 13 | 12 | 18 | 0 | 0 | 0 | 0 | 0 | 0 | 0 | 0 | 0 | 0 | 0 | 0 | 0 | 0 | 0 | 0 | 0 | 0 | 0 | 0 | 0 | 0 | 0 | 0
|  |  |  | High | 93 | 19 | 13 | 29 | 22 | 10 | 93 | 29 | 9 | 14 | 15 | 26 | 93 | 18 | 9 | 14 | 15 | 37 | 11 | 11 | 0 | 0 | 0 | -11 | 22 | 11 | 0 | 0 | 0 | -11 | 0 | 0 | 0 | 0 | 0 | 0 | 0 | 0 | 0 | 0 | 0 | 0
|  |  |  | Very high | 0 | 0 | 0 | 0 | 0 | 0 | 0 | 0 | 0 | 0 | 0 | 0 | 0 | 0 | 0 | 0 | 0 | 0 | 0 | 0 | 0 | 0 | 0 | 0 | 0 | 0 | 0 | 0 | 0 | 0 | 0 | 0 | 0 | 0 | 0 | 0 | 0 | 0 | 0 | 0 | 0 | 0
132KV Network | 3 | Reactors | Number of Systems | Low | 0 | 0 | 0 | 0 | 0 | 0 | 0 | 0 | 0 | 0 | 0 | 0 | 0 | 0 | 0 | 0 | 0 | 0 | 0 | 0 | 0 | 0 | 0 | 0 | 0 | 0 | 0 | 0 | 0 | 0 | 0 | 0 | 0 | 0 | 0 | 0 | 0 | 0 | 0 | 0 | 0 | 0
|  |  |  | Medium | 2 | 0 | 0 | 0 | 2 | 0 | 2 | 0 | 0 | 0 | 1 | 1 | 2 | 0 | 0 | 0 | 1 | 1 | 0 | 0 | 0 | 0 | 0 | 0 | 0 | 0 | 0 | 0 | 0 | 0 | 0 | 0 | 0 | 0 | 0 | 0 | 0 | 0 | 0 | 0 | 0 | 0
|  |  |  | High | 0 | 0 | 0 | 0 | 0 | 0 | 0 | 0 | 0 | 0 | 0 | 0 | 0 | 0 | 0 | 0 | 0 | 0 | 0 | 0 | 0 | 0 | 0 | 0 | 0 | 0 | 0 | 0 | 0 | 0 | 0 | 0 | 0 | 0 | 0 | 0 | 0 | 0 | 0 | 0 | 0 | 0
|  |  |  | Very high | 0 | 0 | 0 | 0 | 0 | 0 | 0 | 0 | 0 | 0 | 0 | 0 | 0 | 0 | 0 | 0 | 0 | 0 | 0 | 0 | 0 | 0 | 0 | 0 | 0 | 0 | 0 | 0 | 0 | 0 | 0 | 0 | 0 | 0 | 0 | 0 | 0 | 0 | 0 | 0 | 0 | 0
132KV Network | 4 | Underground Cable | Number of Units | Low | 67.4956 | 63.1276 | 0 | 4.368 | 0 | 0 | 73.7956 | 69.4276 | 0 | 4.368 | 0 | 0 | 67.4956 | 63.1276 | 0 | 4.368 | 0 | 0 | 3.15 | 6.3 | 0 | 0 | 0 | 0 | 6.3 | 6.3 | 0 | 0 | 0 | 0 | 0 | 0 | 0 | 0 | 0 | 0 | 0 | 0 | 0 | 0 | 0 | 0
|  |  |  | Medium | 110.0169 | 21.7791 | 0 | 88.2378 | 0 | 0 | 111.2169 | 28.3458 | 0 | 82.8711 | 0 | 0 | 110.0169 | 21.7791 | 0 | 88.2378 | 0 | 0 | 5.9667 | 6.5667 | 0 | -5.3667 | 0 | 0 | 11.9333 | 6.5667 | 0 | -5.3667 | 0 | 0 | 0 | 0 | 0 | 0 | 0 | 0 | 0 | 0 | 0 | 0 | 0 | 0
|  |  |  | High | 0.266 | 0 | 0 | 0.266 | 0 | 0 | 0.266 | 0 | 0 | 0.266 | 0 | 0 | 0.266 | 0 | 0 | 0.266 | 0 | 0 | 0 | 0 | 0 | 0 | 0 | 0 | 0 | 0 | 0 | 0 | 0 | 0 | 0 | 0 | 0 | 0 | 0 | 0 | 0 | 0 | 0 | 0 | 0 | 0
|  |  |  | Very high | 0 | 0 | 0 | 0 | 0 | 0 | 0 | 0 | 0 | 0 | 0 | 0 | 0 | 0 | 0 | 0 | 0 | 0 | 0 | 0 | 0 | 0 | 0 | 0 | 0 | 0 | 0 | 0 | 0 | 0 | 0 | 0 | 0 | 0 | 0 | 0 | 0 | 0 | 0 | 0 | 0 | 0
132KV Network | 5 | OHL line conductor | Number of Units | Low | 597.2925 | 145.7622 | 0 | 204.8443 | 214.1084 | 32.5776 | 591.7725 | 65.9119 | 79.8503 | 38.1062 | 198.2869 | 209.6172 | 597.2925 | 65.9119 | 79.8503 | 38.1062 | 203.8069 | 209.6172 | 5.52 | 0 | 0 | 0 | -5.52 | 0 | 0 | 0 | 0 | 0 | 0 | 0 | 0 | 0 | 0 | 0 | 0 | 0 | 5.52 | 0 | 0 | 0 | 5.52 | 0
|  |  |  | Medium | 905.2124 | 130.4418 | 75.594 | 124.1348 | 289.7457 | 285.2961 | 904.1454 | 298.1679 | 129.1589 | 101.156 | 110.4801 | 265.1825 | 905.2124 | 1.2829 | 129.1589 | 101.156 | 110.4801 | 563.1345 | 297.952 | 296.885 | 0 | 0 | 0 | -297.952 | 593.77 | 296.885 | 0 | 0 | 0 | -296.885 | 0 | 0 | 0 | 0 | 0 | 0 | 1.067 | 0 | 0 | 0 | 0 | 1.067
|  |  |  | High | 0 | 0 | 0 | 0 | 0 | 0 | 0 | 0 | 0 | 0 | 0 | 0 | 0 | 0 | 0 | 0 | 0 | 0 | 0 | 0 | 0 | 0 | 0 | 0 | 0 | 0 | 0 | 0 | 0 | 0 | 0 | 0 | 0 | 0 | 0 | 0 | 0 | 0 | 0 | 0 | 0 | 0
|  |  |  | Very high | 0 | 0 | 0 | 0 | 0 | 0 | 0 | 0 | 0 | 0 | 0 | 0 | 0 | 0 | 0 | 0 | 0 | 0 | 0 | 0 | 0 | 0 | 0 | 0 | 0 | 0 | 0 | 0 | 0 | 0 | 0 | 0 | 0 | 0 | 0 | 0 | 0 | 0 | 0 | 0 | 0 | 0
132KV Network | 6 | OHL line fittings | Number of Systems | Low | 597.2925 | 261.1242 | 37.341 | 166.0908 | 129.7104 | 3.0261 | 591.7725 | 0 | 269.6132 | 30.568 | 196.961 | 94.6303 | 597.2925 | 0 | 269.6132 | 36.088 | 196.961 | 94.6303 | 5.52 | 0 | 0 | -5.52 | 0 | 0 | 0 | 0 | 0 | 0 | 0 | 0 | 0 | 0 | 0 | 0 | 0 | 0 | 5.52 | 0 | 0 | 5.52 | 0 | 0
|  |  |  | Medium | 905.2124 | 33.1185 | 148.9613 | 409.6376 | 291.8485 | 21.6465 | 904.1454 | 296.885 | 58.2547 | 183.3096 | 211.5441 | 154.152 | 905.2124 | 0 | 59.3217 | 183.3096 | 349.0861 | 313.495 | 297.952 | 296.885 | -1.067 | 0 | -137.542 | -159.343 | 593.77 | 296.885 | 0 | 0 | -137.542 | -159.343 | 0 | 0 | 0 | 0 | 0 | 0 | 1.067 | 0 | 1.067 | 0 | 0 | 0
|  |  |  | High | 0 | 0 | 0 | 0 | 0 | 0 | 0 | 0 | 0 | 0 | 0 | 0 | 0 | 0 | 0 | 0 | 0 | 0 | 0 | 0 | 0 | 0 | 0 | 0 | 0 | 0 | 0 | 0 | 0 | 0 | 0 | 0 | 0 | 0 | 0 | 0 | 0 | 0 | 0 | 0 | 0 | 0
|  |  |  | Very high | 0 | 0 | 0 | 0 | 0 | 0 | 0 | 0 | 0 | 0 | 0 | 0 | 0 | 0 | 0 | 0 | 0 | 0 | 0 | 0 | 0 | 0 | 0 | 0 | 0 | 0 | 0 | 0 | 0 | 0 | 0 | 0 | 0 | 0 | 0 | 0 | 0 | 0 | 0 | 0 | 0 | 0
132KV Network | 7 | OHL towers | Number of Units | Low | 1372 | 734 | 208 | 178 | 96 | 156 | 1362 | 692 | 151 | 146 | 217 | 156 | 1372 | 692 | 161 | 146 | 217 | 156 | 10 | 0 | -10 | 0 | 0 | 0 | 0 | 0 | 0 | 0 | 0 | 0 | 0 | 0 | 0 | 0 | 0 | 0 | 10 | 0 | 10 | 0 | 0 | 0
|  |  |  | Medium | 2308 | 342 | 74 | 312 | 456 | 1124 | 2303 | 519 | 409 | 186 | 348 | 841 | 2308 | 236 | 106 | 186 | 656 | 1124 | 591 | 283 | 303 | 0 | -308 | -283 | 566 | 283 | 0 | 0 | 0 | -283 | 303 | 0 | 0 | 0 | -303 | 0 | 5 | 0 | 0 | 0 | 5 | 0
|  |  |  | High | 0 | 0 | 0 | 0 | 0 | 0 | 0 | 0 | 0 | 0 | 0 | 0 | 0 | 0 | 0 | 0 | 0 | 0 | 0 | 0 | 0 | 0 | 0 | 0 | 0 | 0 | 0 | 0 | 0 | 0 | 0 | 0 | 0 | 0 | 0 | 0 | 0 | 0 | 0 | 0 | 0 | 0
|  |  |  | Very high | 0 | 0 | 0 | 0 | 0 | 0 | 0 | 0 | 0 | 0 | 0 | 0 | 0 | 0 | 0 | 0 | 0 | 0 | 0 | 0 | 0 | 0 | 0 | 0 | 0 | 0 | 0 | 0 | 0 | 0 | 0 | 0 | 0 | 0 | 0 | 0 | 0 | 0 | 0 | 0 | 0 | 0

## 1.4_RAW_Data_Rebased_Volumes
ETs rebased targets of NOMs
Equally as challenging assessment
RAW Data - Rebased: |  | Volumes
[5 empty] | Start | [5 empty] | With Investment | [5 empty] | With No Investment | [5 empty] | Impact of Intervention | [5 empty] | Impact of Intervention | [5 empty] | Impact of Intervention | [5 empty] | Impact of Intervention
[5 empty] | Asset Health and Criticality in 2012/13 | [5 empty] | Asset Health and Criticality in 2020/21 | [5 empty] | Asset Health and Criticality in 2020/21 | [5 empty] | Replacement, Refurbishment and Removal (AH-driven) | [5 empty] | Replacement | [5 empty] | Refurbishment | [5 empty] | Permanent Removal (AH-Driven)
Voltage level | NOM Ref | Asset Group | Unit of Measurement | Criticality | Total population | AH1 | AH2 | AH3 | AH4 | AH5 | Total population | AH1 | AH2 | AH3 | AH4 | AH5 | Total population | AH1 | AH2 | AH3 | AH4 | AH5 | Total Intervention Volume | AH1 | AH2 | AH3 | AH4 | AH5 | Total Replacement Volume | AH1 | AH2 | AH3 | AH4 | AH5 | Total Refurbishment Volume | AH1 | AH2 | AH3 | AH4 | AH5 | Total Removal Volume | AH1 | AH2 | AH3 | AH4 | AH5
400KV Network | 1 | Circuit Breaker | Number of Valves | Low | 28 | 12 | 8 | 1 | 5 | 2 | 28 | 14 | 0 | 0 | 8 | 6 | 28 | 12 | 0 | 0 | 8 | 8 | 2 | 2 | 0 | 0 | 0 | -2 | 4 | 2 | 0 | 0 | 0 | -2 | 0 | 0 | 0 | 0 | 0 | 0 | 0 | 0 | 0 | 0 | 0 | 0
|  |  |  | Medium | 32 | 22 | 3 | 0 | 2 | 5 | 32 | 27 | 0 | 0 | 3 | 2 | 32 | 22 | 0 | 0 | 3 | 7 | 5 | 5 | 0 | 0 | 0 | -5 | 10 | 5 | 0 | 0 | 0 | -5 | 0 | 0 | 0 | 0 | 0 | 0 | 0 | 0 | 0 | 0 | 0 | 0
|  |  |  | High | 2 | 1 | 0 | 1 | 0 | 0 | 2 | 1 | 0 | 0 | 0 | 1 | 2 | 1 | 0 | 0 | 0 | 1 | 0 | 0 | 0 | 0 | 0 | 0 | 0 | 0 | 0 | 0 | 0 | 0 | 0 | 0 | 0 | 0 | 0 | 0 | 0 | 0 | 0 | 0 | 0 | 0
|  |  |  | Very high | 5 | 4 | 0 | 0 | 0 | 1 | 5 | 4 | 0 | 0 | 0 | 1 | 5 | 4 | 0 | 0 | 0 | 1 | 0 | 0 | 0 | 0 | 0 | 0 | 0 | 0 | 0 | 0 | 0 | 0 | 0 | 0 | 0 | 0 | 0 | 0 | 0 | 0 | 0 | 0 | 0 | 0
400KV Network | 2 | Transformer | Number of Sites | Low | 8 | 6 | 2 | 0 | 0 | 0 | 8 | 5 | 1 | 2 | 0 | 0 | 8 | 5 | 1 | 2 | 0 | 0 | 0 | 0 | 0 | 0 | 0 | 0 | 0 | 0 | 0 | 0 | 0 | 0 | 0 | 0 | 0 | 0 | 0 | 0 | 0 | 0 | 0 | 0 | 0 | 0
|  |  |  | Medium | 8 | 4 | 4 | 0 | 0 | 0 | 8 | 4 | 0 | 3 | 1 | 0 | 8 | 4 | 0 | 3 | 1 | 0 | 0 | 0 | 0 | 0 | 0 | 0 | 0 | 0 | 0 | 0 | 0 | 0 | 0 | 0 | 0 | 0 | 0 | 0 | 0 | 0 | 0 | 0 | 0 | 0
|  |  |  | High | 9 | 4 | 5 | 0 | 0 | 0 | 9 | 2 | 2 | 1 | 4 | 0 | 9 | 2 | 2 | 1 | 4 | 0 | 0 | 0 | 0 | 0 | 0 | 0 | 0 | 0 | 0 | 0 | 0 | 0 | 0 | 0 | 0 | 0 | 0 | 0 | 0 | 0 | 0 | 0 | 0 | 0
|  |  |  | Very high | 2 | 1 | 1 | 0 | 0 | 0 | 2 | 1 | 0 | 1 | 0 | 0 | 2 | 1 | 0 | 1 | 0 | 0 | 0 | 0 | 0 | 0 | 0 | 0 | 0 | 0 | 0 | 0 | 0 | 0 | 0 | 0 | 0 | 0 | 0 | 0 | 0 | 0 | 0 | 0 | 0 | 0
400KV Network | 3 | Reactors | Number of Sites | Low | 2 | 0 | 0 | 1 | 1 | 0 | 2 | 0 | 0 | 0 | 0 | 2 | 2 | 0 | 0 | 0 | 0 | 2 | 0 | 0 | 0 | 0 | 0 | 0 | 0 | 0 | 0 | 0 | 0 | 0 | 0 | 0 | 0 | 0 | 0 | 0 | 0 | 0 | 0 | 0 | 0 | 0
|  |  |  | Medium | 0 | 0 | 0 | 0 | 0 | 0 | 0 | 0 | 0 | 0 | 0 | 0 | 0 | 0 | 0 | 0 | 0 | 0 | 0 | 0 | 0 | 0 | 0 | 0 | 0 | 0 | 0 | 0 | 0 | 0 | 0 | 0 | 0 | 0 | 0 | 0 | 0 | 0 | 0 | 0 | 0 | 0
|  |  |  | High | 2 | 2 | 0 | 0 | 0 | 0 | 2 | 2 | 0 | 0 | 0 | 0 | 2 | 2 | 0 | 0 | 0 | 0 | 0 | 0 | 0 | 0 | 0 | 0 | 0 | 0 | 0 | 0 | 0 | 0 | 0 | 0 | 0 | 0 | 0 | 0 | 0 | 0 | 0 | 0 | 0 | 0
|  |  |  | Very high | 0 | 0 | 0 | 0 | 0 | 0 | 0 | 0 | 0 | 0 | 0 | 0 | 0 | 0 | 0 | 0 | 0 | 0 | 0 | 0 | 0 | 0 | 0 | 0 | 0 | 0 | 0 | 0 | 0 | 0 | 0 | 0 | 0 | 0 | 0 | 0 | 0 | 0 | 0 | 0 | 0 | 0
400KV Network | 4 | Underground Cable | Number of Sites | Low | 4.44 | 0 | 0 | 0 | 4.44 | 0 | 4.44 | 0 | 0 | 0 | 0 | 4.44 | 4.44 | 0 | 0 | 0 | 0 | 4.44 | 0 | 0 | 0 | 0 | 0 | 0 | 0 | 0 | 0 | 0 | 0 | 0 | 0 | 0 | 0 | 0 | 0 | 0 | 0 | 0 | 0 | 0 | 0 | 0
|  |  |  | Medium | 2.483 | 2.483 | 0 | 0 | 0 | 0 | 2.483 | 2.483 | 0 | 0 | 0 | 0 | 2.483 | 2.483 | 0 | 0 | 0 | 0 | 0 | 0 | 0 | 0 | 0 | 0 | 0 | 0 | 0 | 0 | 0 | 0 | 0 | 0 | 0 | 0 | 0 | 0 | 0 | 0 | 0 | 0 | 0 | 0
|  |  |  | High | 2.3002 | 2.3002 | 0 | 0 | 0 | 0 | 2.3002 | 2.3002 | 0 | 0 | 0 | 0 | 2.3002 | 2.3002 | 0 | 0 | 0 | 0 | 0 | 0 | 0 | 0 | 0 | 0 | 0 | 0 | 0 | 0 | 0 | 0 | 0 | 0 | 0 | 0 | 0 | 0 | 0 | 0 | 0 | 0 | 0 | 0
|  |  |  | Very high | 0 | 0 | 0 | 0 | 0 | 0 | 0 | 0 | 0 | 0 | 0 | 0 | 0 | 0 | 0 | 0 | 0 | 0 | 0 | 0 | 0 | 0 | 0 | 0 | 0 | 0 | 0 | 0 | 0 | 0 | 0 | 0 | 0 | 0 | 0 | 0 | 0 | 0 | 0 | 0 | 0 | 0
400KV Network | 5 | OHL line conductor | Number of Units | Low | 259.6613 | 56.2471 | 87.6344 | 114.7763 | 1.0035 | 0 | 259.6613 | 56.2471 | 0 | 0.5478 | 100.6466 | 102.2198 | 259.6613 | 56.2471 | 0 | 0.5478 | 100.6466 | 102.2198 | 0 | 0 | 0 | 0 | 0 | 0 | 0 | 0 | 0 | 0 | 0 | 0 | 0 | 0 | 0 | 0 | 0 | 0 | 0 | 0 | 0 | 0 | 0 | 0
|  |  |  | Medium | 756.8037 | 292.0982 | 323.4116 | 79.9066 | 61.3873 | 0 | 756.8037 | 365.0368 | 0.6895 | 17.758 | 311.9321 | 61.3873 | 756.8037 | 291.4087 | 0.6895 | 19.328 | 383.9902 | 61.3873 | 73.6281 | 73.6281 | 0 | -1.57 | -72.0581 | 0 | 147.2562 | 73.6281 | 0 | -1.57 | -72.0581 | 0 | 0 | 0 | 0 | 0 | 0 | 0 | 0 | 0 | 0 | 0 | 0 | 0
|  |  |  | High | 0 | 0 | 0 | 0 | 0 | 0 | 0 | 0 | 0 | 0 | 0 | 0 | 0 | 0 | 0 | 0 | 0 | 0 | 0 | 0 | 0 | 0 | 0 | 0 | 0 | 0 | 0 | 0 | 0 | 0 | 0 | 0 | 0 | 0 | 0 | 0 | 0 | 0 | 0 | 0 | 0 | 0
|  |  |  | Very high | 0 | 0 | 0 | 0 | 0 | 0 | 0 | 0 | 0 | 0 | 0 | 0 | 0 | 0 | 0 | 0 | 0 | 0 | 0 | 0 | 0 | 0 | 0 | 0 | 0 | 0 | 0 | 0 | 0 | 0 | 0 | 0 | 0 | 0 | 0 | 0 | 0 | 0 | 0 | 0 | 0 | 0
400KV Network | 6 | OHL line fittings | Number of Sites | Low | 259.3807 | 91.1196 | 45.0292 | 39.0465 | 84.1854 | 0 | 259.3807 | 78.8364 | 19.0969 | 21.1542 | 27.3325 | 112.9608 | 259.3807 | 78.8364 | 19.0969 | 21.1542 | 27.3325 | 112.9608 | 0 | 0 | 0 | 0 | 0 | 0 | 0 | 0 | 0 | 0 | 0 | 0 | 0 | 0 | 0 | 0 | 0 | 0 | 0 | 0 | 0 | 0 | 0 | 0
|  |  |  | Medium | 662.6361 | 493.484 | 33.966 | 29.0887 | 75.3859 | 30.7115 | 662.6361 | 367.6983 | 55.0502 | 98.8406 | 5.2476 | 135.7993 | 662.6361 | 365.9899 | 56.4181 | 99.1812 | 5.2476 | 135.7993 | 73.6282 | 1.7085 | -1.3679 | -0.34058 | 0 | 0 | 147.2564 | 1.7085 | -1.3679 | -0.34058 | 0 | 0 | 0 | 0 | 0 | 0 | 0 | 0 | 0 | 0 | 0 | 0 | 0 | 0
|  |  |  | High | 94.4477 | 31.7104 | 0 | 27.5408 | 4.4858 | 30.7107 | 94.4477 | 31.7104 | 0 | 0 | 0 | 62.7373 | 94.4477 | 31.7104 | 0 | 0 | 0 | 62.7373 | 0 | 0 | 0 | 0 | 0 | 0 | 0 | 0 | 0 | 0 | 0 | 0 | 0 | 0 | 0 | 0 | 0 | 0 | 0 | 0 | 0 | 0 | 0 | 0
|  |  |  | Very high | 0 | 0 | 0 | 0 | 0 | 0 | 0 | 0 | 0 | 0 | 0 | 0 | 0 | 0 | 0 | 0 | 0 | 0 | 0 | 0 | 0 | 0 | 0 | 0 | 0 | 0 | 0 | 0 | 0 | 0 | 0 | 0 | 0 | 0 | 0 | 0 | 0 | 0 | 0 | 0 | 0 | 0
400KV Network | 7 | OHL towers | Number of Sites | Low | 544 | 156 | 241 | 62 | 85 | 0 | 544 | 112 | 59 | 207 | 73 | 93 | 544 | 112 | 57 | 207 | 73 | 95 | 2 | 0 | 2 | 0 | 0 | -2 | 0 | 0 | 0 | 0 | 0 | 0 | 2 | 0 | 0 | 0 | 0 | -2 | 0 | 0 | 0 | 0 | 0 | 0
|  |  |  | Medium | 836 | 384 | 151 | 70 | 231 | 0 | 836 | 338 | 35 | 119 | 23 | 321 | 836 | 338 | 33 | 119 | 23 | 323 | 2 | 0 | 2 | 0 | 0 | -2 | 0 | 0 | 0 | 0 | 0 | 0 | 2 | 0 | 0 | 0 | 0 | -2 | 0 | 0 | 0 | 0 | 0 | 0
|  |  |  | High | 240 | 22 | 1 | 217 | 0 | 0 | 240 | 21 | 218 | 1 | 0 | 0 | 240 | 21 | 1 | 1 | 0 | 217 | 217 | 0 | 217 | 0 | 0 | -217 | 0 | 0 | 0 | 0 | 0 | 0 | 217 | 0 | 0 | 0 | 0 | -217 | 0 | 0 | 0 | 0 | 0 | 0
|  |  |  | Very high | 108 | 24 | 84 | 0 | 0 | 0 | 108 | 0 | 0 | 108 | 0 | 0 | 108 | 0 | 0 | 108 | 0 | 0 | 0 | 0 | 0 | 0 | 0 | 0 | 0 | 0 | 0 | 0 | 0 | 0 | 0 | 0 | 0 | 0 | 0 | 0 | 0 | 0 | 0 | 0 | 0 | 0
275KV Network | 1 | Circuit Breaker | Number of Sites | Low | 65 | 33 | 2 | 3 | 17 | 10 | 76 | 59 | 0 | 1 | 1 | 15 | 65 | 33 | 0 | 1 | 1 | 30 | 20.5 | 26 | 0 | 0 | 0 | -15 | 41 | 26 | 0 | 0 | 0 | -15 | 0 | 0 | 0 | 0 | 0 | 0 | 0 | 0 | 0 | 0 | 0 | 0
|  |  |  | Medium | 41 | 14 | 0 | 10 | 9 | 8 | 37 | 22 | 0 | 0 | 0 | 15 | 41 | 14 | 0 | 0 | 0 | 27 | 11 | 8 | 0 | 0 | 0 | -12 | 22 | 8 | 0 | 0 | 0 | -12 | 0 | 0 | 0 | 0 | 0 | 0 | 0 | 0 | 0 | 0 | 0 | 0
|  |  |  | High | 30 | 11 | 4 | 2 | 5 | 8 | 28 | 13 | 0 | 3 | 1 | 11 | 30 | 11 | 0 | 3 | 1 | 15 | 3 | 2 | 0 | 0 | 0 | -4 | 6 | 2 | 0 | 0 | 0 | -4 | 0 | 0 | 0 | 0 | 0 | 0 | 0 | 0 | 0 | 0 | 0 | 0
|  |  |  | Very high | 28 | 14 | 4 | 3 | 7 | 0 | 27 | 16 | 0 | 2 | 2 | 7 | 28 | 14 | 0 | 2 | 2 | 10 | 2.5 | 2 | 0 | 0 | 0 | -3 | 5 | 2 | 0 | 0 | 0 | -3 | 0 | 0 | 0 | 0 | 0 | 0 | 0 | 0 | 0 | 0 | 0 | 0
275KV Network | 2 | Transformer | Number of Systems | Low | 28 | 15 | 11 | 0 | 2 | 0 | 28 | 17 | 0 | 5 | 6 | 0 | 28 | 15 | 0 | 5 | 6 | 2 | 2 | 2 | 0 | 0 | 0 | -2 | 4 | 2 | 0 | 0 | 0 | -2 | 0 | 0 | 0 | 0 | 0 | 0 | 0 | 0 | 0 | 0 | 0 | 0
|  |  |  | Medium | 40 | 13 | 21 | 4 | 2 | 0 | 40 | 15 | 0 | 10 | 13 | 2 | 40 | 13 | 0 | 10 | 14 | 3 | 2 | 2 | 0 | 0 | -1 | -1 | 4 | 2 | 0 | 0 | -1 | -1 | 0 | 0 | 0 | 0 | 0 | 0 | 0 | 0 | 0 | 0 | 0 | 0
|  |  |  | High | 20 | 6 | 8 | 4 | 0 | 2 | 20 | 9 | 0 | 5 | 5 | 1 | 20 | 6 | 0 | 5 | 6 | 3 | 3 | 3 | 0 | 0 | -1 | -2 | 6 | 3 | 0 | 0 | -1 | -2 | 0 | 0 | 0 | 0 | 0 | 0 | 0 | 0 | 0 | 0 | 0 | 0
|  |  |  | Very high | 4 | 0 | 2 | 2 | 0 | 0 | 4 | 0 | 0 | 2 | 2 | 0 | 4 | 0 | 0 | 2 | 2 | 0 | 0 | 0 | 0 | 0 | 0 | 0 | 0 | 0 | 0 | 0 | 0 | 0 | 0 | 0 | 0 | 0 | 0 | 0 | 0 | 0 | 0 | 0 | 0 | 0
275KV Network | 3 | Reactors | Number of Systems | Low | 2 | 2 | 0 | 0 | 0 | 0 | 2 | 2 | 0 | 0 | 0 | 0 | 2 | 2 | 0 | 0 | 0 | 0 | 0 | 0 | 0 | 0 | 0 | 0 | 0 | 0 | 0 | 0 | 0 | 0 | 0 | 0 | 0 | 0 | 0 | 0 | 0 | 0 | 0 | 0 | 0 | 0
|  |  |  | Medium | 11 | 0 | 3 | 1 | 7 | 0 | 11 | 8 | 0 | 0 | 2 | 1 | 11 | 0 | 0 | 0 | 3 | 8 | 8 | 8 | 0 | 0 | -1 | -7 | 16 | 8 | 0 | 0 | -1 | -7 | 0 | 0 | 0 | 0 | 0 | 0 | 0 | 0 | 0 | 0 | 0 | 0
|  |  |  | High | 0 | 0 | 0 | 0 | 0 | 0 | 0 | 0 | 0 | 0 | 0 | 0 | 0 | 0 | 0 | 0 | 0 | 0 | 0 | 0 | 0 | 0 | 0 | 0 | 0 | 0 | 0 | 0 | 0 | 0 | 0 | 0 | 0 | 0 | 0 | 0 | 0 | 0 | 0 | 0 | 0 | 0
|  |  |  | Very high | 1 | 1 | 0 | 0 | 0 | 0 | 1 | 1 | 0 | 0 | 0 | 0 | 1 | 1 | 0 | 0 | 0 | 0 | 0 | 0 | 0 | 0 | 0 | 0 | 0 | 0 | 0 | 0 | 0 | 0 | 0 | 0 | 0 | 0 | 0 | 0 | 0 | 0 | 0 | 0 | 0 | 0
275KV Network | 4 | Underground Cable | Number of Systems | Low | 50.2738 | 48.4216 | 0.6611 | 0.888 | 0.3031 | 0 | 50.2738 | 48.1317 | 0.2899 | 0.6611 | 0 | 1.1911 | 50.2738 | 48.1317 | 0.2899 | 0.6611 | 0 | 1.1911 | 0 | 0 | 0 | 0 | 0 | 0 | 0 | 0 | 0 | 0 | 0 | 0 | 0 | 0 | 0 | 0 | 0 | 0 | 0 | 0 | 0 | 0 | 0 | 0
|  |  |  | Medium | 35.8694 | 35.1017 | 0.6787 | 0.089 | 0 | 0 | 35.8694 | 35.1017 | 0 | 0.6787 | 0 | 0.089 | 35.8694 | 35.1017 | 0 | 0.6787 | 0 | 0.089 | 0 | 0 | 0 | 0 | 0 | 0 | 0 | 0 | 0 | 0 | 0 | 0 | 0 | 0 | 0 | 0 | 0 | 0 | 0 | 0 | 0 | 0 | 0 | 0
|  |  |  | High | 1.6852 | 1.5618 | 0.1234 | 0 | 0 | 0 | 1.6852 | 0.8 | 0.7618 | 0.1234 | 0 | 0 | 1.6852 | 0.8 | 0.7618 | 0.1234 | 0 | 0 | 0 | 0 | 0 | 0 | 0 | 0 | 0 | 0 | 0 | 0 | 0 | 0 | 0 | 0 | 0 | 0 | 0 | 0 | 0 | 0 | 0 | 0 | 0 | 0
|  |  |  | Very high | 17.4106 | 8.4102 | 9.0004 | 0 | 0 | 0 | 17.4106 | 8.4102 | 0 | 0 | 9.0004 | 0 | 17.4106 | 8.4102 | 0 | 0 | 9.0004 | 0 | 0 | 0 | 0 | 0 | 0 | 0 | 0 | 0 | 0 | 0 | 0 | 0 | 0 | 0 | 0 | 0 | 0 | 0 | 0 | 0 | 0 | 0 | 0 | 0
275KV Network | 5 | OHL line conductor | Number of Systems | Low | 531.8186 | 105.3359 | 171.7904 | 0.1427 | 198.9891 | 55.5605 | 531.8441 | 231.0295 | 30.1538 | 58.3473 | 37.44 | 174.8735 | 531.8186 | 72.1369 | 33.199 | 64.7607 | 107.0297 | 254.6923 | 161.8601 | 158.8926 | -3.0452 | -6.4134 | -69.5897 | -79.8188 | 323.7201 | 158.8926 | -3.0452 | -6.4134 | -69.5897 | -79.8188 | 0 | 0 | 0 | 0 | 0 | 0 | 0 | 0 | 0 | 0 | 0 | 0
|  |  |  | Medium | 178.1628 | 49.8142 | 90.133 | 0 | 18.1493 | 20.0663 | 178.1628 | 64.9507 | 28.038 | 0 | 82.0853 | 3.0888 | 178.1628 | 21.7762 | 28.038 | 0 | 90.133 | 38.2156 | 43.1745 | 43.1745 | 0 | 0 | -8.0477 | -35.1268 | 86.349 | 43.1745 | 0 | 0 | -8.0477 | -35.1268 | 0 | 0 | 0 | 0 | 0 | 0 | 0 | 0 | 0 | 0 | 0 | 0
|  |  |  | High | 199.6069 | 30.1579 | 124.9532 | 1.6975 | 42.7983 | 0 | 199.6069 | 62.6794 | 1.7516 | 65.9525 | 34.138 | 35.0854 | 199.6069 | 28.4063 | 1.7516 | 91.2221 | 35.082 | 43.1449 | 36.4837 | 34.2731 | 0 | -25.2696 | -0.944 | -8.0595 | 72.9674 | 34.2731 | 0 | -25.2696 | -0.944 | -8.0595 | 0 | 0 | 0 | 0 | 0 | 0 | 0 | 0 | 0 | 0 | 0 | 0
|  |  |  | Very high | 248.1484 | 1.6651 | 164.3697 | 1.1857 | 69.2737 | 11.6542 | 248.1229 | 77.0919 | 1.969 | 25.7357 | 89.4106 | 53.9157 | 248.1484 | 0.0791 | 1.586 | 27.3182 | 137.9628 | 81.2023 | 89.0627 | 77.0128 | 0.383 | -1.5825 | -48.5522 | -27.2866 | 178.1255 | 77.0128 | 0.383 | -1.5825 | -48.5522 | -27.2866 | 0 | 0 | 0 | 0 | 0 | 0 | 0 | 0 | 0 | 0 | 0 | 0
275KV Network | 6 | OHL line fittings | Number of Valves | Low | 527.3053 | 186.8959 | 32.5737 | 60.1552 | 28.6212 | 219.0593 | 527.3053 | 238.7877 | 1.628 | 10.2106 | 20.0546 | 256.6244 | 527.3053 | 183.0821 | 3.8138 | 10.874 | 25.0306 | 304.5047 | 162.3241 | 55.7055 | -2.1858 | -0.66347 | -4.976 | -47.8802 | 324.6483 | 55.7055 | -2.1858 | -0.66347 | -4.976 | -47.8802 | 0 | 0 | 0 | 0 | 0 | 0 | 0 | 0 | 0 | 0 | 0 | 0
|  |  |  | Medium | 183.1635 | 74.3859 | 1.3101 | 43.077 | 21.2427 | 43.1478 | 183.1635 | 106.7242 | 2.3636 | 0.34824 | 1.7375 | 71.9899 | 183.1635 | 71.3294 | 2.3636 | 0.34824 | 2.0029 | 107.1193 | 43.1771 | 35.3948 | 0 | 0 | -0.26541 | -35.1294 | 86.3542 | 35.3948 | 0 | 0 | -0.26541 | -35.1294 | 0 | 0 | 0 | 0 | 0 | 0 | 0 | 0 | 0 | 0 | 0 | 0
|  |  |  | High | 199.9362 | 92.0682 | 9.7175 | 34.1845 | 48.8929 | 15.0731 | 199.5967 | 119.8148 | 4.94 | 2.5713 | 17.5409 | 54.7297 | 199.9362 | 86.7927 | 5.2755 | 2.8879 | 25.8302 | 79.1499 | 36.993 | 33.022 | -0.33547 | -0.31665 | -8.2893 | -24.4201 | 73.9859 | 33.022 | -0.33547 | -0.31665 | -8.2893 | -24.4201 | 0 | 0 | 0 | 0 | 0 | 0 | 0 | 0 | 0 | 0 | 0 | 0
|  |  |  | Very high | 247.3322 | 141.1169 | 4.9621 | 40.2401 | 26.9443 | 34.0688 | 247.6717 | 158.7136 | 6.7702 | 2.2954 | 17.8445 | 62.048 | 247.3322 | 134.03 | 6.7702 | 2.6305 | 18.1796 | 85.7219 | 88.0872 | 24.6836 | 0 | -0.33506 | -0.33506 | -23.6739 | 176.1744 | 24.6836 | 0 | -0.33506 | -0.33506 | -23.6739 | 0 | 0 | 0 | 0 | 0 | 0 | 0 | 0 | 0 | 0 | 0 | 0
275KV Network | 7 | OHL towers | Number of Valves | Low | 863 | 552 | 39 | 166 | 106 | 0 | 863 | 461 | 359 | 30 | 6 | 7 | 863 | 461 | 93 | 30 | 6 | 273 | 266 | 0 | 266 | 0 | 0 | -266 | 0 | 0 | 0 | 0 | 0 | 0 | 266 | 0 | 0 | 0 | 0 | -266 | 0 | 0 | 0 | 0 | 0 | 0
|  |  |  | Medium | 273 | 175 | 33 | 57 | 8 | 0 | 273 | 167 | 66 | 15 | 2 | 23 | 273 | 167 | 8 | 15 | 2 | 81 | 58 | 0 | 58 | 0 | 0 | -58 | 0 | 0 | 0 | 0 | 0 | 0 | 58 | 0 | 0 | 0 | 0 | -58 | 0 | 0 | 0 | 0 | 0 | 0
|  |  |  | High | 258 | 164 | 61 | 16 | 17 | 0 | 258 | 124 | 60 | 55 | 4 | 15 | 258 | 124 | 43 | 55 | 4 | 32 | 17 | 0 | 17 | 0 | 0 | -17 | 0 | 0 | 0 | 0 | 0 | 0 | 17 | 0 | 0 | 0 | 0 | -17 | 0 | 0 | 0 | 0 | 0 | 0
|  |  |  | Very high | 374 | 99 | 105 | 101 | 69 | 0 | 374 | 52 | 126 | 59 | 47 | 90 | 374 | 52 | 58 | 59 | 47 | 158 | 68 | 0 | 68 | 0 | 0 | -68 | 0 | 0 | 0 | 0 | 0 | 0 | 68 | 0 | 0 | 0 | 0 | -68 | 0 | 0 | 0 | 0 | 0 | 0
132KV Network | 1 | Circuit Breaker | Number of Valves | Low | 88 | 45 | 0 | 12 | 25 | 6 | 90 | 64 | 0 | 0 | 0 | 26 | 88 | 45 | 0 | 0 | 0 | 43 | 18 | 19 | 0 | 0 | 0 | -17 | 36 | 19 | 0 | 0 | 0 | -17 | 0 | 0 | 0 | 0 | 0 | 0 | 0 | 0 | 0 | 0 | 0 | 0
|  |  |  | Medium | 36 | 8 | 0 | 7 | 7 | 14 | 35 | 29 | 0 | 0 | 0 | 6 | 36 | 8 | 0 | 0 | 0 | 28 | 21.5 | 21 | 0 | 0 | 0 | -22 | 43 | 21 | 0 | 0 | 0 | -22 | 0 | 0 | 0 | 0 | 0 | 0 | 0 | 0 | 0 | 0 | 0 | 0
|  |  |  | High | 33 | 20 | 0 | 5 | 4 | 4 | 34 | 26 | 0 | 0 | 0 | 8 | 33 | 20 | 0 | 0 | 0 | 13 | 7.5 | 6 | 0 | 0 | 0 | -5 | 15 | 6 | 0 | 0 | 0 | -5 | 0 | 0 | 0 | 0 | 0 | 0 | 0 | 0 | 0 | 0 | 0 | 0
|  |  |  | Very high | 48 | 24 | 0 | 10 | 6 | 8 | 46 | 32 | 0 | 0 | 0 | 14 | 48 | 24 | 0 | 0 | 0 | 24 | 9 | 8 | 0 | 0 | 0 | -10 | 18 | 8 | 0 | 0 | 0 | -10 | 0 | 0 | 0 | 0 | 0 | 0 | 0 | 0 | 0 | 0 | 0 | 0
132KV Network | 2 | Transformer | Number of Units | Low | 74 | 22 | 43 | 3 | 6 | 0 | 74 | 23 | 2 | 23 | 20 | 6 | 74 | 21 | 2 | 24 | 20 | 7 | 2 | 2 | 0 | -1 | 0 | -1 | 4 | 2 | 0 | -1 | 0 | -1 | 0 | 0 | 0 | 0 | 0 | 0 | 0 | 0 | 0 | 0 | 0 | 0
|  |  |  | Medium | 35 | 8 | 16 | 1 | 5 | 5 | 35 | 13 | 0 | 10 | 7 | 5 | 35 | 7 | 0 | 10 | 7 | 11 | 6 | 6 | 0 | 0 | 0 | -6 | 12 | 6 | 0 | 0 | 0 | -6 | 0 | 0 | 0 | 0 | 0 | 0 | 0 | 0 | 0 | 0 | 0 | 0
|  |  |  | High | 46 | 20 | 18 | 3 | 5 | 0 | 46 | 18 | 3 | 12 | 8 | 5 | 46 | 15 | 3 | 13 | 8 | 7 | 3 | 3 | 0 | -1 | 0 | -2 | 6 | 3 | 0 | -1 | 0 | -2 | 0 | 0 | 0 | 0 | 0 | 0 | 0 | 0 | 0 | 0 | 0 | 0
|  |  |  | Very high | 0 | 0 | 0 | 0 | 0 | 0 | 0 | 0 | 0 | 0 | 0 | 0 | 0 | 0 | 0 | 0 | 0 | 0 | 0 | 0 | 0 | 0 | 0 | 0 | 0 | 0 | 0 | 0 | 0 | 0 | 0 | 0 | 0 | 0 | 0 | 0 | 0 | 0 | 0 | 0 | 0 | 0
132KV Network | 3 | Reactors | Number of Systems | Low | 0 | 0 | 0 | 0 | 0 | 0 | 0 | 0 | 0 | 0 | 0 | 0 | 0 | 0 | 0 | 0 | 0 | 0 | 0 | 0 | 0 | 0 | 0 | 0 | 0 | 0 | 0 | 0 | 0 | 0 | 0 | 0 | 0 | 0 | 0 | 0 | 0 | 0 | 0 | 0 | 0 | 0
|  |  |  | Medium | 2 | 0 | 1 | 1 | 0 | 0 | 2 | 0 | 0 | 1 | 1 | 0 | 2 | 0 | 0 | 1 | 1 | 0 | 0 | 0 | 0 | 0 | 0 | 0 | 0 | 0 | 0 | 0 | 0 | 0 | 0 | 0 | 0 | 0 | 0 | 0 | 0 | 0 | 0 | 0 | 0 | 0
|  |  |  | High | 0 | 0 | 0 | 0 | 0 | 0 | 0 | 0 | 0 | 0 | 0 | 0 | 0 | 0 | 0 | 0 | 0 | 0 | 0 | 0 | 0 | 0 | 0 | 0 | 0 | 0 | 0 | 0 | 0 | 0 | 0 | 0 | 0 | 0 | 0 | 0 | 0 | 0 | 0 | 0 | 0 | 0
|  |  |  | Very high | 0 | 0 | 0 | 0 | 0 | 0 | 0 | 0 | 0 | 0 | 0 | 0 | 0 | 0 | 0 | 0 | 0 | 0 | 0 | 0 | 0 | 0 | 0 | 0 | 0 | 0 | 0 | 0 | 0 | 0 | 0 | 0 | 0 | 0 | 0 | 0 | 0 | 0 | 0 | 0 | 0 | 0
132KV Network | 4 | Underground Cable | Number of Units | Low | 85.443 | 52.0787 | 7.3863 | 7.2181 | 18.7599 | 0 | 92.9431 | 63.6452 | 0 | 1.0759 | 11.1239 | 17.0981 | 85.443 | 52.0787 | 0 | 1.0759 | 9.8243 | 22.4641 | 9.116 | 11.5665 | 0 | 0 | 1.2996 | -5.366 | 18.2321 | 11.5665 | 0 | 0 | 1.2996 | -5.366 | 0 | 0 | 0 | 0 | 0 | 0 | 0 | 0 | 0 | 0 | 0 | 0
|  |  |  | Medium | 46.1907 | 44.3087 | 1.4747 | 0.3173 | 0.09 | 0 | 46.1907 | 44.3087 | 0 | 1.4747 | 0 | 0.4073 | 46.1907 | 44.3087 | 0 | 1.4747 | 0 | 0.4073 | 0 | 0 | 0 | 0 | 0 | 0 | 0 | 0 | 0 | 0 | 0 | 0 | 0 | 0 | 0 | 0 | 0 | 0 | 0 | 0 | 0 | 0 | 0 | 0
|  |  |  | High | 41.9365 | 40.626 | 1.3105 | 0 | 0 | 0 | 41.9365 | 40.5566 | 0.0694 | 1.3105 | 0 | 0 | 41.9365 | 40.5566 | 0.0694 | 1.3105 | 0 | 0 | 0 | 0 | 0 | 0 | 0 | 0 | 0 | 0 | 0 | 0 | 0 | 0 | 0 | 0 | 0 | 0 | 0 | 0 | 0 | 0 | 0 | 0 | 0 | 0
|  |  |  | Very high | 4.2089 | 3.7125 | 0.4964 | 0 | 0 | 0 | 4.2089 | 3.7125 | 0 | 0.4964 | 0 | 0 | 4.2089 | 3.7125 | 0 | 0.4964 | 0 | 0 | 0 | 0 | 0 | 0 | 0 | 0 | 0 | 0 | 0 | 0 | 0 | 0 | 0 | 0 | 0 | 0 | 0 | 0 | 0 | 0 | 0 | 0 | 0 | 0
132KV Network | 5 | OHL line conductor | Number of Units | Low | 701.9473 | 170.7697 | 361.8409 | 2.9767 | 53.9328 | 112.4272 | 700.9338 | 337.6179 | 42.3509 | 178.1167 | 57.0297 | 85.8186 | 701.9473 | 120.3652 | 50.4045 | 307.6051 | 57.0297 | 166.5428 | 218.2869 | 217.2527 | -8.0536 | -129.4884 | 0 | -80.7242 | 434.4639 | 217.2527 | -8.0536 | -129.4884 | 0 | -79.6692 | 0 | 0 | 0 | 0 | 0 | 0 | 1.055 | 0 | 0 | 0 | 0 | 1.055
|  |  |  | Medium | 166.0748 | 49.9269 | 30.6059 | 25.4369 | 20.4249 | 39.6802 | 166.0748 | 80.8428 | 8.7643 | 30.6059 | 25.4369 | 20.4249 | 166.0748 | 41.1626 | 8.7643 | 30.6059 | 25.4369 | 60.1051 | 39.6802 | 39.6802 | 0 | 0 | 0 | -39.6802 | 79.3604 | 39.6802 | 0 | 0 | 0 | -39.6802 | 0 | 0 | 0 | 0 | 0 | 0 | 0 | 0 | 0 | 0 | 0 | 0
|  |  |  | High | 354.2171 | 216.4177 | 102.2529 | 0 | 35.5465 | 0 | 348.6601 | 183.234 | 82.4319 | 47.4477 | 0 | 35.5465 | 354.2171 | 188.791 | 82.4319 | 47.4477 | 0 | 35.5465 | 5.557 | -5.557 | 0 | 0 | 0 | 0 | 0 | 0 | 0 | 0 | 0 | 0 | 0 | 0 | 0 | 0 | 0 | 0 | 5.557 | 5.557 | 0 | 0 | 0 | 0
|  |  |  | Very high | 280.2661 | 97.2223 | 116.5038 | 26.5464 | 0 | 39.9936 | 280.2246 | 136.072 | 1.1024 | 69.0598 | 47.444 | 26.5464 | 280.2661 | 96.1199 | 1.1024 | 69.0598 | 47.444 | 66.54 | 39.9729 | 39.9521 | 0 | 0 | 0 | -39.9936 | 79.9457 | 39.9521 | 0 | 0 | 0 | -39.9936 | 0 | 0 | 0 | 0 | 0 | 0 | 0 | 0 | 0 | 0 | 0 | 0
132KV Network | 6 | OHL line fittings | Number of Systems | Low | 655.1564 | 297.7879 | 98.8274 | 24.8666 | 85.343 | 148.3314 | 654.1014 | 426.3315 | 29.1859 | 14.6703 | 34.1728 | 149.741 | 655.1564 | 262.1362 | 42.8945 | 58.6341 | 43.5018 | 247.9899 | 218.3077 | 164.1953 | -13.7087 | -43.9638 | -9.329 | -98.2488 | 434.5054 | 164.1953 | -13.7087 | -43.9638 | -9.329 | -97.1938 | 0 | 0 | 0 | 0 | 0 | 0 | 1.055 | 0 | 0 | 0 | 0 | 1.055
|  |  |  | Medium | 182.606 | 73.0249 | 28.0906 | 3.7222 | 13.4109 | 64.3574 | 182.606 | 111.4644 | 1.5509 | 24.4941 | 6.0779 | 39.0187 | 182.606 | 71.7842 | 1.5509 | 24.4941 | 6.0779 | 78.6989 | 39.6802 | 39.6802 | 0 | 0 | 0 | -39.6802 | 79.3604 | 39.6802 | 0 | 0 | 0 | -39.6802 | 0 | 0 | 0 | 0 | 0 | 0 | 0 | 0 | 0 | 0 | 0 | 0
|  |  |  | High | 304.4431 | 149.8733 | 22.2474 | 41.2877 | 54.0288 | 37.0059 | 298.8862 | 133.8376 | 15.1981 | 8.5539 | 43.4915 | 97.805 | 304.4432 | 133.8376 | 20.7551 | 8.5539 | 43.4915 | 97.805 | 5.557 | 0 | -5.557 | 0 | 0 | 0 | 0 | 0 | 0 | 0 | 0 | 0 | 0 | 0 | 0 | 0 | 0 | 0 | 5.557 | 0 | 5.557 | 0 | 0 | 0
|  |  |  | Very high | 360.2991 | 240.1625 | 9.7073 | 0.42189 | 12.4317 | 97.5757 | 360.2991 | 243.116 | 34.6827 | 9.8307 | 2.6145 | 70.0553 | 360.2991 | 203.1639 | 34.6827 | 9.8307 | 2.6145 | 110.0074 | 39.9521 | 39.9521 | 0 | 0 | 0 | -39.9521 | 79.9042 | 39.9521 | 0 | 0 | 0 | -39.9521 | 0 | 0 | 0 | 0 | 0 | 0 | 0 | 0 | 0 | 0 | 0 | 0
132KV Network | 7 | OHL towers | Number of Units | Low | 1657 | 682 | 363 | 40 | 472 | 100 | 1652 | 815 | 371 | 286 | 40 | 140 | 1657 | 532 | 220 | 286 | 40 | 579 | 440 | 283 | 151 | 0 | 0 | -439 | 566 | 283 | 0 | 0 | 0 | -283 | 152 | 0 | -1 | 0 | 0 | -151 | 5 | 0 | 0 | 0 | 0 | 5
|  |  |  | Medium | 410 | 160 | 26 | 72 | 49 | 103 | 410 | 160 | 5 | 20 | 76 | 149 | 410 | 160 | 5 | 20 | 76 | 149 | 0 | 0 | 0 | 0 | 0 | 0 | 0 | 0 | 0 | 0 | 0 | 0 | 0 | 0 | 0 | 0 | 0 | 0 | 0 | 0 | 0 | 0 | 0 | 0
|  |  |  | High | 446 | 69 | 186 | 9 | 167 | 15 | 446 | 62 | 160 | 180 | 13 | 31 | 446 | 62 | 9 | 180 | 13 | 182 | 151 | 0 | 151 | 0 | 0 | -151 | 0 | 0 | 0 | 0 | 0 | 0 | 151 | 0 | 0 | 0 | 0 | -151 | 0 | 0 | 0 | 0 | 0 | 0
|  |  |  | Very high | 1167 | 835 | 177 | 16 | 134 | 5 | 1157 | 766 | 75 | 146 | 23 | 147 | 1167 | 766 | 75 | 156 | 23 | 147 | 10 | 0 | 0 | -10 | 0 | 0 | 0 | 0 | 0 | 0 | 0 | 0 | 0 | 0 | 0 | 0 | 0 | 0 | 10 | 0 | 0 | 10 | 0 | 0

## 1.5_RAW_Data_Rebased_MR
eTs rebased targets of NOMs
Equally as challenging assessment
RAW Data - Rebased: |  | Monetised Risk
[5 empty] | Start | [5 empty] | With Investment | [5 empty] | With No Investment | [5 empty] | Impact of Intervention | [5 empty] | Impact of Intervention | [5 empty] | Impact of Intervention | [5 empty] | Impact of Intervention
[5 empty] | Asset Health and Criticality in 2012/13 | [5 empty] | Asset Health and Criticality in 2020/21 | [5 empty] | Asset Health and Criticality in 2020/21 | [5 empty] | Replacement, Refurbishment and Removal (AH-driven) | [5 empty] | Replacement | [5 empty] | Refurbishment | [5 empty] | Permanent Removal (AH-Driven)
Voltage level | NOM Ref | Asset Group | Unit of Measurement | Criticality | Total Monetised Risk at 31 March 2013 | AH1 | AH2 | AH3 | AH4 | AH5 | Total Monetised Risk at 31 March 2021 | AH1 | AH2 | AH3 | AH4 | AH5 | Total Monetised Risk at 31 March 2021 | AH1 | AH2 | AH3 | AH4 | AH5 | Total MR Impact | AH1 | AH2 | AH3 | AH4 | AH5 | MR Impact of Replacement | AH1 | AH2 | AH3 | AH4 | AH5 | MR Impact of Refurbishment | AH1 | AH2 | AH3 | AH4 | AH5 | MR Impact of Removal | AH1 | AH2 | AH3 | AH4 | AH5
400KV Network | 1 | Circuit Breaker | Number of Valves | Low | 608676.1085 | 98517.0838 | 182683.321 | 6155.4357 | 57212.2839 | 264107.9841 | 794959.8215 | 146428.8469 | 0 | 0 | 497313.9716 | 151217.003 | 1385446.9314 | 98517.0838 | 0 | 0 | 497313.9716 | 789615.876 | -590487.11 | 47911.763 | 0 | 0 | 0 | -638398.873 | 686310.636 | 47911.763 | 0 | 0 | 0 | -638398.873 | 0 | 0 | 0 | 0 | 0 | 0 | 0 | 0 | 0 | 0 | 0 | 0
|  |  |  | Medium | 2043882.6737 | 734752.5293 | 142316.7433 | 0 | 234693.7244 | 932119.6767 | 1880619.753 | 903848.1257 | 0 | 0 | 445901.8866 | 530869.7408 | 3974047.2502 | 734752.5293 | 0 | 0 | 445901.8866 | 2793392.8342 | -2093427.4972 | 169095.5963 | 0 | 0 | 0 | -2262523.0935 | 2431618.6898 | 169095.5963 | 0 | 0 | 0 | -2262523.0935 | 0 | 0 | 0 | 0 | 0 | 0 | 0 | 0 | 0 | 0 | 0 | 0
|  |  |  | High | 150528.0977 | 50992.8866 | 0 | 99535.211 | 0 | 0 | 377355.5257 | 50992.8866 | 0 | 0 | 0 | 326362.6391 | 377355.5257 | 50992.8866 | 0 | 0 | 0 | 326362.6391 | 0 | 0 | 0 | 0 | 0 | 0 | 0 | 0 | 0 | 0 | 0 | 0 | 0 | 0 | 0 | 0 | 0 | 0 | 0 | 0 | 0 | 0 | 0 | 0
|  |  |  | Very high | 7045591.4356 | 2229037.9784 | 0 | 0 | 0 | 4816553.4571 | 14112022.1337 | 2229037.9784 | 0 | 0 | 0 | 11882984.1552 | 14112022.1337 | 2229037.9784 | 0 | 0 | 0 | 11882984.1552 | 0 | 0 | 0 | 0 | 0 | 0 | 0 | 0 | 0 | 0 | 0 | 0 | 0 | 0 | 0 | 0 | 0 | 0 | 0 | 0 | 0 | 0 | 0 | 0
400KV Network | 2 | Transformer | Number of Sites | Low | 632376.3525 | 438861.9155 | 193514.437 | 0 | 0 | 0 | 941446.8641 | 373695.745 | 131580.611 | 436170.5081 | 0 | 0 | 941446.8641 | 373695.745 | 131580.611 | 436170.5081 | 0 | 0 | 0 | 0 | 0 | 0 | 0 | 0 | 0 | 0 | 0 | 0 | 0 | 0 | 0 | 0 | 0 | 0 | 0 | 0 | 0 | 0 | 0 | 0 | 0 | 0
|  |  |  | Medium | 1447481.786 | 616618.7565 | 830863.0295 | 0 | 0 | 0 | 2173795.4945 | 616618.7565 | 0 | 1043431.76 | 513744.9779 | 0 | 2173795.4945 | 616618.7565 | 0 | 1043431.76 | 513744.9779 | 0 | 0 | 0 | 0 | 0 | 0 | 0 | 0 | 0 | 0 | 0 | 0 | 0 | 0 | 0 | 0 | 0 | 0 | 0 | 0 | 0 | 0 | 0 | 0 | 0
|  |  |  | High | 2256570.0679 | 562681.2136 | 1693888.8543 | 0 | 0 | 0 | 4607502.3216 | 249170.6412 | 357050.0394 | 296025.3096 | 3705256.3313 | 0 | 4607502.3216 | 249170.6412 | 357050.0394 | 296025.3096 | 3705256.3313 | 0 | 0 | 0 | 0 | 0 | 0 | 0 | 0 | 0 | 0 | 0 | 0 | 0 | 0 | 0 | 0 | 0 | 0 | 0 | 0 | 0 | 0 | 0 | 0 | 0
|  |  |  | Very high | 648092.027 | 272939.5743 | 375152.4527 | 0 | 0 | 0 | 953447.3628 | 272939.5743 | 0 | 680507.7886 | 0 | 0 | 953447.3628 | 272939.5743 | 0 | 680507.7886 | 0 | 0 | 0 | 0 | 0 | 0 | 0 | 0 | 0 | 0 | 0 | 0 | 0 | 0 | 0 | 0 | 0 | 0 | 0 | 0 | 0 | 0 | 0 | 0 | 0 | 0
400KV Network | 3 | Reactors | Number of Sites | Low | 147424.3131 | 0 | 0 | 64720.921 | 82703.3921 | 0 | 452635.3445 | 0 | 0 | 0 | 0 | 452635.3445 | 452635.3445 | 0 | 0 | 0 | 0 | 452635.3445 | 0 | 0 | 0 | 0 | 0 | 0 | 0 | 0 | 0 | 0 | 0 | 0 | 0 | 0 | 0 | 0 | 0 | 0 | 0 | 0 | 0 | 0 | 0 | 0
|  |  |  | Medium | 0 | 0 | 0 | 0 | 0 | 0 | 0 | 0 | 0 | 0 | 0 | 0 | 0 | 0 | 0 | 0 | 0 | 0 | 0 | 0 | 0 | 0 | 0 | 0 | 0 | 0 | 0 | 0 | 0 | 0 | 0 | 0 | 0 | 0 | 0 | 0 | 0 | 0 | 0 | 0 | 0 | 0
|  |  |  | High | 259446.504 | 259446.504 | 0 | 0 | 0 | 0 | 259446.504 | 259446.504 | 0 | 0 | 0 | 0 | 259446.504 | 259446.504 | 0 | 0 | 0 | 0 | 0 | 0 | 0 | 0 | 0 | 0 | 0 | 0 | 0 | 0 | 0 | 0 | 0 | 0 | 0 | 0 | 0 | 0 | 0 | 0 | 0 | 0 | 0 | 0
|  |  |  | Very high | 0 | 0 | 0 | 0 | 0 | 0 | 0 | 0 | 0 | 0 | 0 | 0 | 0 | 0 | 0 | 0 | 0 | 0 | 0 | 0 | 0 | 0 | 0 | 0 | 0 | 0 | 0 | 0 | 0 | 0 | 0 | 0 | 0 | 0 | 0 | 0 | 0 | 0 | 0 | 0 | 0 | 0
400KV Network | 4 | Underground Cable | Number of Sites | Low | 658896.5938 | 0 | 0 | 0 | 658896.5938 | 0 | 1331417.6356 | 0 | 0 | 0 | 0 | 1331417.6356 | 1331417.6356 | 0 | 0 | 0 | 0 | 1331417.6356 | 0 | 0 | 0 | 0 | 0 | 0 | 0 | 0 | 0 | 0 | 0 | 0 | 0 | 0 | 0 | 0 | 0 | 0 | 0 | 0 | 0 | 0 | 0 | 0
|  |  |  | Medium | 563022.2771 | 563022.2771 | 0 | 0 | 0 | 0 | 623884.9554 | 623884.9554 | 0 | 0 | 0 | 0 | 623884.9554 | 623884.9554 | 0 | 0 | 0 | 0 | 0 | 0 | 0 | 0 | 0 | 0 | 0 | 0 | 0 | 0 | 0 | 0 | 0 | 0 | 0 | 0 | 0 | 0 | 0 | 0 | 0 | 0 | 0 | 0
|  |  |  | High | 609193.7831 | 609193.7831 | 0 | 0 | 0 | 0 | 672305.3494 | 672305.3494 | 0 | 0 | 0 | 0 | 672305.3494 | 672305.3494 | 0 | 0 | 0 | 0 | 0 | 0 | 0 | 0 | 0 | 0 | 0 | 0 | 0 | 0 | 0 | 0 | 0 | 0 | 0 | 0 | 0 | 0 | 0 | 0 | 0 | 0 | 0 | 0
|  |  |  | Very high | 0 | 0 | 0 | 0 | 0 | 0 | 0 | 0 | 0 | 0 | 0 | 0 | 0 | 0 | 0 | 0 | 0 | 0 | 0 | 0 | 0 | 0 | 0 | 0 | 0 | 0 | 0 | 0 | 0 | 0 | 0 | 0 | 0 | 0 | 0 | 0 | 0 | 0 | 0 | 0 | 0 | 0
400KV Network | 5 | OHL line conductor | Number of Units | Low | 6462009.0229 | 1104687.7125 | 2844997.702 | 2498748.3251 | 13575.2833 | 0 | 18072270.9165 | 1878843.013 | 0 | 20369.957 | 11810589.5241 | 4362468.4223 | 18072270.9165 | 1878843.013 | 0 | 20369.957 | 11810589.5241 | 4362468.4223 | 0 | 0 | 0 | 0 | 0 | 0 | 0 | 0 | 0 | 0 | 0 | 0 | 0 | 0 | 0 | 0 | 0 | 0 | 0 | 0 | 0 | 0 | 0 | 0
|  |  |  | Medium | 33803735.7134 | 3586023.0928 | 13187845.5775 | 7692248.773 | 9337618.2701 | 0 | 86614780.7107 | 12086204.5385 | 29527.503 | 1748166.1373 | 55623961.3065 | 17126921.2253 | 96760879.108 | 9787172.4297 | 29527.503 | 1929686.8502 | 67887571.0998 | 17126921.2253 | -10146098.3973 | 2299032.1088 | 0 | -181520.7128 | -12263609.7933 | 0 | 14744162.6149 | 2299032.1088 | 0 | -181520.7128 | -12263609.7933 | 0 | 0 | 0 | 0 | 0 | 0 | 0 | 0 | 0 | 0 | 0 | 0 | 0
|  |  |  | High | 0 | 0 | 0 | 0 | 0 | 0 | 0 | 0 | 0 | 0 | 0 | 0 | 0 | 0 | 0 | 0 | 0 | 0 | 0 | 0 | 0 | 0 | 0 | 0 | 0 | 0 | 0 | 0 | 0 | 0 | 0 | 0 | 0 | 0 | 0 | 0 | 0 | 0 | 0 | 0 | 0 | 0
|  |  |  | Very high | 0 | 0 | 0 | 0 | 0 | 0 | 0 | 0 | 0 | 0 | 0 | 0 | 0 | 0 | 0 | 0 | 0 | 0 | 0 | 0 | 0 | 0 | 0 | 0 | 0 | 0 | 0 | 0 | 0 | 0 | 0 | 0 | 0 | 0 | 0 | 0 | 0 | 0 | 0 | 0 | 0 | 0
400KV Network | 6 | OHL line fittings | Number of Sites | Low | 163732168.0633 | 18910719.5082 | 8101532.5041 | 38728579.4064 | 97991336.6446 | 0 | 366032748.8552 | 18606164.4051 | 3342083.3158 | 7397853.0594 | 14394496.9297 | 322292151.1452 | 366032748.8552 | 18606164.4051 | 3342083.3158 | 7397853.0594 | 14394496.9297 | 322292151.1452 | 0 | 0 | 0 | 0 | 0 | 0 | 0 | 0 | 0 | 0 | 0 | 0 | 0 | 0 | 0 | 0 | 0 | 0 | 0 | 0 | 0 | 0 | 0 | 0
|  |  |  | Medium | 453642548.1266 | 136824224.6969 | 21756949.5566 | 44588112.2016 | 154705811.3703 | 95767450.3012 | 934567759.7625 | 120874008.8634 | 47308595.0563 | 148368320.277 | 14140921.6593 | 603875913.9064 | 944261377.4857 | 129113897.1263 | 48300241.6331 | 148830403.1605 | 14140921.6593 | 603875913.9064 | -9693617.7232 | -8239888.2629 | -991646.5768 | -462082.8835 | 0 | 0 | 31201280.5434 | -8239888.2629 | -991646.5768 | -462082.8835 | 0 | 0 | 0 | 0 | 0 | 0 | 0 | 0 | 0 | 0 | 0 | 0 | 0 | 0
|  |  |  | High | 278494566.1836 | 15236597.9981 | 0 | 76002921.4701 | 14596314.4774 | 172658732.238 | 585561099.3032 | 16598172.4645 | 0 | 0 | 0 | 568962926.8387 | 585561099.3032 | 16598172.4645 | 0 | 0 | 0 | 568962926.8387 | 0 | 0 | 0 | 0 | 0 | 0 | 0 | 0 | 0 | 0 | 0 | 0 | 0 | 0 | 0 | 0 | 0 | 0 | 0 | 0 | 0 | 0 | 0 | 0
|  |  |  | Very high | 0 | 0 | 0 | 0 | 0 | 0 | 0 | 0 | 0 | 0 | 0 | 0 | 0 | 0 | 0 | 0 | 0 | 0 | 0 | 0 | 0 | 0 | 0 | 0 | 0 | 0 | 0 | 0 | 0 | 0 | 0 | 0 | 0 | 0 | 0 | 0 | 0 | 0 | 0 | 0 | 0 | 0
400KV Network | 7 | OHL towers | Number of Sites | Low | 6759991.8289 | 673321.2809 | 1857887.2886 | 1180316.195 | 3048467.0645 | 0 | 15160807.0856 | 533225.2081 | 370589.7054 | 2732897.7247 | 2668947.0395 | 8855147.408 | 15249938.8225 | 533225.2081 | 356333.7705 | 2732897.7247 | 2668947.0395 | 8958535.0797 | -89131.7369 | 0 | 14255.9349 | 0 | 0 | -103387.6718 | 0 | 0 | 0 | 0 | 0 | 0 | -89131.7369 | 0 | 14255.9349 | 0 | 0 | -103387.6718 | 0 | 0 | 0 | 0 | 0 | 0
|  |  |  | Medium | 18658116.8809 | 2799527.2584 | 2523665.1138 | 1997230.1125 | 11337694.3962 | 0 | 54787681.0368 | 3024280.1042 | 480885.9073 | 3579136.0759 | 1073817.3827 | 46629561.5666 | 54916064.2577 | 3024280.1042 | 458895.9469 | 3579136.0759 | 1073817.3827 | 46779934.7479 | -128383.2209 | 0 | 21989.9604 | 0 | 0 | -150373.1813 | 0 | 0 | 0 | 0 | 0 | 0 | -89131.7369 | 0 | 21989.9604 | 0 | 0 | -150373.1813 | 0 | 0 | 0 | 0 | 0 | 0
|  |  |  | High | 10699943.0911 | 294609.8437 | 28786.5471 | 10376546.7003 | 0 | 0 | 3825483.7324 | 291424.9445 | 3481805.2102 | 52253.5777 | 0 | 0 | 24524851.4439 | 291424.9445 | 36552.1333 | 52253.5777 | 0 | 24144620.7885 | -20699367.7115 | 0 | 3445253.0769 | 0 | 0 | -24144620.7885 | 0 | 0 | 0 | 0 | 0 | 0 | -89131.7369 | 0 | 3445253.0769 | 0 | 0 | -24144620.7885 | 0 | 0 | 0 | 0 | 0 | 0
|  |  |  | Very high | 2881264.1233 | 584220.5239 | 2297043.5994 | 0 | 0 | 0 | 7152169.2759 | 0 | 0 | 7152169.2759 | 0 | 0 | 7152169.2759 | 0 | 0 | 7152169.2759 | 0 | 0 | 0 | 0 | 0 | 0 | 0 | 0 | 0 | 0 | 0 | 0 | 0 | 0 | -89131.7369 | 0 | 0 | 0 | 0 | 0 | 0 | 0 | 0 | 0 | 0 | 0
275KV Network | 1 | Circuit Breaker | Number of Sites | Low | 957372.7709 | 184733.8028 | 18568.4619 | 79862.4668 | 355917.1236 | 318290.9159 | 1106736.9014 | 324540.8 | 0 | 18465.5423 | 34915.1216 | 728815.4375 | 1871167.9841 | 184733.8028 | 0 | 18465.5423 | 34915.1216 | 1633053.5175 | -764431.0828 | 139806.9972 | 0 | 0 | 0 | -904238.08 | 1044045.0772 | 139806.9972 | 0 | 0 | 0 | -904238.08 | 0 | 0 | 0 | 0 | 0 | 0 | 0 | 0 | 0 | 0 | 0 | 0
|  |  |  | Medium | 1444041.2215 | 159269.7352 | 0 | 369199.5736 | 401635.0094 | 513936.9033 | 1684797.0338 | 254413.5104 | 0 | 0 | 0 | 1430383.5234 | 2946720.8398 | 159269.7352 | 0 | 0 | 0 | 2787451.1046 | -1261923.8061 | 95143.7752 | 0 | 0 | 0 | -1357067.5812 | 1478791.2637 | 95143.7752 | 0 | 0 | 0 | -1357067.5812 | 0 | 0 | 0 | 0 | 0 | 0 | 0 | 0 | 0 | 0 | 0 | 0
|  |  |  | High | 1538586.2778 | 196803.464 | 108155.3057 | 147648.7463 | 363643.0895 | 722335.6724 | 2514831.9286 | 229375.2609 | 0 | 178180.707 | 106579.8227 | 2000696.138 | 3188350.6314 | 196803.464 | 0 | 178180.707 | 106579.8227 | 2706786.6377 | -673518.7029 | 32571.7969 | 0 | 0 | 0 | -706090.4998 | 738662.2967 | 32571.7969 | 0 | 0 | 0 | -706090.4998 | 0 | 0 | 0 | 0 | 0 | 0 | 0 | 0 | 0 | 0 | 0 | 0
|  |  |  | Very high | 10832090.0717 | 3652104.4313 | 181579.8935 | 586518.9211 | 6411886.8258 | 0 | 7888255.2344 | 3740721.8725 | 0 | 234355.9554 | 278771.4671 | 3634405.9395 | 18323761.4365 | 3652104.4313 | 0 | 234355.9554 | 278771.4671 | 14158529.5827 | -10435506.202 | 88617.4412 | 0 | 0 | 0 | -10524123.6433 | 10612741.0845 | 88617.4412 | 0 | 0 | 0 | -10524123.6433 | 0 | 0 | 0 | 0 | 0 | 0 | 0 | 0 | 0 | 0 | 0 | 0
275KV Network | 2 | Transformer | Number of Systems | Low | 2084311.793 | 482995.4763 | 1077676.3448 | 0 | 523639.972 | 0 | 2700935.9329 | 639716.2495 | 0 | 719965.0609 | 1341254.6224 | 0 | 3576003.7932 | 482995.4762 | 0 | 719965.0609 | 1341254.6224 | 1031788.6337 | -875067.8604 | 156720.7733 | 0 | 0 | 0 | -1031788.6337 | 1188509.4069 | 156720.7733 | 0 | 0 | 0 | -1031788.6337 | 0 | 0 | 0 | 0 | 0 | 0 | 0 | 0 | 0 | 0 | 0 | 0
|  |  |  | Medium | 6813680.8268 | 1420702.4566 | 3689212.4275 | 1077929.8826 | 625836.0601 | 0 | 10724084.4608 | 1615490.7848 | 0 | 2643274.8254 | 5209420.2008 | 1255898.6497 | 11635407.3128 | 1420702.4566 | 0 | 2643274.8254 | 5738670.9695 | 1832759.0613 | -911322.852 | 194788.3282 | 0 | 0 | -529250.7686 | -576860.4116 | 1300899.5085 | 194788.3282 | 0 | 0 | -529250.7686 | -576860.4116 | 0 | 0 | 0 | 0 | 0 | 0 | 0 | 0 | 0 | 0 | 0 | 0
|  |  |  | High | 8427080.8951 | 1043508.6308 | 2457024.9023 | 2515595.0219 | 0 | 2410952.3401 | 11068284.9121 | 1699897.6469 | 0 | 2986552.1639 | 4508206.1316 | 1873628.9697 | 16370795.141 | 1043508.6308 | 0 | 2986552.1639 | 5580077.9674 | 6760656.3788 | -5302510.2289 | 656389.0161 | 0 | 0 | -1071871.8359 | -4887027.4091 | 6615288.2611 | 656389.0161 | 0 | 0 | -1071871.8359 | -4887027.4091 | 0 | 0 | 0 | 0 | 0 | 0 | 0 | 0 | 0 | 0 | 0 | 0
|  |  |  | Very high | 3012122.9321 | 0 | 1036708.9258 | 1975414.0064 | 0 | 0 | 5644175.2099 | 0 | 0 | 1859469.1986 | 3784706.0113 | 0 | 5644175.2099 | 0 | 0 | 1859469.1986 | 3784706.0113 | 0 | 0 | 0 | 0 | 0 | 0 | 0 | 0 | 0 | 0 | 0 | 0 | 0 | 0 | 0 | 0 | 0 | 0 | 0 | 0 | 0 | 0 | 0 | 0 | 0
275KV Network | 3 | Reactors | Number of Systems | Low | 45309.232 | 45309.232 | 0 | 0 | 0 | 0 | 45309.232 | 45309.232 | 0 | 0 | 0 | 0 | 45309.232 | 45309.232 | 0 | 0 | 0 | 0 | 0 | 0 | 0 | 0 | 0 | 0 | 0 | 0 | 0 | 0 | 0 | 0 | 0 | 0 | 0 | 0 | 0 | 0 | 0 | 0 | 0 | 0 | 0 | 0
|  |  |  | Medium | 951653.2291 | 0 | 174374.2411 | 84824.7923 | 692454.1957 | 0 | 623812.1117 | 211732.2547 | 0 | 0 | 235378.2566 | 176701.6003 | 1897506.7273 | 0 | 0 | 0 | 336585.4646 | 1560921.2627 | -1273694.6156 | 211732.2547 | 0 | 0 | -101207.2079 | -1384219.6624 | 1697159.1251 | 211732.2547 | 0 | 0 | -101207.2079 | -1384219.6624 | 0 | 0 | 0 | 0 | 0 | 0 | 0 | 0 | 0 | 0 | 0 | 0
|  |  |  | High | 0 | 0 | 0 | 0 | 0 | 0 | 0 | 0 | 0 | 0 | 0 | 0 | 0 | 0 | 0 | 0 | 0 | 0 | 0 | 0 | 0 | 0 | 0 | 0 | 0 | 0 | 0 | 0 | 0 | 0 | 0 | 0 | 0 | 0 | 0 | 0 | 0 | 0 | 0 | 0 | 0 | 0
|  |  |  | Very high | 92808.0841 | 92808.0841 | 0 | 0 | 0 | 0 | 92808.0841 | 92808.0841 | 0 | 0 | 0 | 0 | 92808.0841 | 92808.0841 | 0 | 0 | 0 | 0 | 0 | 0 | 0 | 0 | 0 | 0 | 0 | 0 | 0 | 0 | 0 | 0 | 0 | 0 | 0 | 0 | 0 | 0 | 0 | 0 | 0 | 0 | 0 | 0
275KV Network | 4 | Underground Cable | Number of Systems | Low | 398635.5208 | 133456.4853 | 105548 | 153991.4422 | 5639.5934 | 0 | 710832.969 | 117514.7366 | 56304.7335 | 157317.3593 | 0 | 379696.1396 | 710832.969 | 117514.7366 | 56304.7335 | 157317.3593 | 0 | 379696.1396 | 0 | 0 | 0 | 0 | 0 | 0 | 0 | 0 | 0 | 0 | 0 | 0 | 0 | 0 | 0 | 0 | 0 | 0 | 0 | 0 | 0 | 0 | 0 | 0
|  |  |  | Medium | 1108624.3942 | 983441.5106 | 124913.6286 | 269.255 | 0 | 0 | 1246203.6945 | 1059138.2069 | 0 | 186216.8944 | 0 | 848.5932 | 1246203.6945 | 1059138.2069 | 0 | 186216.8944 | 0 | 848.5932 | 0 | 0 | 0 | 0 | 0 | 0 | 0 | 0 | 0 | 0 | 0 | 0 | 0 | 0 | 0 | 0 | 0 | 0 | 0 | 0 | 0 | 0 | 0 | 0
|  |  |  | High | 321305.6284 | 252922.1316 | 68383.4968 | 0 | 0 | 0 | 417660.4836 | 104024.2667 | 211652.9244 | 101983.2925 | 0 | 0 | 417660.4836 | 104024.2667 | 211652.9244 | 101983.2925 | 0 | 0 | 0 | 0 | 0 | 0 | 0 | 0 | 0 | 0 | 0 | 0 | 0 | 0 | 0 | 0 | 0 | 0 | 0 | 0 | 0 | 0 | 0 | 0 | 0 | 0
|  |  |  | Very high | 13036149.1365 | 2703003.7543 | 10333145.3823 | 0 | 0 | 0 | 25624826.9435 | 2907187.5856 | 0 | 0 | 22717639.3579 | 0 | 25624826.9435 | 2907187.5856 | 0 | 0 | 22717639.3579 | 0 | 0 | 0 | 0 | 0 | 0 | 0 | 0 | 0 | 0 | 0 | 0 | 0 | 0 | 0 | 0 | 0 | 0 | 0 | 0 | 0 | 0 | 0 | 0 | 0
275KV Network | 5 | OHL line conductor | Number of Systems | Low | 4053006.204 | 112216.4714 | 1183664.4215 | 1762.1883 | 623669.2059 | 2131693.9168 | 3076216.6322 | 991464.482 | 122781.0373 | 779399.9271 | 736150.397 | 446420.7888 | 9302520.5237 | 94362.9631 | 150125.2882 | 964591.147 | 2734888.0315 | 5358553.094 | -6226303.8916 | 897101.5189 | -27344.2509 | -185191.2199 | -1998737.6345 | -4912132.3052 | 8080555.6148 | 897101.5189 | -27344.2509 | -185191.2199 | -1998737.6345 | -4912132.3052 | 0 | 0 | 0 | 0 | 0 | 0 | 0 | 0 | 0 | 0 | 0 | 0
|  |  |  | Medium | 4602617.3382 | 465615.4028 | 1586983.7667 | 0 | 873350.3296 | 1676667.8391 | 6238424.2392 | 872858.6057 | 584457.2735 | 0 | 4520665.8674 | 260442.4927 | 10852003.5958 | 300510.0182 | 584457.2735 | 0 | 5083302.7376 | 4883733.5665 | -4613579.3566 | 572348.5875 | 0 | 0 | -562636.8702 | -4623291.0738 | 5758276.5315 | 572348.5875 | 0 | 0 | -562636.8702 | -4623291.0738 | 0 | 0 | 0 | 0 | 0 | 0 | 0 | 0 | 0 | 0 | 0 | 0
|  |  |  | High | 7590829.3355 | 315628.8233 | 3534978.7364 | 66836.5904 | 3673385.1854 | 0 | 17256118.6004 | 1164690.3254 | 59693.7839 | 4685093.5826 | 4138218.6649 | 7208422.2436 | 19439957.9256 | 483161.6186 | 59693.7839 | 5987215.1626 | 4221101.7064 | 8688785.654 | -2183839.3252 | 681528.7067 | 0 | -1302121.58 | -82883.0415 | -1480363.4104 | 3638755.4066 | 681528.7067 | 0 | -1302121.58 | -82883.0415 | -1480363.4104 | 0 | 0 | 0 | 0 | 0 | 0 | 0 | 0 | 0 | 0 | 0 | 0
|  |  |  | Very high | 24220517.8641 | 63906.415 | 10246912.0617 | 110596.2996 | 9535138.9622 | 4263964.1256 | 41103583.6356 | 3842709.9212 | 154493.947 | 4050475.6066 | 15508312.2387 | 17547591.9221 | 63477839.5221 | 2285.7249 | 120704.0919 | 4320431.8789 | 27687294.941 | 31347122.8855 | -22374255.8865 | 3840424.1964 | 33789.8552 | -269956.2723 | -12178982.7023 | -13799530.9634 | 36082308.7379 | 3840424.1964 | 33789.8552 | -269956.2723 | -12178982.7023 | -13799530.9634 | 0 | 0 | 0 | 0 | 0 | 0 | 0 | 0 | 0 | 0 | 0 | 0
275KV Network | 6 | OHL line fittings | Number of Valves | Low | 50921329.2656 | 5200253.3858 | 3683819.6151 | 11682359.7975 | 7375341.0462 | 22979555.421 | 68262529.5537 | 6901621.2748 | 168185.7064 | 1953194.1875 | 6283847.0385 | 52955681.3465 | 109053707.1751 | 5510050.8529 | 398701.5146 | 2155660.7069 | 8888274.7508 | 92101019.3499 | -40791177.6214 | 1391570.4219 | -230515.8082 | -202466.5194 | -2604427.7123 | -39145338.0033 | 53998567.2928 | 1391570.4219 | -230515.8082 | -202466.5194 | -2604427.7123 | -39145338.0033 | 0 | 0 | 0 | 0 | 0 | 0 | 0 | 0 | 0 | 0 | 0 | 0
|  |  |  | Medium | 93539208.3278 | 8841041.6714 | 364184.719 | 19055661.8052 | 17108282.8816 | 48170037.2506 | 129596724.2184 | 12735603.0121 | 836076.7529 | 157352.9402 | 1268929.2299 | 114598762.2833 | 201427363.5791 | 9308260.8143 | 836076.7529 | 157352.9402 | 1519212.4962 | 189606460.5756 | -71830639.3607 | 3427342.1978 | 0 | 0 | -250283.2663 | -75007698.2923 | 82025055.2497 | 3427342.1978 | 0 | 0 | -250283.2663 | -75007698.2923 | 0 | 0 | 0 | 0 | 0 | 0 | 0 | 0 | 0 | 0 | 0 | 0
|  |  |  | High | 161753571.851 | 18902233.2664 | 5454050.1514 | 32080858.8284 | 74819980.9277 | 30496448.677 | 288428228.7782 | 24228084.5106 | 2426883.1868 | 2627737.7996 | 34806325.4669 | 224339197.8142 | 358879622.3925 | 18503069.0006 | 2543823.7904 | 2867617.5101 | 45731096.0011 | 289234016.0903 | -70451393.6144 | 5725015.51 | -116940.6036 | -239879.7105 | -10924770.5342 | -64894818.2761 | 83657501.0402 | 5725015.51 | -116940.6036 | -239879.7105 | -10924770.5342 | -64894818.2761 | 0 | 0 | 0 | 0 | 0 | 0 | 0 | 0 | 0 | 0 | 0 | 0
|  |  |  | Very high | 323698948.9905 | 52689340.9072 | 4942466.7073 | 60177038.9285 | 84523410.9018 | 121366691.5458 | 485712760.8613 | 60758271.115 | 6457566.5094 | 3942929.9244 | 55046020.5035 | 359507972.8089 | 654291349.2687 | 53652522.1211 | 6457566.5094 | 4297467.7587 | 55746679.5112 | 534137113.3684 | -168578588.4074 | 7105748.994 | 0 | -354537.8342 | -700659.0076 | -174629140.5595 | 229759302.0124 | 7105748.994 | 0 | -354537.8342 | -700659.0076 | -174629140.5595 | 0 | 0 | 0 | 0 | 0 | 0 | 0 | 0 | 0 | 0 | 0 | 0
275KV Network | 7 | OHL towers | Number of Valves | Low | 2451845.2432 | 245209.5959 | 37879.6102 | 1511983.3375 | 656772.6996 | 0 | 1204066.8754 | 154018.4405 | 834551.1482 | 25100.4456 | 47342.5895 | 143054.2516 | 5022604.972 | 154018.4405 | 174248.895 | 25100.4456 | 47342.5895 | 4621894.6014 | -3818538.0966 | 0 | 660302.2532 | 0 | 0 | -4478840.3498 | 0 | 0 | 0 | 0 | 0 | 0 | -3818538.0966 | 0 | 660302.2532 | 0 | 0 | -4478840.3498 | 0 | 0 | 0 | 0 | 0 | 0
|  |  |  | Medium | 2396725.0038 | 988926.1915 | 390768.6671 | 820895.4263 | 196134.719 | 0 | 3202086.8074 | 963414.4376 | 361417.886 | 308315.5551 | 59960.7817 | 1508978.147 | 4861001.7995 | 963414.4376 | 82942.2906 | 308315.5551 | 59960.7817 | 3446368.7345 | -1658914.9921 | 0 | 278475.5954 | 0 | 0 | -1937390.5875 | 0 | 0 | 0 | 0 | 0 | 0 | -3818538.0966 | 0 | 278475.5954 | 0 | 0 | -1937390.5875 | 0 | 0 | 0 | 0 | 0 | 0
|  |  |  | High | 3205831.9324 | 1258411.5557 | 793360.6404 | 411821.3144 | 742238.4219 | 0 | 4608936.5752 | 988518.2188 | 616206.4309 | 1294226.093 | 154370.7925 | 1555615.04 | 5500902.0962 | 988518.2188 | 463975.1444 | 1294226.093 | 154370.7925 | 2599811.8475 | -891965.5209 | 0 | 152231.2865 | 0 | 0 | -1044196.8075 | 0 | 0 | 0 | 0 | 0 | 0 | -3818538.0966 | 0 | 152231.2865 | 0 | 0 | -1044196.8075 | 0 | 0 | 0 | 0 | 0 | 0
|  |  |  | Very high | 102553724.2961 | 8290607.8323 | 19838912.4533 | 49231223.8603 | 25192980.1501 | 0 | 134665149.0677 | 4406665.3674 | 23438801.1371 | 28744887.659 | 9987204.3623 | 68087590.5418 | 235742463.3037 | 4406665.3674 | 7105091.1566 | 28744887.659 | 9987204.3623 | 185498614.7583 | -101077314.2359 | 0 | 16333709.9805 | 0 | 0 | -117411024.2164 | 0 | 0 | 0 | 0 | 0 | 0 | -3818538.0966 | 0 | 16333709.9805 | 0 | 0 | -117411024.2164 | 0 | 0 | 0 | 0 | 0 | 0
132KV Network | 1 | Circuit Breaker | Number of Valves | Low | 1190026.928 | 278507.8028 | 0 | 210426.0204 | 451422.7085 | 249670.3962 | 1403867.2172 | 398243.3031 | 0 | 0 | 0 | 1005623.9141 | 2217871.1758 | 278507.8028 | 0 | 0 | 0 | 1939363.373 | -814003.9587 | 119735.5003 | 0 | 0 | 0 | -933739.4589 | 1053474.9592 | 119735.5003 | 0 | 0 | 0 | -933739.4589 | 0 | 0 | 0 | 0 | 0 | 0 | 0 | 0 | 0 | 0 | 0 | 0
|  |  |  | Medium | 1362355.203 | 81482.3834 | 0 | 232781.8292 | 250114.2071 | 797976.7833 | 778290.2344 | 289351.4875 | 0 | 0 | 0 | 488938.747 | 2697227.2444 | 81482.3834 | 0 | 0 | 0 | 2615744.861 | -1918937.01 | 207869.1041 | 0 | 0 | 0 | -2126806.114 | 2334675.2181 | 207869.1041 | 0 | 0 | 0 | -2126806.114 | 0 | 0 | 0 | 0 | 0 | 0 | 0 | 0 | 0 | 0 | 0 | 0
|  |  |  | High | 1198296.7765 | 327770.9966 | 0 | 240848.4745 | 291757.0772 | 337920.2282 | 1471682.7571 | 423846.348 | 0 | 0 | 0 | 1047836.4091 | 2269096.4908 | 327770.9966 | 0 | 0 | 0 | 1941325.4942 | -797413.7338 | 96075.3514 | 0 | 0 | 0 | -893489.0852 | 1069609.5541 | 96075.3514 | 0 | 0 | 0 | -893489.0852 | 0 | 0 | 0 | 0 | 0 | 0 | 0 | 0 | 0 | 0 | 0 | 0
|  |  |  | Very high | 14871077.3074 | 6194190.7212 | 0 | 1027901.8836 | 894665.2051 | 6754319.4975 | 13218051.9259 | 8728376.5476 | 0 | 0 | 0 | 4489675.3783 | 24022631.8273 | 6194190.7212 | 0 | 0 | 0 | 17828441.1061 | -10804579.9015 | 2534185.8264 | 0 | 0 | 0 | -13338765.7278 | 15872951.5542 | 2534185.8264 | 0 | 0 | 0 | -13338765.7278 | 0 | 0 | 0 | 0 | 0 | 0 | 0 | 0 | 0 | 0 | 0 | 0
132KV Network | 2 | Transformer | Number of Units | Low | 5254292.4763 | 919531.0032 | 3099010.5592 | 356030.7087 | 879720.2053 | 0 | 8667199.3218 | 934009.6736 | 151630.3683 | 2358851.9864 | 3598089.6839 | 1624617.6097 | 8978685.8631 | 856927.5979 | 151630.3683 | 2452126.2265 | 3598089.6839 | 1919911.9865 | -311486.5413 | 77082.0757 | 0 | -93274.2401 | 0 | -295294.3769 | 465650.6927 | 77082.0757 | 0 | -93274.2401 | 0 | -295294.3769 | 0 | 0 | 0 | 0 | 0 | 0 | 0 | 0 | 0 | 0 | 0 | 0
|  |  |  | Medium | 7881872.7951 | 633018.4881 | 2521926.817 | 387079.252 | 1790678.1323 | 2549170.1057 | 9448652.83 | 1114900.634 | 0 | 2207620.7958 | 2582813.4452 | 3543317.9549 | 14523431.5154 | 549903.8355 | 0 | 2207620.7958 | 2582813.4452 | 9183093.4389 | -5074778.6855 | 564996.7985 | 0 | 0 | 0 | -5639775.484 | 6204772.2825 | 564996.7985 | 0 | 0 | 0 | -5639775.484 | 0 | 0 | 0 | 0 | 0 | 0 | 0 | 0 | 0 | 0 | 0 | 0
|  |  |  | High | 12098263.844 | 3173040.678 | 5103394.3834 | 1105870.7644 | 2715958.0181 | 0 | 19439527.8456 | 2965580.2787 | 588364.2822 | 4804894.9087 | 5490042.4372 | 5590645.9389 | 21726726.0888 | 2470899.4406 | 588364.2822 | 5211438.523 | 5490042.4372 | 7965981.4058 | -2287198.2432 | 494680.8381 | 0 | -406543.6143 | 0 | -2375335.4669 | 3276559.9193 | 494680.8381 | 0 | -406543.6143 | 0 | -2375335.4669 | 0 | 0 | 0 | 0 | 0 | 0 | 0 | 0 | 0 | 0 | 0 | 0
|  |  |  | Very high | 0 | 0 | 0 | 0 | 0 | 0 | 0 | 0 | 0 | 0 | 0 | 0 | 0 | 0 | 0 | 0 | 0 | 0 | 0 | 0 | 0 | 0 | 0 | 0 | 0 | 0 | 0 | 0 | 0 | 0 | 0 | 0 | 0 | 0 | 0 | 0 | 0 | 0 | 0 | 0 | 0 | 0
132KV Network | 3 | Reactors | Number of Systems | Low | 0 | 0 | 0 | 0 | 0 | 0 | 0 | 0 | 0 | 0 | 0 | 0 | 0 | 0 | 0 | 0 | 0 | 0 | 0 | 0 | 0 | 0 | 0 | 0 | 0 | 0 | 0 | 0 | 0 | 0 | 0 | 0 | 0 | 0 | 0 | 0 | 0 | 0 | 0 | 0 | 0 | 0
|  |  |  | Medium | 316847.5121 | 0 | 128762.1099 | 188085.4022 | 0 | 0 | 501571.4429 | 0 | 0 | 197705.6277 | 303865.8152 | 0 | 501571.4429 | 0 | 0 | 197705.6277 | 303865.8152 | 0 | 0 | 0 | 0 | 0 | 0 | 0 | 0 | 0 | 0 | 0 | 0 | 0 | 0 | 0 | 0 | 0 | 0 | 0 | 0 | 0 | 0 | 0 | 0 | 0
|  |  |  | High | 0 | 0 | 0 | 0 | 0 | 0 | 0 | 0 | 0 | 0 | 0 | 0 | 0 | 0 | 0 | 0 | 0 | 0 | 0 | 0 | 0 | 0 | 0 | 0 | 0 | 0 | 0 | 0 | 0 | 0 | 0 | 0 | 0 | 0 | 0 | 0 | 0 | 0 | 0 | 0 | 0 | 0
|  |  |  | Very high | 0 | 0 | 0 | 0 | 0 | 0 | 0 | 0 | 0 | 0 | 0 | 0 | 0 | 0 | 0 | 0 | 0 | 0 | 0 | 0 | 0 | 0 | 0 | 0 | 0 | 0 | 0 | 0 | 0 | 0 | 0 | 0 | 0 | 0 | 0 | 0 | 0 | 0 | 0 | 0 | 0 | 0
132KV Network | 4 | Underground Cable | Number of Units | Low | 12038931.7442 | 1673902.7147 | 780287.5605 | 2681362.0077 | 6903379.4613 | 0 | 17251398.5334 | 1876380.0183 | 0 | 138239.6848 | 3444821.8588 | 11791956.9715 | 17788042.1224 | 1873983.7491 | 0 | 138239.6848 | 3443076.3173 | 12332742.3712 | -536643.589 | 2396.2692 | 0 | 0 | 1745.5415 | -540785.3997 | 544927.2105 | 2396.2692 | 0 | 0 | 1745.5415 | -540785.3997 | 0 | 0 | 0 | 0 | 0 | 0 | 0 | 0 | 0 | 0 | 0 | 0
|  |  |  | Medium | 1781447.6147 | 1331127.9068 | 250663.1382 | 199378.8008 | 277.769 | 0 | 2349620.2219 | 1377902.7297 | 0 | 455949.0744 | 0 | 515768.4178 | 2349620.2219 | 1377902.7297 | 0 | 455949.0744 | 0 | 515768.4178 | 0 | 0 | 0 | 0 | 0 | 0 | 0 | 0 | 0 | 0 | 0 | 0 | 0 | 0 | 0 | 0 | 0 | 0 | 0 | 0 | 0 | 0 | 0 | 0
|  |  |  | High | 4983892.3923 | 4443012.1424 | 540880.2499 | 0 | 0 | 0 | 5815474.1758 | 4980195.2119 | 28466.3817 | 806812.5821 | 0 | 0 | 5815474.1758 | 4980195.2119 | 28466.3817 | 806812.5821 | 0 | 0 | 0 | 0 | 0 | 0 | 0 | 0 | 0 | 0 | 0 | 0 | 0 | 0 | 0 | 0 | 0 | 0 | 0 | 0 | 0 | 0 | 0 | 0 | 0 | 0
|  |  |  | Very high | 1349384.3323 | 1034142.0947 | 315242.2376 | 0 | 0 | 0 | 1740624.129 | 1270507.3057 | 0 | 470116.8233 | 0 | 0 | 1740624.129 | 1270507.3057 | 0 | 470116.8233 | 0 | 0 | 0 | 0 | 0 | 0 | 0 | 0 | 0 | 0 | 0 | 0 | 0 | 0 | 0 | 0 | 0 | 0 | 0 | 0 | 0 | 0 | 0 | 0 | 0 | 0
132KV Network | 5 | OHL line conductor | Number of Units | Low | 6167194.4372 | 355835.0857 | 1673117.4682 | 20387.885 | 562318.3881 | 3555535.6101 | 8140270.1884 | 1096656.3643 | 310353.0639 | 2282392.5859 | 1227456.4514 | 3223411.7229 | 13774169.132 | 281848.3958 | 342135.8118 | 3270460.6356 | 1227456.4514 | 8652267.8374 | -5633898.9436 | 814807.9685 | -31782.7479 | -988068.0496 | 0 | -5428856.1145 | 7213914.9916 | 814807.9685 | -31782.7479 | -988068.0496 | 0 | -5379256.2256 | 0 | 0 | 0 | 0 | 0 | 0 | 49599.8889 | 0 | 0 | 0 | 0 | 49599.8889
|  |  |  | Medium | 3846048.594 | 301192.3862 | 231032.1791 | 300941.7155 | 404008.0786 | 2608874.2346 | 3446744.8265 | 775693.9485 | 123003.7806 | 681233.2272 | 782090.5375 | 1084723.3327 | 8123963.0104 | 346190.7515 | 123003.7806 | 681233.2272 | 782090.5375 | 6191444.7136 | -4677218.1839 | 429503.197 | 0 | 0 | 0 | -5106721.3809 | 5536224.5779 | 429503.197 | 0 | 0 | 0 | -5106721.3809 | 0 | 0 | 0 | 0 | 0 | 0 | 0 | 0 | 0 | 0 | 0 | 0
|  |  |  | High | 4114230.6873 | 1980654.443 | 1095935.7903 | 0 | 1037640.454 | 0 | 8721341.3321 | 2433659.8403 | 1850007.2808 | 1466649.1988 | 0 | 2971025.0122 | 8781144.1258 | 2493462.634 | 1850007.2808 | 1466649.1988 | 0 | 2971025.0122 | -59802.7937 | -59802.7937 | 0 | 0 | 0 | 0 | 0 | 0 | 0 | 0 | 0 | 0 | 0 | 0 | 0 | 0 | 0 | 0 | 59802.7937 | 59802.7937 | 0 | 0 | 0 | 0
|  |  |  | Very high | 15334392.9077 | 1772227.6814 | 3897855.2137 | 1696108.2652 | 0 | 7968201.7475 | 20864339.378 | 4129454.9408 | 42160.653 | 5904645.9127 | 5481891.983 | 5306185.8885 | 35205597.0122 | 2864899.7127 | 42160.653 | 5904645.9127 | 5481891.983 | 20911998.7508 | -14341257.6341 | 1264555.2282 | 0 | 0 | 0 | -15605812.8623 | 16870368.0905 | 1264555.2282 | 0 | 0 | 0 | -15605812.8623 | 0 | 0 | 0 | 0 | 0 | 0 | 0 | 0 | 0 | 0 | 0 | 0
132KV Network | 6 | OHL line fittings | Number of Systems | Low | 119751528.5373 | 11694553.2825 | 7116183.206 | 4029928.5321 | 28498461.2029 | 68412402.3138 | 156904286.0513 | 17475561.8825 | 2475703.4146 | 2616797.0936 | 9498678.2544 | 124837545.4062 | 257888833.6275 | 10887336.1518 | 3711067.3542 | 5337893.7425 | 11837684.5513 | 226114851.8277 | -100984547.5762 | 6588225.7307 | -1235363.9397 | -2721096.6489 | -2339006.2969 | -101277306.4215 | 118930284.605 | 6588225.7307 | -1235363.9397 | -2721096.6489 | -2339006.2969 | -100417311.1008 | 0 | 0 | 0 | 0 | 0 | 0 | 859995.3207 | 0 | 0 | 0 | 0 | 859995.3207
|  |  |  | Medium | 80939119.24 | 6225076.7855 | 9489025.519 | 809468.5701 | 4809790.1619 | 59605758.2035 | 71994776.353 | 12846400.8867 | 221352.6682 | 10283281.0652 | 2274257.5646 | 46369484.1683 | 154195544.8418 | 7053253.5512 | 221352.6682 | 10283281.0652 | 2274257.5646 | 134363399.9926 | -82200768.4888 | 5793147.3356 | 0 | 0 | 0 | -87993915.8244 | 93787063.1599 | 5793147.3356 | 0 | 0 | 0 | -87993915.8244 | 0 | 0 | 0 | 0 | 0 | 0 | 0 | 0 | 0 | 0 | 0 | 0
|  |  |  | High | 121659985.5239 | 18848814.8964 | 6428725.3764 | 16248091.7908 | 50380088.4544 | 29754265.0059 | 282438344.6442 | 18321642.008 | 4177266.5437 | 5576178.2528 | 30143236.9036 | 224220020.9361 | 284203501.9648 | 18321642.008 | 5942423.8643 | 5576178.2528 | 30143236.9036 | 224220020.9361 | -1765157.3206 | 0 | -1765157.3206 | 0 | 0 | 0 | 0 | 0 | 0 | 0 | 0 | 0 | 0 | 0 | 0 | 0 | 0 | 0 | 1765157.3206 | 0 | 1765157.3206 | 0 | 0 | 0
|  |  |  | Very high | 379155408.2886 | 75702023.6268 | 3427282.7742 | 394041.225 | 26354336.3021 | 273277724.3604 | 478035314.0931 | 86935408.5208 | 13560988.9778 | 10464464.8996 | 4151712.4235 | 362922739.2713 | 730211806.1848 | 72846934.1032 | 13560988.9778 | 10464464.8996 | 4151712.4235 | 629187705.7807 | -252176492.0918 | 14088474.4177 | 0 | 0 | 0 | -266264966.5094 | 280353440.9271 | 14088474.4177 | 0 | 0 | 0 | -266264966.5094 | 0 | 0 | 0 | 0 | 0 | 0 | 0 | 0 | 0 | 0 | 0 | 0
132KV Network | 7 | OHL towers | Number of Units | Low | 3731929.0457 | 743718.863 | 343028.7746 | 135001.9921 | 1759380.2017 | 750799.2142 | 3721182.9236 | 773009.6123 | 587602.7274 | 329285.8908 | 212219.5828 | 1819065.1103 | 6109334.6176 | 602623.6448 | 374552.8883 | 329285.8908 | 212219.5828 | 4590652.611 | -2388151.694 | 170385.9676 | 213049.8391 | 0 | 0 | -2771587.5007 | 1503925.6828 | 170385.9676 | 0 | 0 | 0 | -1333539.7152 | -1189054.4803 | 0 | 213049.8391 | 0 | 0 | -1402104.3193 | 35943.4661 | 0 | 0 | 0 | 0 | 35943.4661
|  |  |  | Medium | 7326936.7313 | 3349590.6165 | 158603.0746 | 670975.418 | 760283.1662 | 2387484.4561 | 10449422.4513 | 3362646.4764 | 33205.9184 | 197746.6792 | 1127510.6363 | 5728312.741 | 10449422.4513 | 3362646.4764 | 33205.9184 | 197746.6792 | 1127510.6363 | 5728312.741 | 4.191e-09 | 4.191e-09 | 0 | 0 | 0 | 0 | 0 | 0 | 0 | 0 | 0 | 0 | -1189054.4803 | 0 | 0 | 0 | 0 | 0 | 0 | 0 | 0 | 0 | 0 | 0
|  |  |  | High | 25693922.9006 | 4641292.7597 | 15830549.6891 | 193946.4865 | 4524732.4753 | 503401.49 | 34665684.6241 | 4607134.6805 | 1277868.3928 | 26458423.8596 | 408006.9242 | 1914250.7671 | 41387608.4879 | 4607134.6805 | 77271.4062 | 26458423.8596 | 408006.9242 | 9836771.6174 | -6721923.8638 | 0 | 1200596.9866 | 0 | 0 | -7922520.8504 | 0 | 0 | 0 | 0 | 0 | 0 | -1189054.4803 | 0 | 1200596.9866 | 0 | 0 | -7922520.8504 | 0 | 0 | 0 | 0 | 0 | 0
|  |  |  | Very high | 373209235.0943 | 312966243.679 | 15440822.3571 | 1920989.5441 | 40634325.3208 | 2246854.1932 | 454322693.8681 | 315272780.2511 | 6431096.2558 | 21405382.7758 | 4275126.8949 | 106938307.6905 | 456421849.5576 | 315272780.2511 | 6431096.2558 | 23504538.4652 | 4275126.8949 | 106938307.6905 | -2099155.6895 | 4.7684e-07 | 0 | -2099155.6895 | 0 | 0 | 0 | 0 | 0 | 0 | 0 | 0 | -1189054.4803 | 0 | 0 | 0 | 0 | 0 | 2099155.6895 | 0 | 0 | 2099155.6895 | 0 | 0

## 2.0_Input_Data>>>
ETs rebased targets of NOMs
Equally as challenging assessment
RIIO-T1 Network Output Measures
Rebasing Data Submission
Workbook Section 2.0: | Input Data
Description: | Takes RAW data and inputs it into the equally challenging analysis

## 2.1_Input_Data_Orig
ETs rebased targets of NOMs
Equally as challenging assessment
Input Data - Original: |  | Pre Data Cleanse
[5 empty] | Start | [5 empty] | With Investment | [5 empty] | With No Investment | [5 empty] | Impact of Intervention | [5 empty] | Impact of Intervention | [5 empty] | Impact of Intervention | [5 empty] | Impact of Intervention
[5 empty] | Asset Health and Criticality in 2012/13 | [5 empty] | Asset Health and Criticality in 2020/21 | [5 empty] | Asset Health and Criticality in 2020/21 | [5 empty] | Replacement, Refurbishment and Removal (AH-driven) | [5 empty] | Replacement | [5 empty] | Refurbishment | [5 empty] | Permanent Removal (AH-Driven)
Voltage level | NOM Ref | Asset Group | Unit of Measurement | Criticality | Total population | AH1 | AH2 | AH3 | AH4 | AH5 | Total population | AH1 | AH2 | AH3 | AH4 | AH5 | Total population | AH1 | AH2 | AH3 | AH4 | AH5 | Total Intervention Volume | AH1 | AH2 | AH3 | AH4 | AH5 | Total Replacement Volume | AH1 | AH2 | AH3 | AH4 | AH5 | Total Refurbishment Volume | AH1 | AH2 | AH3 | AH4 | AH5 | Total Removal Volume | AH1 | AH2 | AH3 | AH4 | AH5
400KV Network | 1 | Circuit Breaker | Number of Valves | Low | 0 | 0 | 0 | 0 | 0 | 0 | 0 | 0 | 0 | 0 | 0 | 0 | 0 | 0 | 0 | 0 | 0 | 0 | 0 | 0 | 0 | 0 | 0 | 0 | 0 | 0 | 0 | 0 | 0 | 0 | 0 | 0 | 0 | 0 | 0 | 0 | 0 | 0 | 0 | 0 | 0 | 0
|  |  |  | Medium | 32 | 18 | 9 | 5 | 0 | 0 | 32 | 0 | 18 | 14 | 0 | 0 | 32 | 0 | 18 | 14 | 0 | 0 | 0 | 0 | 0 | 0 | 0 | 0 | 0 | 0 | 0 | 0 | 0 | 0 | 0 | 0 | 0 | 0 | 0 | 0 | 0 | 0 | 0 | 0 | 0 | 0
|  |  |  | High | 24 | 2 | 0 | 8 | 7 | 7 | 24 | 7 | 2 | 8 | 0 | 7 | 24 | 0 | 2 | 8 | 0 | 14 | 0 | 7 | 0 | 0 | 0 | -7 | 0 | 7 | 0 | 0 | 0 | -7 | 0 | 0 | 0 | 0 | 0 | 0 | 0 | 0 | 0 | 0 | 0 | 0
|  |  |  | Very high | 0 | 0 | 0 | 0 | 0 | 0 | 0 | 0 | 0 | 0 | 0 | 0 | 0 | 0 | 0 | 0 | 0 | 0 | 0 | 0 | 0 | 0 | 0 | 0 | 0 | 0 | 0 | 0 | 0 | 0 | 0 | 0 | 0 | 0 | 0 | 0 | 0 | 0 | 0 | 0 | 0 | 0
400KV Network | 2 | Transformer | Number of Sites | Low | 0 | 0 | 0 | 0 | 0 | 0 | 0 | 0 | 0 | 0 | 0 | 0 | 0 | 0 | 0 | 0 | 0 | 0 | 0 | 0 | 0 | 0 | 0 | 0 | 0 | 0 | 0 | 0 | 0 | 0 | 0 | 0 | 0 | 0 | 0 | 0 | 0 | 0 | 0 | 0 | 0 | 0
|  |  |  | Medium | 18 | 7 | 7 | 4 | 0 | 0 | 18 | 7 | 3 | 6 | 2 | 0 | 18 | 7 | 3 | 6 | 2 | 0 | 0 | 0 | 0 | 0 | 0 | 0 | 0 | 0 | 0 | 0 | 0 | 0 | 0 | 0 | 0 | 0 | 0 | 0 | 0 | 0 | 0 | 0 | 0 | 0
|  |  |  | High | 7 | 0 | 0 | 7 | 0 | 0 | 7 | 0 | 0 | 5 | 0 | 2 | 7 | 0 | 0 | 5 | 0 | 2 | 0 | 0 | 0 | 0 | 0 | 0 | 0 | 0 | 0 | 0 | 0 | 0 | 0 | 0 | 0 | 0 | 0 | 0 | 0 | 0 | 0 | 0 | 0 | 0
|  |  |  | Very high | 0 | 0 | 0 | 0 | 0 | 0 | 0 | 0 | 0 | 0 | 0 | 0 | 0 | 0 | 0 | 0 | 0 | 0 | 0 | 0 | 0 | 0 | 0 | 0 | 0 | 0 | 0 | 0 | 0 | 0 | 0 | 0 | 0 | 0 | 0 | 0 | 0 | 0 | 0 | 0 | 0 | 0
400KV Network | 3 | Reactors | Number of Sites | Low | 0 | 0 | 0 | 0 | 0 | 0 | 0 | 0 | 0 | 0 | 0 | 0 | 0 | 0 | 0 | 0 | 0 | 0 | 0 | 0 | 0 | 0 | 0 | 0 | 0 | 0 | 0 | 0 | 0 | 0 | 0 | 0 | 0 | 0 | 0 | 0 | 0 | 0 | 0 | 0 | 0 | 0
|  |  |  | Medium | 0 | 0 | 0 | 0 | 0 | 0 | 0 | 0 | 0 | 0 | 0 | 0 | 0 | 0 | 0 | 0 | 0 | 0 | 0 | 0 | 0 | 0 | 0 | 0 | 0 | 0 | 0 | 0 | 0 | 0 | 0 | 0 | 0 | 0 | 0 | 0 | 0 | 0 | 0 | 0 | 0 | 0
|  |  |  | High | 2 | 0 | 0 | 0 | 2 | 0 | 2 | 0 | 0 | 0 | 0 | 2 | 2 | 0 | 0 | 0 | 0 | 2 | 0 | 0 | 0 | 0 | 0 | 0 | 0 | 0 | 0 | 0 | 0 | 0 | 0 | 0 | 0 | 0 | 0 | 0 | 0 | 0 | 0 | 0 | 0 | 0
|  |  |  | Very high | 0 | 0 | 0 | 0 | 0 | 0 | 0 | 0 | 0 | 0 | 0 | 0 | 0 | 0 | 0 | 0 | 0 | 0 | 0 | 0 | 0 | 0 | 0 | 0 | 0 | 0 | 0 | 0 | 0 | 0 | 0 | 0 | 0 | 0 | 0 | 0 | 0 | 0 | 0 | 0 | 0 | 0
400KV Network | 4 | Underground Cable | Number of Sites | Low | 0 | 0 | 0 | 0 | 0 | 0 | 0 | 0 | 0 | 0 | 0 | 0 | 0 | 0 | 0 | 0 | 0 | 0 | 0 | 0 | 0 | 0 | 0 | 0 | 0 | 0 | 0 | 0 | 0 | 0 | 0 | 0 | 0 | 0 | 0 | 0 | 0 | 0 | 0 | 0 | 0 | 0
|  |  |  | Medium | 13.7 | 0 | 0 | 13.7 | 0 | 0 | 13.7 | 0 | 0 | 13.7 | 0 | 0 | 13.7 | 0 | 0 | 13.7 | 0 | 0 | 0 | 0 | 0 | 0 | 0 | 0 | 0 | 0 | 0 | 0 | 0 | 0 | 0 | 0 | 0 | 0 | 0 | 0 | 0 | 0 | 0 | 0 | 0 | 0
|  |  |  | High | 0 | 0 | 0 | 0 | 0 | 0 | 0 | 0 | 0 | 0 | 0 | 0 | 0 | 0 | 0 | 0 | 0 | 0 | 0 | 0 | 0 | 0 | 0 | 0 | 0 | 0 | 0 | 0 | 0 | 0 | 0 | 0 | 0 | 0 | 0 | 0 | 0 | 0 | 0 | 0 | 0 | 0
|  |  |  | Very high | 0 | 0 | 0 | 0 | 0 | 0 | 0 | 0 | 0 | 0 | 0 | 0 | 0 | 0 | 0 | 0 | 0 | 0 | 0 | 0 | 0 | 0 | 0 | 0 | 0 | 0 | 0 | 0 | 0 | 0 | 0 | 0 | 0 | 0 | 0 | 0 | 0 | 0 | 0 | 0 | 0 | 0
400KV Network | 5 | OHL line conductor | Number of Units | Low | 0 | 0 | 0 | 0 | 0 | 0 | 0 | 0 | 0 | 0 | 0 | 0 | 0 | 0 | 0 | 0 | 0 | 0 | 0 | 0 | 0 | 0 | 0 | 0 | 0 | 0 | 0 | 0 | 0 | 0 | 0 | 0 | 0 | 0 | 0 | 0 | 0 | 0 | 0 | 0 | 0 | 0
|  |  |  | Medium | 898.691 | 286.294 | 158.63 | 63.74 | 390.027 | 0 | 898.691 | 182.533 | 176.7 | 158.63 | 63.74 | 317.088 | 898.691 | 109.594 | 176.7 | 158.63 | 63.74 | 390.027 | 0 | 72.939 | 0 | 0 | 0 | -72.939 | 0 | 72.939 | 0 | 0 | 0 | -72.939 | 0 | 0 | 0 | 0 | 0 | 0 | 0 | 0 | 0 | 0 | 0 | 0
|  |  |  | High | 0 | 0 | 0 | 0 | 0 | 0 | 0 | 0 | 0 | 0 | 0 | 0 | 0 | 0 | 0 | 0 | 0 | 0 | 0 | 0 | 0 | 0 | 0 | 0 | 0 | 0 | 0 | 0 | 0 | 0 | 0 | 0 | 0 | 0 | 0 | 0 | 0 | 0 | 0 | 0 | 0 | 0
|  |  |  | Very high | 0 | 0 | 0 | 0 | 0 | 0 | 0 | 0 | 0 | 0 | 0 | 0 | 0 | 0 | 0 | 0 | 0 | 0 | 0 | 0 | 0 | 0 | 0 | 0 | 0 | 0 | 0 | 0 | 0 | 0 | 0 | 0 | 0 | 0 | 0 | 0 | 0 | 0 | 0 | 0 | 0 | 0
400KV Network | 6 | OHL line fittings | Number of Sites | Low | 0 | 0 | 0 | 0 | 0 | 0 | 0 | 0 | 0 | 0 | 0 | 0 | 0 | 0 | 0 | 0 | 0 | 0 | 0 | 0 | 0 | 0 | 0 | 0 | 0 | 0 | 0 | 0 | 0 | 0 | 0 | 0 | 0 | 0 | 0 | 0 | 0 | 0 | 0 | 0 | 0 | 0
|  |  |  | Medium | 898.691 | 359.233 | 338.638 | 98.68 | 38.76 | 63.38 | 898.691 | 97.815 | 261.418 | 338.638 | 98.68 | 102.14 | 898.691 | 23.86 | 335.373 | 338.638 | 98.68 | 102.14 | 8.5265e-14 | 73.955 | -73.955 | 0 | 0 | 0 | 0 | 73.955 | -73.955 | 0 | 0 | 0 | 0 | 0 | 0 | 0 | 0 | 0 | 0 | 0 | 0 | 0 | 0 | 0
|  |  |  | High | 0 | 0 | 0 | 0 | 0 | 0 | 0 | 0 | 0 | 0 | 0 | 0 | 0 | 0 | 0 | 0 | 0 | 0 | 0 | 0 | 0 | 0 | 0 | 0 | 0 | 0 | 0 | 0 | 0 | 0 | 0 | 0 | 0 | 0 | 0 | 0 | 0 | 0 | 0 | 0 | 0 | 0
|  |  |  | Very high | 0 | 0 | 0 | 0 | 0 | 0 | 0 | 0 | 0 | 0 | 0 | 0 | 0 | 0 | 0 | 0 | 0 | 0 | 0 | 0 | 0 | 0 | 0 | 0 | 0 | 0 | 0 | 0 | 0 | 0 | 0 | 0 | 0 | 0 | 0 | 0 | 0 | 0 | 0 | 0 | 0 | 0
400KV Network | 7 | OHL towers | Number of Sites | Low | 0 | 0 | 0 | 0 | 0 | 0 | 0 | 0 | 0 | 0 | 0 | 0 | 0 | 0 | 0 | 0 | 0 | 0 | 0 | 0 | 0 | 0 | 0 | 0 | 0 | 0 | 0 | 0 | 0 | 0 | 0 | 0 | 0 | 0 | 0 | 0 | 0 | 0 | 0 | 0 | 0 | 0
|  |  |  | Medium | 1714 | 109 | 446 | 715 | 203 | 241 | 1714 | 103 | 457 | 497 | 416 | 241 | 1714 | 103 | 263 | 497 | 610 | 241 | 0 | 0 | 194 | 0 | -194 | 0 | 0 | 0 | 0 | 0 | 0 | 0 | 221 | 54 | 194 | 0 | 194 | 0 | 0 | 0 | 0 | 0 | 0 | 0
|  |  |  | High | 0 | 0 | 0 | 0 | 0 | 0 | 0 | 0 | 0 | 0 | 0 | 0 | 0 | 0 | 0 | 0 | 0 | 0 | 0 | 0 | 0 | 0 | 0 | 0 | 0 | 0 | 0 | 0 | 0 | 0 | 0 | 0 | 0 | 0 | 0 | 0 | 0 | 0 | 0 | 0 | 0 | 0
|  |  |  | Very high | 0 | 0 | 0 | 0 | 0 | 0 | 0 | 0 | 0 | 0 | 0 | 0 | 0 | 0 | 0 | 0 | 0 | 0 | 0 | 0 | 0 | 0 | 0 | 0 | 0 | 0 | 0 | 0 | 0 | 0 | 0 | 0 | 0 | 0 | 0 | 0 | 0 | 0 | 0 | 0 | 0 | 0
275KV Network | 1 | Circuit Breaker | Number of Sites | Low | 0 | 0 | 0 | 0 | 0 | 0 | 0 | 0 | 0 | 0 | 0 | 0 | 0 | 0 | 0 | 0 | 0 | 0 | 0 | 0 | 0 | 0 | 0 | 0 | 0 | 0 | 0 | 0 | 0 | 0 | 0 | 0 | 0 | 0 | 0 | 0 | 0 | 0 | 0 | 0 | 0 | 0
|  |  |  | Medium | 82 | 32 | 6 | 3 | 0 | 41 | 84 | 24 | 32 | 8 | 0 | 20 | 82 | 0 | 32 | 9 | 0 | 41 | 2 | 24 | 0 | -1 | 0 | -21 | 2 | 23 | 0 | 0 | 0 | -21 | 0 | 0 | 0 | 0 | 0 | 0 | 0 | 0 | 0 | 0 | 0 | 0
|  |  |  | High | 69 | 13 | 5 | 7 | 18 | 26 | 71 | 16 | 13 | 12 | 0 | 30 | 69 | 0 | 13 | 12 | 0 | 44 | 2 | 16 | 0 | 0 | 0 | -14 | 2 | 16 | 0 | 0 | 0 | -14 | 0 | 0 | 0 | 0 | 0 | 0 | 0 | 0 | 0 | 0 | 0 | 0
|  |  |  | Very high | 0 | 0 | 0 | 0 | 0 | 0 | 0 | 0 | 0 | 0 | 0 | 0 | 0 | 0 | 0 | 0 | 0 | 0 | 0 | 0 | 0 | 0 | 0 | 0 | 0 | 0 | 0 | 0 | 0 | 0 | 0 | 0 | 0 | 0 | 0 | 0 | 0 | 0 | 0 | 0 | 0 | 0
275KV Network | 2 | Transformer | Number of Systems | Low | 0 | 0 | 0 | 0 | 0 | 0 | 0 | 0 | 0 | 0 | 0 | 0 | 0 | 0 | 0 | 0 | 0 | 0 | 0 | 0 | 0 | 0 | 0 | 0 | 0 | 0 | 0 | 0 | 0 | 0 | 0 | 0 | 0 | 0 | 0 | 0 | 0 | 0 | 0 | 0 | 0 | 0
|  |  |  | Medium | 27 | 3 | 0 | 20 | 2 | 2 | 27 | 3 | 1 | 6 | 9 | 8 | 27 | 2 | 1 | 6 | 9 | 9 | 0 | 1 | 0 | 0 | 0 | -1 | 0 | 1 | 0 | 0 | 0 | -1 | 0 | 0 | 0 | 0 | 0 | 0 | 0 | 0 | 0 | 0 | 0 | 0
|  |  |  | High | 53 | 14 | 8 | 24 | 5 | 2 | 53 | 20 | 6 | 8 | 11 | 8 | 53 | 14 | 6 | 8 | 11 | 14 | 0 | 6 | 0 | 0 | 0 | -6 | 0 | 6 | 0 | 0 | 0 | -6 | 0 | 0 | 0 | 0 | 0 | 0 | 0 | 0 | 0 | 0 | 0 | 0
|  |  |  | Very high | 0 | 0 | 0 | 0 | 0 | 0 | 0 | 0 | 0 | 0 | 0 | 0 | 0 | 0 | 0 | 0 | 0 | 0 | 0 | 0 | 0 | 0 | 0 | 0 | 0 | 0 | 0 | 0 | 0 | 0 | 0 | 0 | 0 | 0 | 0 | 0 | 0 | 0 | 0 | 0 | 0 | 0
275KV Network | 3 | Reactors | Number of Systems | Low | 0 | 0 | 0 | 0 | 0 | 0 | 0 | 0 | 0 | 0 | 0 | 0 | 0 | 0 | 0 | 0 | 0 | 0 | 0 | 0 | 0 | 0 | 0 | 0 | 0 | 0 | 0 | 0 | 0 | 0 | 0 | 0 | 0 | 0 | 0 | 0 | 0 | 0 | 0 | 0 | 0 | 0
|  |  |  | Medium | 2 | 0 | 0 | 1 | 1 | 0 | 2 | 2 | 0 | 0 | 0 | 0 | 2 | 0 | 0 | 0 | 0 | 2 | 0 | 2 | 0 | 0 | 0 | -2 | 0 | 2 | 0 | 0 | 0 | -2 | 0 | 0 | 0 | 0 | 0 | 0 | 0 | 0 | 0 | 0 | 0 | 0
|  |  |  | High | 11 | 0 | 0 | 2 | 9 | 0 | 11 | 6 | 0 | 0 | 0 | 5 | 11 | 0 | 0 | 0 | 0 | 11 | 0 | 6 | 0 | 0 | 0 | -6 | 0 | 6 | 0 | 0 | 0 | -6 | 0 | 0 | 0 | 0 | 0 | 0 | 0 | 0 | 0 | 0 | 0 | 0
|  |  |  | Very high | 0 | 0 | 0 | 0 | 0 | 0 | 0 | 0 | 0 | 0 | 0 | 0 | 0 | 0 | 0 | 0 | 0 | 0 | 0 | 0 | 0 | 0 | 0 | 0 | 0 | 0 | 0 | 0 | 0 | 0 | 0 | 0 | 0 | 0 | 0 | 0 | 0 | 0 | 0 | 0 | 0 | 0
275KV Network | 4 | Underground Cable | Number of Systems | Low | 39.2 | 39.2 | 0 | 0 | 0 | 0 | 39.2 | 39.2 | 0 | 0 | 0 | 0 | 39.2 | 39.2 | 0 | 0 | 0 | 0 | 0 | 0 | 0 | 0 | 0 | 0 | 0 | 0 | 0 | 0 | 0 | 0 | 0 | 0 | 0 | 0 | 0 | 0 | 0 | 0 | 0 | 0 | 0 | 0
|  |  |  | Medium | 50.5 | 19.6 | 0 | 30.9 | 0 | 0 | 50.5 | 19.6 | 0 | 30.9 | 0 | 0 | 50.5 | 19.6 | 0 | 30.9 | 0 | 0 | 0 | 0 | 0 | 0 | 0 | 0 | 0 | 0 | 0 | 0 | 0 | 0 | 0 | 0 | 0 | 0 | 0 | 0 | 0 | 0 | 0 | 0 | 0 | 0
|  |  |  | High | 0.7 | 0 | 0 | 0.7 | 0 | 0 | 0.7 | 0 | 0 | 0.7 | 0 | 0 | 0.7 | 0 | 0 | 0.7 | 0 | 0 | 0 | 0 | 0 | 0 | 0 | 0 | 0 | 0 | 0 | 0 | 0 | 0 | 0 | 0 | 0 | 0 | 0 | 0 | 0 | 0 | 0 | 0 | 0 | 0
|  |  |  | Very high | 0 | 0 | 0 | 0 | 0 | 0 | 0 | 0 | 0 | 0 | 0 | 0 | 0 | 0 | 0 | 0 | 0 | 0 | 0 | 0 | 0 | 0 | 0 | 0 | 0 | 0 | 0 | 0 | 0 | 0 | 0 | 0 | 0 | 0 | 0 | 0 | 0 | 0 | 0 | 0 | 0 | 0
275KV Network | 5 | OHL line conductor | Number of Systems | Low | 48.416 | 5.596 | 0 | 0 | 42.82 | 0 | 48.416 | 28.456 | 0 | 0 | 0 | 19.96 | 48.416 | 5.596 | 0 | 0 | 0 | 42.82 | 0 | 22.86 | 0 | 0 | 0 | -22.86 | 0 | 22.86 | 0 | 0 | 0 | -22.86 | 0 | 0 | 0 | 0 | 0 | 0 | 0 | 0 | 0 | 0 | 0 | 0
|  |  |  | Medium | 926.963 | 117.479 | 120.83 | 70.02 | 547.214 | 71.42 | 926.963 | 310.09 | 14.08 | 120.83 | 100.68 | 381.283 | 926.963 | 101.959 | 15.52 | 120.83 | 100.68 | 587.974 | 0 | 208.131 | -1.44 | 0 | 0 | -206.691 | 0 | 208.131 | -1.44 | 0 | 0 | -206.691 | 0 | 0 | 0 | 0 | 0 | 0 | 0 | 0 | 0 | 0 | 0 | 0
|  |  |  | High | 314.313 | 0 | 5.2 | 8.394 | 199.991 | 100.728 | 314.313 | 100.728 | 0 | 5.2 | 8.394 | 199.991 | 314.313 | 0 | 0 | 5.2 | 8.394 | 300.719 | 0 | 100.728 | 0 | 0 | 0 | -100.728 | 0 | 100.728 | 0 | 0 | 0 | -100.728 | 0 | 0 | 0 | 0 | 0 | 0 | 0 | 0 | 0 | 0 | 0 | 0
|  |  |  | Very high | 0 | 0 | 0 | 0 | 0 | 0 | 0 | 0 | 0 | 0 | 0 | 0 | 0 | 0 | 0 | 0 | 0 | 0 | 0 | 0 | 0 | 0 | 0 | 0 | 0 | 0 | 0 | 0 | 0 | 0 | 0 | 0 | 0 | 0 | 0 | 0 | 0 | 0 | 0 | 0 | 0 | 0
275KV Network | 6 | OHL line fittings | Number of Valves | Low | 48.416 | 14.016 | 0 | 10.02 | 16.488 | 7.892 | 48.416 | 28.456 | 8.42 | 0 | 10.02 | 1.52 | 48.416 | 4.88 | 9.136 | 0 | 10.02 | 24.38 | 0 | 23.576 | -0.716 | 0 | 0 | -22.86 | 0 | 23.576 | -0.716 | 0 | 0 | -22.86 | 0 | 0 | 0 | 0 | 0 | 0 | 0 | 0 | 0 | 0 | 0 | 0
|  |  |  | Medium | 926.963 | 201.231 | 216.157 | 212.439 | 71.9 | 225.236 | 926.963 | 235.081 | 195.229 | 120.83 | 150.783 | 225.04 | 926.963 | 25.34 | 271.218 | 120.83 | 212.439 | 297.136 | 1.1369e-13 | 209.741 | -75.989 | 0 | -61.656 | -72.096 | 0 | 209.741 | -75.989 | 0 | -61.656 | -72.096 | 0 | 0 | 0 | 0 | 0 | 0 | 0 | 0 | 0 | 0 | 0 | 0
|  |  |  | High | 314.313 | 159.018 | 13.094 | 142.201 | 0 | 0 | 314.313 | 100.728 | 58.29 | 13.094 | 142.201 | 0 | 314.313 | 0 | 159.018 | 13.094 | 142.201 | 0 | 1.4211e-14 | 100.728 | -100.728 | 0 | 0 | 0 | 0 | 100.728 | -100.728 | 0 | 0 | 0 | 0 | 0 | 0 | 0 | 0 | 0 | 0 | 0 | 0 | 0 | 0 | 0
|  |  |  | Very high | 0 | 0 | 0 | 0 | 0 | 0 | 0 | 0 | 0 | 0 | 0 | 0 | 0 | 0 | 0 | 0 | 0 | 0 | 0 | 0 | 0 | 0 | 0 | 0 | 0 | 0 | 0 | 0 | 0 | 0 | 0 | 0 | 0 | 0 | 0 | 0 | 0 | 0 | 0 | 0 | 0 | 0
275KV Network | 7 | OHL towers | Number of Valves | Low | 78 | 17 | 8 | 0 | 41 | 12 | 78 | 17 | 44 | 0 | 5 | 12 | 78 | 17 | 8 | 0 | 41 | 12 | 0 | 0 | 36 | 0 | -36 | 0 | 0 | 0 | 0 | 0 | 0 | 0 | 38 | 4 | 36 | 0 | 36 | 0 | 0 | 0 | 0 | 0 | 0 | 0
|  |  |  | Medium | 1217 | 314 | 419 | 264 | 152 | 68 | 1217 | 65 | 874 | 22 | 188 | 68 | 1217 | 65 | 668 | 22 | 394 | 68 | 0 | 0 | 206 | 0 | -206 | 0 | 0 | 0 | 0 | 0 | 0 | 0 | 211 | 4 | 212 | 0 | 206 | 0 | 0 | 0 | 0 | 0 | 0 | 0
|  |  |  | High | 476 | 110 | 58 | 107 | 201 | 0 | 476 | 110 | 155 | 10 | 201 | 0 | 476 | 110 | 58 | 10 | 298 | 0 | 0 | 0 | 97 | 0 | -97 | 0 | 0 | 0 | 0 | 0 | 0 | 0 | 155 | 0 | 213 | 0 | 97 | 0 | 0 | 0 | 0 | 0 | 0 | 0
|  |  |  | Very high | 0 | 0 | 0 | 0 | 0 | 0 | 0 | 0 | 0 | 0 | 0 | 0 | 0 | 0 | 0 | 0 | 0 | 0 | 0 | 0 | 0 | 0 | 0 | 0 | 0 | 0 | 0 | 0 | 0 | 0 | 0 | 0 | 0 | 0 | 0 | 0 | 0 | 0 | 0 | 0 | 0 | 0
132KV Network | 1 | Circuit Breaker | Number of Valves | Low | 0 | 0 | 0 | 0 | 0 | 0 | 0 | 0 | 0 | 0 | 0 | 0 | 0 | 0 | 0 | 0 | 0 | 0 | 0 | 0 | 0 | 0 | 0 | 0 | 0 | 0 | 0 | 0 | 0 | 0 | 0 | 0 | 0 | 0 | 0 | 0 | 0 | 0 | 0 | 0 | 0 | 0
|  |  |  | Medium | 81 | 35 | 22 | 11 | 0 | 13 | 81 | 0 | 35 | 33 | 0 | 13 | 81 | 0 | 35 | 33 | 0 | 13 | 0 | 0 | 0 | 0 | 0 | 0 | 0 | 0 | 0 | 0 | 0 | 0 | 0 | 0 | 0 | 0 | 0 | 0 | 0 | 0 | 0 | 0 | 0 | 0
|  |  |  | High | 122 | 20 | 6 | 17 | 21 | 58 | 123 | 66 | 8 | 23 | 0 | 26 | 122 | 9 | 11 | 23 | 0 | 79 | 1 | 57 | -3 | 0 | 0 | -53 | 1 | 57 | -3 | 0 | 0 | -53 | 0 | 0 | 0 | 0 | 0 | 0 | 0 | 0 | 0 | 0 | 0 | 0
|  |  |  | Very high | 0 | 0 | 0 | 0 | 0 | 0 | 0 | 0 | 0 | 0 | 0 | 0 | 0 | 0 | 0 | 0 | 0 | 0 | 0 | 0 | 0 | 0 | 0 | 0 | 0 | 0 | 0 | 0 | 0 | 0 | 0 | 0 | 0 | 0 | 0 | 0 | 0 | 0 | 0 | 0 | 0 | 0
132KV Network | 2 | Transformer | Number of Units | Low | 0 | 0 | 0 | 0 | 0 | 0 | 0 | 0 | 0 | 0 | 0 | 0 | 0 | 0 | 0 | 0 | 0 | 0 | 0 | 0 | 0 | 0 | 0 | 0 | 0 | 0 | 0 | 0 | 0 | 0 | 0 | 0 | 0 | 0 | 0 | 0 | 0 | 0 | 0 | 0 | 0 | 0
|  |  |  | Medium | 58 | 11 | 4 | 38 | 3 | 2 | 58 | 9 | 6 | 13 | 12 | 18 | 58 | 9 | 6 | 13 | 12 | 18 | 0 | 0 | 0 | 0 | 0 | 0 | 0 | 0 | 0 | 0 | 0 | 0 | 0 | 0 | 0 | 0 | 0 | 0 | 0 | 0 | 0 | 0 | 0 | 0
|  |  |  | High | 85 | 17 | 14 | 30 | 14 | 10 | 85 | 27 | 10 | 15 | 7 | 26 | 85 | 16 | 10 | 15 | 7 | 37 | 0 | 11 | 0 | 0 | 0 | -11 | 0 | 11 | 0 | 0 | 0 | -11 | 0 | 0 | 0 | 0 | 0 | 0 | 0 | 0 | 0 | 0 | 0 | 0
|  |  |  | Very high | 0 | 0 | 0 | 0 | 0 | 0 | 0 | 0 | 0 | 0 | 0 | 0 | 0 | 0 | 0 | 0 | 0 | 0 | 0 | 0 | 0 | 0 | 0 | 0 | 0 | 0 | 0 | 0 | 0 | 0 | 0 | 0 | 0 | 0 | 0 | 0 | 0 | 0 | 0 | 0 | 0 | 0
132KV Network | 3 | Reactors | Number of Systems | Low | 0 | 0 | 0 | 0 | 0 | 0 | 0 | 0 | 0 | 0 | 0 | 0 | 0 | 0 | 0 | 0 | 0 | 0 | 0 | 0 | 0 | 0 | 0 | 0 | 0 | 0 | 0 | 0 | 0 | 0 | 0 | 0 | 0 | 0 | 0 | 0 | 0 | 0 | 0 | 0 | 0 | 0
|  |  |  | Medium | 1 | 0 | 0 | 0 | 1 | 0 | 1 | 0 | 0 | 0 | 0 | 1 | 1 | 0 | 0 | 0 | 0 | 1 | 0 | 0 | 0 | 0 | 0 | 0 | 0 | 0 | 0 | 0 | 0 | 0 | 0 | 0 | 0 | 0 | 0 | 0 | 0 | 0 | 0 | 0 | 0 | 0
|  |  |  | High | 0 | 0 | 0 | 0 | 0 | 0 | 0 | 0 | 0 | 0 | 0 | 0 | 0 | 0 | 0 | 0 | 0 | 0 | 0 | 0 | 0 | 0 | 0 | 0 | 0 | 0 | 0 | 0 | 0 | 0 | 0 | 0 | 0 | 0 | 0 | 0 | 0 | 0 | 0 | 0 | 0 | 0
|  |  |  | Very high | 0 | 0 | 0 | 0 | 0 | 0 | 0 | 0 | 0 | 0 | 0 | 0 | 0 | 0 | 0 | 0 | 0 | 0 | 0 | 0 | 0 | 0 | 0 | 0 | 0 | 0 | 0 | 0 | 0 | 0 | 0 | 0 | 0 | 0 | 0 | 0 | 0 | 0 | 0 | 0 | 0 | 0
132KV Network | 4 | Underground Cable | Number of Units | Low | 52.6 | 52.1 | 0 | 0.5 | 0 | 0 | 58.9 | 58.4 | 0 | 0.5 | 0 | 0 | 52.6 | 52.1 | 0 | 0.5 | 0 | 0 | 6.3 | 6.3 | 0 | 0 | 0 | 0 | 6.3 | 6.3 | 0 | 0 | 0 | 0 | 0 | 0 | 0 | 0 | 0 | 0 | 0 | 0 | 0 | 0 | 0 | 0
|  |  |  | Medium | 99.7 | 12.3 | 0 | 87.4 | 0 | 0 | 100.9 | 29.6 | 0 | 71.3 | 0 | 0 | 99.7 | 12.3 | 0 | 87.4 | 0 | 0 | 1.2 | 17.3 | 0 | -16.1 | 0 | 0 | 1.2 | 17.3 | 0 | -16.1 | 0 | 0 | 0 | 0 | 0 | 0 | 0 | 0 | 0 | 0 | 0 | 0 | 0 | 0
|  |  |  | High | 0.3 | 0 | 0 | 0.3 | 0 | 0 | 0.3 | 0 | 0 | 0.3 | 0 | 0 | 0.3 | 0 | 0 | 0.3 | 0 | 0 | 0 | 0 | 0 | 0 | 0 | 0 | 0 | 0 | 0 | 0 | 0 | 0 | 0 | 0 | 0 | 0 | 0 | 0 | 0 | 0 | 0 | 0 | 0 | 0
|  |  |  | Very high | 0 | 0 | 0 | 0 | 0 | 0 | 0 | 0 | 0 | 0 | 0 | 0 | 0 | 0 | 0 | 0 | 0 | 0 | 0 | 0 | 0 | 0 | 0 | 0 | 0 | 0 | 0 | 0 | 0 | 0 | 0 | 0 | 0 | 0 | 0 | 0 | 0 | 0 | 0 | 0 | 0 | 0
132KV Network | 5 | OHL line conductor | Number of Units | Low | 570.8321 | 115.137 | 0 | 203.402 | 218.215 | 34.0781 | 562.9521 | 46.643 | 68.494 | 38.016 | 195.916 | 213.8831 | 570.8321 | 46.643 | 68.494 | 38.016 | 203.796 | 213.8831 | -7.88 | 0 | 0 | 0 | -7.88 | 0 | 0 | 0 | 0 | 0 | 0 | 0 | 0 | 0 | 0 | 0 | 0 | 0 | -7.88 | 0 | 0 | 0 | -7.88 | 0
|  |  |  | Medium | 945.417 | 108.653 | 80.61 | 124.522 | 338.233 | 293.399 | 944.35 | 297.719 | 107.412 | 106.356 | 112.236 | 320.627 | 945.417 | 1.241 | 107.412 | 106.356 | 112.236 | 618.172 | -1.067 | 296.478 | 0 | 0 | 0 | -297.545 | 0 | 296.478 | 0 | 0 | 0 | -296.478 | 0 | 0 | 0 | 0 | 0 | 0 | -1.067 | 0 | 0 | 0 | 0 | -1.067
|  |  |  | High | 0 | 0 | 0 | 0 | 0 | 0 | 0 | 0 | 0 | 0 | 0 | 0 | 0 | 0 | 0 | 0 | 0 | 0 | 0 | 0 | 0 | 0 | 0 | 0 | 0 | 0 | 0 | 0 | 0 | 0 | 0 | 0 | 0 | 0 | 0 | 0 | 0 | 0 | 0 | 0 | 0 | 0
|  |  |  | Very high | 0 | 0 | 0 | 0 | 0 | 0 | 0 | 0 | 0 | 0 | 0 | 0 | 0 | 0 | 0 | 0 | 0 | 0 | 0 | 0 | 0 | 0 | 0 | 0 | 0 | 0 | 0 | 0 | 0 | 0 | 0 | 0 | 0 | 0 | 0 | 0 | 0 | 0 | 0 | 0 | 0 | 0
132KV Network | 6 | OHL line fittings | Number of Systems | Low | 570.8321 | 231.161 | 37.015 | 170.036 | 129.594 | 3.0261 | 562.9521 | 0 | 239.561 | 27.971 | 200.816 | 94.6041 | 570.8321 | 0 | 239.561 | 35.851 | 200.816 | 94.6041 | -7.88 | 0 | 0 | -7.88 | 0 | 0 | 0 | 0 | 0 | 0 | 0 | 0 | 0 | 0 | 0 | 0 | 0 | 0 | -7.88 | 0 | 0 | -7.88 | 0 | 0
|  |  |  | Medium | 945.417 | 57.572 | 129.255 | 439.412 | 293.878 | 25.3 | 944.35 | 296.478 | 61.795 | 184.947 | 243.072 | 158.058 | 945.417 | 0 | 62.862 | 184.947 | 380.33 | 317.278 | -1.067 | 296.478 | -1.067 | 0 | -137.258 | -159.22 | 0 | 296.478 | 0 | 0 | -137.258 | -159.22 | 0 | 0 | 0 | 0 | 0 | 0 | -1.067 | 0 | -1.067 | 0 | 0 | 0
|  |  |  | High | 0 | 0 | 0 | 0 | 0 | 0 | 0 | 0 | 0 | 0 | 0 | 0 | 0 | 0 | 0 | 0 | 0 | 0 | 0 | 0 | 0 | 0 | 0 | 0 | 0 | 0 | 0 | 0 | 0 | 0 | 0 | 0 | 0 | 0 | 0 | 0 | 0 | 0 | 0 | 0 | 0 | 0
|  |  |  | Very high | 0 | 0 | 0 | 0 | 0 | 0 | 0 | 0 | 0 | 0 | 0 | 0 | 0 | 0 | 0 | 0 | 0 | 0 | 0 | 0 | 0 | 0 | 0 | 0 | 0 | 0 | 0 | 0 | 0 | 0 | 0 | 0 | 0 | 0 | 0 | 0 | 0 | 0 | 0 | 0 | 0 | 0
132KV Network | 7 | OHL towers | Number of Units | Low | 1149 | 527 | 208 | 159 | 99 | 156 | 1134 | 485 | 146 | 127 | 220 | 156 | 1149 | 485 | 161 | 127 | 220 | 156 | -15 | 0 | -15 | 0 | 0 | 0 | 0 | 0 | 0 | 0 | 0 | 0 | 0 | 0 | 0 | 0 | 0 | 0 | -15 | 0 | -15 | 0 | 0 | 0
|  |  |  | Medium | 2421 | 363 | 72 | 315 | 541 | 1130 | 2417 | 544 | 408 | 182 | 352 | 931 | 2421 | 257 | 106 | 182 | 658 | 1218 | -4 | 287 | 302 | 0 | -306 | -287 | 0 | 287 | 0 | 0 | 0 | -287 | 302 | 0 | 302 | 0 | 302 | 0 | -4 | 0 | 0 | 0 | -4 | 0
|  |  |  | High | 0 | 0 | 0 | 0 | 0 | 0 | 0 | 0 | 0 | 0 | 0 | 0 | 0 | 0 | 0 | 0 | 0 | 0 | 0 | 0 | 0 | 0 | 0 | 0 | 0 | 0 | 0 | 0 | 0 | 0 | 0 | 0 | 0 | 0 | 0 | 0 | 0 | 0 | 0 | 0 | 0 | 0
|  |  |  | Very high | 0 | 0 | 0 | 0 | 0 | 0 | 0 | 0 | 0 | 0 | 0 | 0 | 0 | 0 | 0 | 0 | 0 | 0 | 0 | 0 | 0 | 0 | 0 | 0 | 0 | 0 | 0 | 0 | 0 | 0 | 0 | 0 | 0 | 0 | 0 | 0 | 0 | 0 | 0 | 0 | 0 | 0

## 2.2_Input_Data_MatChange
ETs rebased targets of NOMs
Equally as challenging assessment
Input Data - Original: |  | Data Cleanse
[5 empty] | Start | [5 empty] | With Investment | [5 empty] | With No Investment
[5 empty] | Asset Health and Criticality in 2012/13 | [5 empty] | Asset Health and Criticality in 2020/21 | [5 empty] | Asset Health and Criticality in 2020/21
Voltage level | NOM Ref | Asset Group | Unit of Measurement | Criticality | Total population | AH1 | AH2 | AH3 | AH4 | AH5 | Total population | AH1 | AH2 | AH3 | AH4 | AH5 | Total population | AH1 | AH2 | AH3 | AH4 | AH5
400KV Network | 1 | Circuit Breaker | Number of Valves | Low | 0 | 0 | 0 | 0 | 0 | 0 | 0 | 0 | 0 | 0 | 0 | 0 | 0 | 0 | 0 | 0 | 0 | 0
|  |  |  | Medium | 11 | 11 | 0 | 0 | 0 | 0 | 11 | 11 | 0 | 0 | 0 | 0 | 11 | 11 | 0 | 0 | 0 | 0
|  |  |  | High | 0 | 0 | 0 | 0 | 0 | 0 | 0 | 0 | 0 | 0 | 0 | 0 | 0 | 0 | 0 | 0 | 0 | 0
|  |  |  | Very high | 0 | 0 | 0 | 0 | 0 | 0 | 0 | 0 | 0 | 0 | 0 | 0 | 0 | 0 | 0 | 0 | 0 | 0
400KV Network | 2 | Transformer | Number of Sites | Low | 0 | 0 | 0 | 0 | 0 | 0 | 0 | 0 | 0 | 0 | 0 | 0 | 0 | 0 | 0 | 0 | 0 | 0
|  |  |  | Medium | 2 | 3 | -1 | 0 | 0 | 0 | 2 | 3 | -1 | 0 | 0 | 0 | 2 | 3 | -1 | 0 | 0 | 0
|  |  |  | High | 0 | 0 | 0 | 0 | 0 | 0 | 0 | 0 | 0 | 0 | 0 | 0 | 0 | 0 | 0 | 0 | 0 | 0
|  |  |  | Very high | 0 | 0 | 0 | 0 | 0 | 0 | 0 | 0 | 0 | 0 | 0 | 0 | 0 | 0 | 0 | 0 | 0 | 0
400KV Network | 3 | Reactors | Number of Sites | Low | 0 | 0 | 0 | 0 | 0 | 0 | 0 | 0 | 0 | 0 | 0 | 0 | 0 | 0 | 0 | 0 | 0 | 0
|  |  |  | Medium | 2 | 2 | 0 | 0 | 0 | 0 | 2 | 2 | 0 | 0 | 0 | 0 | 2 | 2 | 0 | 0 | 0 | 0
|  |  |  | High | 0 | 0 | 0 | 0 | 0 | 0 | 0 | 0 | 0 | 0 | 0 | 0 | 0 | 0 | 0 | 0 | 0 | 0
|  |  |  | Very high | 0 | 0 | 0 | 0 | 0 | 0 | 0 | 0 | 0 | 0 | 0 | 0 | 0 | 0 | 0 | 0 | 0 | 0
400KV Network | 4 | Underground Cable | Number of Sites | Low | 0 | 0 | 0 | 0 | 0 | 0 | 0 | 0 | 0 | 0 | 0 | 0 | 0 | 0 | 0 | 0 | 0 | 0
|  |  |  | Medium | -4.477 | 0 | 0 | -4.477 | 0 | 0 | -4.477 | 0 | 0 | -4.477 | 0 | 0 | -4.477 | 0 | 0 | -4.477 | 0 | 0
|  |  |  | High | 0 | 0 | 0 | 0 | 0 | 0 | 0 | 0 | 0 | 0 | 0 | 0 | 0 | 0 | 0 | 0 | 0 | 0
|  |  |  | Very high | 0 | 0 | 0 | 0 | 0 | 0 | 0 | 0 | 0 | 0 | 0 | 0 | 0 | 0 | 0 | 0 | 0 | 0
400KV Network | 5 | OHL line conductor | Number of Units | Low | 0 | 0 | 0 | 0 | 0 | 0 | 0 | 0 | 0 | 0 | 0 | 0 | 0 | 0 | 0 | 0 | 0 | 0
|  |  |  | Medium | 117.7735 | 4.5276 | 116.3354 | 12.9089 | -15.9984 | 0 | 117.7735 | 44.3221 | -40.1213 | 116.3354 | 12.9089 | -15.6716 | 117.7735 | 44.6489 | -40.1213 | 116.3354 | 12.9089 | -15.9984
|  |  |  | High | 0 | 0 | 0 | 0 | 0 | 0 | 0 | 0 | 0 | 0 | 0 | 0 | 0 | 0 | 0 | 0 | 0 | 0
|  |  |  | Very high | 0 | 0 | 0 | 0 | 0 | 0 | 0 | 0 | 0 | 0 | 0 | 0 | 0 | 0 | 0 | 0 | 0 | 0
400KV Network | 6 | OHL line fittings | Number of Sites | Low | 0 | 0 | 0 | 0 | 0 | 0 | 0 | 0 | 0 | 0 | 0 | 0 | 0 | 0 | 0 | 0 | 0 | 0
|  |  |  | Medium | 117.7735 | 4.2008 | 116.3033 | -1.5445 | 0 | -1.1861 | 117.7735 | 1.8834 | 2.3174 | 116.3033 | -1.5445 | -1.1861 | 117.7735 | 2.2102 | 1.9906 | 116.3033 | -1.5445 | -1.1861
|  |  |  | High | 0 | 0 | 0 | 0 | 0 | 0 | 0 | 0 | 0 | 0 | 0 | 0 | 0 | 0 | 0 | 0 | 0 | 0
|  |  |  | Very high | 0 | 0 | 0 | 0 | 0 | 0 | 0 | 0 | 0 | 0 | 0 | 0 | 0 | 0 | 0 | 0 | 0 | 0
400KV Network | 7 | OHL towers | Number of Sites | Low | 0 | 0 | 0 | 0 | 0 | 0 | 0 | 0 | 0 | 0 | 0 | 0 | 0 | 0 | 0 | 0 | 0 | 0
|  |  |  | Medium | 14 | 1 | 3 | 9 | 2 | -1 | 14 | 1 | 3 | 4 | 7 | -1 | 14 | 1 | 3 | 4 | 7 | -1
|  |  |  | High | 0 | 0 | 0 | 0 | 0 | 0 | 0 | 0 | 0 | 0 | 0 | 0 | 0 | 0 | 0 | 0 | 0 | 0
|  |  |  | Very high | 0 | 0 | 0 | 0 | 0 | 0 | 0 | 0 | 0 | 0 | 0 | 0 | 0 | 0 | 0 | 0 | 0 | 0
275KV Network | 1 | Circuit Breaker | Number of Sites | Low | 0 | 0 | 0 | 0 | 0 | 0 | 0 | 0 | 0 | 0 | 0 | 0 | 0 | 0 | 0 | 0 | 0 | 0
|  |  |  | Medium | 12 | 13 | 0 | 0 | 0 | -1 | 14 | 14 | 0 | 1 | 0 | -1 | 12 | 13 | 0 | 0 | 0 | -1
|  |  |  | High | 1 | 1 | 0 | 0 | 0 | 0 | -1 | -1 | 0 | 0 | 0 | 0 | 1 | 1 | 0 | 0 | 0 | 0
|  |  |  | Very high | 0 | 0 | 0 | 0 | 0 | 0 | 0 | 0 | 0 | 0 | 0 | 0 | 0 | 0 | 0 | 0 | 0 | 0
275KV Network | 2 | Transformer | Number of Systems | Low | 0 | 0 | 0 | 0 | 0 | 0 | 0 | 0 | 0 | 0 | 0 | 0 | 0 | 0 | 0 | 0 | 0 | 0
|  |  |  | Medium | 10 | 14 | 0 | -3 | 0 | -1 | 10 | 14 | 0 | -3 | 0 | -1 | 10 | 14 | 0 | -3 | 0 | -1
|  |  |  | High | 2 | 0 | 0 | 2 | 0 | 0 | 2 | 0 | 0 | 2 | 0 | 0 | 2 | 0 | 0 | 2 | 0 | 0
|  |  |  | Very high | 0 | 0 | 0 | 0 | 0 | 0 | 0 | 0 | 0 | 0 | 0 | 0 | 0 | 0 | 0 | 0 | 0 | 0
275KV Network | 3 | Reactors | Number of Systems | Low | 0 | 0 | 0 | 0 | 0 | 0 | 0 | 0 | 0 | 0 | 0 | 0 | 0 | 0 | 0 | 0 | 0 | 0
|  |  |  | Medium | 1 | 0 | 0 | 1 | 0 | 0 | 1 | 0 | 0 | 1 | 0 | 0 | 1 | 0 | 0 | 1 | 0 | 0
|  |  |  | High | 0 | 0 | 0 | 0 | 0 | 0 | 0 | 0 | 0 | 0 | 0 | 0 | 0 | 0 | 0 | 0 | 0 | 0
|  |  |  | Very high | 0 | 0 | 0 | 0 | 0 | 0 | 0 | 0 | 0 | 0 | 0 | 0 | 0 | 0 | 0 | 0 | 0 | 0
275KV Network | 4 | Underground Cable | Number of Systems | Low | -4.9637 | -4.9637 | 0 | 0 | 0 | 0 | -4.9637 | -4.9637 | 0 | 0 | 0 | 0 | -4.9637 | -4.9637 | 0 | 0 | 0 | 0
|  |  |  | Medium | 19.8218 | 21.0787 | 0 | -1.2569 | 0 | 0 | 19.8218 | 21.0787 | 0 | -1.2569 | 0 | 0 | 19.8218 | 21.0787 | 0 | -1.2569 | 0 | 0
|  |  |  | High | -0.0191 | 0 | 0 | -0.0191 | 0 | 0 | -0.0191 | 0 | 0 | -0.0191 | 0 | 0 | -0.0191 | 0 | 0 | -0.0191 | 0 | 0
|  |  |  | Very high | 0 | 0 | 0 | 0 | 0 | 0 | 0 | 0 | 0 | 0 | 0 | 0 | 0 | 0 | 0 | 0 | 0 | 0
275KV Network | 5 | OHL line conductor | Number of Systems | Low | -2.4452 | 0.0665 | 0 | 0 | -2.5117 | 0 | -2.4452 | 0.2222 | 0 | 0 | 0 | -2.6674 | -2.4452 | 0.0665 | 0 | 0 | 0 | -2.5117
|  |  |  | Medium | -125.6375 | -14.9381 | -115.5281 | 6.6544 | -0.6399 | -1.1858 | -125.6375 | -3.0454 | -14.08 | -115.5281 | 5.4459 | 1.5701 | -125.6375 | -0.9331 | -14.005 | -115.5281 | 5.4459 | -0.6172
|  |  |  | High | -3.8722 | 0 | -0.0303 | -0.342 | -2.3269 | -1.173 | -3.8722 | -1.173 | 0 | -0.0303 | -0.342 | -2.3269 | -3.8722 | 0 | 0 | -0.0303 | -0.342 | -3.4999
|  |  |  | Very high | 0 | 0 | 0 | 0 | 0 | 0 | 0 | 0 | 0 | 0 | 0 | 0 | 0 | 0 | 0 | 0 | 0 | 0
275KV Network | 6 | OHL line fittings | Number of Valves | Low | -2.4452 | 0.2119 | 0 | -2.8482 | 0.0354 | 0.1557 | -2.4452 | 0.2222 | 0.1454 | 0 | -2.8482 | 0.0354 | -2.4452 | 0.1181 | 0.0938 | 0 | -2.8482 | 0.1911
|  |  |  | Medium | -125.6375 | -12.7968 | -117.1023 | 6.9751 | -0.5816 | -2.1319 | -125.6375 | -2.6473 | -14.0479 | -115.3854 | 7.1994 | -0.7563 | -125.6375 | -0.2526 | -14.2611 | -115.3854 | 6.9751 | -2.7135
|  |  |  | High | -3.8722 | -2.6945 | 0.1277 | -1.3054 | 0 | 0 | -3.8722 | -1.173 | -1.5215 | 0.1277 | -1.3054 | 0 | -3.8722 | 0 | -2.6945 | 0.1277 | -1.3054 | 0
|  |  |  | Very high | 0 | 0 | 0 | 0 | 0 | 0 | 0 | 0 | 0 | 0 | 0 | 0 | 0 | 0 | 0 | 0 | 0 | 0
275KV Network | 7 | OHL towers | Number of Valves | Low | -4 | 0 | 0 | 0 | -4 | 0 | -4 | 0 | 1 | 0 | -5 | 0 | -4 | 0 | 0 | 0 | -4 | 0
|  |  |  | Medium | -5 | 0 | 3 | -10 | 1 | 1 | -5 | -2 | 4 | -11 | 3 | 1 | -5 | -2 | 5 | -11 | 2 | 1
|  |  |  | High | 6 | 3 | -1 | 5 | -1 | 0 | 6 | 3 | 4 | 0 | -1 | 0 | 6 | 3 | -1 | 0 | 4 | 0
|  |  |  | Very high | 0 | 0 | 0 | 0 | 0 | 0 | 0 | 0 | 0 | 0 | 0 | 0 | 0 | 0 | 0 | 0 | 0 | 0
132KV Network | 1 | Circuit Breaker | Number of Valves | Low | 0 | 0 | 0 | 0 | 0 | 0 | 0 | 0 | 0 | 0 | 0 | 0 | 0 | 0 | 0 | 0 | 0 | 0
|  |  |  | Medium | 4 | 4 | 0 | 0 | 0 | 0 | 4 | 4 | 0 | 0 | 0 | 0 | 4 | 4 | 0 | 0 | 0 | 0
|  |  |  | High | -2 | 1 | 0 | -2 | -2 | 1 | -3 | -2 | 3 | -2 | -2 | 0 | -2 | 1 | 0 | -2 | -2 | 1
|  |  |  | Very high | 0 | 0 | 0 | 0 | 0 | 0 | 0 | 0 | 0 | 0 | 0 | 0 | 0 | 0 | 0 | 0 | 0 | 0
132KV Network | 2 | Transformer | Number of Units | Low | 0 | 0 | 0 | 0 | 0 | 0 | 0 | 0 | 0 | 0 | 0 | 0 | 0 | 0 | 0 | 0 | 0 | 0
|  |  |  | Medium | 4 | 4 | 0 | 0 | 0 | 0 | 4 | 4 | 0 | 0 | 0 | 0 | 4 | 4 | 0 | 0 | 0 | 0
|  |  |  | High | 8 | 2 | -1 | -1 | 8 | 0 | 8 | 2 | -1 | -1 | 8 | 0 | 8 | 2 | -1 | -1 | 8 | 0
|  |  |  | Very high | 0 | 0 | 0 | 0 | 0 | 0 | 0 | 0 | 0 | 0 | 0 | 0 | 0 | 0 | 0 | 0 | 0 | 0
132KV Network | 3 | Reactors | Number of Systems | Low | 0 | 0 | 0 | 0 | 0 | 0 | 0 | 0 | 0 | 0 | 0 | 0 | 0 | 0 | 0 | 0 | 0 | 0
|  |  |  | Medium | 1 | 0 | 0 | 0 | 1 | 0 | 1 | 0 | 0 | 0 | 1 | 0 | 1 | 0 | 0 | 0 | 1 | 0
|  |  |  | High | 0 | 0 | 0 | 0 | 0 | 0 | 0 | 0 | 0 | 0 | 0 | 0 | 0 | 0 | 0 | 0 | 0 | 0
|  |  |  | Very high | 0 | 0 | 0 | 0 | 0 | 0 | 0 | 0 | 0 | 0 | 0 | 0 | 0 | 0 | 0 | 0 | 0 | 0
132KV Network | 4 | Underground Cable | Number of Units | Low | 14.8956 | 11.0276 | 0 | 3.868 | 0 | 0 | 14.8956 | 11.0276 | 0 | 3.868 | 0 | 0 | 14.8956 | 11.0276 | 0 | 3.868 | 0 | 0
|  |  |  | Medium | 10.3169 | 9.4791 | 0 | 0.8378 | 0 | 0 | 10.3169 | -1.2542 | 0 | 11.5711 | 0 | 0 | 10.3169 | 9.4791 | 0 | 0.8378 | 0 | 0
|  |  |  | High | -0.034 | 0 | 0 | -0.034 | 0 | 0 | -0.034 | 0 | 0 | -0.034 | 0 | 0 | -0.034 | 0 | 0 | -0.034 | 0 | 0
|  |  |  | Very high | 0 | 0 | 0 | 0 | 0 | 0 | 0 | 0 | 0 | 0 | 0 | 0 | 0 | 0 | 0 | 0 | 0 | 0
132KV Network | 5 | OHL line conductor | Number of Units | Low | 26.4604 | 30.6252 | 0 | 1.4423 | -4.1066 | -1.5005 | 28.8204 | 19.2689 | 11.3563 | 0.0902 | 2.3709 | -4.2659 | 26.4604 | 19.2689 | 11.3563 | 0.0902 | 0.0109 | -4.2659
|  |  |  | Medium | -40.2046 | 21.7888 | -5.016 | -0.3872 | -48.4873 | -8.1029 | -40.2046 | 0.4489 | 21.7469 | -5.2 | -1.7559 | -55.4445 | -40.2046 | 0.0419 | 21.7469 | -5.2 | -1.7559 | -55.0375
|  |  |  | High | 0 | 0 | 0 | 0 | 0 | 0 | 0 | 0 | 0 | 0 | 0 | 0 | 0 | 0 | 0 | 0 | 0 | 0
|  |  |  | Very high | 0 | 0 | 0 | 0 | 0 | 0 | 0 | 0 | 0 | 0 | 0 | 0 | 0 | 0 | 0 | 0 | 0 | 0
132KV Network | 6 | OHL line fittings | Number of Systems | Low | 26.4604 | 29.9632 | 0.326 | -3.9452 | 0.1164 | 0 | 28.8204 | 0 | 30.0522 | 2.597 | -3.855 | 0.0262 | 26.4604 | 0 | 30.0522 | 0.237 | -3.855 | 0.0262
|  |  |  | Medium | -40.2046 | -24.4535 | 19.7063 | -29.7744 | -2.0295 | -3.6535 | -40.2046 | 0.407 | -3.5403 | -1.6374 | -31.5279 | -3.906 | -40.2046 | 0 | -3.5403 | -1.6374 | -31.2439 | -3.783
|  |  |  | High | 0 | 0 | 0 | 0 | 0 | 0 | 0 | 0 | 0 | 0 | 0 | 0 | 0 | 0 | 0 | 0 | 0 | 0
|  |  |  | Very high | 0 | 0 | 0 | 0 | 0 | 0 | 0 | 0 | 0 | 0 | 0 | 0 | 0 | 0 | 0 | 0 | 0 | 0
132KV Network | 7 | OHL towers | Number of Units | Low | 223 | 207 | 0 | 19 | -3 | 0 | 228 | 207 | 5 | 19 | -3 | 0 | 223 | 207 | 0 | 19 | -3 | 0
|  |  |  | Medium | -113 | -21 | 2 | -3 | -85 | -6 | -114 | -25 | 1 | 4 | -4 | -90 | -113 | -21 | 0 | 4 | -2 | -94
|  |  |  | High | 0 | 0 | 0 | 0 | 0 | 0 | 0 | 0 | 0 | 0 | 0 | 0 | 0 | 0 | 0 | 0 | 0 | 0
|  |  |  | Very high | 0 | 0 | 0 | 0 | 0 | 0 | 0 | 0 | 0 | 0 | 0 | 0 | 0 | 0 | 0 | 0 | 0 | 0

## 2.3_Input_Data_Orig_MC
ETs rebased targets of NOMs
Equally as challenging assessment
Input Data - Original: |  | Post Data Cleanse
[5 empty] | Start | [5 empty] | With Investment | [5 empty] | With No Investment | [5 empty] | Impact of Intervention | [5 empty] | Impact of Intervention | [5 empty] | Impact of Intervention | [5 empty] | Impact of Intervention
[5 empty] | Asset Health and Criticality in 2012/13 | [5 empty] | Asset Health and Criticality in 2020/21 | [5 empty] | Asset Health and Criticality in 2020/21 | [5 empty] | Replacement, Refurbishment and Removal (AH-driven) | [5 empty] | Replacement | [5 empty] | Refurbishment | [5 empty] | Permanent Removal (AH-Driven)
Voltage level | NOM Ref | Asset Group | Unit of Measurement | Criticality | Total population | AH1 | AH2 | AH3 | AH4 | AH5 | Total population | AH1 | AH2 | AH3 | AH4 | AH5 | Total population | AH1 | AH2 | AH3 | AH4 | AH5 | Total Intervention Volume | AH1 | AH2 | AH3 | AH4 | AH5 | Total Replacement Volume | AH1 | AH2 | AH3 | AH4 | AH5 | Total Refurbishment Volume | AH1 | AH2 | AH3 | AH4 | AH5 | Total Removal Volume | AH1 | AH2 | AH3 | AH4 | AH5
400KV Network | 1 | Circuit Breaker | Number of Valves | Low | 0 | 0 | 0 | 0 | 0 | 0 | 0 | 0 | 0 | 0 | 0 | 0 | 0 | 0 | 0 | 0 | 0 | 0 | 0 | 0 | 0 | 0 | 0 | 0 | 0 | 0 | 0 | 0 | 0 | 0 | 0 | 0 | 0 | 0 | 0 | 0 | 0 | 0 | 0 | 0 | 0 | 0
|  |  |  | Medium | 43 | 29 | 9 | 5 | 0 | 0 | 43 | 11 | 18 | 14 | 0 | 0 | 43 | 11 | 18 | 14 | 0 | 0 | 0 | 0 | 0 | 0 | 0 | 0 | 0 | 0 | 0 | 0 | 0 | 0 | 0 | 0 | 0 | 0 | 0 | 0 | 0 | 0 | 0 | 0 | 0 | 0
|  |  |  | High | 24 | 2 | 0 | 8 | 7 | 7 | 24 | 7 | 2 | 8 | 0 | 7 | 24 | 0 | 2 | 8 | 0 | 14 | 7 | 7 | 0 | 0 | 0 | -7 | 14 | 7 | 0 | 0 | 0 | -7 | 0 | 0 | 0 | 0 | 0 | 0 | 0 | 0 | 0 | 0 | 0 | 0
|  |  |  | Very high | 0 | 0 | 0 | 0 | 0 | 0 | 0 | 0 | 0 | 0 | 0 | 0 | 0 | 0 | 0 | 0 | 0 | 0 | 0 | 0 | 0 | 0 | 0 | 0 | 0 | 0 | 0 | 0 | 0 | 0 | 0 | 0 | 0 | 0 | 0 | 0 | 0 | 0 | 0 | 0 | 0 | 0
400KV Network | 2 | Transformer | Number of Sites | Low | 0 | 0 | 0 | 0 | 0 | 0 | 0 | 0 | 0 | 0 | 0 | 0 | 0 | 0 | 0 | 0 | 0 | 0 | 0 | 0 | 0 | 0 | 0 | 0 | 0 | 0 | 0 | 0 | 0 | 0 | 0 | 0 | 0 | 0 | 0 | 0 | 0 | 0 | 0 | 0 | 0 | 0
|  |  |  | Medium | 20 | 10 | 6 | 4 | 0 | 0 | 20 | 10 | 2 | 6 | 2 | 0 | 20 | 10 | 2 | 6 | 2 | 0 | 0 | 0 | 0 | 0 | 0 | 0 | 0 | 0 | 0 | 0 | 0 | 0 | 0 | 0 | 0 | 0 | 0 | 0 | 0 | 0 | 0 | 0 | 0 | 0
|  |  |  | High | 7 | 0 | 0 | 7 | 0 | 0 | 7 | 0 | 0 | 5 | 0 | 2 | 7 | 0 | 0 | 5 | 0 | 2 | 0 | 0 | 0 | 0 | 0 | 0 | 0 | 0 | 0 | 0 | 0 | 0 | 0 | 0 | 0 | 0 | 0 | 0 | 0 | 0 | 0 | 0 | 0 | 0
|  |  |  | Very high | 0 | 0 | 0 | 0 | 0 | 0 | 0 | 0 | 0 | 0 | 0 | 0 | 0 | 0 | 0 | 0 | 0 | 0 | 0 | 0 | 0 | 0 | 0 | 0 | 0 | 0 | 0 | 0 | 0 | 0 | 0 | 0 | 0 | 0 | 0 | 0 | 0 | 0 | 0 | 0 | 0 | 0
400KV Network | 3 | Reactors | Number of Sites | Low | 0 | 0 | 0 | 0 | 0 | 0 | 0 | 0 | 0 | 0 | 0 | 0 | 0 | 0 | 0 | 0 | 0 | 0 | 0 | 0 | 0 | 0 | 0 | 0 | 0 | 0 | 0 | 0 | 0 | 0 | 0 | 0 | 0 | 0 | 0 | 0 | 0 | 0 | 0 | 0 | 0 | 0
|  |  |  | Medium | 2 | 2 | 0 | 0 | 0 | 0 | 2 | 2 | 0 | 0 | 0 | 0 | 2 | 2 | 0 | 0 | 0 | 0 | 0 | 0 | 0 | 0 | 0 | 0 | 0 | 0 | 0 | 0 | 0 | 0 | 0 | 0 | 0 | 0 | 0 | 0 | 0 | 0 | 0 | 0 | 0 | 0
|  |  |  | High | 2 | 0 | 0 | 0 | 2 | 0 | 2 | 0 | 0 | 0 | 0 | 2 | 2 | 0 | 0 | 0 | 0 | 2 | 0 | 0 | 0 | 0 | 0 | 0 | 0 | 0 | 0 | 0 | 0 | 0 | 0 | 0 | 0 | 0 | 0 | 0 | 0 | 0 | 0 | 0 | 0 | 0
|  |  |  | Very high | 0 | 0 | 0 | 0 | 0 | 0 | 0 | 0 | 0 | 0 | 0 | 0 | 0 | 0 | 0 | 0 | 0 | 0 | 0 | 0 | 0 | 0 | 0 | 0 | 0 | 0 | 0 | 0 | 0 | 0 | 0 | 0 | 0 | 0 | 0 | 0 | 0 | 0 | 0 | 0 | 0 | 0
400KV Network | 4 | Underground Cable | Number of Sites | Low | 0 | 0 | 0 | 0 | 0 | 0 | 0 | 0 | 0 | 0 | 0 | 0 | 0 | 0 | 0 | 0 | 0 | 0 | 0 | 0 | 0 | 0 | 0 | 0 | 0 | 0 | 0 | 0 | 0 | 0 | 0 | 0 | 0 | 0 | 0 | 0 | 0 | 0 | 0 | 0 | 0 | 0
|  |  |  | Medium | 9.223 | 0 | 0 | 9.223 | 0 | 0 | 9.223 | 0 | 0 | 9.223 | 0 | 0 | 9.223 | 0 | 0 | 9.223 | 0 | 0 | 0 | 0 | 0 | 0 | 0 | 0 | 0 | 0 | 0 | 0 | 0 | 0 | 0 | 0 | 0 | 0 | 0 | 0 | 0 | 0 | 0 | 0 | 0 | 0
|  |  |  | High | 0 | 0 | 0 | 0 | 0 | 0 | 0 | 0 | 0 | 0 | 0 | 0 | 0 | 0 | 0 | 0 | 0 | 0 | 0 | 0 | 0 | 0 | 0 | 0 | 0 | 0 | 0 | 0 | 0 | 0 | 0 | 0 | 0 | 0 | 0 | 0 | 0 | 0 | 0 | 0 | 0 | 0
|  |  |  | Very high | 0 | 0 | 0 | 0 | 0 | 0 | 0 | 0 | 0 | 0 | 0 | 0 | 0 | 0 | 0 | 0 | 0 | 0 | 0 | 0 | 0 | 0 | 0 | 0 | 0 | 0 | 0 | 0 | 0 | 0 | 0 | 0 | 0 | 0 | 0 | 0 | 0 | 0 | 0 | 0 | 0 | 0
400KV Network | 5 | OHL line conductor | Number of Units | Low | 0 | 0 | 0 | 0 | 0 | 0 | 0 | 0 | 0 | 0 | 0 | 0 | 0 | 0 | 0 | 0 | 0 | 0 | 0 | 0 | 0 | 0 | 0 | 0 | 0 | 0 | 0 | 0 | 0 | 0 | 0 | 0 | 0 | 0 | 0 | 0 | 0 | 0 | 0 | 0 | 0 | 0
|  |  |  | Medium | 1016.4645 | 290.8216 | 274.9654 | 76.6489 | 374.0286 | 0 | 1016.4645 | 226.8551 | 136.5787 | 274.9654 | 76.6489 | 301.4164 | 1016.4645 | 154.2429 | 136.5787 | 274.9654 | 76.6489 | 374.0286 | 73.6282 | 72.6122 | 0 | 0 | 0 | -72.6122 | 147.2564 | 72.6122 | 0 | 0 | 0 | -72.6122 | 0 | 0 | 0 | 0 | 0 | 0 | 0 | 0 | 0 | 0 | 0 | 0
|  |  |  | High | 0 | 0 | 0 | 0 | 0 | 0 | 0 | 0 | 0 | 0 | 0 | 0 | 0 | 0 | 0 | 0 | 0 | 0 | 0 | 0 | 0 | 0 | 0 | 0 | 0 | 0 | 0 | 0 | 0 | 0 | 0 | 0 | 0 | 0 | 0 | 0 | 0 | 0 | 0 | 0 | 0 | 0
|  |  |  | Very high | 0 | 0 | 0 | 0 | 0 | 0 | 0 | 0 | 0 | 0 | 0 | 0 | 0 | 0 | 0 | 0 | 0 | 0 | 0 | 0 | 0 | 0 | 0 | 0 | 0 | 0 | 0 | 0 | 0 | 0 | 0 | 0 | 0 | 0 | 0 | 0 | 0 | 0 | 0 | 0 | 0 | 0
400KV Network | 6 | OHL line fittings | Number of Sites | Low | 0 | 0 | 0 | 0 | 0 | 0 | 0 | 0 | 0 | 0 | 0 | 0 | 0 | 0 | 0 | 0 | 0 | 0 | 0 | 0 | 0 | 0 | 0 | 0 | 0 | 0 | 0 | 0 | 0 | 0 | 0 | 0 | 0 | 0 | 0 | 0 | 0 | 0 | 0 | 0 | 0 | 0
|  |  |  | Medium | 1016.4645 | 363.4338 | 454.9413 | 97.1355 | 38.76 | 62.1939 | 1016.4645 | 99.6984 | 263.7354 | 454.9413 | 97.1355 | 100.9539 | 1016.4645 | 26.0702 | 337.3636 | 454.9413 | 97.1355 | 100.9539 | 73.6282 | 73.6282 | -73.6282 | 0 | 0 | 0 | 147.2564 | 73.6282 | -73.6282 | 0 | 0 | 0 | 0 | 0 | 0 | 0 | 0 | 0 | 0 | 0 | 0 | 0 | 0 | 0
|  |  |  | High | 0 | 0 | 0 | 0 | 0 | 0 | 0 | 0 | 0 | 0 | 0 | 0 | 0 | 0 | 0 | 0 | 0 | 0 | 0 | 0 | 0 | 0 | 0 | 0 | 0 | 0 | 0 | 0 | 0 | 0 | 0 | 0 | 0 | 0 | 0 | 0 | 0 | 0 | 0 | 0 | 0 | 0
|  |  |  | Very high | 0 | 0 | 0 | 0 | 0 | 0 | 0 | 0 | 0 | 0 | 0 | 0 | 0 | 0 | 0 | 0 | 0 | 0 | 0 | 0 | 0 | 0 | 0 | 0 | 0 | 0 | 0 | 0 | 0 | 0 | 0 | 0 | 0 | 0 | 0 | 0 | 0 | 0 | 0 | 0 | 0 | 0
400KV Network | 7 | OHL towers | Number of Sites | Low | 0 | 0 | 0 | 0 | 0 | 0 | 0 | 0 | 0 | 0 | 0 | 0 | 0 | 0 | 0 | 0 | 0 | 0 | 0 | 0 | 0 | 0 | 0 | 0 | 0 | 0 | 0 | 0 | 0 | 0 | 0 | 0 | 0 | 0 | 0 | 0 | 0 | 0 | 0 | 0 | 0 | 0
|  |  |  | Medium | 1728 | 110 | 449 | 724 | 205 | 240 | 1728 | 104 | 460 | 501 | 423 | 240 | 1728 | 104 | 266 | 501 | 617 | 240 | 221 | 0 | 194 | 0 | -194 | 0 | 0 | 0 | 0 | 0 | 0 | 0 | 221 | -27 | 0 | 0 | -194 | 0 | 0 | 0 | 0 | 0 | 0 | 0
|  |  |  | High | 0 | 0 | 0 | 0 | 0 | 0 | 0 | 0 | 0 | 0 | 0 | 0 | 0 | 0 | 0 | 0 | 0 | 0 | 0 | 0 | 0 | 0 | 0 | 0 | 0 | 0 | 0 | 0 | 0 | 0 | 0 | 0 | 0 | 0 | 0 | 0 | 0 | 0 | 0 | 0 | 0 | 0
|  |  |  | Very high | 0 | 0 | 0 | 0 | 0 | 0 | 0 | 0 | 0 | 0 | 0 | 0 | 0 | 0 | 0 | 0 | 0 | 0 | 0 | 0 | 0 | 0 | 0 | 0 | 0 | 0 | 0 | 0 | 0 | 0 | 0 | 0 | 0 | 0 | 0 | 0 | 0 | 0 | 0 | 0 | 0 | 0
275KV Network | 1 | Circuit Breaker | Number of Sites | Low | 0 | 0 | 0 | 0 | 0 | 0 | 0 | 0 | 0 | 0 | 0 | 0 | 0 | 0 | 0 | 0 | 0 | 0 | 0 | 0 | 0 | 0 | 0 | 0 | 0 | 0 | 0 | 0 | 0 | 0 | 0 | 0 | 0 | 0 | 0 | 0 | 0 | 0 | 0 | 0 | 0 | 0
|  |  |  | Medium | 94 | 45 | 6 | 3 | 0 | 40 | 98 | 38 | 32 | 9 | 0 | 19 | 94 | 13 | 32 | 9 | 0 | 40 | 23 | 25 | 0 | 0 | 0 | -21 | 46 | 25 | 0 | 0 | 0 | -21 | 0 | 0 | 0 | 0 | 0 | 0 | 0 | 0 | 0 | 0 | 0 | 0
|  |  |  | High | 70 | 14 | 5 | 7 | 18 | 26 | 70 | 15 | 13 | 12 | 0 | 30 | 70 | 1 | 13 | 12 | 0 | 44 | 14 | 14 | 0 | 0 | 0 | -14 | 28 | 14 | 0 | 0 | 0 | -14 | 0 | 0 | 0 | 0 | 0 | 0 | 0 | 0 | 0 | 0 | 0 | 0
|  |  |  | Very high | 0 | 0 | 0 | 0 | 0 | 0 | 0 | 0 | 0 | 0 | 0 | 0 | 0 | 0 | 0 | 0 | 0 | 0 | 0 | 0 | 0 | 0 | 0 | 0 | 0 | 0 | 0 | 0 | 0 | 0 | 0 | 0 | 0 | 0 | 0 | 0 | 0 | 0 | 0 | 0 | 0 | 0
275KV Network | 2 | Transformer | Number of Systems | Low | 0 | 0 | 0 | 0 | 0 | 0 | 0 | 0 | 0 | 0 | 0 | 0 | 0 | 0 | 0 | 0 | 0 | 0 | 0 | 0 | 0 | 0 | 0 | 0 | 0 | 0 | 0 | 0 | 0 | 0 | 0 | 0 | 0 | 0 | 0 | 0 | 0 | 0 | 0 | 0 | 0 | 0
|  |  |  | Medium | 37 | 17 | 0 | 17 | 2 | 1 | 37 | 17 | 1 | 3 | 9 | 7 | 37 | 16 | 1 | 3 | 9 | 8 | 1 | 1 | 0 | 0 | 0 | -1 | 2 | 1 | 0 | 0 | 0 | -1 | 0 | 0 | 0 | 0 | 0 | 0 | 0 | 0 | 0 | 0 | 0 | 0
|  |  |  | High | 55 | 14 | 8 | 26 | 5 | 2 | 55 | 20 | 6 | 10 | 11 | 8 | 55 | 14 | 6 | 10 | 11 | 14 | 6 | 6 | 0 | 0 | 0 | -6 | 12 | 6 | 0 | 0 | 0 | -6 | 0 | 0 | 0 | 0 | 0 | 0 | 0 | 0 | 0 | 0 | 0 | 0
|  |  |  | Very high | 0 | 0 | 0 | 0 | 0 | 0 | 0 | 0 | 0 | 0 | 0 | 0 | 0 | 0 | 0 | 0 | 0 | 0 | 0 | 0 | 0 | 0 | 0 | 0 | 0 | 0 | 0 | 0 | 0 | 0 | 0 | 0 | 0 | 0 | 0 | 0 | 0 | 0 | 0 | 0 | 0 | 0
275KV Network | 3 | Reactors | Number of Systems | Low | 0 | 0 | 0 | 0 | 0 | 0 | 0 | 0 | 0 | 0 | 0 | 0 | 0 | 0 | 0 | 0 | 0 | 0 | 0 | 0 | 0 | 0 | 0 | 0 | 0 | 0 | 0 | 0 | 0 | 0 | 0 | 0 | 0 | 0 | 0 | 0 | 0 | 0 | 0 | 0 | 0 | 0
|  |  |  | Medium | 3 | 0 | 0 | 2 | 1 | 0 | 3 | 2 | 0 | 1 | 0 | 0 | 3 | 0 | 0 | 1 | 0 | 2 | 2 | 2 | 0 | 0 | 0 | -2 | 4 | 2 | 0 | 0 | 0 | -2 | 0 | 0 | 0 | 0 | 0 | 0 | 0 | 0 | 0 | 0 | 0 | 0
|  |  |  | High | 11 | 0 | 0 | 2 | 9 | 0 | 11 | 6 | 0 | 0 | 0 | 5 | 11 | 0 | 0 | 0 | 0 | 11 | 6 | 6 | 0 | 0 | 0 | -6 | 12 | 6 | 0 | 0 | 0 | -6 | 0 | 0 | 0 | 0 | 0 | 0 | 0 | 0 | 0 | 0 | 0 | 0
|  |  |  | Very high | 0 | 0 | 0 | 0 | 0 | 0 | 0 | 0 | 0 | 0 | 0 | 0 | 0 | 0 | 0 | 0 | 0 | 0 | 0 | 0 | 0 | 0 | 0 | 0 | 0 | 0 | 0 | 0 | 0 | 0 | 0 | 0 | 0 | 0 | 0 | 0 | 0 | 0 | 0 | 0 | 0 | 0
275KV Network | 4 | Underground Cable | Number of Systems | Low | 34.2363 | 34.2363 | 0 | 0 | 0 | 0 | 34.2363 | 34.2363 | 0 | 0 | 0 | 0 | 34.2363 | 34.2363 | 0 | 0 | 0 | 0 | 0 | 0 | 0 | 0 | 0 | 0 | 0 | 0 | 0 | 0 | 0 | 0 | 0 | 0 | 0 | 0 | 0 | 0 | 0 | 0 | 0 | 0 | 0 | 0
|  |  |  | Medium | 70.3218 | 40.6787 | 0 | 29.6431 | 0 | 0 | 70.3218 | 40.6787 | 0 | 29.6431 | 0 | 0 | 70.3218 | 40.6787 | 0 | 29.6431 | 0 | 0 | 0 | 0 | 0 | 0 | 0 | 0 | 0 | 0 | 0 | 0 | 0 | 0 | 0 | 0 | 0 | 0 | 0 | 0 | 0 | 0 | 0 | 0 | 0 | 0
|  |  |  | High | 0.6809 | 0 | 0 | 0.6809 | 0 | 0 | 0.6809 | 0 | 0 | 0.6809 | 0 | 0 | 0.6809 | 0 | 0 | 0.6809 | 0 | 0 | 0 | 0 | 0 | 0 | 0 | 0 | 0 | 0 | 0 | 0 | 0 | 0 | 0 | 0 | 0 | 0 | 0 | 0 | 0 | 0 | 0 | 0 | 0 | 0
|  |  |  | Very high | 0 | 0 | 0 | 0 | 0 | 0 | 0 | 0 | 0 | 0 | 0 | 0 | 0 | 0 | 0 | 0 | 0 | 0 | 0 | 0 | 0 | 0 | 0 | 0 | 0 | 0 | 0 | 0 | 0 | 0 | 0 | 0 | 0 | 0 | 0 | 0 | 0 | 0 | 0 | 0 | 0 | 0
275KV Network | 5 | OHL line conductor | Number of Systems | Low | 45.9708 | 5.6625 | 0 | 0 | 40.3083 | 0 | 45.9708 | 28.6782 | 0 | 0 | 0 | 17.2926 | 45.9708 | 5.6625 | 0 | 0 | 0 | 40.3083 | 23.6801 | 23.0157 | 0 | 0 | 0 | -23.0157 | 47.3602 | 23.0157 | 0 | 0 | 0 | -23.0157 | 0 | 0 | 0 | 0 | 0 | 0 | 0 | 0 | 0 | 0 | 0 | 0
|  |  |  | Medium | 801.3255 | 102.5409 | 5.3019 | 76.6744 | 546.5741 | 70.2342 | 801.3255 | 307.0446 | 0 | 5.3019 | 106.1259 | 382.8531 | 801.3255 | 101.0259 | 1.515 | 5.3019 | 106.1259 | 587.3568 | 207.3463 | 206.0187 | -1.515 | 0 | 0 | -204.5037 | 414.6926 | 206.0187 | -1.515 | 0 | 0 | -204.5037 | 0 | 0 | 0 | 0 | 0 | 0 | 0 | 0 | 0 | 0 | 0 | 0
|  |  |  | High | 310.4408 | 0 | 5.1697 | 8.052 | 197.6641 | 99.555 | 310.4408 | 99.555 | 0 | 5.1697 | 8.052 | 197.6641 | 310.4408 | 0 | 0 | 5.1697 | 8.052 | 297.2191 | 99.555 | 99.555 | 0 | 0 | 0 | -99.555 | 199.11 | 99.555 | 0 | 0 | 0 | -99.555 | 0 | 0 | 0 | 0 | 0 | 0 | 0 | 0 | 0 | 0 | 0 | 0
|  |  |  | Very high | 0 | 0 | 0 | 0 | 0 | 0 | 0 | 0 | 0 | 0 | 0 | 0 | 0 | 0 | 0 | 0 | 0 | 0 | 0 | 0 | 0 | 0 | 0 | 0 | 0 | 0 | 0 | 0 | 0 | 0 | 0 | 0 | 0 | 0 | 0 | 0 | 0 | 0 | 0 | 0 | 0 | 0
275KV Network | 6 | OHL line fittings | Number of Valves | Low | 45.9708 | 14.2279 | 0 | 7.1718 | 16.5234 | 8.0477 | 45.9708 | 28.6782 | 8.5654 | 0 | 7.1718 | 1.5554 | 45.9708 | 4.9981 | 9.2298 | 0 | 7.1718 | 24.5711 | 23.6801 | 23.6801 | -0.6644 | 0 | 0 | -23.0157 | 47.3602 | 23.6801 | -0.6644 | 0 | 0 | -23.0157 | 0 | 0 | 0 | 0 | 0 | 0 | 0 | 0 | 0 | 0 | 0 | 0
|  |  |  | Medium | 801.3255 | 188.4342 | 99.0547 | 219.4141 | 71.3184 | 223.1041 | 801.3255 | 232.4337 | 181.1811 | 5.4446 | 157.9824 | 224.2837 | 801.3255 | 25.0874 | 256.9569 | 5.4446 | 219.4141 | 294.4225 | 207.3463 | 207.3463 | -75.7758 | 0 | -61.4317 | -70.1388 | 414.6926 | 207.3463 | -75.7758 | 0 | -61.4317 | -70.1388 | 0 | 0 | 0 | 0 | 0 | 0 | 0 | 0 | 0 | 0 | 0 | 0
|  |  |  | High | 310.4408 | 156.3235 | 13.2217 | 140.8956 | 0 | 0 | 310.4408 | 99.555 | 56.7685 | 13.2217 | 140.8956 | 0 | 310.4408 | 0 | 156.3235 | 13.2217 | 140.8956 | 0 | 99.555 | 99.555 | -99.555 | 0 | 0 | 0 | 199.11 | 99.555 | -99.555 | 0 | 0 | 0 | 0 | 0 | 0 | 0 | 0 | 0 | 0 | 0 | 0 | 0 | 0 | 0
|  |  |  | Very high | 0 | 0 | 0 | 0 | 0 | 0 | 0 | 0 | 0 | 0 | 0 | 0 | 0 | 0 | 0 | 0 | 0 | 0 | 0 | 0 | 0 | 0 | 0 | 0 | 0 | 0 | 0 | 0 | 0 | 0 | 0 | 0 | 0 | 0 | 0 | 0 | 0 | 0 | 0 | 0 | 0 | 0
275KV Network | 7 | OHL towers | Number of Valves | Low | 74 | 17 | 8 | 0 | 37 | 12 | 74 | 17 | 45 | 0 | 0 | 12 | 74 | 17 | 8 | 0 | 37 | 12 | 39 | 0 | 37 | 0 | -37 | 0 | 0 | 0 | 0 | 0 | 0 | 0 | 39 | -2 | 0 | 0 | -37 | 0 | 0 | 0 | 0 | 0 | 0 | 0
|  |  |  | Medium | 1212 | 314 | 422 | 254 | 153 | 69 | 1212 | 63 | 878 | 11 | 191 | 69 | 1212 | 63 | 673 | 11 | 396 | 69 | 211 | 0 | 205 | 0 | -205 | 0 | 0 | 0 | 0 | 0 | 0 | 0 | 211 | -3 | -3 | 0 | -205 | 0 | 0 | 0 | 0 | 0 | 0 | 0
|  |  |  | High | 482 | 113 | 57 | 112 | 200 | 0 | 482 | 113 | 159 | 10 | 200 | 0 | 482 | 113 | 57 | 10 | 302 | 0 | 159 | 0 | 102 | 0 | -102 | 0 | 0 | 0 | 0 | 0 | 0 | 0 | 159 | 0 | -57 | 0 | -102 | 0 | 0 | 0 | 0 | 0 | 0 | 0
|  |  |  | Very high | 0 | 0 | 0 | 0 | 0 | 0 | 0 | 0 | 0 | 0 | 0 | 0 | 0 | 0 | 0 | 0 | 0 | 0 | 0 | 0 | 0 | 0 | 0 | 0 | 0 | 0 | 0 | 0 | 0 | 0 | 0 | 0 | 0 | 0 | 0 | 0 | 0 | 0 | 0 | 0 | 0 | 0
132KV Network | 1 | Circuit Breaker | Number of Valves | Low | 0 | 0 | 0 | 0 | 0 | 0 | 0 | 0 | 0 | 0 | 0 | 0 | 0 | 0 | 0 | 0 | 0 | 0 | 0 | 0 | 0 | 0 | 0 | 0 | 0 | 0 | 0 | 0 | 0 | 0 | 0 | 0 | 0 | 0 | 0 | 0 | 0 | 0 | 0 | 0 | 0 | 0
|  |  |  | Medium | 85 | 39 | 22 | 11 | 0 | 13 | 85 | 4 | 35 | 33 | 0 | 13 | 85 | 4 | 35 | 33 | 0 | 13 | 0 | 0 | 0 | 0 | 0 | 0 | 0 | 0 | 0 | 0 | 0 | 0 | 0 | 0 | 0 | 0 | 0 | 0 | 0 | 0 | 0 | 0 | 0 | 0
|  |  |  | High | 120 | 21 | 6 | 15 | 19 | 59 | 120 | 64 | 11 | 21 | -2 | 26 | 120 | 10 | 11 | 21 | -2 | 80 | 56 | 54 | 0 | 0 | 0 | -54 | 112 | 56 | -3 | 0 | 0 | -53 | 0 | 0 | 0 | 0 | 0 | 0 | 0 | 0 | 0 | 0 | 0 | 0
|  |  |  | Very high | 0 | 0 | 0 | 0 | 0 | 0 | 0 | 0 | 0 | 0 | 0 | 0 | 0 | 0 | 0 | 0 | 0 | 0 | 0 | 0 | 0 | 0 | 0 | 0 | 0 | 0 | 0 | 0 | 0 | 0 | 0 | 0 | 0 | 0 | 0 | 0 | 0 | 0 | 0 | 0 | 0 | 0
132KV Network | 2 | Transformer | Number of Units | Low | 0 | 0 | 0 | 0 | 0 | 0 | 0 | 0 | 0 | 0 | 0 | 0 | 0 | 0 | 0 | 0 | 0 | 0 | 0 | 0 | 0 | 0 | 0 | 0 | 0 | 0 | 0 | 0 | 0 | 0 | 0 | 0 | 0 | 0 | 0 | 0 | 0 | 0 | 0 | 0 | 0 | 0
|  |  |  | Medium | 62 | 15 | 4 | 38 | 3 | 2 | 62 | 13 | 6 | 13 | 12 | 18 | 62 | 13 | 6 | 13 | 12 | 18 | 0 | 0 | 0 | 0 | 0 | 0 | 0 | 0 | 0 | 0 | 0 | 0 | 0 | 0 | 0 | 0 | 0 | 0 | 0 | 0 | 0 | 0 | 0 | 0
|  |  |  | High | 93 | 19 | 13 | 29 | 22 | 10 | 93 | 29 | 9 | 14 | 15 | 26 | 93 | 18 | 9 | 14 | 15 | 37 | 11 | 11 | 0 | 0 | 0 | -11 | 22 | 11 | 0 | 0 | 0 | -11 | 0 | 0 | 0 | 0 | 0 | 0 | 0 | 0 | 0 | 0 | 0 | 0
|  |  |  | Very high | 0 | 0 | 0 | 0 | 0 | 0 | 0 | 0 | 0 | 0 | 0 | 0 | 0 | 0 | 0 | 0 | 0 | 0 | 0 | 0 | 0 | 0 | 0 | 0 | 0 | 0 | 0 | 0 | 0 | 0 | 0 | 0 | 0 | 0 | 0 | 0 | 0 | 0 | 0 | 0 | 0 | 0
132KV Network | 3 | Reactors | Number of Systems | Low | 0 | 0 | 0 | 0 | 0 | 0 | 0 | 0 | 0 | 0 | 0 | 0 | 0 | 0 | 0 | 0 | 0 | 0 | 0 | 0 | 0 | 0 | 0 | 0 | 0 | 0 | 0 | 0 | 0 | 0 | 0 | 0 | 0 | 0 | 0 | 0 | 0 | 0 | 0 | 0 | 0 | 0
|  |  |  | Medium | 2 | 0 | 0 | 0 | 2 | 0 | 2 | 0 | 0 | 0 | 1 | 1 | 2 | 0 | 0 | 0 | 1 | 1 | 0 | 0 | 0 | 0 | 0 | 0 | 0 | 0 | 0 | 0 | 0 | 0 | 0 | 0 | 0 | 0 | 0 | 0 | 0 | 0 | 0 | 0 | 0 | 0
|  |  |  | High | 0 | 0 | 0 | 0 | 0 | 0 | 0 | 0 | 0 | 0 | 0 | 0 | 0 | 0 | 0 | 0 | 0 | 0 | 0 | 0 | 0 | 0 | 0 | 0 | 0 | 0 | 0 | 0 | 0 | 0 | 0 | 0 | 0 | 0 | 0 | 0 | 0 | 0 | 0 | 0 | 0 | 0
|  |  |  | Very high | 0 | 0 | 0 | 0 | 0 | 0 | 0 | 0 | 0 | 0 | 0 | 0 | 0 | 0 | 0 | 0 | 0 | 0 | 0 | 0 | 0 | 0 | 0 | 0 | 0 | 0 | 0 | 0 | 0 | 0 | 0 | 0 | 0 | 0 | 0 | 0 | 0 | 0 | 0 | 0 | 0 | 0
132KV Network | 4 | Underground Cable | Number of Units | Low | 67.4956 | 63.1276 | 0 | 4.368 | 0 | 0 | 73.7956 | 69.4276 | 0 | 4.368 | 0 | 0 | 67.4956 | 63.1276 | 0 | 4.368 | 0 | 0 | 3.15 | 6.3 | 0 | 0 | 0 | 0 | 6.3 | 6.3 | 0 | 0 | 0 | 0 | 0 | 0 | 0 | 0 | 0 | 0 | 0 | 0 | 0 | 0 | 0 | 0
|  |  |  | Medium | 110.0169 | 21.7791 | 0 | 88.2378 | 0 | 0 | 111.2169 | 28.3458 | 0 | 82.8711 | 0 | 0 | 110.0169 | 21.7791 | 0 | 88.2378 | 0 | 0 | 5.9667 | 6.5667 | 0 | -5.3667 | 0 | 0 | 11.9333 | 6.5667 | 0 | -5.3667 | 0 | 0 | 0 | 0 | 0 | 0 | 0 | 0 | 0 | 0 | 0 | 0 | 0 | 0
|  |  |  | High | 0.266 | 0 | 0 | 0.266 | 0 | 0 | 0.266 | 0 | 0 | 0.266 | 0 | 0 | 0.266 | 0 | 0 | 0.266 | 0 | 0 | 0 | 0 | 0 | 0 | 0 | 0 | 0 | 0 | 0 | 0 | 0 | 0 | 0 | 0 | 0 | 0 | 0 | 0 | 0 | 0 | 0 | 0 | 0 | 0
|  |  |  | Very high | 0 | 0 | 0 | 0 | 0 | 0 | 0 | 0 | 0 | 0 | 0 | 0 | 0 | 0 | 0 | 0 | 0 | 0 | 0 | 0 | 0 | 0 | 0 | 0 | 0 | 0 | 0 | 0 | 0 | 0 | 0 | 0 | 0 | 0 | 0 | 0 | 0 | 0 | 0 | 0 | 0 | 0
132KV Network | 5 | OHL line conductor | Number of Units | Low | 597.2925 | 145.7622 | 0 | 204.8443 | 214.1084 | 32.5776 | 591.7725 | 65.9119 | 79.8503 | 38.1062 | 198.2869 | 209.6172 | 597.2925 | 65.9119 | 79.8503 | 38.1062 | 203.8069 | 209.6172 | 5.52 | 0 | 0 | 0 | -5.52 | 0 | 0 | 0 | 0 | 0 | 0 | 0 | 0 | 0 | 0 | 0 | 0 | 0 | 5.52 | 0 | 0 | 0 | 5.52 | 0
|  |  |  | Medium | 905.2124 | 130.4418 | 75.594 | 124.1348 | 289.7457 | 285.2961 | 904.1454 | 298.1679 | 129.1589 | 101.156 | 110.4801 | 265.1825 | 905.2124 | 1.2829 | 129.1589 | 101.156 | 110.4801 | 563.1345 | 297.952 | 296.885 | 0 | 0 | 0 | -297.952 | 593.77 | 296.885 | 0 | 0 | 0 | -296.885 | 0 | 0 | 0 | 0 | 0 | 0 | 1.067 | 0 | 0 | 0 | 0 | 1.067
|  |  |  | High | 0 | 0 | 0 | 0 | 0 | 0 | 0 | 0 | 0 | 0 | 0 | 0 | 0 | 0 | 0 | 0 | 0 | 0 | 0 | 0 | 0 | 0 | 0 | 0 | 0 | 0 | 0 | 0 | 0 | 0 | 0 | 0 | 0 | 0 | 0 | 0 | 0 | 0 | 0 | 0 | 0 | 0
|  |  |  | Very high | 0 | 0 | 0 | 0 | 0 | 0 | 0 | 0 | 0 | 0 | 0 | 0 | 0 | 0 | 0 | 0 | 0 | 0 | 0 | 0 | 0 | 0 | 0 | 0 | 0 | 0 | 0 | 0 | 0 | 0 | 0 | 0 | 0 | 0 | 0 | 0 | 0 | 0 | 0 | 0 | 0 | 0
132KV Network | 6 | OHL line fittings | Number of Systems | Low | 597.2925 | 261.1242 | 37.341 | 166.0908 | 129.7104 | 3.0261 | 591.7725 | 0 | 269.6132 | 30.568 | 196.961 | 94.6303 | 597.2925 | 0 | 269.6132 | 36.088 | 196.961 | 94.6303 | 5.52 | 0 | 0 | -5.52 | 0 | 0 | 0 | 0 | 0 | 0 | 0 | 0 | 0 | 0 | 0 | 0 | 0 | 0 | 5.52 | 0 | 0 | 5.52 | 0 | 0
|  |  |  | Medium | 905.2124 | 33.1185 | 148.9613 | 409.6376 | 291.8485 | 21.6465 | 904.1454 | 296.885 | 58.2547 | 183.3096 | 211.5441 | 154.152 | 905.2124 | 0 | 59.3217 | 183.3096 | 349.0861 | 313.495 | 297.952 | 296.885 | -1.067 | 0 | -137.542 | -159.343 | 593.77 | 296.885 | 0 | 0 | -137.542 | -159.343 | 0 | 0 | 0 | 0 | 0 | 0 | 1.067 | 0 | 1.067 | 0 | 0 | 0
|  |  |  | High | 0 | 0 | 0 | 0 | 0 | 0 | 0 | 0 | 0 | 0 | 0 | 0 | 0 | 0 | 0 | 0 | 0 | 0 | 0 | 0 | 0 | 0 | 0 | 0 | 0 | 0 | 0 | 0 | 0 | 0 | 0 | 0 | 0 | 0 | 0 | 0 | 0 | 0 | 0 | 0 | 0 | 0
|  |  |  | Very high | 0 | 0 | 0 | 0 | 0 | 0 | 0 | 0 | 0 | 0 | 0 | 0 | 0 | 0 | 0 | 0 | 0 | 0 | 0 | 0 | 0 | 0 | 0 | 0 | 0 | 0 | 0 | 0 | 0 | 0 | 0 | 0 | 0 | 0 | 0 | 0 | 0 | 0 | 0 | 0 | 0 | 0
132KV Network | 7 | OHL towers | Number of Units | Low | 1372 | 734 | 208 | 178 | 96 | 156 | 1362 | 692 | 151 | 146 | 217 | 156 | 1372 | 692 | 161 | 146 | 217 | 156 | 10 | 0 | -10 | 0 | 0 | 0 | 0 | 0 | 0 | 0 | 0 | 0 | 0 | 0 | 0 | 0 | 0 | 0 | 10 | 0 | 10 | 0 | 0 | 0
|  |  |  | Medium | 2308 | 342 | 74 | 312 | 456 | 1124 | 2303 | 519 | 409 | 186 | 348 | 841 | 2308 | 236 | 106 | 186 | 656 | 1124 | 591 | 283 | 303 | 0 | -308 | -283 | 566 | 283 | 0 | 0 | 0 | -283 | 303 | 0 | 0 | 0 | -303 | 0 | 5 | 0 | 0 | 0 | 5 | 0
|  |  |  | High | 0 | 0 | 0 | 0 | 0 | 0 | 0 | 0 | 0 | 0 | 0 | 0 | 0 | 0 | 0 | 0 | 0 | 0 | 0 | 0 | 0 | 0 | 0 | 0 | 0 | 0 | 0 | 0 | 0 | 0 | 0 | 0 | 0 | 0 | 0 | 0 | 0 | 0 | 0 | 0 | 0 | 0
|  |  |  | Very high | 0 | 0 | 0 | 0 | 0 | 0 | 0 | 0 | 0 | 0 | 0 | 0 | 0 | 0 | 0 | 0 | 0 | 0 | 0 | 0 | 0 | 0 | 0 | 0 | 0 | 0 | 0 | 0 | 0 | 0 | 0 | 0 | 0 | 0 | 0 | 0 | 0 | 0 | 0 | 0 | 0 | 0

## 2.4_Input_Data_Rebased_Volumes
ETs rebased targets of NOMs
Equally as challenging assessment
Input Data - Rebased: |  | Volumes
[5 empty] | Start | [5 empty] | With Investment | [5 empty] | With No Investment | [5 empty] | Impact of Intervention | [5 empty] | Impact of Intervention | [5 empty] | Impact of Intervention | [5 empty] | Impact of Intervention
[5 empty] | Asset Health and Criticality in 2012/13 | [5 empty] | Asset Health and Criticality in 2020/21 | [5 empty] | Asset Health and Criticality in 2020/21 | [5 empty] | Replacement, Refurbishment and Removal (AH-driven) | [5 empty] | Replacement | [5 empty] | Refurbishment | [5 empty] | Permanent Removal (AH-Driven)
Voltage level | NOM Ref | Asset Group | Unit of Measurement | Criticality | Total population | AH1 | AH2 | AH3 | AH4 | AH5 | Total population | AH1 | AH2 | AH3 | AH4 | AH5 | Total population | AH1 | AH2 | AH3 | AH4 | AH5 | Total Intervention Volume | AH1 | AH2 | AH3 | AH4 | AH5 | Total Replacement Volume | AH1 | AH2 | AH3 | AH4 | AH5 | Total Refurbishment Volume | AH1 | AH2 | AH3 | AH4 | AH5 | Total Removal Volume | AH1 | AH2 | AH3 | AH4 | AH5
400KV Network | 1 | Circuit Breaker | Number of Valves | Low | 28 | 12 | 8 | 1 | 5 | 2 | 28 | 14 | 0 | 0 | 8 | 6 | 28 | 12 | 0 | 0 | 8 | 8 | 2 | 2 | 0 | 0 | 0 | -2 | 4 | 2 | 0 | 0 | 0 | -2 | 0 | 0 | 0 | 0 | 0 | 0 | 0 | 0 | 0 | 0 | 0 | 0
|  |  |  | Medium | 32 | 22 | 3 | 0 | 2 | 5 | 32 | 27 | 0 | 0 | 3 | 2 | 32 | 22 | 0 | 0 | 3 | 7 | 5 | 5 | 0 | 0 | 0 | -5 | 10 | 5 | 0 | 0 | 0 | -5 | 0 | 0 | 0 | 0 | 0 | 0 | 0 | 0 | 0 | 0 | 0 | 0
|  |  |  | High | 2 | 1 | 0 | 1 | 0 | 0 | 2 | 1 | 0 | 0 | 0 | 1 | 2 | 1 | 0 | 0 | 0 | 1 | 0 | 0 | 0 | 0 | 0 | 0 | 0 | 0 | 0 | 0 | 0 | 0 | 0 | 0 | 0 | 0 | 0 | 0 | 0 | 0 | 0 | 0 | 0 | 0
|  |  |  | Very high | 5 | 4 | 0 | 0 | 0 | 1 | 5 | 4 | 0 | 0 | 0 | 1 | 5 | 4 | 0 | 0 | 0 | 1 | 0 | 0 | 0 | 0 | 0 | 0 | 0 | 0 | 0 | 0 | 0 | 0 | 0 | 0 | 0 | 0 | 0 | 0 | 0 | 0 | 0 | 0 | 0 | 0
400KV Network | 2 | Transformer | Number of Sites | Low | 8 | 6 | 2 | 0 | 0 | 0 | 8 | 5 | 1 | 2 | 0 | 0 | 8 | 5 | 1 | 2 | 0 | 0 | 0 | 0 | 0 | 0 | 0 | 0 | 0 | 0 | 0 | 0 | 0 | 0 | 0 | 0 | 0 | 0 | 0 | 0 | 0 | 0 | 0 | 0 | 0 | 0
|  |  |  | Medium | 8 | 4 | 4 | 0 | 0 | 0 | 8 | 4 | 0 | 3 | 1 | 0 | 8 | 4 | 0 | 3 | 1 | 0 | 0 | 0 | 0 | 0 | 0 | 0 | 0 | 0 | 0 | 0 | 0 | 0 | 0 | 0 | 0 | 0 | 0 | 0 | 0 | 0 | 0 | 0 | 0 | 0
|  |  |  | High | 9 | 4 | 5 | 0 | 0 | 0 | 9 | 2 | 2 | 1 | 4 | 0 | 9 | 2 | 2 | 1 | 4 | 0 | 0 | 0 | 0 | 0 | 0 | 0 | 0 | 0 | 0 | 0 | 0 | 0 | 0 | 0 | 0 | 0 | 0 | 0 | 0 | 0 | 0 | 0 | 0 | 0
|  |  |  | Very high | 2 | 1 | 1 | 0 | 0 | 0 | 2 | 1 | 0 | 1 | 0 | 0 | 2 | 1 | 0 | 1 | 0 | 0 | 0 | 0 | 0 | 0 | 0 | 0 | 0 | 0 | 0 | 0 | 0 | 0 | 0 | 0 | 0 | 0 | 0 | 0 | 0 | 0 | 0 | 0 | 0 | 0
400KV Network | 3 | Reactors | Number of Sites | Low | 2 | 0 | 0 | 1 | 1 | 0 | 2 | 0 | 0 | 0 | 0 | 2 | 2 | 0 | 0 | 0 | 0 | 2 | 0 | 0 | 0 | 0 | 0 | 0 | 0 | 0 | 0 | 0 | 0 | 0 | 0 | 0 | 0 | 0 | 0 | 0 | 0 | 0 | 0 | 0 | 0 | 0
|  |  |  | Medium | 0 | 0 | 0 | 0 | 0 | 0 | 0 | 0 | 0 | 0 | 0 | 0 | 0 | 0 | 0 | 0 | 0 | 0 | 0 | 0 | 0 | 0 | 0 | 0 | 0 | 0 | 0 | 0 | 0 | 0 | 0 | 0 | 0 | 0 | 0 | 0 | 0 | 0 | 0 | 0 | 0 | 0
|  |  |  | High | 2 | 2 | 0 | 0 | 0 | 0 | 2 | 2 | 0 | 0 | 0 | 0 | 2 | 2 | 0 | 0 | 0 | 0 | 0 | 0 | 0 | 0 | 0 | 0 | 0 | 0 | 0 | 0 | 0 | 0 | 0 | 0 | 0 | 0 | 0 | 0 | 0 | 0 | 0 | 0 | 0 | 0
|  |  |  | Very high | 0 | 0 | 0 | 0 | 0 | 0 | 0 | 0 | 0 | 0 | 0 | 0 | 0 | 0 | 0 | 0 | 0 | 0 | 0 | 0 | 0 | 0 | 0 | 0 | 0 | 0 | 0 | 0 | 0 | 0 | 0 | 0 | 0 | 0 | 0 | 0 | 0 | 0 | 0 | 0 | 0 | 0
400KV Network | 4 | Underground Cable | Number of Sites | Low | 4.44 | 0 | 0 | 0 | 4.44 | 0 | 4.44 | 0 | 0 | 0 | 0 | 4.44 | 4.44 | 0 | 0 | 0 | 0 | 4.44 | 0 | 0 | 0 | 0 | 0 | 0 | 0 | 0 | 0 | 0 | 0 | 0 | 0 | 0 | 0 | 0 | 0 | 0 | 0 | 0 | 0 | 0 | 0 | 0
|  |  |  | Medium | 2.483 | 2.483 | 0 | 0 | 0 | 0 | 2.483 | 2.483 | 0 | 0 | 0 | 0 | 2.483 | 2.483 | 0 | 0 | 0 | 0 | 0 | 0 | 0 | 0 | 0 | 0 | 0 | 0 | 0 | 0 | 0 | 0 | 0 | 0 | 0 | 0 | 0 | 0 | 0 | 0 | 0 | 0 | 0 | 0
|  |  |  | High | 2.3002 | 2.3002 | 0 | 0 | 0 | 0 | 2.3002 | 2.3002 | 0 | 0 | 0 | 0 | 2.3002 | 2.3002 | 0 | 0 | 0 | 0 | 0 | 0 | 0 | 0 | 0 | 0 | 0 | 0 | 0 | 0 | 0 | 0 | 0 | 0 | 0 | 0 | 0 | 0 | 0 | 0 | 0 | 0 | 0 | 0
|  |  |  | Very high | 0 | 0 | 0 | 0 | 0 | 0 | 0 | 0 | 0 | 0 | 0 | 0 | 0 | 0 | 0 | 0 | 0 | 0 | 0 | 0 | 0 | 0 | 0 | 0 | 0 | 0 | 0 | 0 | 0 | 0 | 0 | 0 | 0 | 0 | 0 | 0 | 0 | 0 | 0 | 0 | 0 | 0
400KV Network | 5 | OHL line conductor | Number of Units | Low | 259.6613 | 56.2471 | 87.6344 | 114.7763 | 1.0035 | 0 | 259.6613 | 56.2471 | 0 | 0.5478 | 100.6466 | 102.2198 | 259.6613 | 56.2471 | 0 | 0.5478 | 100.6466 | 102.2198 | 0 | 0 | 0 | 0 | 0 | 0 | 0 | 0 | 0 | 0 | 0 | 0 | 0 | 0 | 0 | 0 | 0 | 0 | 0 | 0 | 0 | 0 | 0 | 0
|  |  |  | Medium | 756.8037 | 292.0982 | 323.4116 | 79.9066 | 61.3873 | 0 | 756.8037 | 365.0368 | 0.6895 | 17.758 | 311.9321 | 61.3873 | 756.8037 | 291.4087 | 0.6895 | 19.328 | 383.9902 | 61.3873 | 73.6281 | 73.6281 | 0 | -1.57 | -72.0581 | 0 | 147.2562 | 73.6281 | 0 | -1.57 | -72.0581 | 0 | 0 | 0 | 0 | 0 | 0 | 0 | 0 | 0 | 0 | 0 | 0 | 0
|  |  |  | High | 0 | 0 | 0 | 0 | 0 | 0 | 0 | 0 | 0 | 0 | 0 | 0 | 0 | 0 | 0 | 0 | 0 | 0 | 0 | 0 | 0 | 0 | 0 | 0 | 0 | 0 | 0 | 0 | 0 | 0 | 0 | 0 | 0 | 0 | 0 | 0 | 0 | 0 | 0 | 0 | 0 | 0
|  |  |  | Very high | 0 | 0 | 0 | 0 | 0 | 0 | 0 | 0 | 0 | 0 | 0 | 0 | 0 | 0 | 0 | 0 | 0 | 0 | 0 | 0 | 0 | 0 | 0 | 0 | 0 | 0 | 0 | 0 | 0 | 0 | 0 | 0 | 0 | 0 | 0 | 0 | 0 | 0 | 0 | 0 | 0 | 0
400KV Network | 6 | OHL line fittings | Number of Sites | Low | 259.3807 | 91.1196 | 45.0292 | 39.0465 | 84.1854 | 0 | 259.3807 | 78.8364 | 19.0969 | 21.1542 | 27.3325 | 112.9608 | 259.3807 | 78.8364 | 19.0969 | 21.1542 | 27.3325 | 112.9608 | 0 | 0 | 0 | 0 | 0 | 0 | 0 | 0 | 0 | 0 | 0 | 0 | 0 | 0 | 0 | 0 | 0 | 0 | 0 | 0 | 0 | 0 | 0 | 0
|  |  |  | Medium | 662.6361 | 493.484 | 33.966 | 29.0887 | 75.3859 | 30.7115 | 662.6361 | 367.6983 | 55.0502 | 98.8406 | 5.2476 | 135.7993 | 662.6361 | 365.9899 | 56.4181 | 99.1812 | 5.2476 | 135.7993 | 73.6282 | 1.7085 | -1.3679 | -0.34058 | 0 | 0 | 147.2564 | 1.7085 | -1.3679 | -0.34058 | 0 | 0 | 0 | 0 | 0 | 0 | 0 | 0 | 0 | 0 | 0 | 0 | 0 | 0
|  |  |  | High | 94.4477 | 31.7104 | 0 | 27.5408 | 4.4858 | 30.7107 | 94.4477 | 31.7104 | 0 | 0 | 0 | 62.7373 | 94.4477 | 31.7104 | 0 | 0 | 0 | 62.7373 | 0 | 0 | 0 | 0 | 0 | 0 | 0 | 0 | 0 | 0 | 0 | 0 | 0 | 0 | 0 | 0 | 0 | 0 | 0 | 0 | 0 | 0 | 0 | 0
|  |  |  | Very high | 0 | 0 | 0 | 0 | 0 | 0 | 0 | 0 | 0 | 0 | 0 | 0 | 0 | 0 | 0 | 0 | 0 | 0 | 0 | 0 | 0 | 0 | 0 | 0 | 0 | 0 | 0 | 0 | 0 | 0 | 0 | 0 | 0 | 0 | 0 | 0 | 0 | 0 | 0 | 0 | 0 | 0
400KV Network | 7 | OHL towers | Number of Sites | Low | 544 | 156 | 241 | 62 | 85 | 0 | 544 | 112 | 59 | 207 | 73 | 93 | 544 | 112 | 57 | 207 | 73 | 95 | 2 | 0 | 2 | 0 | 0 | -2 | 0 | 0 | 0 | 0 | 0 | 0 | 2 | 0 | 0 | 0 | 0 | -2 | 0 | 0 | 0 | 0 | 0 | 0
|  |  |  | Medium | 836 | 384 | 151 | 70 | 231 | 0 | 836 | 338 | 35 | 119 | 23 | 321 | 836 | 338 | 33 | 119 | 23 | 323 | 2 | 0 | 2 | 0 | 0 | -2 | 0 | 0 | 0 | 0 | 0 | 0 | 2 | 0 | 0 | 0 | 0 | -2 | 0 | 0 | 0 | 0 | 0 | 0
|  |  |  | High | 240 | 22 | 1 | 217 | 0 | 0 | 240 | 21 | 218 | 1 | 0 | 0 | 240 | 21 | 1 | 1 | 0 | 217 | 217 | 0 | 217 | 0 | 0 | -217 | 0 | 0 | 0 | 0 | 0 | 0 | 217 | 0 | 0 | 0 | 0 | -217 | 0 | 0 | 0 | 0 | 0 | 0
|  |  |  | Very high | 108 | 24 | 84 | 0 | 0 | 0 | 108 | 0 | 0 | 108 | 0 | 0 | 108 | 0 | 0 | 108 | 0 | 0 | 0 | 0 | 0 | 0 | 0 | 0 | 0 | 0 | 0 | 0 | 0 | 0 | 0 | 0 | 0 | 0 | 0 | 0 | 0 | 0 | 0 | 0 | 0 | 0
275KV Network | 1 | Circuit Breaker | Number of Sites | Low | 65 | 33 | 2 | 3 | 17 | 10 | 76 | 59 | 0 | 1 | 1 | 15 | 65 | 33 | 0 | 1 | 1 | 30 | 20.5 | 26 | 0 | 0 | 0 | -15 | 41 | 26 | 0 | 0 | 0 | -15 | 0 | 0 | 0 | 0 | 0 | 0 | 0 | 0 | 0 | 0 | 0 | 0
|  |  |  | Medium | 41 | 14 | 0 | 10 | 9 | 8 | 37 | 22 | 0 | 0 | 0 | 15 | 41 | 14 | 0 | 0 | 0 | 27 | 11 | 8 | 0 | 0 | 0 | -12 | 22 | 8 | 0 | 0 | 0 | -12 | 0 | 0 | 0 | 0 | 0 | 0 | 0 | 0 | 0 | 0 | 0 | 0
|  |  |  | High | 30 | 11 | 4 | 2 | 5 | 8 | 28 | 13 | 0 | 3 | 1 | 11 | 30 | 11 | 0 | 3 | 1 | 15 | 3 | 2 | 0 | 0 | 0 | -4 | 6 | 2 | 0 | 0 | 0 | -4 | 0 | 0 | 0 | 0 | 0 | 0 | 0 | 0 | 0 | 0 | 0 | 0
|  |  |  | Very high | 28 | 14 | 4 | 3 | 7 | 0 | 27 | 16 | 0 | 2 | 2 | 7 | 28 | 14 | 0 | 2 | 2 | 10 | 2.5 | 2 | 0 | 0 | 0 | -3 | 5 | 2 | 0 | 0 | 0 | -3 | 0 | 0 | 0 | 0 | 0 | 0 | 0 | 0 | 0 | 0 | 0 | 0
275KV Network | 2 | Transformer | Number of Systems | Low | 28 | 15 | 11 | 0 | 2 | 0 | 28 | 17 | 0 | 5 | 6 | 0 | 28 | 15 | 0 | 5 | 6 | 2 | 2 | 2 | 0 | 0 | 0 | -2 | 4 | 2 | 0 | 0 | 0 | -2 | 0 | 0 | 0 | 0 | 0 | 0 | 0 | 0 | 0 | 0 | 0 | 0
|  |  |  | Medium | 40 | 13 | 21 | 4 | 2 | 0 | 40 | 15 | 0 | 10 | 13 | 2 | 40 | 13 | 0 | 10 | 14 | 3 | 2 | 2 | 0 | 0 | -1 | -1 | 4 | 2 | 0 | 0 | -1 | -1 | 0 | 0 | 0 | 0 | 0 | 0 | 0 | 0 | 0 | 0 | 0 | 0
|  |  |  | High | 20 | 6 | 8 | 4 | 0 | 2 | 20 | 9 | 0 | 5 | 5 | 1 | 20 | 6 | 0 | 5 | 6 | 3 | 3 | 3 | 0 | 0 | -1 | -2 | 6 | 3 | 0 | 0 | -1 | -2 | 0 | 0 | 0 | 0 | 0 | 0 | 0 | 0 | 0 | 0 | 0 | 0
|  |  |  | Very high | 4 | 0 | 2 | 2 | 0 | 0 | 4 | 0 | 0 | 2 | 2 | 0 | 4 | 0 | 0 | 2 | 2 | 0 | 0 | 0 | 0 | 0 | 0 | 0 | 0 | 0 | 0 | 0 | 0 | 0 | 0 | 0 | 0 | 0 | 0 | 0 | 0 | 0 | 0 | 0 | 0 | 0
275KV Network | 3 | Reactors | Number of Systems | Low | 2 | 2 | 0 | 0 | 0 | 0 | 2 | 2 | 0 | 0 | 0 | 0 | 2 | 2 | 0 | 0 | 0 | 0 | 0 | 0 | 0 | 0 | 0 | 0 | 0 | 0 | 0 | 0 | 0 | 0 | 0 | 0 | 0 | 0 | 0 | 0 | 0 | 0 | 0 | 0 | 0 | 0
|  |  |  | Medium | 11 | 0 | 3 | 1 | 7 | 0 | 11 | 8 | 0 | 0 | 2 | 1 | 11 | 0 | 0 | 0 | 3 | 8 | 8 | 8 | 0 | 0 | -1 | -7 | 16 | 8 | 0 | 0 | -1 | -7 | 0 | 0 | 0 | 0 | 0 | 0 | 0 | 0 | 0 | 0 | 0 | 0
|  |  |  | High | 0 | 0 | 0 | 0 | 0 | 0 | 0 | 0 | 0 | 0 | 0 | 0 | 0 | 0 | 0 | 0 | 0 | 0 | 0 | 0 | 0 | 0 | 0 | 0 | 0 | 0 | 0 | 0 | 0 | 0 | 0 | 0 | 0 | 0 | 0 | 0 | 0 | 0 | 0 | 0 | 0 | 0
|  |  |  | Very high | 1 | 1 | 0 | 0 | 0 | 0 | 1 | 1 | 0 | 0 | 0 | 0 | 1 | 1 | 0 | 0 | 0 | 0 | 0 | 0 | 0 | 0 | 0 | 0 | 0 | 0 | 0 | 0 | 0 | 0 | 0 | 0 | 0 | 0 | 0 | 0 | 0 | 0 | 0 | 0 | 0 | 0
275KV Network | 4 | Underground Cable | Number of Systems | Low | 50.2738 | 48.4216 | 0.6611 | 0.888 | 0.3031 | 0 | 50.2738 | 48.1317 | 0.2899 | 0.6611 | 0 | 1.1911 | 50.2738 | 48.1317 | 0.2899 | 0.6611 | 0 | 1.1911 | 0 | 0 | 0 | 0 | 0 | 0 | 0 | 0 | 0 | 0 | 0 | 0 | 0 | 0 | 0 | 0 | 0 | 0 | 0 | 0 | 0 | 0 | 0 | 0
|  |  |  | Medium | 35.8694 | 35.1017 | 0.6787 | 0.089 | 0 | 0 | 35.8694 | 35.1017 | 0 | 0.6787 | 0 | 0.089 | 35.8694 | 35.1017 | 0 | 0.6787 | 0 | 0.089 | 0 | 0 | 0 | 0 | 0 | 0 | 0 | 0 | 0 | 0 | 0 | 0 | 0 | 0 | 0 | 0 | 0 | 0 | 0 | 0 | 0 | 0 | 0 | 0
|  |  |  | High | 1.6852 | 1.5618 | 0.1234 | 0 | 0 | 0 | 1.6852 | 0.8 | 0.7618 | 0.1234 | 0 | 0 | 1.6852 | 0.8 | 0.7618 | 0.1234 | 0 | 0 | 0 | 0 | 0 | 0 | 0 | 0 | 0 | 0 | 0 | 0 | 0 | 0 | 0 | 0 | 0 | 0 | 0 | 0 | 0 | 0 | 0 | 0 | 0 | 0
|  |  |  | Very high | 17.4106 | 8.4102 | 9.0004 | 0 | 0 | 0 | 17.4106 | 8.4102 | 0 | 0 | 9.0004 | 0 | 17.4106 | 8.4102 | 0 | 0 | 9.0004 | 0 | 0 | 0 | 0 | 0 | 0 | 0 | 0 | 0 | 0 | 0 | 0 | 0 | 0 | 0 | 0 | 0 | 0 | 0 | 0 | 0 | 0 | 0 | 0 | 0
275KV Network | 5 | OHL line conductor | Number of Systems | Low | 531.8186 | 105.3359 | 171.7904 | 0.1427 | 198.9891 | 55.5605 | 531.8441 | 231.0295 | 30.1538 | 58.3473 | 37.44 | 174.8735 | 531.8186 | 72.1369 | 33.199 | 64.7607 | 107.0297 | 254.6923 | 161.8601 | 158.8926 | -3.0452 | -6.4134 | -69.5897 | -79.8188 | 323.7201 | 158.8926 | -3.0452 | -6.4134 | -69.5897 | -79.8188 | 0 | 0 | 0 | 0 | 0 | 0 | 0 | 0 | 0 | 0 | 0 | 0
|  |  |  | Medium | 178.1628 | 49.8142 | 90.133 | 0 | 18.1493 | 20.0663 | 178.1628 | 64.9507 | 28.038 | 0 | 82.0853 | 3.0888 | 178.1628 | 21.7762 | 28.038 | 0 | 90.133 | 38.2156 | 43.1745 | 43.1745 | 0 | 0 | -8.0477 | -35.1268 | 86.349 | 43.1745 | 0 | 0 | -8.0477 | -35.1268 | 0 | 0 | 0 | 0 | 0 | 0 | 0 | 0 | 0 | 0 | 0 | 0
|  |  |  | High | 199.6069 | 30.1579 | 124.9532 | 1.6975 | 42.7983 | 0 | 199.6069 | 62.6794 | 1.7516 | 65.9525 | 34.138 | 35.0854 | 199.6069 | 28.4063 | 1.7516 | 91.2221 | 35.082 | 43.1449 | 36.4837 | 34.2731 | 0 | -25.2696 | -0.944 | -8.0595 | 72.9674 | 34.2731 | 0 | -25.2696 | -0.944 | -8.0595 | 0 | 0 | 0 | 0 | 0 | 0 | 0 | 0 | 0 | 0 | 0 | 0
|  |  |  | Very high | 248.1484 | 1.6651 | 164.3697 | 1.1857 | 69.2737 | 11.6542 | 248.1229 | 77.0919 | 1.969 | 25.7357 | 89.4106 | 53.9157 | 248.1484 | 0.0791 | 1.586 | 27.3182 | 137.9628 | 81.2023 | 89.0627 | 77.0128 | 0.383 | -1.5825 | -48.5522 | -27.2866 | 178.1255 | 77.0128 | 0.383 | -1.5825 | -48.5522 | -27.2866 | 0 | 0 | 0 | 0 | 0 | 0 | 0 | 0 | 0 | 0 | 0 | 0
275KV Network | 6 | OHL line fittings | Number of Valves | Low | 527.3053 | 186.8959 | 32.5737 | 60.1552 | 28.6212 | 219.0593 | 527.3053 | 238.7877 | 1.628 | 10.2106 | 20.0546 | 256.6244 | 527.3053 | 183.0821 | 3.8138 | 10.874 | 25.0306 | 304.5047 | 162.3241 | 55.7055 | -2.1858 | -0.66347 | -4.976 | -47.8802 | 324.6483 | 55.7055 | -2.1858 | -0.66347 | -4.976 | -47.8802 | 0 | 0 | 0 | 0 | 0 | 0 | 0 | 0 | 0 | 0 | 0 | 0
|  |  |  | Medium | 183.1635 | 74.3859 | 1.3101 | 43.077 | 21.2427 | 43.1478 | 183.1635 | 106.7242 | 2.3636 | 0.34824 | 1.7375 | 71.9899 | 183.1635 | 71.3294 | 2.3636 | 0.34824 | 2.0029 | 107.1193 | 43.1771 | 35.3948 | 0 | 0 | -0.26541 | -35.1294 | 86.3542 | 35.3948 | 0 | 0 | -0.26541 | -35.1294 | 0 | 0 | 0 | 0 | 0 | 0 | 0 | 0 | 0 | 0 | 0 | 0
|  |  |  | High | 199.9362 | 92.0682 | 9.7175 | 34.1845 | 48.8929 | 15.0731 | 199.5967 | 119.8148 | 4.94 | 2.5713 | 17.5409 | 54.7297 | 199.9362 | 86.7927 | 5.2755 | 2.8879 | 25.8302 | 79.1499 | 36.993 | 33.022 | -0.33547 | -0.31665 | -8.2893 | -24.4201 | 73.9859 | 33.022 | -0.33547 | -0.31665 | -8.2893 | -24.4201 | 0 | 0 | 0 | 0 | 0 | 0 | 0 | 0 | 0 | 0 | 0 | 0
|  |  |  | Very high | 247.3322 | 141.1169 | 4.9621 | 40.2401 | 26.9443 | 34.0688 | 247.6717 | 158.7136 | 6.7702 | 2.2954 | 17.8445 | 62.048 | 247.3322 | 134.03 | 6.7702 | 2.6305 | 18.1796 | 85.7219 | 88.0872 | 24.6836 | 0 | -0.33506 | -0.33506 | -23.6739 | 176.1744 | 24.6836 | 0 | -0.33506 | -0.33506 | -23.6739 | 0 | 0 | 0 | 0 | 0 | 0 | 0 | 0 | 0 | 0 | 0 | 0
275KV Network | 7 | OHL towers | Number of Valves | Low | 863 | 552 | 39 | 166 | 106 | 0 | 863 | 461 | 359 | 30 | 6 | 7 | 863 | 461 | 93 | 30 | 6 | 273 | 266 | 0 | 266 | 0 | 0 | -266 | 0 | 0 | 0 | 0 | 0 | 0 | 266 | 0 | 0 | 0 | 0 | -266 | 0 | 0 | 0 | 0 | 0 | 0
|  |  |  | Medium | 273 | 175 | 33 | 57 | 8 | 0 | 273 | 167 | 66 | 15 | 2 | 23 | 273 | 167 | 8 | 15 | 2 | 81 | 58 | 0 | 58 | 0 | 0 | -58 | 0 | 0 | 0 | 0 | 0 | 0 | 58 | 0 | 0 | 0 | 0 | -58 | 0 | 0 | 0 | 0 | 0 | 0
|  |  |  | High | 258 | 164 | 61 | 16 | 17 | 0 | 258 | 124 | 60 | 55 | 4 | 15 | 258 | 124 | 43 | 55 | 4 | 32 | 17 | 0 | 17 | 0 | 0 | -17 | 0 | 0 | 0 | 0 | 0 | 0 | 17 | 0 | 0 | 0 | 0 | -17 | 0 | 0 | 0 | 0 | 0 | 0
|  |  |  | Very high | 374 | 99 | 105 | 101 | 69 | 0 | 374 | 52 | 126 | 59 | 47 | 90 | 374 | 52 | 58 | 59 | 47 | 158 | 68 | 0 | 68 | 0 | 0 | -68 | 0 | 0 | 0 | 0 | 0 | 0 | 68 | 0 | 0 | 0 | 0 | -68 | 0 | 0 | 0 | 0 | 0 | 0
132KV Network | 1 | Circuit Breaker | Number of Valves | Low | 88 | 45 | 0 | 12 | 25 | 6 | 90 | 64 | 0 | 0 | 0 | 26 | 88 | 45 | 0 | 0 | 0 | 43 | 18 | 19 | 0 | 0 | 0 | -17 | 36 | 19 | 0 | 0 | 0 | -17 | 0 | 0 | 0 | 0 | 0 | 0 | 0 | 0 | 0 | 0 | 0 | 0
|  |  |  | Medium | 36 | 8 | 0 | 7 | 7 | 14 | 35 | 29 | 0 | 0 | 0 | 6 | 36 | 8 | 0 | 0 | 0 | 28 | 21.5 | 21 | 0 | 0 | 0 | -22 | 43 | 21 | 0 | 0 | 0 | -22 | 0 | 0 | 0 | 0 | 0 | 0 | 0 | 0 | 0 | 0 | 0 | 0
|  |  |  | High | 33 | 20 | 0 | 5 | 4 | 4 | 34 | 26 | 0 | 0 | 0 | 8 | 33 | 20 | 0 | 0 | 0 | 13 | 7.5 | 6 | 0 | 0 | 0 | -5 | 15 | 6 | 0 | 0 | 0 | -5 | 0 | 0 | 0 | 0 | 0 | 0 | 0 | 0 | 0 | 0 | 0 | 0
|  |  |  | Very high | 48 | 24 | 0 | 10 | 6 | 8 | 46 | 32 | 0 | 0 | 0 | 14 | 48 | 24 | 0 | 0 | 0 | 24 | 9 | 8 | 0 | 0 | 0 | -10 | 18 | 8 | 0 | 0 | 0 | -10 | 0 | 0 | 0 | 0 | 0 | 0 | 0 | 0 | 0 | 0 | 0 | 0
132KV Network | 2 | Transformer | Number of Units | Low | 74 | 22 | 43 | 3 | 6 | 0 | 74 | 23 | 2 | 23 | 20 | 6 | 74 | 21 | 2 | 24 | 20 | 7 | 2 | 2 | 0 | -1 | 0 | -1 | 4 | 2 | 0 | -1 | 0 | -1 | 0 | 0 | 0 | 0 | 0 | 0 | 0 | 0 | 0 | 0 | 0 | 0
|  |  |  | Medium | 35 | 8 | 16 | 1 | 5 | 5 | 35 | 13 | 0 | 10 | 7 | 5 | 35 | 7 | 0 | 10 | 7 | 11 | 6 | 6 | 0 | 0 | 0 | -6 | 12 | 6 | 0 | 0 | 0 | -6 | 0 | 0 | 0 | 0 | 0 | 0 | 0 | 0 | 0 | 0 | 0 | 0
|  |  |  | High | 46 | 20 | 18 | 3 | 5 | 0 | 46 | 18 | 3 | 12 | 8 | 5 | 46 | 15 | 3 | 13 | 8 | 7 | 3 | 3 | 0 | -1 | 0 | -2 | 6 | 3 | 0 | -1 | 0 | -2 | 0 | 0 | 0 | 0 | 0 | 0 | 0 | 0 | 0 | 0 | 0 | 0
|  |  |  | Very high | 0 | 0 | 0 | 0 | 0 | 0 | 0 | 0 | 0 | 0 | 0 | 0 | 0 | 0 | 0 | 0 | 0 | 0 | 0 | 0 | 0 | 0 | 0 | 0 | 0 | 0 | 0 | 0 | 0 | 0 | 0 | 0 | 0 | 0 | 0 | 0 | 0 | 0 | 0 | 0 | 0 | 0
132KV Network | 3 | Reactors | Number of Systems | Low | 0 | 0 | 0 | 0 | 0 | 0 | 0 | 0 | 0 | 0 | 0 | 0 | 0 | 0 | 0 | 0 | 0 | 0 | 0 | 0 | 0 | 0 | 0 | 0 | 0 | 0 | 0 | 0 | 0 | 0 | 0 | 0 | 0 | 0 | 0 | 0 | 0 | 0 | 0 | 0 | 0 | 0
|  |  |  | Medium | 2 | 0 | 1 | 1 | 0 | 0 | 2 | 0 | 0 | 1 | 1 | 0 | 2 | 0 | 0 | 1 | 1 | 0 | 0 | 0 | 0 | 0 | 0 | 0 | 0 | 0 | 0 | 0 | 0 | 0 | 0 | 0 | 0 | 0 | 0 | 0 | 0 | 0 | 0 | 0 | 0 | 0
|  |  |  | High | 0 | 0 | 0 | 0 | 0 | 0 | 0 | 0 | 0 | 0 | 0 | 0 | 0 | 0 | 0 | 0 | 0 | 0 | 0 | 0 | 0 | 0 | 0 | 0 | 0 | 0 | 0 | 0 | 0 | 0 | 0 | 0 | 0 | 0 | 0 | 0 | 0 | 0 | 0 | 0 | 0 | 0
|  |  |  | Very high | 0 | 0 | 0 | 0 | 0 | 0 | 0 | 0 | 0 | 0 | 0 | 0 | 0 | 0 | 0 | 0 | 0 | 0 | 0 | 0 | 0 | 0 | 0 | 0 | 0 | 0 | 0 | 0 | 0 | 0 | 0 | 0 | 0 | 0 | 0 | 0 | 0 | 0 | 0 | 0 | 0 | 0
132KV Network | 4 | Underground Cable | Number of Units | Low | 85.443 | 52.0787 | 7.3863 | 7.2181 | 18.7599 | 0 | 92.9431 | 63.6452 | 0 | 1.0759 | 11.1239 | 17.0981 | 85.443 | 52.0787 | 0 | 1.0759 | 9.8243 | 22.4641 | 9.116 | 11.5665 | 0 | 0 | 1.2996 | -5.366 | 18.2321 | 11.5665 | 0 | 0 | 1.2996 | -5.366 | 0 | 0 | 0 | 0 | 0 | 0 | 0 | 0 | 0 | 0 | 0 | 0
|  |  |  | Medium | 46.1907 | 44.3087 | 1.4747 | 0.3173 | 0.09 | 0 | 46.1907 | 44.3087 | 0 | 1.4747 | 0 | 0.4073 | 46.1907 | 44.3087 | 0 | 1.4747 | 0 | 0.4073 | 0 | 0 | 0 | 0 | 0 | 0 | 0 | 0 | 0 | 0 | 0 | 0 | 0 | 0 | 0 | 0 | 0 | 0 | 0 | 0 | 0 | 0 | 0 | 0
|  |  |  | High | 41.9365 | 40.626 | 1.3105 | 0 | 0 | 0 | 41.9365 | 40.5566 | 0.0694 | 1.3105 | 0 | 0 | 41.9365 | 40.5566 | 0.0694 | 1.3105 | 0 | 0 | 0 | 0 | 0 | 0 | 0 | 0 | 0 | 0 | 0 | 0 | 0 | 0 | 0 | 0 | 0 | 0 | 0 | 0 | 0 | 0 | 0 | 0 | 0 | 0
|  |  |  | Very high | 4.2089 | 3.7125 | 0.4964 | 0 | 0 | 0 | 4.2089 | 3.7125 | 0 | 0.4964 | 0 | 0 | 4.2089 | 3.7125 | 0 | 0.4964 | 0 | 0 | 0 | 0 | 0 | 0 | 0 | 0 | 0 | 0 | 0 | 0 | 0 | 0 | 0 | 0 | 0 | 0 | 0 | 0 | 0 | 0 | 0 | 0 | 0 | 0
132KV Network | 5 | OHL line conductor | Number of Units | Low | 701.9473 | 170.7697 | 361.8409 | 2.9767 | 53.9328 | 112.4272 | 700.9338 | 337.6179 | 42.3509 | 178.1167 | 57.0297 | 85.8186 | 701.9473 | 120.3652 | 50.4045 | 307.6051 | 57.0297 | 166.5428 | 218.2869 | 217.2527 | -8.0536 | -129.4884 | 0 | -80.7242 | 434.4639 | 217.2527 | -8.0536 | -129.4884 | 0 | -79.6692 | 0 | 0 | 0 | 0 | 0 | 0 | 1.055 | 0 | 0 | 0 | 0 | 1.055
|  |  |  | Medium | 166.0748 | 49.9269 | 30.6059 | 25.4369 | 20.4249 | 39.6802 | 166.0748 | 80.8428 | 8.7643 | 30.6059 | 25.4369 | 20.4249 | 166.0748 | 41.1626 | 8.7643 | 30.6059 | 25.4369 | 60.1051 | 39.6802 | 39.6802 | 0 | 0 | 0 | -39.6802 | 79.3604 | 39.6802 | 0 | 0 | 0 | -39.6802 | 0 | 0 | 0 | 0 | 0 | 0 | 0 | 0 | 0 | 0 | 0 | 0
|  |  |  | High | 354.2171 | 216.4177 | 102.2529 | 0 | 35.5465 | 0 | 348.6601 | 183.234 | 82.4319 | 47.4477 | 0 | 35.5465 | 354.2171 | 188.791 | 82.4319 | 47.4477 | 0 | 35.5465 | 5.557 | -5.557 | 0 | 0 | 0 | 0 | 0 | 0 | 0 | 0 | 0 | 0 | 0 | 0 | 0 | 0 | 0 | 0 | 5.557 | 5.557 | 0 | 0 | 0 | 0
|  |  |  | Very high | 280.2661 | 97.2223 | 116.5038 | 26.5464 | 0 | 39.9936 | 280.2246 | 136.072 | 1.1024 | 69.0598 | 47.444 | 26.5464 | 280.2661 | 96.1199 | 1.1024 | 69.0598 | 47.444 | 66.54 | 39.9729 | 39.9521 | 0 | 0 | 0 | -39.9936 | 79.9457 | 39.9521 | 0 | 0 | 0 | -39.9936 | 0 | 0 | 0 | 0 | 0 | 0 | 0 | 0 | 0 | 0 | 0 | 0
132KV Network | 6 | OHL line fittings | Number of Systems | Low | 655.1564 | 297.7879 | 98.8274 | 24.8666 | 85.343 | 148.3314 | 654.1014 | 426.3315 | 29.1859 | 14.6703 | 34.1728 | 149.741 | 655.1564 | 262.1362 | 42.8945 | 58.6341 | 43.5018 | 247.9899 | 218.3077 | 164.1953 | -13.7087 | -43.9638 | -9.329 | -98.2488 | 434.5054 | 164.1953 | -13.7087 | -43.9638 | -9.329 | -97.1938 | 0 | 0 | 0 | 0 | 0 | 0 | 1.055 | 0 | 0 | 0 | 0 | 1.055
|  |  |  | Medium | 182.606 | 73.0249 | 28.0906 | 3.7222 | 13.4109 | 64.3574 | 182.606 | 111.4644 | 1.5509 | 24.4941 | 6.0779 | 39.0187 | 182.606 | 71.7842 | 1.5509 | 24.4941 | 6.0779 | 78.6989 | 39.6802 | 39.6802 | 0 | 0 | 0 | -39.6802 | 79.3604 | 39.6802 | 0 | 0 | 0 | -39.6802 | 0 | 0 | 0 | 0 | 0 | 0 | 0 | 0 | 0 | 0 | 0 | 0
|  |  |  | High | 304.4431 | 149.8733 | 22.2474 | 41.2877 | 54.0288 | 37.0059 | 298.8862 | 133.8376 | 15.1981 | 8.5539 | 43.4915 | 97.805 | 304.4432 | 133.8376 | 20.7551 | 8.5539 | 43.4915 | 97.805 | 5.557 | 0 | -5.557 | 0 | 0 | 0 | 0 | 0 | 0 | 0 | 0 | 0 | 0 | 0 | 0 | 0 | 0 | 0 | 5.557 | 0 | 5.557 | 0 | 0 | 0
|  |  |  | Very high | 360.2991 | 240.1625 | 9.7073 | 0.42189 | 12.4317 | 97.5757 | 360.2991 | 243.116 | 34.6827 | 9.8307 | 2.6145 | 70.0553 | 360.2991 | 203.1639 | 34.6827 | 9.8307 | 2.6145 | 110.0074 | 39.9521 | 39.9521 | 0 | 0 | 0 | -39.9521 | 79.9042 | 39.9521 | 0 | 0 | 0 | -39.9521 | 0 | 0 | 0 | 0 | 0 | 0 | 0 | 0 | 0 | 0 | 0 | 0
132KV Network | 7 | OHL towers | Number of Units | Low | 1657 | 682 | 363 | 40 | 472 | 100 | 1652 | 815 | 371 | 286 | 40 | 140 | 1657 | 532 | 220 | 286 | 40 | 579 | 440 | 283 | 151 | 0 | 0 | -439 | 566 | 283 | 0 | 0 | 0 | -283 | 152 | 0 | -1 | 0 | 0 | -151 | 5 | 0 | 0 | 0 | 0 | 5
|  |  |  | Medium | 410 | 160 | 26 | 72 | 49 | 103 | 410 | 160 | 5 | 20 | 76 | 149 | 410 | 160 | 5 | 20 | 76 | 149 | 0 | 0 | 0 | 0 | 0 | 0 | 0 | 0 | 0 | 0 | 0 | 0 | 0 | 0 | 0 | 0 | 0 | 0 | 0 | 0 | 0 | 0 | 0 | 0
|  |  |  | High | 446 | 69 | 186 | 9 | 167 | 15 | 446 | 62 | 160 | 180 | 13 | 31 | 446 | 62 | 9 | 180 | 13 | 182 | 151 | 0 | 151 | 0 | 0 | -151 | 0 | 0 | 0 | 0 | 0 | 0 | 151 | 0 | 0 | 0 | 0 | -151 | 0 | 0 | 0 | 0 | 0 | 0
|  |  |  | Very high | 1167 | 835 | 177 | 16 | 134 | 5 | 1157 | 766 | 75 | 146 | 23 | 147 | 1167 | 766 | 75 | 156 | 23 | 147 | 10 | 0 | 0 | -10 | 0 | 0 | 0 | 0 | 0 | 0 | 0 | 0 | 0 | 0 | 0 | 0 | 0 | 0 | 10 | 0 | 0 | 10 | 0 | 0

## 2.5_Input_Data_Rebased_MR
ETs rebased targets of NOMs
Equally as challenging assessment
Input Data - Rebased: |  | Monetised Risk
[5 empty] | Start | [5 empty] | With Investment | [5 empty] | With No Investment | [5 empty] | Impact of Intervention | [5 empty] | Impact of Intervention | [5 empty] | Impact of Intervention | [5 empty] | Impact of Intervention
[5 empty] | Asset Health and Criticality in 2012/13 | [5 empty] | Asset Health and Criticality in 2020/21 | [5 empty] | Asset Health and Criticality in 2020/21 | [5 empty] | Replacement, Refurbishment and Removal (AH-driven) | [5 empty] | Replacement | [5 empty] | Refurbishment | [5 empty] | Permanent Removal (AH-Driven)
Voltage level | NOM Ref | Asset Group | Unit of Measurement | Criticality | Total MR | AH1 | AH2 | AH3 | AH4 | AH5 | Total MR | AH1 | AH2 | AH3 | AH4 | AH5 | Total MR | AH1 | AH2 | AH3 | AH4 | AH5 | Total Intervention Volume | AH1 | AH2 | AH3 | AH4 | AH5 | Total Replacement Volume | AH1 | AH2 | AH3 | AH4 | AH5 | Total Refurbishment Volume | AH1 | AH2 | AH3 | AH4 | AH5 | Total Removal Volume | AH1 | AH2 | AH3 | AH4 | AH5
400KV Network | 1 | Circuit Breaker | Number of Valves | Low | 608676.1085 | 98517.0838 | 182683.321 | 6155.4357 | 57212.2839 | 264107.9841 | 794959.8215 | 146428.8469 | 0 | 0 | 497313.9716 | 151217.003 | 1385446.9314 | 98517.0838 | 0 | 0 | 497313.9716 | 789615.876 | -590487.11 | 47911.763 | 0 | 0 | 0 | -638398.873 | 686310.636 | 47911.763 | 0 | 0 | 0 | -638398.873 | 0 | 0 | 0 | 0 | 0 | 0 | 0 | 0 | 0 | 0 | 0 | 0
|  |  |  | Medium | 2043882.6737 | 734752.5293 | 142316.7433 | 0 | 234693.7244 | 932119.6767 | 1880619.753 | 903848.1257 | 0 | 0 | 445901.8866 | 530869.7408 | 3974047.2502 | 734752.5293 | 0 | 0 | 445901.8866 | 2793392.8342 | -2093427.4972 | 169095.5963 | 0 | 0 | 0 | -2262523.0935 | 2431618.6898 | 169095.5963 | 0 | 0 | 0 | -2262523.0935 | 0 | 0 | 0 | 0 | 0 | 0 | 0 | 0 | 0 | 0 | 0 | 0
|  |  |  | High | 150528.0977 | 50992.8866 | 0 | 99535.211 | 0 | 0 | 377355.5257 | 50992.8866 | 0 | 0 | 0 | 326362.6391 | 377355.5257 | 50992.8866 | 0 | 0 | 0 | 326362.6391 | 0 | 0 | 0 | 0 | 0 | 0 | 0 | 0 | 0 | 0 | 0 | 0 | 0 | 0 | 0 | 0 | 0 | 0 | 0 | 0 | 0 | 0 | 0 | 0
|  |  |  | Very high | 7045591.4356 | 2229037.9784 | 0 | 0 | 0 | 4816553.4571 | 14112022.1337 | 2229037.9784 | 0 | 0 | 0 | 11882984.1552 | 14112022.1337 | 2229037.9784 | 0 | 0 | 0 | 11882984.1552 | 0 | 0 | 0 | 0 | 0 | 0 | 0 | 0 | 0 | 0 | 0 | 0 | 0 | 0 | 0 | 0 | 0 | 0 | 0 | 0 | 0 | 0 | 0 | 0
400KV Network | 2 | Transformer | Number of Sites | Low | 632376.3525 | 438861.9155 | 193514.437 | 0 | 0 | 0 | 941446.8641 | 373695.745 | 131580.611 | 436170.5081 | 0 | 0 | 941446.8641 | 373695.745 | 131580.611 | 436170.5081 | 0 | 0 | 0 | 0 | 0 | 0 | 0 | 0 | 0 | 0 | 0 | 0 | 0 | 0 | 0 | 0 | 0 | 0 | 0 | 0 | 0 | 0 | 0 | 0 | 0 | 0
|  |  |  | Medium | 1447481.786 | 616618.7565 | 830863.0295 | 0 | 0 | 0 | 2173795.4945 | 616618.7565 | 0 | 1043431.76 | 513744.9779 | 0 | 2173795.4945 | 616618.7565 | 0 | 1043431.76 | 513744.9779 | 0 | 0 | 0 | 0 | 0 | 0 | 0 | 0 | 0 | 0 | 0 | 0 | 0 | 0 | 0 | 0 | 0 | 0 | 0 | 0 | 0 | 0 | 0 | 0 | 0
|  |  |  | High | 2256570.0679 | 562681.2136 | 1693888.8543 | 0 | 0 | 0 | 4607502.3216 | 249170.6412 | 357050.0394 | 296025.3096 | 3705256.3313 | 0 | 4607502.3216 | 249170.6412 | 357050.0394 | 296025.3096 | 3705256.3313 | 0 | 0 | 0 | 0 | 0 | 0 | 0 | 0 | 0 | 0 | 0 | 0 | 0 | 0 | 0 | 0 | 0 | 0 | 0 | 0 | 0 | 0 | 0 | 0 | 0
|  |  |  | Very high | 648092.027 | 272939.5743 | 375152.4527 | 0 | 0 | 0 | 953447.3628 | 272939.5743 | 0 | 680507.7886 | 0 | 0 | 953447.3628 | 272939.5743 | 0 | 680507.7886 | 0 | 0 | 0 | 0 | 0 | 0 | 0 | 0 | 0 | 0 | 0 | 0 | 0 | 0 | 0 | 0 | 0 | 0 | 0 | 0 | 0 | 0 | 0 | 0 | 0 | 0
400KV Network | 3 | Reactors | Number of Sites | Low | 147424.3131 | 0 | 0 | 64720.921 | 82703.3921 | 0 | 452635.3445 | 0 | 0 | 0 | 0 | 452635.3445 | 452635.3445 | 0 | 0 | 0 | 0 | 452635.3445 | 0 | 0 | 0 | 0 | 0 | 0 | 0 | 0 | 0 | 0 | 0 | 0 | 0 | 0 | 0 | 0 | 0 | 0 | 0 | 0 | 0 | 0 | 0 | 0
|  |  |  | Medium | 0 | 0 | 0 | 0 | 0 | 0 | 0 | 0 | 0 | 0 | 0 | 0 | 0 | 0 | 0 | 0 | 0 | 0 | 0 | 0 | 0 | 0 | 0 | 0 | 0 | 0 | 0 | 0 | 0 | 0 | 0 | 0 | 0 | 0 | 0 | 0 | 0 | 0 | 0 | 0 | 0 | 0
|  |  |  | High | 259446.504 | 259446.504 | 0 | 0 | 0 | 0 | 259446.504 | 259446.504 | 0 | 0 | 0 | 0 | 259446.504 | 259446.504 | 0 | 0 | 0 | 0 | 0 | 0 | 0 | 0 | 0 | 0 | 0 | 0 | 0 | 0 | 0 | 0 | 0 | 0 | 0 | 0 | 0 | 0 | 0 | 0 | 0 | 0 | 0 | 0
|  |  |  | Very high | 0 | 0 | 0 | 0 | 0 | 0 | 0 | 0 | 0 | 0 | 0 | 0 | 0 | 0 | 0 | 0 | 0 | 0 | 0 | 0 | 0 | 0 | 0 | 0 | 0 | 0 | 0 | 0 | 0 | 0 | 0 | 0 | 0 | 0 | 0 | 0 | 0 | 0 | 0 | 0 | 0 | 0
400KV Network | 4 | Underground Cable | Number of Sites | Low | 658896.5938 | 0 | 0 | 0 | 658896.5938 | 0 | 1331417.6356 | 0 | 0 | 0 | 0 | 1331417.6356 | 1331417.6356 | 0 | 0 | 0 | 0 | 1331417.6356 | 0 | 0 | 0 | 0 | 0 | 0 | 0 | 0 | 0 | 0 | 0 | 0 | 0 | 0 | 0 | 0 | 0 | 0 | 0 | 0 | 0 | 0 | 0 | 0
|  |  |  | Medium | 563022.2771 | 563022.2771 | 0 | 0 | 0 | 0 | 623884.9554 | 623884.9554 | 0 | 0 | 0 | 0 | 623884.9554 | 623884.9554 | 0 | 0 | 0 | 0 | 0 | 0 | 0 | 0 | 0 | 0 | 0 | 0 | 0 | 0 | 0 | 0 | 0 | 0 | 0 | 0 | 0 | 0 | 0 | 0 | 0 | 0 | 0 | 0
|  |  |  | High | 609193.7831 | 609193.7831 | 0 | 0 | 0 | 0 | 672305.3494 | 672305.3494 | 0 | 0 | 0 | 0 | 672305.3494 | 672305.3494 | 0 | 0 | 0 | 0 | 0 | 0 | 0 | 0 | 0 | 0 | 0 | 0 | 0 | 0 | 0 | 0 | 0 | 0 | 0 | 0 | 0 | 0 | 0 | 0 | 0 | 0 | 0 | 0
|  |  |  | Very high | 0 | 0 | 0 | 0 | 0 | 0 | 0 | 0 | 0 | 0 | 0 | 0 | 0 | 0 | 0 | 0 | 0 | 0 | 0 | 0 | 0 | 0 | 0 | 0 | 0 | 0 | 0 | 0 | 0 | 0 | 0 | 0 | 0 | 0 | 0 | 0 | 0 | 0 | 0 | 0 | 0 | 0
400KV Network | 5 | OHL line conductor | Number of Units | Low | 6462009.0229 | 1104687.7125 | 2844997.702 | 2498748.3251 | 13575.2833 | 0 | 18072270.9165 | 1878843.013 | 0 | 20369.957 | 11810589.5241 | 4362468.4223 | 18072270.9165 | 1878843.013 | 0 | 20369.957 | 11810589.5241 | 4362468.4223 | 0 | 0 | 0 | 0 | 0 | 0 | 0 | 0 | 0 | 0 | 0 | 0 | 0 | 0 | 0 | 0 | 0 | 0 | 0 | 0 | 0 | 0 | 0 | 0
|  |  |  | Medium | 33803735.7134 | 3586023.0928 | 13187845.5775 | 7692248.773 | 9337618.2701 | 0 | 86614780.7107 | 12086204.5385 | 29527.503 | 1748166.1373 | 55623961.3065 | 17126921.2253 | 96760879.108 | 9787172.4297 | 29527.503 | 1929686.8502 | 67887571.0998 | 17126921.2253 | -10146098.3973 | 2299032.1088 | 0 | -181520.7128 | -12263609.7933 | 0 | 14744162.6149 | 2299032.1088 | 0 | -181520.7128 | -12263609.7933 | 0 | 0 | 0 | 0 | 0 | 0 | 0 | 0 | 0 | 0 | 0 | 0 | 0
|  |  |  | High | 0 | 0 | 0 | 0 | 0 | 0 | 0 | 0 | 0 | 0 | 0 | 0 | 0 | 0 | 0 | 0 | 0 | 0 | 0 | 0 | 0 | 0 | 0 | 0 | 0 | 0 | 0 | 0 | 0 | 0 | 0 | 0 | 0 | 0 | 0 | 0 | 0 | 0 | 0 | 0 | 0 | 0
|  |  |  | Very high | 0 | 0 | 0 | 0 | 0 | 0 | 0 | 0 | 0 | 0 | 0 | 0 | 0 | 0 | 0 | 0 | 0 | 0 | 0 | 0 | 0 | 0 | 0 | 0 | 0 | 0 | 0 | 0 | 0 | 0 | 0 | 0 | 0 | 0 | 0 | 0 | 0 | 0 | 0 | 0 | 0 | 0
400KV Network | 6 | OHL line fittings | Number of Sites | Low | 163732168.0633 | 18910719.5082 | 8101532.5041 | 38728579.4064 | 97991336.6446 | 0 | 366032748.8552 | 18606164.4051 | 3342083.3158 | 7397853.0594 | 14394496.9297 | 322292151.1452 | 366032748.8552 | 18606164.4051 | 3342083.3158 | 7397853.0594 | 14394496.9297 | 322292151.1452 | 0 | 0 | 0 | 0 | 0 | 0 | 0 | 0 | 0 | 0 | 0 | 0 | 0 | 0 | 0 | 0 | 0 | 0 | 0 | 0 | 0 | 0 | 0 | 0
|  |  |  | Medium | 453642548.1266 | 136824224.6969 | 21756949.5566 | 44588112.2016 | 154705811.3703 | 95767450.3012 | 934567759.7625 | 120874008.8634 | 47308595.0563 | 148368320.277 | 14140921.6593 | 603875913.9064 | 944261377.4857 | 129113897.1263 | 48300241.6331 | 148830403.1605 | 14140921.6593 | 603875913.9064 | -9693617.7232 | -8239888.2629 | -991646.5768 | -462082.8835 | 0 | 0 | 31201280.5434 | -8239888.2629 | -991646.5768 | -462082.8835 | 0 | 0 | 0 | 0 | 0 | 0 | 0 | 0 | 0 | 0 | 0 | 0 | 0 | 0
|  |  |  | High | 278494566.1836 | 15236597.9981 | 0 | 76002921.4701 | 14596314.4774 | 172658732.238 | 585561099.3032 | 16598172.4645 | 0 | 0 | 0 | 568962926.8387 | 585561099.3032 | 16598172.4645 | 0 | 0 | 0 | 568962926.8387 | 0 | 0 | 0 | 0 | 0 | 0 | 0 | 0 | 0 | 0 | 0 | 0 | 0 | 0 | 0 | 0 | 0 | 0 | 0 | 0 | 0 | 0 | 0 | 0
|  |  |  | Very high | 0 | 0 | 0 | 0 | 0 | 0 | 0 | 0 | 0 | 0 | 0 | 0 | 0 | 0 | 0 | 0 | 0 | 0 | 0 | 0 | 0 | 0 | 0 | 0 | 0 | 0 | 0 | 0 | 0 | 0 | 0 | 0 | 0 | 0 | 0 | 0 | 0 | 0 | 0 | 0 | 0 | 0
400KV Network | 7 | OHL towers | Number of Sites | Low | 6759991.8289 | 673321.2809 | 1857887.2886 | 1180316.195 | 3048467.0645 | 0 | 15160807.0856 | 533225.2081 | 370589.7054 | 2732897.7247 | 2668947.0395 | 8855147.408 | 15249938.8225 | 533225.2081 | 356333.7705 | 2732897.7247 | 2668947.0395 | 8958535.0797 | -89131.7369 | 0 | 14255.9349 | 0 | 0 | -103387.6718 | 0 | 0 | 0 | 0 | 0 | 0 | -89131.7369 | 0 | 14255.9349 | 0 | 0 | -103387.6718 | 0 | 0 | 0 | 0 | 0 | 0
|  |  |  | Medium | 18658116.8809 | 2799527.2584 | 2523665.1138 | 1997230.1125 | 11337694.3962 | 0 | 54787681.0368 | 3024280.1042 | 480885.9073 | 3579136.0759 | 1073817.3827 | 46629561.5666 | 54916064.2577 | 3024280.1042 | 458895.9469 | 3579136.0759 | 1073817.3827 | 46779934.7479 | -128383.2209 | 0 | 21989.9604 | 0 | 0 | -150373.1813 | 0 | 0 | 0 | 0 | 0 | 0 | -89131.7369 | 0 | 21989.9604 | 0 | 0 | -150373.1813 | 0 | 0 | 0 | 0 | 0 | 0
|  |  |  | High | 10699943.0911 | 294609.8437 | 28786.5471 | 10376546.7003 | 0 | 0 | 3825483.7324 | 291424.9445 | 3481805.2102 | 52253.5777 | 0 | 0 | 24524851.4439 | 291424.9445 | 36552.1333 | 52253.5777 | 0 | 24144620.7885 | -20699367.7115 | 0 | 3445253.0769 | 0 | 0 | -24144620.7885 | 0 | 0 | 0 | 0 | 0 | 0 | -89131.7369 | 0 | 3445253.0769 | 0 | 0 | -24144620.7885 | 0 | 0 | 0 | 0 | 0 | 0
|  |  |  | Very high | 2881264.1233 | 584220.5239 | 2297043.5994 | 0 | 0 | 0 | 7152169.2759 | 0 | 0 | 7152169.2759 | 0 | 0 | 7152169.2759 | 0 | 0 | 7152169.2759 | 0 | 0 | 0 | 0 | 0 | 0 | 0 | 0 | 0 | 0 | 0 | 0 | 0 | 0 | -89131.7369 | 0 | 0 | 0 | 0 | 0 | 0 | 0 | 0 | 0 | 0 | 0
275KV Network | 1 | Circuit Breaker | Number of Sites | Low | 957372.7709 | 184733.8028 | 18568.4619 | 79862.4668 | 355917.1236 | 318290.9159 | 1106736.9014 | 324540.8 | 0 | 18465.5423 | 34915.1216 | 728815.4375 | 1871167.9841 | 184733.8028 | 0 | 18465.5423 | 34915.1216 | 1633053.5175 | -764431.0828 | 139806.9972 | 0 | 0 | 0 | -904238.08 | 1044045.0772 | 139806.9972 | 0 | 0 | 0 | -904238.08 | 0 | 0 | 0 | 0 | 0 | 0 | 0 | 0 | 0 | 0 | 0 | 0
|  |  |  | Medium | 1444041.2215 | 159269.7352 | 0 | 369199.5736 | 401635.0094 | 513936.9033 | 1684797.0338 | 254413.5104 | 0 | 0 | 0 | 1430383.5234 | 2946720.8398 | 159269.7352 | 0 | 0 | 0 | 2787451.1046 | -1261923.8061 | 95143.7752 | 0 | 0 | 0 | -1357067.5812 | 1478791.2637 | 95143.7752 | 0 | 0 | 0 | -1357067.5812 | 0 | 0 | 0 | 0 | 0 | 0 | 0 | 0 | 0 | 0 | 0 | 0
|  |  |  | High | 1538586.2778 | 196803.464 | 108155.3057 | 147648.7463 | 363643.0895 | 722335.6724 | 2514831.9286 | 229375.2609 | 0 | 178180.707 | 106579.8227 | 2000696.138 | 3188350.6314 | 196803.464 | 0 | 178180.707 | 106579.8227 | 2706786.6377 | -673518.7029 | 32571.7969 | 0 | 0 | 0 | -706090.4998 | 738662.2967 | 32571.7969 | 0 | 0 | 0 | -706090.4998 | 0 | 0 | 0 | 0 | 0 | 0 | 0 | 0 | 0 | 0 | 0 | 0
|  |  |  | Very high | 10832090.0717 | 3652104.4313 | 181579.8935 | 586518.9211 | 6411886.8258 | 0 | 7888255.2344 | 3740721.8725 | 0 | 234355.9554 | 278771.4671 | 3634405.9395 | 18323761.4365 | 3652104.4313 | 0 | 234355.9554 | 278771.4671 | 14158529.5827 | -10435506.202 | 88617.4412 | 0 | 0 | 0 | -10524123.6433 | 10612741.0845 | 88617.4412 | 0 | 0 | 0 | -10524123.6433 | 0 | 0 | 0 | 0 | 0 | 0 | 0 | 0 | 0 | 0 | 0 | 0
275KV Network | 2 | Transformer | Number of Systems | Low | 2084311.793 | 482995.4763 | 1077676.3448 | 0 | 523639.972 | 0 | 2700935.9329 | 639716.2495 | 0 | 719965.0609 | 1341254.6224 | 0 | 3576003.7932 | 482995.4762 | 0 | 719965.0609 | 1341254.6224 | 1031788.6337 | -875067.8604 | 156720.7733 | 0 | 0 | 0 | -1031788.6337 | 1188509.4069 | 156720.7733 | 0 | 0 | 0 | -1031788.6337 | 0 | 0 | 0 | 0 | 0 | 0 | 0 | 0 | 0 | 0 | 0 | 0
|  |  |  | Medium | 6813680.8268 | 1420702.4566 | 3689212.4275 | 1077929.8826 | 625836.0601 | 0 | 10724084.4608 | 1615490.7848 | 0 | 2643274.8254 | 5209420.2008 | 1255898.6497 | 11635407.3128 | 1420702.4566 | 0 | 2643274.8254 | 5738670.9695 | 1832759.0613 | -911322.852 | 194788.3282 | 0 | 0 | -529250.7686 | -576860.4116 | 1300899.5085 | 194788.3282 | 0 | 0 | -529250.7686 | -576860.4116 | 0 | 0 | 0 | 0 | 0 | 0 | 0 | 0 | 0 | 0 | 0 | 0
|  |  |  | High | 8427080.8951 | 1043508.6308 | 2457024.9023 | 2515595.0219 | 0 | 2410952.3401 | 11068284.9121 | 1699897.6469 | 0 | 2986552.1639 | 4508206.1316 | 1873628.9697 | 16370795.141 | 1043508.6308 | 0 | 2986552.1639 | 5580077.9674 | 6760656.3788 | -5302510.2289 | 656389.0161 | 0 | 0 | -1071871.8359 | -4887027.4091 | 6615288.2611 | 656389.0161 | 0 | 0 | -1071871.8359 | -4887027.4091 | 0 | 0 | 0 | 0 | 0 | 0 | 0 | 0 | 0 | 0 | 0 | 0
|  |  |  | Very high | 3012122.9321 | 0 | 1036708.9258 | 1975414.0064 | 0 | 0 | 5644175.2099 | 0 | 0 | 1859469.1986 | 3784706.0113 | 0 | 5644175.2099 | 0 | 0 | 1859469.1986 | 3784706.0113 | 0 | 0 | 0 | 0 | 0 | 0 | 0 | 0 | 0 | 0 | 0 | 0 | 0 | 0 | 0 | 0 | 0 | 0 | 0 | 0 | 0 | 0 | 0 | 0 | 0
275KV Network | 3 | Reactors | Number of Systems | Low | 45309.232 | 45309.232 | 0 | 0 | 0 | 0 | 45309.232 | 45309.232 | 0 | 0 | 0 | 0 | 45309.232 | 45309.232 | 0 | 0 | 0 | 0 | 0 | 0 | 0 | 0 | 0 | 0 | 0 | 0 | 0 | 0 | 0 | 0 | 0 | 0 | 0 | 0 | 0 | 0 | 0 | 0 | 0 | 0 | 0 | 0
|  |  |  | Medium | 951653.2291 | 0 | 174374.2411 | 84824.7923 | 692454.1957 | 0 | 623812.1117 | 211732.2547 | 0 | 0 | 235378.2566 | 176701.6003 | 1897506.7273 | 0 | 0 | 0 | 336585.4646 | 1560921.2627 | -1273694.6156 | 211732.2547 | 0 | 0 | -101207.2079 | -1384219.6624 | 1697159.1251 | 211732.2547 | 0 | 0 | -101207.2079 | -1384219.6624 | 0 | 0 | 0 | 0 | 0 | 0 | 0 | 0 | 0 | 0 | 0 | 0
|  |  |  | High | 0 | 0 | 0 | 0 | 0 | 0 | 0 | 0 | 0 | 0 | 0 | 0 | 0 | 0 | 0 | 0 | 0 | 0 | 0 | 0 | 0 | 0 | 0 | 0 | 0 | 0 | 0 | 0 | 0 | 0 | 0 | 0 | 0 | 0 | 0 | 0 | 0 | 0 | 0 | 0 | 0 | 0
|  |  |  | Very high | 92808.0841 | 92808.0841 | 0 | 0 | 0 | 0 | 92808.0841 | 92808.0841 | 0 | 0 | 0 | 0 | 92808.0841 | 92808.0841 | 0 | 0 | 0 | 0 | 0 | 0 | 0 | 0 | 0 | 0 | 0 | 0 | 0 | 0 | 0 | 0 | 0 | 0 | 0 | 0 | 0 | 0 | 0 | 0 | 0 | 0 | 0 | 0
275KV Network | 4 | Underground Cable | Number of Systems | Low | 398635.5208 | 133456.4853 | 105548 | 153991.4422 | 5639.5934 | 0 | 710832.969 | 117514.7366 | 56304.7335 | 157317.3593 | 0 | 379696.1396 | 710832.969 | 117514.7366 | 56304.7335 | 157317.3593 | 0 | 379696.1396 | 0 | 0 | 0 | 0 | 0 | 0 | 0 | 0 | 0 | 0 | 0 | 0 | 0 | 0 | 0 | 0 | 0 | 0 | 0 | 0 | 0 | 0 | 0 | 0
|  |  |  | Medium | 1108624.3942 | 983441.5106 | 124913.6286 | 269.255 | 0 | 0 | 1246203.6945 | 1059138.2069 | 0 | 186216.8944 | 0 | 848.5932 | 1246203.6945 | 1059138.2069 | 0 | 186216.8944 | 0 | 848.5932 | 0 | 0 | 0 | 0 | 0 | 0 | 0 | 0 | 0 | 0 | 0 | 0 | 0 | 0 | 0 | 0 | 0 | 0 | 0 | 0 | 0 | 0 | 0 | 0
|  |  |  | High | 321305.6284 | 252922.1316 | 68383.4968 | 0 | 0 | 0 | 417660.4836 | 104024.2667 | 211652.9244 | 101983.2925 | 0 | 0 | 417660.4836 | 104024.2667 | 211652.9244 | 101983.2925 | 0 | 0 | 0 | 0 | 0 | 0 | 0 | 0 | 0 | 0 | 0 | 0 | 0 | 0 | 0 | 0 | 0 | 0 | 0 | 0 | 0 | 0 | 0 | 0 | 0 | 0
|  |  |  | Very high | 13036149.1365 | 2703003.7543 | 10333145.3823 | 0 | 0 | 0 | 25624826.9435 | 2907187.5856 | 0 | 0 | 22717639.3579 | 0 | 25624826.9435 | 2907187.5856 | 0 | 0 | 22717639.3579 | 0 | 0 | 0 | 0 | 0 | 0 | 0 | 0 | 0 | 0 | 0 | 0 | 0 | 0 | 0 | 0 | 0 | 0 | 0 | 0 | 0 | 0 | 0 | 0 | 0
275KV Network | 5 | OHL line conductor | Number of Systems | Low | 4053006.204 | 112216.4714 | 1183664.4215 | 1762.1883 | 623669.2059 | 2131693.9168 | 3076216.6322 | 991464.482 | 122781.0373 | 779399.9271 | 736150.397 | 446420.7888 | 9302520.5237 | 94362.9631 | 150125.2882 | 964591.147 | 2734888.0315 | 5358553.094 | -6226303.8916 | 897101.5189 | -27344.2509 | -185191.2199 | -1998737.6345 | -4912132.3052 | 8080555.6148 | 897101.5189 | -27344.2509 | -185191.2199 | -1998737.6345 | -4912132.3052 | 0 | 0 | 0 | 0 | 0 | 0 | 0 | 0 | 0 | 0 | 0 | 0
|  |  |  | Medium | 4602617.3382 | 465615.4028 | 1586983.7667 | 0 | 873350.3296 | 1676667.8391 | 6238424.2392 | 872858.6057 | 584457.2735 | 0 | 4520665.8674 | 260442.4927 | 10852003.5958 | 300510.0182 | 584457.2735 | 0 | 5083302.7376 | 4883733.5665 | -4613579.3566 | 572348.5875 | 0 | 0 | -562636.8702 | -4623291.0738 | 5758276.5315 | 572348.5875 | 0 | 0 | -562636.8702 | -4623291.0738 | 0 | 0 | 0 | 0 | 0 | 0 | 0 | 0 | 0 | 0 | 0 | 0
|  |  |  | High | 7590829.3355 | 315628.8233 | 3534978.7364 | 66836.5904 | 3673385.1854 | 0 | 17256118.6004 | 1164690.3254 | 59693.7839 | 4685093.5826 | 4138218.6649 | 7208422.2436 | 19439957.9256 | 483161.6186 | 59693.7839 | 5987215.1626 | 4221101.7064 | 8688785.654 | -2183839.3252 | 681528.7067 | 0 | -1302121.58 | -82883.0415 | -1480363.4104 | 3638755.4066 | 681528.7067 | 0 | -1302121.58 | -82883.0415 | -1480363.4104 | 0 | 0 | 0 | 0 | 0 | 0 | 0 | 0 | 0 | 0 | 0 | 0
|  |  |  | Very high | 24220517.8641 | 63906.415 | 10246912.0617 | 110596.2996 | 9535138.9622 | 4263964.1256 | 41103583.6356 | 3842709.9212 | 154493.947 | 4050475.6066 | 15508312.2387 | 17547591.9221 | 63477839.5221 | 2285.7249 | 120704.0919 | 4320431.8789 | 27687294.941 | 31347122.8855 | -22374255.8865 | 3840424.1964 | 33789.8552 | -269956.2723 | -12178982.7023 | -13799530.9634 | 36082308.7379 | 3840424.1964 | 33789.8552 | -269956.2723 | -12178982.7023 | -13799530.9634 | 0 | 0 | 0 | 0 | 0 | 0 | 0 | 0 | 0 | 0 | 0 | 0
275KV Network | 6 | OHL line fittings | Number of Valves | Low | 50921329.2656 | 5200253.3858 | 3683819.6151 | 11682359.7975 | 7375341.0462 | 22979555.421 | 68262529.5537 | 6901621.2748 | 168185.7064 | 1953194.1875 | 6283847.0385 | 52955681.3465 | 109053707.1751 | 5510050.8529 | 398701.5146 | 2155660.7069 | 8888274.7508 | 92101019.3499 | -40791177.6214 | 1391570.4219 | -230515.8082 | -202466.5194 | -2604427.7123 | -39145338.0033 | 53998567.2928 | 1391570.4219 | -230515.8082 | -202466.5194 | -2604427.7123 | -39145338.0033 | 0 | 0 | 0 | 0 | 0 | 0 | 0 | 0 | 0 | 0 | 0 | 0
|  |  |  | Medium | 93539208.3278 | 8841041.6714 | 364184.719 | 19055661.8052 | 17108282.8816 | 48170037.2506 | 129596724.2184 | 12735603.0121 | 836076.7529 | 157352.9402 | 1268929.2299 | 114598762.2833 | 201427363.5791 | 9308260.8143 | 836076.7529 | 157352.9402 | 1519212.4962 | 189606460.5756 | -71830639.3607 | 3427342.1978 | 0 | 0 | -250283.2663 | -75007698.2923 | 82025055.2497 | 3427342.1978 | 0 | 0 | -250283.2663 | -75007698.2923 | 0 | 0 | 0 | 0 | 0 | 0 | 0 | 0 | 0 | 0 | 0 | 0
|  |  |  | High | 161753571.851 | 18902233.2664 | 5454050.1514 | 32080858.8284 | 74819980.9277 | 30496448.677 | 288428228.7782 | 24228084.5106 | 2426883.1868 | 2627737.7996 | 34806325.4669 | 224339197.8142 | 358879622.3925 | 18503069.0006 | 2543823.7904 | 2867617.5101 | 45731096.0011 | 289234016.0903 | -70451393.6144 | 5725015.51 | -116940.6036 | -239879.7105 | -10924770.5342 | -64894818.2761 | 83657501.0402 | 5725015.51 | -116940.6036 | -239879.7105 | -10924770.5342 | -64894818.2761 | 0 | 0 | 0 | 0 | 0 | 0 | 0 | 0 | 0 | 0 | 0 | 0
|  |  |  | Very high | 323698948.9905 | 52689340.9072 | 4942466.7073 | 60177038.9285 | 84523410.9018 | 121366691.5458 | 485712760.8613 | 60758271.115 | 6457566.5094 | 3942929.9244 | 55046020.5035 | 359507972.8089 | 654291349.2687 | 53652522.1211 | 6457566.5094 | 4297467.7587 | 55746679.5112 | 534137113.3684 | -168578588.4074 | 7105748.994 | 0 | -354537.8342 | -700659.0076 | -174629140.5595 | 229759302.0124 | 7105748.994 | 0 | -354537.8342 | -700659.0076 | -174629140.5595 | 0 | 0 | 0 | 0 | 0 | 0 | 0 | 0 | 0 | 0 | 0 | 0
275KV Network | 7 | OHL towers | Number of Valves | Low | 2451845.2432 | 245209.5959 | 37879.6102 | 1511983.3375 | 656772.6996 | 0 | 1204066.8754 | 154018.4405 | 834551.1482 | 25100.4456 | 47342.5895 | 143054.2516 | 5022604.972 | 154018.4405 | 174248.895 | 25100.4456 | 47342.5895 | 4621894.6014 | -3818538.0966 | 0 | 660302.2532 | 0 | 0 | -4478840.3498 | 0 | 0 | 0 | 0 | 0 | 0 | -3818538.0966 | 0 | 660302.2532 | 0 | 0 | -4478840.3498 | 0 | 0 | 0 | 0 | 0 | 0
|  |  |  | Medium | 2396725.0038 | 988926.1915 | 390768.6671 | 820895.4263 | 196134.719 | 0 | 3202086.8074 | 963414.4376 | 361417.886 | 308315.5551 | 59960.7817 | 1508978.147 | 4861001.7995 | 963414.4376 | 82942.2906 | 308315.5551 | 59960.7817 | 3446368.7345 | -1658914.9921 | 0 | 278475.5954 | 0 | 0 | -1937390.5875 | 0 | 0 | 0 | 0 | 0 | 0 | -3818538.0966 | 0 | 278475.5954 | 0 | 0 | -1937390.5875 | 0 | 0 | 0 | 0 | 0 | 0
|  |  |  | High | 3205831.9324 | 1258411.5557 | 793360.6404 | 411821.3144 | 742238.4219 | 0 | 4608936.5752 | 988518.2188 | 616206.4309 | 1294226.093 | 154370.7925 | 1555615.04 | 5500902.0962 | 988518.2188 | 463975.1444 | 1294226.093 | 154370.7925 | 2599811.8475 | -891965.5209 | 0 | 152231.2865 | 0 | 0 | -1044196.8075 | 0 | 0 | 0 | 0 | 0 | 0 | -3818538.0966 | 0 | 152231.2865 | 0 | 0 | -1044196.8075 | 0 | 0 | 0 | 0 | 0 | 0
|  |  |  | Very high | 102553724.2961 | 8290607.8323 | 19838912.4533 | 49231223.8603 | 25192980.1501 | 0 | 134665149.0677 | 4406665.3674 | 23438801.1371 | 28744887.659 | 9987204.3623 | 68087590.5418 | 235742463.3037 | 4406665.3674 | 7105091.1566 | 28744887.659 | 9987204.3623 | 185498614.7583 | -101077314.2359 | 0 | 16333709.9805 | 0 | 0 | -117411024.2164 | 0 | 0 | 0 | 0 | 0 | 0 | -3818538.0966 | 0 | 16333709.9805 | 0 | 0 | -117411024.2164 | 0 | 0 | 0 | 0 | 0 | 0
132KV Network | 1 | Circuit Breaker | Number of Valves | Low | 1190026.928 | 278507.8028 | 0 | 210426.0204 | 451422.7085 | 249670.3962 | 1403867.2172 | 398243.3031 | 0 | 0 | 0 | 1005623.9141 | 2217871.1758 | 278507.8028 | 0 | 0 | 0 | 1939363.373 | -814003.9587 | 119735.5003 | 0 | 0 | 0 | -933739.4589 | 1053474.9592 | 119735.5003 | 0 | 0 | 0 | -933739.4589 | 0 | 0 | 0 | 0 | 0 | 0 | 0 | 0 | 0 | 0 | 0 | 0
|  |  |  | Medium | 1362355.203 | 81482.3834 | 0 | 232781.8292 | 250114.2071 | 797976.7833 | 778290.2344 | 289351.4875 | 0 | 0 | 0 | 488938.747 | 2697227.2444 | 81482.3834 | 0 | 0 | 0 | 2615744.861 | -1918937.01 | 207869.1041 | 0 | 0 | 0 | -2126806.114 | 2334675.2181 | 207869.1041 | 0 | 0 | 0 | -2126806.114 | 0 | 0 | 0 | 0 | 0 | 0 | 0 | 0 | 0 | 0 | 0 | 0
|  |  |  | High | 1198296.7765 | 327770.9966 | 0 | 240848.4745 | 291757.0772 | 337920.2282 | 1471682.7571 | 423846.348 | 0 | 0 | 0 | 1047836.4091 | 2269096.4908 | 327770.9966 | 0 | 0 | 0 | 1941325.4942 | -797413.7338 | 96075.3514 | 0 | 0 | 0 | -893489.0852 | 1069609.5541 | 96075.3514 | 0 | 0 | 0 | -893489.0852 | 0 | 0 | 0 | 0 | 0 | 0 | 0 | 0 | 0 | 0 | 0 | 0
|  |  |  | Very high | 14871077.3074 | 6194190.7212 | 0 | 1027901.8836 | 894665.2051 | 6754319.4975 | 13218051.9259 | 8728376.5476 | 0 | 0 | 0 | 4489675.3783 | 24022631.8273 | 6194190.7212 | 0 | 0 | 0 | 17828441.1061 | -10804579.9015 | 2534185.8264 | 0 | 0 | 0 | -13338765.7278 | 15872951.5542 | 2534185.8264 | 0 | 0 | 0 | -13338765.7278 | 0 | 0 | 0 | 0 | 0 | 0 | 0 | 0 | 0 | 0 | 0 | 0
132KV Network | 2 | Transformer | Number of Units | Low | 5254292.4763 | 919531.0032 | 3099010.5592 | 356030.7087 | 879720.2053 | 0 | 8667199.3218 | 934009.6736 | 151630.3683 | 2358851.9864 | 3598089.6839 | 1624617.6097 | 8978685.8631 | 856927.5979 | 151630.3683 | 2452126.2265 | 3598089.6839 | 1919911.9865 | -311486.5413 | 77082.0757 | 0 | -93274.2401 | 0 | -295294.3769 | 465650.6927 | 77082.0757 | 0 | -93274.2401 | 0 | -295294.3769 | 0 | 0 | 0 | 0 | 0 | 0 | 0 | 0 | 0 | 0 | 0 | 0
|  |  |  | Medium | 7881872.7951 | 633018.4881 | 2521926.817 | 387079.252 | 1790678.1323 | 2549170.1057 | 9448652.83 | 1114900.634 | 0 | 2207620.7958 | 2582813.4452 | 3543317.9549 | 14523431.5154 | 549903.8355 | 0 | 2207620.7958 | 2582813.4452 | 9183093.4389 | -5074778.6855 | 564996.7985 | 0 | 0 | 0 | -5639775.484 | 6204772.2825 | 564996.7985 | 0 | 0 | 0 | -5639775.484 | 0 | 0 | 0 | 0 | 0 | 0 | 0 | 0 | 0 | 0 | 0 | 0
|  |  |  | High | 12098263.844 | 3173040.678 | 5103394.3834 | 1105870.7644 | 2715958.0181 | 0 | 19439527.8456 | 2965580.2787 | 588364.2822 | 4804894.9087 | 5490042.4372 | 5590645.9389 | 21726726.0888 | 2470899.4406 | 588364.2822 | 5211438.523 | 5490042.4372 | 7965981.4058 | -2287198.2432 | 494680.8381 | 0 | -406543.6143 | 0 | -2375335.4669 | 3276559.9193 | 494680.8381 | 0 | -406543.6143 | 0 | -2375335.4669 | 0 | 0 | 0 | 0 | 0 | 0 | 0 | 0 | 0 | 0 | 0 | 0
|  |  |  | Very high | 0 | 0 | 0 | 0 | 0 | 0 | 0 | 0 | 0 | 0 | 0 | 0 | 0 | 0 | 0 | 0 | 0 | 0 | 0 | 0 | 0 | 0 | 0 | 0 | 0 | 0 | 0 | 0 | 0 | 0 | 0 | 0 | 0 | 0 | 0 | 0 | 0 | 0 | 0 | 0 | 0 | 0
132KV Network | 3 | Reactors | Number of Systems | Low | 0 | 0 | 0 | 0 | 0 | 0 | 0 | 0 | 0 | 0 | 0 | 0 | 0 | 0 | 0 | 0 | 0 | 0 | 0 | 0 | 0 | 0 | 0 | 0 | 0 | 0 | 0 | 0 | 0 | 0 | 0 | 0 | 0 | 0 | 0 | 0 | 0 | 0 | 0 | 0 | 0 | 0
|  |  |  | Medium | 316847.5121 | 0 | 128762.1099 | 188085.4022 | 0 | 0 | 501571.4429 | 0 | 0 | 197705.6277 | 303865.8152 | 0 | 501571.4429 | 0 | 0 | 197705.6277 | 303865.8152 | 0 | 0 | 0 | 0 | 0 | 0 | 0 | 0 | 0 | 0 | 0 | 0 | 0 | 0 | 0 | 0 | 0 | 0 | 0 | 0 | 0 | 0 | 0 | 0 | 0
|  |  |  | High | 0 | 0 | 0 | 0 | 0 | 0 | 0 | 0 | 0 | 0 | 0 | 0 | 0 | 0 | 0 | 0 | 0 | 0 | 0 | 0 | 0 | 0 | 0 | 0 | 0 | 0 | 0 | 0 | 0 | 0 | 0 | 0 | 0 | 0 | 0 | 0 | 0 | 0 | 0 | 0 | 0 | 0
|  |  |  | Very high | 0 | 0 | 0 | 0 | 0 | 0 | 0 | 0 | 0 | 0 | 0 | 0 | 0 | 0 | 0 | 0 | 0 | 0 | 0 | 0 | 0 | 0 | 0 | 0 | 0 | 0 | 0 | 0 | 0 | 0 | 0 | 0 | 0 | 0 | 0 | 0 | 0 | 0 | 0 | 0 | 0 | 0
132KV Network | 4 | Underground Cable | Number of Units | Low | 12038931.7442 | 1673902.7147 | 780287.5605 | 2681362.0077 | 6903379.4613 | 0 | 17251398.5334 | 1876380.0183 | 0 | 138239.6848 | 3444821.8588 | 11791956.9715 | 17788042.1224 | 1873983.7491 | 0 | 138239.6848 | 3443076.3173 | 12332742.3712 | -536643.589 | 2396.2692 | 0 | 0 | 1745.5415 | -540785.3997 | 544927.2105 | 2396.2692 | 0 | 0 | 1745.5415 | -540785.3997 | 0 | 0 | 0 | 0 | 0 | 0 | 0 | 0 | 0 | 0 | 0 | 0
|  |  |  | Medium | 1781447.6147 | 1331127.9068 | 250663.1382 | 199378.8008 | 277.769 | 0 | 2349620.2219 | 1377902.7297 | 0 | 455949.0744 | 0 | 515768.4178 | 2349620.2219 | 1377902.7297 | 0 | 455949.0744 | 0 | 515768.4178 | 0 | 0 | 0 | 0 | 0 | 0 | 0 | 0 | 0 | 0 | 0 | 0 | 0 | 0 | 0 | 0 | 0 | 0 | 0 | 0 | 0 | 0 | 0 | 0
|  |  |  | High | 4983892.3923 | 4443012.1424 | 540880.2499 | 0 | 0 | 0 | 5815474.1758 | 4980195.2119 | 28466.3817 | 806812.5821 | 0 | 0 | 5815474.1758 | 4980195.2119 | 28466.3817 | 806812.5821 | 0 | 0 | 0 | 0 | 0 | 0 | 0 | 0 | 0 | 0 | 0 | 0 | 0 | 0 | 0 | 0 | 0 | 0 | 0 | 0 | 0 | 0 | 0 | 0 | 0 | 0
|  |  |  | Very high | 1349384.3323 | 1034142.0947 | 315242.2376 | 0 | 0 | 0 | 1740624.129 | 1270507.3057 | 0 | 470116.8233 | 0 | 0 | 1740624.129 | 1270507.3057 | 0 | 470116.8233 | 0 | 0 | 0 | 0 | 0 | 0 | 0 | 0 | 0 | 0 | 0 | 0 | 0 | 0 | 0 | 0 | 0 | 0 | 0 | 0 | 0 | 0 | 0 | 0 | 0 | 0
132KV Network | 5 | OHL line conductor | Number of Units | Low | 6167194.4372 | 355835.0857 | 1673117.4682 | 20387.885 | 562318.3881 | 3555535.6101 | 8140270.1884 | 1096656.3643 | 310353.0639 | 2282392.5859 | 1227456.4514 | 3223411.7229 | 13774169.132 | 281848.3958 | 342135.8118 | 3270460.6356 | 1227456.4514 | 8652267.8374 | -5633898.9436 | 814807.9685 | -31782.7479 | -988068.0496 | 0 | -5428856.1145 | 7213914.9916 | 814807.9685 | -31782.7479 | -988068.0496 | 0 | -5379256.2256 | 0 | 0 | 0 | 0 | 0 | 0 | 49599.8889 | 0 | 0 | 0 | 0 | 49599.8889
|  |  |  | Medium | 3846048.594 | 301192.3862 | 231032.1791 | 300941.7155 | 404008.0786 | 2608874.2346 | 3446744.8265 | 775693.9485 | 123003.7806 | 681233.2272 | 782090.5375 | 1084723.3327 | 8123963.0104 | 346190.7515 | 123003.7806 | 681233.2272 | 782090.5375 | 6191444.7136 | -4677218.1839 | 429503.197 | 0 | 0 | 0 | -5106721.3809 | 5536224.5779 | 429503.197 | 0 | 0 | 0 | -5106721.3809 | 0 | 0 | 0 | 0 | 0 | 0 | 0 | 0 | 0 | 0 | 0 | 0
|  |  |  | High | 4114230.6873 | 1980654.443 | 1095935.7903 | 0 | 1037640.454 | 0 | 8721341.3321 | 2433659.8403 | 1850007.2808 | 1466649.1988 | 0 | 2971025.0122 | 8781144.1258 | 2493462.634 | 1850007.2808 | 1466649.1988 | 0 | 2971025.0122 | -59802.7937 | -59802.7937 | 0 | 0 | 0 | 0 | 0 | 0 | 0 | 0 | 0 | 0 | 0 | 0 | 0 | 0 | 0 | 0 | 59802.7937 | 59802.7937 | 0 | 0 | 0 | 0
|  |  |  | Very high | 15334392.9077 | 1772227.6814 | 3897855.2137 | 1696108.2652 | 0 | 7968201.7475 | 20864339.378 | 4129454.9408 | 42160.653 | 5904645.9127 | 5481891.983 | 5306185.8885 | 35205597.0122 | 2864899.7127 | 42160.653 | 5904645.9127 | 5481891.983 | 20911998.7508 | -14341257.6341 | 1264555.2282 | 0 | 0 | 0 | -15605812.8623 | 16870368.0905 | 1264555.2282 | 0 | 0 | 0 | -15605812.8623 | 0 | 0 | 0 | 0 | 0 | 0 | 0 | 0 | 0 | 0 | 0 | 0
132KV Network | 6 | OHL line fittings | Number of Systems | Low | 119751528.5373 | 11694553.2825 | 7116183.206 | 4029928.5321 | 28498461.2029 | 68412402.3138 | 156904286.0513 | 17475561.8825 | 2475703.4146 | 2616797.0936 | 9498678.2544 | 124837545.4062 | 257888833.6275 | 10887336.1518 | 3711067.3542 | 5337893.7425 | 11837684.5513 | 226114851.8277 | -100984547.5762 | 6588225.7307 | -1235363.9397 | -2721096.6489 | -2339006.2969 | -101277306.4215 | 118930284.605 | 6588225.7307 | -1235363.9397 | -2721096.6489 | -2339006.2969 | -100417311.1008 | 0 | 0 | 0 | 0 | 0 | 0 | 859995.3207 | 0 | 0 | 0 | 0 | 859995.3207
|  |  |  | Medium | 80939119.24 | 6225076.7855 | 9489025.519 | 809468.5701 | 4809790.1619 | 59605758.2035 | 71994776.353 | 12846400.8867 | 221352.6682 | 10283281.0652 | 2274257.5646 | 46369484.1683 | 154195544.8418 | 7053253.5512 | 221352.6682 | 10283281.0652 | 2274257.5646 | 134363399.9926 | -82200768.4888 | 5793147.3356 | 0 | 0 | 0 | -87993915.8244 | 93787063.1599 | 5793147.3356 | 0 | 0 | 0 | -87993915.8244 | 0 | 0 | 0 | 0 | 0 | 0 | 0 | 0 | 0 | 0 | 0 | 0
|  |  |  | High | 121659985.5239 | 18848814.8964 | 6428725.3764 | 16248091.7908 | 50380088.4544 | 29754265.0059 | 282438344.6442 | 18321642.008 | 4177266.5437 | 5576178.2528 | 30143236.9036 | 224220020.9361 | 284203501.9648 | 18321642.008 | 5942423.8643 | 5576178.2528 | 30143236.9036 | 224220020.9361 | -1765157.3206 | 0 | -1765157.3206 | 0 | 0 | 0 | 0 | 0 | 0 | 0 | 0 | 0 | 0 | 0 | 0 | 0 | 0 | 0 | 1765157.3206 | 0 | 1765157.3206 | 0 | 0 | 0
|  |  |  | Very high | 379155408.2886 | 75702023.6268 | 3427282.7742 | 394041.225 | 26354336.3021 | 273277724.3604 | 478035314.0931 | 86935408.5208 | 13560988.9778 | 10464464.8996 | 4151712.4235 | 362922739.2713 | 730211806.1848 | 72846934.1032 | 13560988.9778 | 10464464.8996 | 4151712.4235 | 629187705.7807 | -252176492.0918 | 14088474.4177 | 0 | 0 | 0 | -266264966.5094 | 280353440.9271 | 14088474.4177 | 0 | 0 | 0 | -266264966.5094 | 0 | 0 | 0 | 0 | 0 | 0 | 0 | 0 | 0 | 0 | 0 | 0
132KV Network | 7 | OHL towers | Number of Units | Low | 3731929.0457 | 743718.863 | 343028.7746 | 135001.9921 | 1759380.2017 | 750799.2142 | 3721182.9236 | 773009.6123 | 587602.7274 | 329285.8908 | 212219.5828 | 1819065.1103 | 6109334.6176 | 602623.6448 | 374552.8883 | 329285.8908 | 212219.5828 | 4590652.611 | -2388151.694 | 170385.9676 | 213049.8391 | 0 | 0 | -2771587.5007 | 1503925.6828 | 170385.9676 | 0 | 0 | 0 | -1333539.7152 | -1189054.4803 | 0 | 213049.8391 | 0 | 0 | -1402104.3193 | 35943.4661 | 0 | 0 | 0 | 0 | 35943.4661
|  |  |  | Medium | 7326936.7313 | 3349590.6165 | 158603.0746 | 670975.418 | 760283.1662 | 2387484.4561 | 10449422.4513 | 3362646.4764 | 33205.9184 | 197746.6792 | 1127510.6363 | 5728312.741 | 10449422.4513 | 3362646.4764 | 33205.9184 | 197746.6792 | 1127510.6363 | 5728312.741 | 4.191e-09 | 4.191e-09 | 0 | 0 | 0 | 0 | 0 | 0 | 0 | 0 | 0 | 0 | -1189054.4803 | 0 | 0 | 0 | 0 | 0 | 0 | 0 | 0 | 0 | 0 | 0
|  |  |  | High | 25693922.9006 | 4641292.7597 | 15830549.6891 | 193946.4865 | 4524732.4753 | 503401.49 | 34665684.6241 | 4607134.6805 | 1277868.3928 | 26458423.8596 | 408006.9242 | 1914250.7671 | 41387608.4879 | 4607134.6805 | 77271.4062 | 26458423.8596 | 408006.9242 | 9836771.6174 | -6721923.8638 | 0 | 1200596.9866 | 0 | 0 | -7922520.8504 | 0 | 0 | 0 | 0 | 0 | 0 | -1189054.4803 | 0 | 1200596.9866 | 0 | 0 | -7922520.8504 | 0 | 0 | 0 | 0 | 0 | 0
|  |  |  | Very high | 373209235.0943 | 312966243.679 | 15440822.3571 | 1920989.5441 | 40634325.3208 | 2246854.1932 | 454322693.8681 | 315272780.2511 | 6431096.2558 | 21405382.7758 | 4275126.8949 | 106938307.6905 | 456421849.5576 | 315272780.2511 | 6431096.2558 | 23504538.4652 | 4275126.8949 | 106938307.6905 | -2099155.6895 | 4.7684e-07 | 0 | -2099155.6895 | 0 | 0 | 0 | 0 | 0 | 0 | 0 | 0 | -1189054.4803 | 0 | 0 | 0 | 0 | 0 | 2099155.6895 | 0 | 0 | 2099155.6895 | 0 | 0

## 3.0_Check_1_AssetVolume>>>
ETs rebased targets of NOMs
Equally as challenging assessment
RIIO-T1 Network Output Measures
Rebasing Data Submission
Workbook Section 3.0: |  | Check 1
Description: |  | Equally challenging checks designed to compare the asset volumes between original and rebased target tables
Condition:
Check 1: | Explanation required from company on any asset volume difference

## 3.1_Check_1_Summary
ETs rebased targets of NOMs
Equally as challenging assessment
Check 1: | Asset Volume Check Summary
|  |  | Check 1.1: Asset Volume Check |  | Check 1.1: Asset Volume Check
|  |  | Check 1.1a: | Check 1.1b: | Check 1.1c: Asset Volume Comparison
Voltage level | NOM Ref | Asset Group | Difference between Original Tables | Difference between Rebased Tables | Start Rebased - Original | With Investment Rebased - Original | Without Investment Rebased - Original
TOTAL: |  | No. of asset group feat. Difference | 2 | 2 | 0 | 0 | 0
400KV Network | 1 | Circuit Breaker | - | - | - | - | -
400KV Network | 2 | Transformer | - | - | - | - | -
400KV Network | 3 | Reactors | - | - | - | - | -
400KV Network | 4 | Underground Cable | - | - | - | - | -
400KV Network | 5 | OHL line conductor | - | - | - | - | -
400KV Network | 6 | OHL line fittings | - | - | - | - | -
400KV Network | 7 | OHL towers | - | - | - | - | -
275KV Network | 1 | Circuit Breaker | Difference | Difference | - | - | -
275KV Network | 2 | Transformer | - | - | - | - | -
275KV Network | 3 | Reactors | - | - | - | - | -
275KV Network | 4 | Underground Cable | - | - | - | - | -
275KV Network | 5 | OHL line conductor | - | - | - | - | -
275KV Network | 6 | OHL line fittings | - | - | - | - | -
275KV Network | 7 | OHL towers | - | - | - | - | -
132KV Network | 1 | Circuit Breaker | - | - | - | - | -
132KV Network | 2 | Transformer | - | - | - | - | -
132KV Network | 3 | Reactors | - | - | - | - | -
132KV Network | 4 | Underground Cable | Difference | Difference | - | - | -
132KV Network | 5 | OHL line conductor | - | - | - | - | -
132KV Network | 6 | OHL line fittings | - | - | - | - | -
132KV Network | 7 | OHL towers | - | - | - | - | -

## 3.2_Check_1_AssetVolume
GTs rebased targets of NOMs
Equally as challenging assessment
Check 1: | Asset Volume Check
|  |  | Check 1.1: | Asset Volume Check
Check 1.1a & 1.1b is for info purpose, only check 1.1c needs to pass
[7 empty] | Check 1.1a: |  |  |  |  | Check 1.1b: | Check 1.1c: Asset Volume Comparison
Voltage level | NOM Ref | Asset Group | Start Asset Volumes - Original | With Investment Asset Volumes - Original | Without Investment Asset Volumes - Original | Permanent Removal (Asset Health-Driven) - Original | Difference of Original Tables | Start Asset Volumes - Rebased | With Investment Asset Volumes - Rebased | Without Investment Asset Volumes - Rebased | Permanent Removal (Asset Health-Driven) - Rebased | Difference of Rebased Tables | Start Rebased - Original | With Investment Rebased - Original | Without Investment Rebased - Original
400KV Network | 1 | Circuit Breaker | 67 | 67 | 67 | 0 | - | 67 | 67 | 67 | 0 | - | 0 | 0 | 0
400KV Network | 2 | Transformer | 27 | 27 | 27 | 0 | - | 27 | 27 | 27 | 0 | - | 0 | 0 | 0
400KV Network | 3 | Reactors | 4 | 4 | 4 | 0 | - | 4 | 4 | 4 | 0 | - | 0 | 0 | 0
400KV Network | 4 | Underground Cable | 9.223 | 9.223 | 9.223 | 0 | - | 9.2232 | 9.2232 | 9.2232 | 0 | - | 0.0002 | 0.0002 | 0.0002
400KV Network | 5 | OHL line conductor | 1016.4645 | 1016.4645 | 1016.4645 | 0 | - | 1016.465 | 1016.465 | 1016.465 | 0 | - | 0.0005 | 0.0005 | 0.0005
400KV Network | 6 | OHL line fittings | 1016.4645 | 1016.4645 | 1016.4645 | 0 | - | 1016.4645 | 1016.4645 | 1016.4645 | 0 | - | -1.4779e-12 | 2.9559e-12 | 0
400KV Network | 7 | OHL towers | 1728 | 1728 | 1728 | 0 | - | 1728 | 1728 | 1728 | 0 | - | 0 | 0 | 0
275KV Network | 1 | Circuit Breaker | 164 | 168 | 164 | 0 | Difference | 164 | 168 | 164 | 0 | Difference | 0 | 0 | 0
275KV Network | 2 | Transformer | 92 | 92 | 92 | 0 | - | 92 | 92 | 92 | 0 | - | 0 | 0 | 0
275KV Network | 3 | Reactors | 14 | 14 | 14 | 0 | - | 14 | 14 | 14 | 0 | - | 0 | 0 | 0
275KV Network | 4 | Underground Cable | 105.239 | 105.239 | 105.239 | 0 | - | 105.239 | 105.239 | 105.239 | 0 | - | 0 | 0 | 0
275KV Network | 5 | OHL line conductor | 1157.7371 | 1157.7371 | 1157.7371 | 0 | - | 1157.7367 | 1157.7367 | 1157.7367 | 0 | - | -0.0004 | -0.0004 | -0.0004
275KV Network | 6 | OHL line fittings | 1157.7371 | 1157.7371 | 1157.7371 | 0 | - | 1157.7371 | 1157.7371 | 1157.7371 | 0 | - | 0 | 2.5011e-12 | 0
275KV Network | 7 | OHL towers | 1768 | 1768 | 1768 | 0 | - | 1768 | 1768 | 1768 | 0 | - | 0 | 0 | 0
132KV Network | 1 | Circuit Breaker | 205 | 205 | 205 | 0 | - | 205 | 205 | 205 | 0 | - | 0 | 0 | 0
132KV Network | 2 | Transformer | 155 | 155 | 155 | 0 | - | 155 | 155 | 155 | 0 | - | 0 | 0 | 0
132KV Network | 3 | Reactors | 2 | 2 | 2 | 0 | - | 2 | 2 | 2 | 0 | - | 0 | 0 | 0
132KV Network | 4 | Underground Cable | 177.7785 | 185.2785 | 177.7785 | 0 | Difference | 177.7791 | 185.2792 | 177.7791 | 0 | Difference | 0.0006 | 0.0007 | 0.0006
132KV Network | 5 | OHL line conductor | 1502.5049 | 1495.9179 | 1502.5049 | 6.587 | - | 1502.5053 | 1495.8933 | 1502.5053 | 6.612 | - | 0.0004 | -0.0246 | 0.0004
132KV Network | 6 | OHL line fittings | 1502.5049 | 1495.9179 | 1502.5049 | 6.587 | - | 1502.5047 | 1495.8927 | 1502.5047 | 6.612 | - | -0.0002 | -0.0252 | -0.0002
132KV Network | 7 | OHL towers | 3680 | 3665 | 3680 | 15 | - | 3680 | 3665 | 3680 | 15 | - | 0 | 0 | 0
Note on H10: Leyun Kong: It's for capturing the permanent removal of asset.
Note on N10: Leyun Kong: It's for capturing the permanent removal of asset.

## 4.0_Check_2_IntervenVolume>>>
ETs rebased targets of NOMs
Equally as challenging assessment
RIIO-T1 Network Output Measures
Rebasing Data Submission
Workbook Section 4.0: |  | Check 2
Description: |  | Equally challenging checks designed to compare the intervention volumes between original and rebased target tables
Condition:
Check 2 | Explanation required from company on any intervention volume difference

## 4.1_Check_2_Summary
Check 2: | Intervention Volume Check
Check 2: Intervention Volume Check
|  |  | Check 2a: | Check 2b:
Voltage level | NOM Ref | Asset Group | Total Intervention Comparison Check | Refurbishment Split Check
TOTAL: |  | No. of asset group feat. Difference | 0 | 0
400KV Network | 1 | Circuit Breaker | - | Acceptable
400KV Network | 2 | Transformer | - | -
400KV Network | 3 | Reactors | - | -
400KV Network | 4 | Underground Cable | - | -
400KV Network | 5 | OHL line conductor | - | Acceptable
400KV Network | 6 | OHL line fittings | - | Acceptable
400KV Network | 7 | OHL towers | - | Acceptable
275KV Network | 1 | Circuit Breaker | - | Acceptable
275KV Network | 2 | Transformer | - | Acceptable
275KV Network | 3 | Reactors | - | Acceptable
275KV Network | 4 | Underground Cable | - | -
275KV Network | 5 | OHL line conductor | - | Acceptable
275KV Network | 6 | OHL line fittings | - | Acceptable
275KV Network | 7 | OHL towers | - | Acceptable
132KV Network | 1 | Circuit Breaker | - | Acceptable
132KV Network | 2 | Transformer | - | Acceptable
132KV Network | 3 | Reactors | - | -
132KV Network | 4 | Underground Cable | - | Acceptable
132KV Network | 5 | OHL line conductor | - | Acceptable
132KV Network | 6 | OHL line fittings | - | Acceptable
132KV Network | 7 | OHL towers | - | Acceptable

## 4.2_Check_2_InterventionVolume
Check 2: | Intervention Volume Check
|  |  | Check 2: | Intervention Volume Check
|  |  |  | Check 2a: Total Intervention Comparison | [6 empty] | Check 2b: Refurbishment Proportion Comparison
Voltage level | NOM Ref | Asset Group | Total Intervention Volume - Original | Total Intervention Volume - Rebased | Total Intervention Rebased - Original | Total Replac Volume - Original | Total Replace Volume - Rebased | Total Refurb Volume - Original | Total Refurb Volume - Rebased | Refurb/Total Intervention - Original | Refurb/Total Intervention - Rebased | Comparison on Refurb Split
400KV Network | 1 | Circuit Breaker | 14 | 14 | 0 | 7 | 7 | 0 | 0 | 0% | 0% | Acceptable
400KV Network | 2 | Transformer | 0 | 0 | 0 | 0 | 0 | 0 | 0 | - | - | -
400KV Network | 3 | Reactors | 0 | 0 | 0 | 0 | 0 | 0 | 0 | - | - | -
400KV Network | 4 | Underground Cable | 0 | 0 | 0 | 0 | 0 | 0 | 0 | - | - | -
400KV Network | 5 | OHL line conductor | 147.2564 | 147.2562 | -0.0002 | 72.6122 | 73.6281 | 0 | 0 | 0% | 0% | Acceptable
400KV Network | 6 | OHL line fittings | 147.2564 | 147.2564 | -5.1159e-13 | 73.6282 | 1.7085 | 0 | 0 | 0% | 0% | Acceptable
400KV Network | 7 | OHL towers | 221 | 221 | 0 | 0 | 0 | 221 | 221 | 100% | 100% | Acceptable
275KV Network | 1 | Circuit Breaker | 74 | 74 | 0 | 35 | 34 | 0 | 0 | 0% | 0% | Acceptable
275KV Network | 2 | Transformer | 14 | 14 | 0 | 7 | 7 | 0 | 0 | 0% | 0% | Acceptable
275KV Network | 3 | Reactors | 16 | 16 | 0 | 8 | 8 | 0 | 0 | 0% | 0% | Acceptable
275KV Network | 4 | Underground Cable | 0 | 0 | 0 | 0 | 0 | 0 | 0 | - | - | -
275KV Network | 5 | OHL line conductor | 661.1628 | 661.162 | -0.0008 | 328.5894 | 313.736 | 0 | 0 | 0% | 0% | Acceptable
275KV Network | 6 | OHL line fittings | 661.1628 | 661.1628 | 0 | 330.5814 | 148.806 | 0 | 0 | 0% | 0% | Acceptable
275KV Network | 7 | OHL towers | 409 | 409 | 0 | 0 | 0 | 409 | 409 | 100% | 100% | Acceptable
132KV Network | 1 | Circuit Breaker | 112 | 112 | 0 | 56 | 54 | 0 | 0 | 0% | 0% | Acceptable
132KV Network | 2 | Transformer | 22 | 22 | 0 | 11 | 11 | 0 | 0 | 0% | 0% | Acceptable
132KV Network | 3 | Reactors | 0 | 0 | 0 | 0 | 0 | 0 | 0 | - | - | -
132KV Network | 4 | Underground Cable | 18.2333 | 18.2321 | -0.0012333 | 5.3667 | 5.366 | 0 | 0 | 0% | 0% | Acceptable
132KV Network | 5 | OHL line conductor | 600.357 | 600.382 | 0.025 | 296.885 | 296.885 | 0 | 0 | 0% | 0% | Acceptable
132KV Network | 6 | OHL line fittings | 600.357 | 600.382 | 0.025 | 296.885 | 243.8276 | 0 | 0 | 0% | 0% | Acceptable
132KV Network | 7 | OHL towers | 884 | 884 | 0 | 283 | 283 | 303 | 303 | 34.28% | 34.28% | Acceptable

## 5.0_Check_3_PTO>>>
ETs rebased targets of NOMs
Equally as challenging assessment
RIIO-T1 Network Output Measures
Rebasing Data Submission
Workbook Section 5.0: |  | Check 3: Potential to Outperform (PTO)
Description: |  | Equally challenging checks designed to assess the rebased targets on their ability to outperform against the original targets, in the Criticality and Asset Health Dimensions.
Methodology:
Condition:
Check 3.1 & 3.2: | Narrative requested for weighted PTO>5%
Two parts to Check 3:
Criticality Dimension
Health Dimension
We calculate potential to outperform (PTO) for existing and rebased targets:
If PTO (Original)>=PTO (Rebased) then we can conclude equally challenging
If PTO (Original)< PTO(Rebased) then further investigation required
PTO in criticality dimension: need metric that:
Indicates whether there are higher criticality assets that could have been intervened on but were not.
Indicates whether all interventions that were carried out were on the higher criticality assets
Scaled to give results that can compare FP final vs rebased targets
We apply a similar calculation for Asset Health dimension.
𝑃𝑇𝑂=√(⌊(𝑉𝑜𝑙_(𝐶#)+〖𝐼𝑚𝑝〗_(𝐶#))/(𝑉𝑜𝑙_(𝐶#) )⌋×⌊(〖𝐼𝑚𝑝〗_𝑇𝑜𝑡−〖𝐼𝑚𝑝〗_(𝐶#))/〖𝐼𝑚𝑝〗_𝑇𝑜𝑡 ⌋ )×𝑉𝑜𝑙_(𝐶#)
Part 1
Part 2
Part 3
Vol = Asset volume
Imp = Impact of asset interventions (negative value)
C# = Given criticality band or range
Tot = Total

## 5.1_Check_3_PTO_Summary
ETs rebased targets of NOMs
Equally as challenging assessment
Check 3: | Potential to Outperform |  |  |  | Check 3.1: | Criticality PTO | [10 empty] | Check 3.2: | Asset Health PTO
[5 empty] | PTO: Criticality Dimension |  |  |  | PTO: Criticality Dimension |  |  |  | PTO: Criticality Dimension |  |  |  | PTO: Asset Health Dimension |  |  |  | PTO: Asset Health Dimension |  |  |  | PTO: Asset Health Dimension
[5 empty] | Location: C1 |  | Check 3.1a: |  | Location: C1 & C2 |  | Check 3.1b: |  | Location: C1, C2 & C3 |  | Check 3.1c: |  | Location: AH 5 |  | Check 3.2a: |  | Location: AH4 & AH5 |  | Check 3.2b: |  | Location: AH3, AH4 & AH5 |  | Check 3.2c:
[5 empty] | Network Weighted PTO - Original | Network Weighted PTO - Rebased | Weighted PTO Comparison | Weighted PTO Comparison (%) | Network Weighted PTO - Original | Network Weighted PTO - Rebased | Weighted PTO Comparison | Weighted PTO Comparison | Network Weighted PTO - Original | Network Weighted PTO - Rebased | Weighted PTO Comparison | Weighted PTO Comparison | Network Weighted PTO - Original | Network Weighted PTO - Rebased | Weighted PTO Comparison | Weighted PTO Comparison | Network Weighted PTO - Original | Network Weighted PTO - Rebased | Weighted PTO Comparison | Weighted PTO Comparison | Network Weighted PTO - Original | Network Weighted PTO - Rebased | Weighted PTO Comparison | Weighted PTO Comparison
Voltage level | NOM Ref | Asset Group | Network Weighting Factor | Weighted Intervention Volume | - | - | Weight PTO (Original - Rebased) | Weight PTO / Tot Weight Inter. | - | - | Weight PTO (Original - Rebased) | Weight PTO / Tot Weight Inter. | - | - | Weight PTO (Original - Rebased) | Weight PTO / Tot Weight Inter. | - | - | Weight PTO (Original - Rebased) | Weight PTO / Tot Weight Inter. | - | - | Weight PTO (Original - Rebased) | Weight PTO / Tot Weight Inter. | - | - | Weight PTO (Original - Rebased) | Weight PTO / Tot Weight Inter.
TOTAL | - | TOTAL | 100% | 168.5084 | - | - | 0 | 0% | - | - | -0.54173 | -0.3215% | - | - | -2.2485 | -1.334% | - | - | 0.89113 | 0.5288% | - | - | 11.8329 | 7.022% |  |  | 42.8636 | 25.44%
400KV Network | 1 | Circuit Breaker | 6.124% | 0.42869 | N/A | 0.061241 | Direct to C1 & C2 | Direct to C1 & C2 | 0 | 0.12248 | -0.12248 | -0.07269% | 0 | 0.30002 | -0.30002 | -0.178% | 0 | 0 | 0 | 0% | 0 | 0 | 0 | 0% | 0 | 0 | 0 | 0%
400KV Network | 2 | Transformer | 0% | 0 | N/A | N/A | Direct to C1 & C2 | Direct to C1 & C2 | N/A | N/A | Direct to C1, C2 & C3 | Direct to C1, C2 & C3 | No Interventions | No Interventions | No Intervention | No Intervention | N/A | N/A | Direct to AH4 & AH5 | Direct to AH4 & AH5 | N/A | N/A | Direct to AH3, AH4 & AH5 | Direct to AH3, AH4 & AH5 | N/A | No Interventions | No Intervention | No Intervention
400KV Network | 3 | Reactors | 0% | 0 | N/A | N/A | Direct to C1 & C2 | Direct to C1 & C2 | N/A | N/A | Direct to C1, C2 & C3 | Direct to C1, C2 & C3 | No Interventions | No Interventions | No Intervention | No Intervention | N/A | N/A | Direct to AH4 & AH5 | Direct to AH4 & AH5 | N/A | N/A | Direct to AH3, AH4 & AH5 | Direct to AH3, AH4 & AH5 | N/A | No Interventions | No Intervention | No Intervention
400KV Network | 4 | Underground Cable | 0% | 0 | N/A | N/A | Direct to C1 & C2 | Direct to C1 & C2 | N/A | N/A | Direct to C1, C2 & C3 | Direct to C1, C2 & C3 | No Interventions | No Interventions | No Intervention | No Intervention | N/A | N/A | Direct to AH4 & AH5 | Direct to AH4 & AH5 | N/A | N/A | Direct to AH3, AH4 & AH5 | Direct to AH3, AH4 & AH5 | N/A | No Interventions | No Intervention | No Intervention
400KV Network | 5 | OHL line conductor | 2.201% | 1.6206 | N/A | N/A | Direct to C1 & C2 | Direct to C1 & C2 | N/A | N/A | Direct to C1, C2 & C3 | Direct to C1, C2 & C3 | 0 | 1.3105 | -1.3105 | -0.7777% | 0 | 3.601 | -3.601 | -2.137% | 0 | 1.9643 | -1.9643 | -1.166% | 0 | 0 | 0 | 0%
400KV Network | 6 | OHL line fittings | 2.103% | 1.5483 | N/A | N/A | Direct to C1 & C2 | Direct to C1 & C2 | N/A | 1.3193 | Direct to C1, C2 & C3 | Direct to C1, C2 & C3 | 4.1655 | 4.2853 | -0.11975 | -0.07107% | 2.1229 | 6.5503 | -4.4274 | -2.627% | 4.1655 | 7.2354 | -3.0699 | -1.822% | 13.7322 | 8.7352 | 4.997 | 2.965%
400KV Network | 7 | OHL towers | 1.512% | 3.341 | N/A | N/A | Direct to C1 & C2 | Direct to C1 & C2 | N/A | 0 | Direct to C1, C2 & C3 | Direct to C1, C2 & C3 | 0 | 0.63289 | -0.63289 | -0.3756% | 3.6282 | 0 | 3.6282 | 2.153% | 0 | 0 | 0 | 0% | 0 | 0 | 0 | 0%
275KV Network | 1 | Circuit Breaker | 5.67% | 2.0981 | N/A | 0.56269 | Direct to C1 & C2 | Direct to C1 & C2 | 1.5958 | 1.2253 | 0.37049 | 0.2199% | 0 | 1.6759 | -1.6759 | -0.9946% | 0 | 0 | 0 | 0% | 0 | 0 | 0 | 0% | 0 | 0 | 0 | 0%
275KV Network | 2 | Transformer | 16.18% | 1.1323 | N/A | 0.32351 | Direct to C1 & C2 | Direct to C1 & C2 | 1.3325 | 1.147 | 0.18542 | 0.11% | 0 | 2.1941 | -2.1941 | -1.302% | 0 | 0.42357 | -0.42357 | -0.2514% | 0 | 0 | 0 | 0% | 0 | 0 | 0 | 0%
275KV Network | 3 | Reactors | 2.543% | 0.20344 | N/A | N/A | Direct to C1 & C2 | Direct to C1 & C2 | 0.094298 | N/A | Direct to C1, C2 & C3 | Direct to C1, C2 & C3 | 0 | 0 | 0 | 0% | 0 | 0.02543 | -0.02543 | -0.01509% | 0 | 0 | 0 | 0% | 0 | 0 | 0 | 0%
275KV Network | 4 | Underground Cable | 0% | 0 | N/A | N/A | Direct to C1 & C2 | Direct to C1 & C2 | N/A | N/A | Direct to C1, C2 & C3 | Direct to C1, C2 & C3 | No Interventions | No Interventions | No Intervention | No Intervention | N/A | N/A | Direct to AH4 & AH5 | Direct to AH4 & AH5 | N/A | N/A | Direct to AH3, AH4 & AH5 | Direct to AH3, AH4 & AH5 | N/A | No Interventions | No Intervention | No Intervention
275KV Network | 5 | OHL line conductor | 1.71% | 5.654 | N/A | 2.6396 | Direct to C1 & C2 | Direct to C1 & C2 | 3.5783 | 3.6729 | -0.094572 | -0.05612% | 3.8925 | 4.6849 | -0.7924 | -0.4702% | 0.86354 | 4.1201 | -3.2565 | -1.933% | 0.99888 | 3.6875 | -2.6886 | -1.596% | 1.0113 | 1.3488 | -0.33757 | -0.2003%
275KV Network | 6 | OHL line fittings | 16.99% | 56.168 | N/A | 14.1764 | Direct to C1 & C2 | Direct to C1 & C2 | 23.9391 | 23.829 | 0.11012 | 0.06535% | 77.1543 | 28.108 | 49.0463 | 29.11% | 38.648 | 29.6951 | 8.9529 | 5.313% | 74.9109 | 15.5631 | 59.3478 | 35.22% | 77.2433 | 12.9733 | 64.27 | 38.14%
275KV Network | 7 | OHL towers | 4.196% | 17.162 | N/A | 6.4209 | Direct to C1 & C2 | Direct to C1 & C2 | 8.6495 | 7.2415 | 1.408 | 0.8356% | 8.1742 | 8.1947 | -0.020593 | -0.01222% | 3.3988 | 0 | 3.3988 | 2.017% | 0 | 0 | 0 | 0% | 0 | 0 | 0 | 0%
132KV Network | 1 | Circuit Breaker | 4.089% | 2.2897 | N/A | 0.67652 | Direct to C1 & C2 | Direct to C1 & C2 | 0 | 0.99136 | -0.99136 | -0.5883% | 0 | 0.97869 | -0.97869 | -0.5808% | 0 | 0 | 0 | 0% | 0 | 0 | 0 | 0% | 0 | 0 | 0 | 0%
132KV Network | 2 | Transformer | 11.14% | 1.2256 | N/A | N/A | Direct to C1 & C2 | Direct to C1 & C2 | 0 | 1.4074 | -1.4074 | -0.8352% | 0 | 1.6713 | -1.6713 | -0.9918% | 0 | 0.95022 | -0.95022 | -0.5639% | 0 | 2.6282 | -2.6282 | -1.56% | 0 | 0 | 0 | 0%
132KV Network | 3 | Reactors | 0% | 0 | N/A | N/A | Direct to C1 & C2 | Direct to C1 & C2 | N/A | N/A | Direct to C1, C2 & C3 | Direct to C1, C2 & C3 | No Interventions | No Interventions | No Intervention | No Intervention | N/A | N/A | Direct to AH4 & AH5 | Direct to AH4 & AH5 | N/A | N/A | Direct to AH3, AH4 & AH5 | Direct to AH3, AH4 & AH5 | N/A | No Interventions | No Intervention | No Intervention
132KV Network | 4 | Underground Cable | 0.9399% | 0.085684 | N/A | N/A | Direct to C1 & C2 | Direct to C1 & C2 | N/A | N/A | Direct to C1, C2 & C3 | Direct to C1, C2 & C3 | No Interventions | 0.0038281 | No Intervention | No Intervention | N/A | 0 | Direct to AH4 & AH5 | Direct to AH4 & AH5 | N/A | 0 | Direct to AH3, AH4 & AH5 | Direct to AH3, AH4 & AH5 | 0 | 0 | 0 | 0%
132KV Network | 5 | OHL line conductor | 1.301% | 3.9468 | N/A | 1.1129 | Direct to C1 & C2 | Direct to C1 & C2 | N/A | 1.5509 | Direct to C1, C2 & C3 | Direct to C1, C2 & C3 | 0.88235 | 2.1347 | -1.2523 | -0.7432% | 1.0625 | 2.1008 | -1.0383 | -0.6162% | 0 | 3.3029 | -3.3029 | -1.96% | 0 | 2.0784 | -2.0784 | -1.233%
132KV Network | 6 | OHL line fittings | 23.01% | 69.8139 | N/A | 19.0798 | Direct to C1 & C2 | Direct to C1 & C2 | N/A | 49.1592 | Direct to C1, C2 & C3 | Direct to C1, C2 & C3 | 16.6835 | 56.2772 | -39.5937 | -23.5% | 50.518 | 54.0622 | -3.5441 | -2.103% | 26.841 | 61.0741 | -34.2331 | -20.32% | 13.7928 | 38.6139 | -24.8211 | -14.73%
132KV Network | 7 | OHL towers | 0.2979% | 1.7904 | N/A | 0.50644 | Direct to C1 & C2 | Direct to C1 & C2 | N/A | 0.72024 | Direct to C1, C2 & C3 | Direct to C1, C2 & C3 | 0.55904 | 1.3115 | -0.7525 | -0.4466% | 2.448 | 0.27021 | 2.1778 | 1.292% | 0.7047 | 0.3327 | 0.37199 | 0.2208% | 0.83367 | 0 | 0.83367 | 0.4947%

## 5.2_Check_3.1_Crit_PTO
ETs rebased targets of NOMs
Equally as challenging assessment
Check 3: | Criticality PTO |  |  | Check 3.1: | Criticality PTO |  |  | Potential To Outperform (PTO, criticality perspective)= {[(Vol_C# + Impact_C#)/Vol_C#] x [(Impact_Total - Impact_C#)/Impact_Total]}^0.5 x Vol_C#
|  |  |  | PTO Original | [6 empty] | PTO Original | [6 empty] | PTO Original | [6 empty] | PTO Rebased | [6 empty] | PTO Rebased | [6 empty] | PTO Rebased
|  |  |  | Isolated 5x4 Location: C1 | [6 empty] | Isolated 5x4 Location: C1 & C2 | [6 empty] | Isolated 5x4 Location: C1, C2 & C3 | [6 empty] | Isolated 5x4 Location: C1 | [6 empty] | Isolated 5x4 Location: C1 & C2 | [6 empty] | Isolated 5x4 Location: C1, C2 & C3
|  |  |  | Volume at location - Without | Impact at location | Part 1: Volume element | Total Impact | Part 2: Impact Element | PTO | Network Weighted PTO | Volume at location - Without | Impact at location | Part 1: Volume element | Total Impact | Part 2: Impact Element | PTO | Network Weighted PTO | Volume at location - Without | Impact at location | Part 1: Volume element | Total Impact | Part 2: Impact Element | PTO | Network Weighted PTO | Volume at location - Without | Impact at location | Part 1: Volume element | Total Impact | Part 2: Impact Element | PTO | Network Weighted PTO | Volume at location - Without | Impact at location | Part 1: Volume element | Total Impact | Part 2: Impact Element | PTO | Network Weighted PTO | Volume at location - Without | Impact at location | Part 1: Volume element | Total Impact | Part 2: Impact Element | PTO | Network Weighted PTO
Voltage level | NOM Ref | Asset Group | Network Weighting Factor | Vol_C# | Impact_C# | (Vol_C# + Impact_C#) / Vol_C# | Impact_Total | (Impact_Total - Impact_C#) / Impact_Total | (SQRT (Part 1 x Part 2)) x Vol_C# | PTO x Network Weight Factor | Vol_C# | Impact_C# | (Vol_C# + Impact_C#) / Vol_C# | Impact_Total | (Impact_Total - Impact_C#) / Impact_Total | (SQRT (Part 1 x Part 2)) x Vol_C# | PTO x Network Weight Factor | Vol_C# | Impact_C# | (Vol_C# + Impact_C#) / Vol_C# | Impact_Total | (Impact_Total - Impact_C#) / Impact_Total | (SQRT (Part 1 x Part 2)) x Vol_C# | PTO x Network Weight Factor | Vol_C# | Impact_C# | (Vol_C# + Impact_C#) / Vol_C# | Impact_Total | (Impact_Total - Impact_C#) / Impact_Total | (SQRT (Part 1 x Part 2)) x Vol_C# | PTO x Network Weight Factor | Vol_C# | Impact_C# | (Vol_C# + Impact_C#) / Vol_C# | Impact_Total | (Impact_Total - Impact_C#) / Impact_Total | (SQRT (Part 1 x Part 2)) x Vol_C# | PTO x Network Weight Factor | Vol_C# | Impact_C# | (Vol_C# + Impact_C#) / Vol_C# | Impact_Total | (Impact_Total - Impact_C#) / Impact_Total | (SQRT (Part 1 x Part 2)) x Vol_C# | PTO x Network Weight Factor
400KV Network | 1 | Circuit Breaker | 6.124% | 0 | 0 | - | -7 | 1 | N/A | N/A | 14 | -7 | 0.5 | -7 | 0 | 0 | 0 | 14 | -7 | 0.5 | -7 | 0 | 0 | 0 | 1 | 0 | 1 | -7 | 1 | 1 | 0.061241 | 2 | 0 | 1 | -7 | 1 | 2 | 0.12248 | 12 | -5 | 0.58333 | -7 | 0.28571 | 4.899 | 0.30002
400KV Network | 2 | Transformer | 0% | 0 | 0 | - | 0 | - | N/A | N/A | 2 | 0 | 1 | 0 | - | N/A | N/A | 4 | 0 | 1 | 0 | - | No Interventions | No Interventions | 0 | 0 | - | 0 | - | N/A | N/A | 4 | 0 | 1 | 0 | - | N/A | N/A | 5 | 0 | 1 | 0 | - | No Interventions | No Interventions
400KV Network | 3 | Reactors | 0% | 0 | 0 | - | 0 | - | N/A | N/A | 2 | 0 | 1 | 0 | - | N/A | N/A | 2 | 0 | 1 | 0 | - | No Interventions | No Interventions | 0 | 0 | - | 0 | - | N/A | N/A | 0 | 0 | - | 0 | - | N/A | N/A | 0 | 0 | - | 0 | - | No Interventions | No Interventions
400KV Network | 4 | Underground Cable | 0% | 0 | 0 | - | 0 | - | N/A | N/A | 0 | 0 | - | 0 | - | N/A | N/A | 0 | 0 | - | 0 | - | No Interventions | No Interventions | 0 | 0 | - | 0 | - | N/A | N/A | 0 | 0 | - | 0 | - | N/A | N/A | 0 | 0 | - | 0 | - | No Interventions | No Interventions
400KV Network | 5 | OHL line conductor | 2.201% | 0 | 0 | - | -72.6122 | 1 | N/A | N/A | 0 | 0 | - | -72.6122 | 1 | N/A | N/A | 450.6775 | -72.6122 | 0.83888 | -72.6122 | 0 | 0 | 0 | 0 | 0 | - | -73.6281 | 1 | N/A | N/A | 0 | 0 | - | -73.6281 | 1 | N/A | N/A | 445.3775 | -72.0581 | 0.83821 | -73.6281 | 0.021323 | 59.5432 | 1.3105
400KV Network | 6 | OHL line fittings | 2.103% | 0 | 0 | - | -73.6282 | 1 | N/A | N/A | 0 | 0 | - | -73.6282 | 1 | N/A | N/A | 198.0894 | 0 | 1 | -73.6282 | 1 | 198.0894 | 4.1655 | 0 | 0 | - | -1.7085 | 1 | N/A | N/A | 62.7373 | 0 | 1 | -1.7085 | 1 | 62.7373 | 1.3193 | 203.7843 | 0 | 1 | -1.7085 | 1 | 203.7843 | 4.2853
400KV Network | 7 | OHL towers | 1.512% | 0 | 0 | - | -194 | 1 | N/A | N/A | 0 | 0 | - | -194 | 1 | N/A | N/A | 857 | -194 | 0.77363 | -194 | 0 | 0 | 0 | 0 | 0 | - | -221 | 1 | N/A | N/A | 217 | -217 | 0 | -221 | 0.0181 | 0 | 0 | 563 | -219 | 0.61101 | -221 | 0.0090498 | 41.8651 | 0.63289
275KV Network | 1 | Circuit Breaker | 5.67% | 0 | 0 | - | -35 | 1 | N/A | N/A | 44 | -14 | 0.68182 | -35 | 0.6 | 28.1425 | 1.5958 | 84 | -35 | 0.58333 | -35 | 0 | 0 | 0 | 12 | -3 | 0.75 | -34 | 0.91176 | 9.9232 | 0.56269 | 28 | -7 | 0.75 | -34 | 0.79412 | 21.6088 | 1.2253 | 55 | -19 | 0.65455 | -34 | 0.44118 | 29.5555 | 1.6759
275KV Network | 2 | Transformer | 16.18% | 0 | 0 | - | -7 | 1 | N/A | N/A | 25 | -6 | 0.76 | -7 | 0.14286 | 8.2375 | 1.3325 | 42 | -7 | 0.83333 | -7 | 0 | 0 | 0 | 2 | 0 | 1 | -7 | 1 | 2 | 0.32351 | 11 | -3 | 0.72727 | -7 | 0.57143 | 7.0912 | 1.147 | 28 | -5 | 0.82143 | -7 | 0.28571 | 13.5647 | 2.1941
275KV Network | 3 | Reactors | 2.543% | 0 | 0 | - | -8 | 1 | N/A | N/A | 11 | -6 | 0.45455 | -8 | 0.25 | 3.7081 | 0.094298 | 13 | -8 | 0.38462 | -8 | 0 | 0 | 0 | 0 | 0 | - | -8 | 1 | N/A | N/A | 0 | 0 | - | -8 | 1 | N/A | N/A | 11 | -8 | 0.27273 | -8 | 0 | 0 | 0
275KV Network | 4 | Underground Cable | 0% | 0 | 0 | - | 0 | - | N/A | N/A | 0 | 0 | - | 0 | - | N/A | N/A | 0 | 0 | - | 0 | - | No Interventions | No Interventions | 9.0004 | 0 | 1 | 0 | - | N/A | N/A | 9.0004 | 0 | 1 | 0 | - | N/A | N/A | 9.0894 | 0 | 1 | 0 | - | No Interventions | No Interventions
275KV Network | 5 | OHL line conductor | 1.71% | 0 | 0 | - | -328.5894 | 1 | N/A | N/A | 305.2711 | -99.555 | 0.67388 | -328.5894 | 0.69702 | 209.2187 | 3.5783 | 998.7538 | -304.0587 | 0.69556 | -328.5894 | 0.074655 | 227.5907 | 3.8925 | 219.1651 | -75.8388 | 0.65396 | -313.736 | 0.75827 | 154.3338 | 2.6396 | 297.392 | -84.8423 | 0.71471 | -313.736 | 0.72957 | 214.7482 | 3.6729 | 425.7406 | -128.0168 | 0.69931 | -313.736 | 0.59196 | 273.9211 | 4.6849
275KV Network | 6 | OHL line fittings | 16.99% | 0 | 0 | - | -330.5814 | 1 | N/A | N/A | 140.8956 | 0 | 1 | -330.5814 | 1 | 140.8956 | 23.9391 | 654.7322 | -131.5705 | 0.79905 | -330.5814 | 0.602 | 454.0974 | 77.1543 | 103.9015 | -24.009 | 0.76893 | -148.806 | 0.83866 | 83.4364 | 14.1764 | 208.8816 | -56.7184 | 0.72847 | -148.806 | 0.61884 | 140.2475 | 23.829 | 318.0038 | -92.1133 | 0.71034 | -148.806 | 0.38098 | 165.4317 | 28.108
275KV Network | 7 | OHL towers | 4.196% | 0 | 0 | - | -344 | 1 | N/A | N/A | 302 | -102 | 0.66225 | -344 | 0.70349 | 206.1327 | 8.6495 | 767 | -307 | 0.59974 | -344 | 0.10756 | 194.8042 | 8.1742 | 205 | -68 | 0.66829 | -409 | 0.83374 | 153.0216 | 6.4209 | 241 | -85 | 0.6473 | -409 | 0.79218 | 172.5765 | 7.2415 | 324 | -143 | 0.55864 | -409 | 0.65037 | 195.2949 | 8.1947
132KV Network | 1 | Circuit Breaker | 4.089% | 0 | 0 | - | -54 | 1 | N/A | N/A | 78 | -54 | 0.30769 | -54 | 0 | 0 | 0 | 91 | -54 | 0.40659 | -54 | 0 | 0 | 0 | 24 | -10 | 0.58333 | -54 | 0.81481 | 16.5462 | 0.67652 | 37 | -15 | 0.59459 | -54 | 0.72222 | 24.2464 | 0.99136 | 65 | -37 | 0.43077 | -54 | 0.31481 | 23.9366 | 0.97869
132KV Network | 2 | Transformer | 11.14% | 0 | 0 | - | -11 | 1 | N/A | N/A | 52 | -11 | 0.78846 | -11 | 0 | 0 | 0 | 82 | -11 | 0.86585 | -11 | 0 | 0 | 0 | 0 | 0 | - | -11 | 1 | N/A | N/A | 15 | -2 | 0.86667 | -11 | 0.81818 | 12.6311 | 1.4074 | 33 | -8 | 0.75758 | -11 | 0.27273 | 15 | 1.6713
132KV Network | 3 | Reactors | 0% | 0 | 0 | - | 0 | - | N/A | N/A | 0 | 0 | - | 0 | - | N/A | N/A | 2 | 0 | 1 | 0 | - | No Interventions | No Interventions | 0 | 0 | - | 0 | - | N/A | N/A | 0 | 0 | - | 0 | - | N/A | N/A | 1 | 0 | 1 | 0 | - | No Interventions | No Interventions
132KV Network | 4 | Underground Cable | 0.9399% | 0 | 0 | - | -5.3667 | 1 | N/A | N/A | 0 | 0 | - | -5.3667 | 1 | N/A | N/A | 0 | 0 | - | -5.3667 | 1 | No Interventions | No Interventions | 0 | 0 | - | -5.366 | 1 | N/A | N/A | 0 | 0 | - | -5.366 | 1 | N/A | N/A | 0.4073 | 0 | 1 | -5.366 | 1 | 0.4073 | 0.0038281
132KV Network | 5 | OHL line conductor | 1.301% | 0 | 0 | - | -303.472 | 1 | N/A | N/A | 0 | 0 | - | -303.472 | 1 | N/A | N/A | 673.6146 | -297.952 | 0.55768 | -303.472 | 0.018189 | 67.8445 | 0.88235 | 113.984 | -39.9936 | 0.64913 | -303.497 | 0.86822 | 85.5708 | 1.1129 | 149.5305 | -39.9936 | 0.73254 | -303.497 | 0.86822 | 119.2507 | 1.5509 | 235.0725 | -79.6738 | 0.66107 | -303.497 | 0.73748 | 164.1345 | 2.1347
132KV Network | 6 | OHL line fittings | 23.01% | 0 | 0 | - | -303.472 | 1 | N/A | N/A | 0 | 0 | - | -303.472 | 1 | N/A | N/A | 662.5811 | -296.885 | 0.55193 | -303.472 | 0.021705 | 72.5211 | 16.6835 | 112.6219 | -39.9521 | 0.64525 | -250.4396 | 0.84047 | 82.9373 | 19.0798 | 253.9185 | -39.9521 | 0.84266 | -250.4396 | 0.84047 | 213.6887 | 49.1592 | 338.6953 | -79.6323 | 0.76489 | -250.4396 | 0.68203 | 244.6296 | 56.2772
132KV Network | 7 | OHL towers | 0.2979% | 0 | 0 | - | -601 | 1 | N/A | N/A | 0 | 0 | - | -601 | 1 | N/A | N/A | 1780 | -591 | 0.66798 | -601 | 0.016639 | 187.6565 | 0.55904 | 170 | 0 | 1 | -600 | 1 | 170 | 0.50644 | 365 | -151 | 0.5863 | -600 | 0.74833 | 241.7691 | 0.72024 | 590 | -151 | 0.74407 | -600 | 0.74833 | 440.2565 | 1.3115

## 5.3_Check_3.2_AH_PTO
ETs rebased targets of NOMs
Equally as challenging assessment
Check 3: | Asset Health PTO |  |  | Check 3.2: | Asset Health PTO |  |  | Potential To Outperform (PTO, asset health perspective)={[(Vol_HI# + Impact_HI#)/Vol_HI#] x [(Impact_Total - Impact_HI#)/Impact_Total]}^0.5 x Vol_HI#
|  |  |  | PTO Original | [6 empty] | PTO Original | [6 empty] | PTO Original | [6 empty] | PTO Rebased | [6 empty] | PTO Rebased | [6 empty] | PTO Rebased
|  |  |  | Isolated 5x4 Location: AH5 | [6 empty] | Isolated 5x4 Location: AH4 & AH5 | [6 empty] | Isolated 5x4 Location: AH3, AH4 & AH5 | [6 empty] | Isolated 5x4 Location: AH5 | [6 empty] | Isolated 5x4 Location: AH4 & AH5 | [6 empty] | Isolated 5x4 Location: AH3, AH4 & AH5
|  |  |  | Volume at location - Without | Impact at location | Part 1: Volume element | Total Impact | Part 2: Impact Element | PTO | Network Weighted PTO | Volume at location - Without | Impact at location | Part 1: Volume element | Total Impact | Part 2: Impact Element | PTO | Network Weighted PTO | Volume at location - Without | Impact at location | Part 1: Volume element | Total Impact | Part 2: Impact Element | PTO | Network Weighted PTO | Volume at location - Without | Impact at location | Part 1: Volume element | Total Impact | Part 2: Impact Element | PTO | Network Weighted PTO | Volume at location - Without | Impact at location | Part 1: Volume element | Total Impact | Part 2: Impact Element | PTO | Network Weighted PTO | Volume at location - Without | Impact at location | Part 1: Volume element | Total Impact | Part 2: Impact Element | PTO | Network Weighted PTO
Voltage level | NOM Ref | Asset Group | Network Weighting Factor | Vol_HI# | Impact_HI# | (Vol_HI# + Impact_HI#) / Vol_HI# | Impact_Total | (Impact_Total - Impact_HI#) / Impact_Total | (SQRT (Part 1 x Part 2)) / Vol_HI# | PTO x Network Weight Factor | Vol_HI# | Impact_HI# | (Vol_HI# + Impact_HI#) / Vol_HI# | Impact_Total | (Impact_Total - Impact_HI#) / Impact_Total | (SQRT (Part 1 x Part 2)) / Vol_HI# | PTO x Network Weight Factor | Vol_HI# | Impact_HI# | (Vol_HI# + Impact_HI#) / Vol_HI# | Impact_Total | (Impact_Total - Impact_HI#) / Impact_Total | (SQRT (Part 1 x Part 2)) / Vol_HI# | PTO x Network Weight Factor | Vol_HI# | Impact_HI# | (Vol_HI# + Impact_HI#) / Vol_HI# | Impact_Total | (Impact_Total - Impact_HI#) / Impact_Total | (SQRT (Part 1 x Part 2)) / Vol_HI# | PTO x Network Weight Factor | Vol_HI# | Impact_HI# | (Vol_HI# + Impact_HI#) / Vol_HI# | Impact_Total | (Impact_Total - Impact_HI#) / Impact_Total | (SQRT (Part 1 x Part 2)) / Vol_HI# | PTO x Network Weight Factor | Vol_HI# | Impact_HI# | (Vol_HI# + Impact_HI#) / Vol_HI# | Impact_Total | (Impact_Total - Impact_HI#) / Impact_Total | (SQRT (Part 1 x Part 2)) / Vol_HI# | PTO x Network Weight Factor
400KV Network | 1 | Circuit Breaker | 6.124% | 14 | -7 | 0.5 | -7 | 0 | 0 | 0 | 14 | -7 | 0.5 | -7 | 0 | 0 | 0 | 36 | -7 | 0.80556 | -7 | 0 | 0 | 0 | 17 | -7 | 0.58824 | -7 | 0 | 0 | 0 | 28 | -7 | 0.75 | -7 | 0 | 0 | 0 | 28 | -7 | 0.75 | -7 | 0 | 0 | 0
400KV Network | 2 | Transformer | 0% | 2 | 0 | 1 | 0 | - | N/A | N/A | 4 | 0 | 1 | 0 | - | N/A | N/A | 15 | 0 | 1 | 0 | - | N/A | N/A | 0 | 0 | - | 0 | - | N/A | N/A | 5 | 0 | 1 | 0 | - | N/A | N/A | 12 | 0 | 1 | 0 | - | No Interventions | No Interventions
400KV Network | 3 | Reactors | 0% | 2 | 0 | 1 | 0 | - | N/A | N/A | 2 | 0 | 1 | 0 | - | N/A | N/A | 2 | 0 | 1 | 0 | - | N/A | N/A | 2 | 0 | 1 | 0 | - | N/A | N/A | 2 | 0 | 1 | 0 | - | N/A | N/A | 2 | 0 | 1 | 0 | - | No Interventions | No Interventions
400KV Network | 4 | Underground Cable | 0% | 0 | 0 | - | 0 | - | N/A | N/A | 0 | 0 | - | 0 | - | N/A | N/A | 9.223 | 0 | 1 | 0 | - | N/A | N/A | 4.44 | 0 | 1 | 0 | - | N/A | N/A | 4.44 | 0 | 1 | 0 | - | N/A | N/A | 4.44 | 0 | 1 | 0 | - | No Interventions | No Interventions
400KV Network | 5 | OHL line conductor | 2.201% | 374.0286 | -72.6122 | 0.80586 | -72.6122 | 0 | 0 | 0 | 450.6775 | -72.6122 | 0.83888 | -72.6122 | 0 | 0 | 0 | 725.6429 | -72.6122 | 0.89993 | -72.6122 | 0 | 0 | 0 | 163.6071 | 0 | 1 | -73.6281 | 1 | 163.6071 | 3.601 | 648.2439 | -72.0581 | 0.88884 | -73.6281 | 0.021323 | 89.2439 | 1.9643 | 668.1197 | -73.6281 | 0.8898 | -73.6281 | 0 | 0 | 0
400KV Network | 6 | OHL line fittings | 2.103% | 100.9539 | 0 | 1 | -73.6282 | 1 | 100.9539 | 2.1229 | 198.0894 | 0 | 1 | -73.6282 | 1 | 198.0894 | 4.1655 | 653.0307 | 0 | 1 | -73.6282 | 1 | 653.0307 | 13.7322 | 311.4974 | 0 | 1 | -1.7085 | 1 | 311.4974 | 6.5503 | 344.0775 | 0 | 1 | -1.7085 | 1 | 344.0775 | 7.2354 | 464.4128 | -0.34058 | 0.99927 | -1.7085 | 0.80065 | 415.4 | 8.7352
400KV Network | 7 | OHL towers | 1.512% | 240 | 0 | 1 | -194 | 1 | 240 | 3.6282 | 857 | -194 | 0.77363 | -194 | 0 | 0 | 0 | 1358 | -194 | 0.85714 | -194 | 0 | 0 | 0 | 635 | -221 | 0.65197 | -221 | 0 | 0 | 0 | 731 | -221 | 0.69767 | -221 | 0 | 0 | 0 | 1166 | -221 | 0.81046 | -221 | 0 | 0 | 0
275KV Network | 1 | Circuit Breaker | 5.67% | 84 | -35 | 0.58333 | -35 | 0 | 0 | 0 | 84 | -35 | 0.58333 | -35 | 0 | 0 | 0 | 105 | -35 | 0.66667 | -35 | 0 | 0 | 0 | 82 | -34 | 0.58537 | -34 | 0 | 0 | 0 | 86 | -34 | 0.60465 | -34 | 0 | 0 | 0 | 92 | -34 | 0.63043 | -34 | 0 | 0 | 0
275KV Network | 2 | Transformer | 16.18% | 22 | -7 | 0.68182 | -7 | 0 | 0 | 0 | 42 | -7 | 0.83333 | -7 | 0 | 0 | 0 | 55 | -7 | 0.87273 | -7 | 0 | 0 | 0 | 8 | -5 | 0.375 | -7 | 0.28571 | 2.6186 | 0.42357 | 36 | -7 | 0.80556 | -7 | 0 | 0 | 0 | 58 | -7 | 0.87931 | -7 | 0 | 0 | 0
275KV Network | 3 | Reactors | 2.543% | 13 | -8 | 0.38462 | -8 | 0 | 0 | 0 | 13 | -8 | 0.38462 | -8 | 0 | 0 | 0 | 14 | -8 | 0.42857 | -8 | 0 | 0 | 0 | 8 | -7 | 0.125 | -8 | 0.125 | 1 | 0.02543 | 11 | -8 | 0.27273 | -8 | 0 | 0 | 0 | 11 | -8 | 0.27273 | -8 | 0 | 0 | 0
275KV Network | 4 | Underground Cable | 0% | 0 | 0 | - | 0 | - | N/A | N/A | 0 | 0 | - | 0 | - | N/A | N/A | 30.324 | 0 | 1 | 0 | - | N/A | N/A | 1.2801 | 0 | 1 | 0 | - | N/A | N/A | 10.2805 | 0 | 1 | 0 | - | N/A | N/A | 11.7437 | 0 | 1 | 0 | - | No Interventions | No Interventions
275KV Network | 5 | OHL line conductor | 1.71% | 924.8842 | -327.0744 | 0.64636 | -328.5894 | 0.0046106 | 50.4899 | 0.86354 | 1039.0621 | -327.0744 | 0.68522 | -328.5894 | 0.0046106 | 58.4032 | 0.99888 | 1049.5337 | -327.0744 | 0.68836 | -328.5894 | 0.0046106 | 59.1268 | 1.0113 | 417.2551 | -150.2917 | 0.63981 | -313.736 | 0.52096 | 240.8959 | 4.1201 | 787.4626 | -277.4253 | 0.6477 | -313.736 | 0.11574 | 215.6011 | 3.6875 | 970.7636 | -310.6908 | 0.67995 | -313.736 | 0.0097062 | 78.8639 | 1.3488
275KV Network | 6 | OHL line fittings | 16.99% | 318.9936 | -93.1545 | 0.70797 | -330.5814 | 0.71821 | 227.4659 | 38.648 | 686.4751 | -154.5862 | 0.77481 | -330.5814 | 0.53238 | 440.8939 | 74.9109 | 705.1414 | -154.5862 | 0.78077 | -330.5814 | 0.53238 | 454.6213 | 77.2433 | 576.4957 | -131.1037 | 0.77259 | -148.806 | 0.11896 | 174.7727 | 29.6951 | 647.5391 | -144.9695 | 0.77612 | -148.806 | 0.025782 | 91.5981 | 15.5631 | 664.2798 | -146.2847 | 0.77978 | -148.806 | 0.016943 | 76.3552 | 12.9733
275KV Network | 7 | OHL towers | 4.196% | 81 | 0 | 1 | -344 | 1 | 81 | 3.3988 | 816 | -344 | 0.57843 | -344 | 0 | 0 | 0 | 837 | -344 | 0.58901 | -344 | 0 | 0 | 0 | 544 | -409 | 0.24816 | -409 | 0 | 0 | 0 | 603 | -409 | 0.32172 | -409 | 0 | 0 | 0 | 762 | -409 | 0.46325 | -409 | 0 | 0 | 0
132KV Network | 1 | Circuit Breaker | 4.089% | 93 | -54 | 0.41935 | -54 | 0 | 0 | 0 | 91 | -54 | 0.40659 | -54 | 0 | 0 | 0 | 145 | -54 | 0.62759 | -54 | 0 | 0 | 0 | 108 | -54 | 0.5 | -54 | 0 | 0 | 0 | 108 | -54 | 0.5 | -54 | 0 | 0 | 0 | 108 | -54 | 0.5 | -54 | 0 | 0 | 0
132KV Network | 2 | Transformer | 11.14% | 55 | -11 | 0.8 | -11 | 0 | 0 | 0 | 82 | -11 | 0.86585 | -11 | 0 | 0 | 0 | 109 | -11 | 0.89908 | -11 | 0 | 0 | 0 | 25 | -9 | 0.64 | -11 | 0.18182 | 8.528 | 0.95022 | 60 | -9 | 0.85 | -11 | 0.18182 | 23.5874 | 2.6282 | 107 | -11 | 0.8972 | -11 | 0 | 0 | 0
132KV Network | 3 | Reactors | 0% | 1 | 0 | 1 | 0 | - | N/A | N/A | 2 | 0 | 1 | 0 | - | N/A | N/A | 2 | 0 | 1 | 0 | - | N/A | N/A | 0 | 0 | - | 0 | - | N/A | N/A | 1 | 0 | 1 | 0 | - | N/A | N/A | 2 | 0 | 1 | 0 | - | No Interventions | No Interventions
132KV Network | 4 | Underground Cable | 0.9399% | 0 | 0 | - | -5.3667 | 1 | N/A | N/A | 0 | 0 | - | -5.3667 | 1 | N/A | N/A | 92.8718 | -5.3667 | 0.94221 | -5.3667 | 0 | 0 | 0 | 22.8714 | -5.366 | 0.76538 | -5.366 | 0 | 0 | 0 | 32.6957 | -5.366 | 0.83588 | -5.366 | 0 | 0 | 0 | 37.0532 | -5.366 | 0.85518 | -5.366 | 0 | 0 | 0
132KV Network | 5 | OHL line conductor | 1.301% | 772.7517 | -297.952 | 0.61443 | -303.472 | 0.018189 | 81.6931 | 1.0625 | 1087.0387 | -303.472 | 0.72083 | -303.472 | 0 | 0 | 0 | 1226.3009 | -303.472 | 0.75253 | -303.472 | 0 | 0 | 0 | 328.7344 | -160.398 | 0.51207 | -303.497 | 0.4715 | 161.5298 | 2.1008 | 458.645 | -160.398 | 0.65028 | -303.497 | 0.4715 | 253.9613 | 3.3029 | 913.3635 | -289.8864 | 0.68262 | -303.497 | 0.044846 | 159.8062 | 2.0784
132KV Network | 6 | OHL line fittings | 23.01% | 408.1253 | -159.343 | 0.60957 | -303.472 | 0.47493 | 219.5952 | 50.518 | 954.1724 | -296.885 | 0.68886 | -303.472 | 0.021705 | 116.6744 | 26.841 | 1173.57 | -302.405 | 0.74232 | -303.472 | 0.003516 | 59.9553 | 13.7928 | 534.5012 | -177.8811 | 0.6672 | -250.4396 | 0.28972 | 235.0011 | 54.0622 | 630.1869 | -187.2101 | 0.70293 | -250.4396 | 0.25247 | 265.4811 | 61.0741 | 731.6997 | -231.1739 | 0.68406 | -250.4396 | 0.076927 | 167.8495 | 38.6139
132KV Network | 7 | OHL towers | 0.2979% | 1280 | -283 | 0.77891 | -601 | 0.52912 | 821.7295 | 2.448 | 2153 | -591 | 0.7255 | -601 | 0.016639 | 236.5513 | 0.7047 | 2485 | -591 | 0.76217 | -601 | 0.016639 | 279.844 | 0.83367 | 1057 | -590 | 0.44182 | -600 | 0.016667 | 90.7027 | 0.27021 | 1209 | -590 | 0.51199 | -600 | 0.016667 | 111.6819 | 0.3327 | 1851 | -600 | 0.67585 | -600 | 0 | 0 | 0

## Appendix_MR_Weighting
ETs rebased targets of NOMs
Equally as challenging assessment
Appendix: | Monetised Risk Weighting
|  |  |  | NETWORK Total "Avergae MR impact per Intervention" | -6260735.4623
|  |  | Impact of Intervention - MR | Total Intervention Volume - Rebased | Average MR impact per Intervention | Network Weighting Factor | Check 0.2: Negative Weighting
Voltage level | NOM Ref | Asset Group | With Investment - Without Investment |  | MR Impact / Total Inter. Vol. | Ave. MRperInter / NETWORK TOT MRperInter
TOTAL | TOTAL | TOTAL | -1055028414.9996 | 2781.54 | -379296.5102 |  | Asset Category with increased Risk = 0
400KV Network | 1 | Circuit Breaker | -2683914.6071 | 7 | -383416.3724 | 6.124% | -
400KV Network | 2 | Transformer | 0 | 0 | 0 | 0% | -
400KV Network | 3 | Reactors | 0 | 0 | 0 | 0% | -
400KV Network | 4 | Underground Cable | 0 | 0 | 0 | 0% | -
400KV Network | 5 | OHL line conductor | -10146098.3973 | 73.63 | -137798.43 | 2.201% | -
400KV Network | 6 | OHL line fittings | -9693617.7232 | 73.63 | -131653.0996 | 2.103% | -
400KV Network | 7 | OHL towers | -20916882.6694 | 221 | -94646.5279 | 1.512% | -
275KV Network | 1 | Circuit Breaker | -13135379.7937 | 37 | -355010.2647 | 5.67% | -
275KV Network | 2 | Transformer | -7088900.9412 | 7 | -1012700.1345 | 16.18% | -
275KV Network | 3 | Reactors | -1273694.6156 | 8 | -159211.8269 | 2.543% | -
275KV Network | 4 | Underground Cable | 0 | 0 | 0 | 0% | -
275KV Network | 5 | OHL line conductor | -35397978.4599 | 330.58 | -107078.403 | 1.71% | -
275KV Network | 6 | OHL line fittings | -351651799.0039 | 330.58 | -1063741.9051 | 16.99% | -
275KV Network | 7 | OHL towers | -107446732.8455 | 409 | -262705.9483 | 4.196% | -
132KV Network | 1 | Circuit Breaker | -14334934.6038 | 56 | -255980.9751 | 4.089% | -
132KV Network | 2 | Transformer | -7673463.4699 | 11 | -697587.5882 | 11.14% | -
132KV Network | 3 | Reactors | 0 | 0 | 0 | 0% | -
132KV Network | 4 | Underground Cable | -536643.589 | 9.12 | -58842.4988 | 0.9399% | -
132KV Network | 5 | OHL line conductor | -24712177.5554 | 303.5 | -81423.9788 | 1.301% | -
132KV Network | 6 | OHL line fittings | -437126965.4774 | 303.5 | -1440286.5419 | 23.01% | -
132KV Network | 7 | OHL towers | -11209231.2473 | 601 | -18650.9671 | 0.2979% | -