## Cover
RIIO-T1 Network Output Measures (NOMs) Rebasing Data Templates
Version | Date Issued | Purpose
v1.0 | 2018-12-17 | NOMs Rebasing Data Templates for Electricity Transmission for the RIIO-T1 price control.
v2.0 | 2019-05-14 | NOMs Rebasing Data Templates (Updated version 2.0) for Electricity Transmission for the RIIO-T1 price control: • Split the Replacement block to two sub-blocks • Split the Refurbishment block to two sub-blocks • Remove auto formulations of monetised risk for rebased targets • Tabs to show Original Targets 'Pre’, 'Post' and 'Data Cleanse’
v2.1 | 2019-05-14 | NOMs Rebasing Data Templates (Updated version 2.1) for Electricity Transmission for the RIIO-T1 price control: • '#REF!' error corrected in Tab 2.1 and 2.2
v3.0 | 2019-06-03 | Finalised version of template for rebasing data population and submission.

## Index
RIIO-T1 Network Output Measures
Scottish Power Transmission
Rebasing Data Templates
1 | Colour codes of cells
TO input
Pre-input / Auto-calculation
2 | List of tabs
|  | Tab Name | Description
|  | 1.1_OrigTargets_PreDataCleanse | Data template for NOMs original targets (Pre Data Cleanse)
|  | 1.2_OrigTargets_PostDataCleanse | Data template for NOMs original targets (Post Data Cleanse)
|  | 1.3_OrigTargets_DataCleanse | Data template for NOMs original targets (Data Cleanse)
|  | 2.1_RebasedTargets_Volumes | Data template for NOMs rebased targets (Volumes)
|  | 2.2_RebasedTargets_Monetised | Data template for NOMs rebased targets (Monetised)
ETOs
Please select your company
National Grid Electricity Transmission
Scottish Hydro Electric Transmission
Scottish Power Transmission

## 1.1_OrigTargets_PreDataCleanse
RIIO-T1 Network Output Measures
Scottish Power Transmission
Rebasing Data Templates
Original Targets_Pre Data Cleanse
Definitions
| Asset health index |  |  | Criticality | [6 empty] | Replacement priorities |  |  | Replacement priorities matrix
| AH1 | New or as new |  | C1 | Very high | [5 empty] | RP1 | 0-2 years |  |  | AH1 | AH2 | AH3 | AH4 | AH5
| AH2 | Good or serviceable condition |  | C2 | High | [5 empty] | RP2 | 2-5 years |  | C1 | RP4 | RP4 | RP4 | RP1 | RP1
| AH3 | Deterioration, requires assessment or monitoring |  | C3 | Medium | [5 empty] | RP3 | 5-10 years |  | C2 | RP4 | RP4 | RP4 | RP2 | RP1
| AH4 | Material deterioration, intervention requires consideration |  | C4 | Low | [5 empty] | RP4 | 10+ years |  | C3 | RP4 | RP4 | RP4 | RP3 | RP2
| AH5 | End of serviceable life, intervention required | [11 empty] | C4 | RP4 | RP4 | RP4 | RP3 | RP2
Asset Health and Criticality
| Starting Position, 31/03/2013 | [9 empty] | With investment, 31/03/2021 | [8 empty] | No intervention, 31/03/2021
Intervention Volumes and Impact of Interventions on Asset Distribution
Voltage level | Asset categories |  | Units | Asset Health and Criticality in 2012/13 | [6 empty] | Asset categories |  | Asset Health and Criticality in 2020/21 with investment | [6 empty] | Asset categories |  | Asset Health and Criticality in 2020/21 with no intervention | [6 empty] | Total | [6 empty] | Replacement_Off (Disposal of assets) | [6 empty] | Replacement_On (Addition of assets) |  | Replacement_On (Addition of assets) |  |  |  |  | Refurbishment: |  | Pre_Refurbishment (asset distribution) |  |  |  |  | Post_Refurbishment (asset distribution) |  |  |  |  | Permanent Removal (AH-driven)
|  |  |  | Criticality | Total population at 31 March 2013 | AH1 | AH2 | AH3 | AH4 | AH5 |  |  | Criticality | Total population at 31 March 2021 | AH1 | AH2 | AH3 | AH4 | AH5 |  |  | Criticality | Total population at 31 March 2021 | AH1 | AH2 | AH3 | AH4 | AH5 | Criticality | Total Intervention Volume | AH1 | AH2 | AH3 | AH4 | AH5 | Criticality | Replacement_Off Intervention Volume | AH1 | AH2 | AH3 | AH4 | AH5 | Criticality | Replacement_On Intervention Volume | AH1 | AH2 | AH3 | AH4 | AH5 | Criticality | Refurbishment Intervention Volume | AH1 | AH2 | AH3 | AH4 | AH5 | AH1 | AH2 | AH3 | AH4 | AH5 | Criticality | Removal Intervention Volume | AH1 | AH2 | AH3 | AH4 | AH5
400KV Network | 1 | Circuit Breaker | Number | Low C4 | 0 | 0 | 0 | 0 | 0 | 0 | 1 | Circuit Breaker | Low C4 | 0 | 0 | 0 | 0 | 0 | 0 | 1 | Circuit Breaker | Low C4 | 0 | 0 | 0 | 0 | 0 | 0 | Low C4 | 0 | 0 | 0 | 0 | 0 | 0 | Low C4 | 0 | 0 | 0 | 0 | 0 | 0 | Low C4 | 0 | 0 | 0 | 0 | 0 | 0 | Low C4 | 0 | 0 | 0 | 0 | 0 | 0 | 0 | 0 | 0 | 0 | 0 | Low C4 | 0 | 0 | 0 | 0 | 0 | 0
|  |  |  | Medium C3 | 32 | 18 | 9 | 5 | 0 | 0 |  |  | Medium C3 | 32 | 0 | 18 | 14 | 0 | 0 |  |  | Medium C3 | 32 | 0 | 18 | 14 | 0 | 0 | Medium C3 | 0 | 0 | 0 | 0 | 0 | 0 | Medium C3 | 0 | 0 | 0 | 0 | 0 | 0 | Medium C3 | 0 | 0 | 0 | 0 | 0 | 0 | Medium C3 | 0 | 0 | 0 | 0 | 0 | 0 | 0 | 0 | 0 | 0 | 0 | Medium C3 | 0 | 0 | 0 | 0 | 0 | 0
|  |  |  | High C2 | 24 | 2 | 0 | 8 | 7 | 7 |  |  | High C2 | 24 | 7 | 2 | 8 | 0 | 7 |  |  | High C2 | 24 | 0 | 2 | 8 | 0 | 14 | High C2 | 0 | 7 | 0 | 0 | 0 | -7 | High C2 | -7 | 0 | 0 | 0 | 0 | -7 | High C2 | 7 | 7 | 0 | 0 | 0 | 0 | High C2 | 0 | 0 | 0 | 0 | 0 | 0 | 0 | 0 | 0 | 0 | 0 | High C2 | 0 | 0 | 0 | 0 | 0 | 0
|  |  |  | Very high C1 | 0 | 0 | 0 | 0 | 0 | 0 |  |  | Very high C1 | 0 | 0 | 0 | 0 | 0 | 0 |  |  | Very high C1 | 0 | 0 | 0 | 0 | 0 | 0 | Very high C1 | 0 | 0 | 0 | 0 | 0 | 0 | Very high C1 | 0 | 0 | 0 | 0 | 0 | 0 | Very high C1 | 0 | 0 | 0 | 0 | 0 | 0 | Very high C1 | 0 | 0 | 0 | 0 | 0 | 0 | 0 | 0 | 0 | 0 | 0 | Very high C1 | 0 | 0 | 0 | 0 | 0 | 0
400KV Network | 2 | Transformer | Number | Low C4 | 0 | 0 | 0 | 0 | 0 | 0 | 2 | Transformer | Low C4 | 0 | 0 | 0 | 0 | 0 | 0 | 2 | Transformer | Low C4 | 0 | 0 | 0 | 0 | 0 | 0 | Low C4 | 0 | 0 | 0 | 0 | 0 | 0 | Low C4 | 0 | 0 | 0 | 0 | 0 | 0 | Low C4 | 0 | 0 | 0 | 0 | 0 | 0 | Low C4 | 0 | 0 | 0 | 0 | 0 | 0 | 0 | 0 | 0 | 0 | 0 | Low C4 | 0 | 0 | 0 | 0 | 0 | 0
|  |  |  | Medium C3 | 18 | 7 | 7 | 4 | 0 | 0 |  |  | Medium C3 | 18 | 7 | 3 | 6 | 2 | 0 |  |  | Medium C3 | 18 | 7 | 3 | 6 | 2 | 0 | Medium C3 | 0 | 0 | 0 | 0 | 0 | 0 | Medium C3 | 0 | 0 | 0 | 0 | 0 | 0 | Medium C3 | 0 | 0 | 0 | 0 | 0 | 0 | Medium C3 | 0 | 0 | 0 | 0 | 0 | 0 | 0 | 0 | 0 | 0 | 0 | Medium C3 | 0 | 0 | 0 | 0 | 0 | 0
|  |  |  | High C2 | 7 | 0 | 0 | 7 | 0 | 0 |  |  | High C2 | 7 | 0 | 0 | 5 | 0 | 2 |  |  | High C2 | 7 | 0 | 0 | 5 | 0 | 2 | High C2 | 0 | 0 | 0 | 0 | 0 | 0 | High C2 | 0 | 0 | 0 | 0 | 0 | 0 | High C2 | 0 | 0 | 0 | 0 | 0 | 0 | High C2 | 0 | 0 | 0 | 0 | 0 | 0 | 0 | 0 | 0 | 0 | 0 | High C2 | 0 | 0 | 0 | 0 | 0 | 0
|  |  |  | Very high C1 | 0 | 0 | 0 | 0 | 0 | 0 |  |  | Very high C1 | 0 | 0 | 0 | 0 | 0 | 0 |  |  | Very high C1 | 0 | 0 | 0 | 0 | 0 | 0 | Very high C1 | 0 | 0 | 0 | 0 | 0 | 0 | Very high C1 | 0 | 0 | 0 | 0 | 0 | 0 | Very high C1 | 0 | 0 | 0 | 0 | 0 | 0 | Very high C1 | 0 | 0 | 0 | 0 | 0 | 0 | 0 | 0 | 0 | 0 | 0 | Very high C1 | 0 | 0 | 0 | 0 | 0 | 0
400KV Network | 3 | Reactors | Number | Low C4 | 0 | 0 | 0 | 0 | 0 | 0 | 3 | Reactors | Low C4 | 0 | 0 | 0 | 0 | 0 | 0 | 3 | Reactors | Low C4 | 0 | 0 | 0 | 0 | 0 | 0 | Low C4 | 0 | 0 | 0 | 0 | 0 | 0 | Low C4 | 0 | 0 | 0 | 0 | 0 | 0 | Low C4 | 0 | 0 | 0 | 0 | 0 | 0 | Low C4 | 0 | 0 | 0 | 0 | 0 | 0 | 0 | 0 | 0 | 0 | 0 | Low C4 | 0 | 0 | 0 | 0 | 0 | 0
|  |  |  | Medium C3 | 0 | 0 | 0 | 0 | 0 | 0 |  |  | Medium C3 | 0 | 0 | 0 | 0 | 0 | 0 |  |  | Medium C3 | 0 | 0 | 0 | 0 | 0 | 0 | Medium C3 | 0 | 0 | 0 | 0 | 0 | 0 | Medium C3 | 0 | 0 | 0 | 0 | 0 | 0 | Medium C3 | 0 | 0 | 0 | 0 | 0 | 0 | Medium C3 | 0 | 0 | 0 | 0 | 0 | 0 | 0 | 0 | 0 | 0 | 0 | Medium C3 | 0 | 0 | 0 | 0 | 0 | 0
|  |  |  | High C2 | 2 | 0 | 0 | 0 | 2 | 0 |  |  | High C2 | 2 | 0 | 0 | 0 | 0 | 2 |  |  | High C2 | 2 | 0 | 0 | 0 | 0 | 2 | High C2 | 0 | 0 | 0 | 0 | 0 | 0 | High C2 | 0 | 0 | 0 | 0 | 0 | 0 | High C2 | 0 | 0 | 0 | 0 | 0 | 0 | High C2 | 0 | 0 | 0 | 0 | 0 | 0 | 0 | 0 | 0 | 0 | 0 | High C2 | 0 | 0 | 0 | 0 | 0 | 0
|  |  |  | Very high C1 | 0 | 0 | 0 | 0 | 0 | 0 |  |  | Very high C1 | 0 | 0 | 0 | 0 | 0 | 0 |  |  | Very high C1 | 0 | 0 | 0 | 0 | 0 | 0 | Very high C1 | 0 | 0 | 0 | 0 | 0 | 0 | Very high C1 | 0 | 0 | 0 | 0 | 0 | 0 | Very high C1 | 0 | 0 | 0 | 0 | 0 | 0 | Very high C1 | 0 | 0 | 0 | 0 | 0 | 0 | 0 | 0 | 0 | 0 | 0 | Very high C1 | 0 | 0 | 0 | 0 | 0 | 0
400KV Network | 4 | Underground Cable | Km | Low C4 | 0 | 0 | 0 | 0 | 0 | 0 | 4 | Underground Cable | Low C4 | 0 | 0 | 0 | 0 | 0 | 0 | 4 | Underground Cable | Low C4 | 0 | 0 | 0 | 0 | 0 | 0 | Low C4 | 0 | 0 | 0 | 0 | 0 | 0 | Low C4 | 0 | 0 | 0 | 0 | 0 | 0 | Low C4 | 0 | 0 | 0 | 0 | 0 | 0 | Low C4 | 0 | 0 | 0 | 0 | 0 | 0 | 0 | 0 | 0 | 0 | 0 | Low C4 | 0 | 0 | 0 | 0 | 0 | 0
|  |  |  | Medium C3 | 13.7 | 0 | 0 | 13.7 | 0 | 0 |  |  | Medium C3 | 13.7 | 0 | 0 | 13.7 | 0 | 0 |  |  | Medium C3 | 13.7 | 0 | 0 | 13.7 | 0 | 0 | Medium C3 | 0 | 0 | 0 | 0 | 0 | 0 | Medium C3 | 0 | 0 | 0 | 0 | 0 | 0 | Medium C3 | 0 | 0 | 0 | 0 | 0 | 0 | Medium C3 | 0 | 0 | 0 | 0 | 0 | 0 | 0 | 0 | 0 | 0 | 0 | Medium C3 | 0 | 0 | 0 | 0 | 0 | 0
|  |  |  | High C2 | 0 | 0 | 0 | 0 | 0 | 0 |  |  | High C2 | 0 | 0 | 0 | 0 | 0 | 0 |  |  | High C2 | 0 | 0 | 0 | 0 | 0 | 0 | High C2 | 0 | 0 | 0 | 0 | 0 | 0 | High C2 | 0 | 0 | 0 | 0 | 0 | 0 | High C2 | 0 | 0 | 0 | 0 | 0 | 0 | High C2 | 0 | 0 | 0 | 0 | 0 | 0 | 0 | 0 | 0 | 0 | 0 | High C2 | 0 | 0 | 0 | 0 | 0 | 0
|  |  |  | Very high C1 | 0 | 0 | 0 | 0 | 0 | 0 |  |  | Very high C1 | 0 | 0 | 0 | 0 | 0 | 0 |  |  | Very high C1 | 0 | 0 | 0 | 0 | 0 | 0 | Very high C1 | 0 | 0 | 0 | 0 | 0 | 0 | Very high C1 | 0 | 0 | 0 | 0 | 0 | 0 | Very high C1 | 0 | 0 | 0 | 0 | 0 | 0 | Very high C1 | 0 | 0 | 0 | 0 | 0 | 0 | 0 | 0 | 0 | 0 | 0 | Very high C1 | 0 | 0 | 0 | 0 | 0 | 0
400KV Network | 5 | OHL line conductor | Km | Low C4 | 0 | 0 | 0 | 0 | 0 | 0 | 5 | OHL line conductor | Low C4 | 0 | 0 | 0 | 0 | 0 | 0 | 5 | OHL line conductor | Low C4 | 0 | 0 | 0 | 0 | 0 | 0 | Low C4 | 0 | 0 | 0 | 0 | 0 | 0 | Low C4 | 0 | 0 | 0 | 0 | 0 | 0 | Low C4 | 0 | 0 | 0 | 0 | 0 | 0 | Low C4 | 0 | 0 | 0 | 0 | 0 | 0 | 0 | 0 | 0 | 0 | 0 | Low C4 | 0 | 0 | 0 | 0 | 0 | 0
|  |  |  | Medium C3 | 898.691 | 286.294 | 158.63 | 63.74 | 390.027 | 0 |  |  | Medium C3 | 898.691 | 182.533 | 176.7 | 158.63 | 63.74 | 317.088 |  |  | Medium C3 | 898.691 | 109.594 | 176.7 | 158.63 | 63.74 | 390.027 | Medium C3 | 0 | 72.939 | 0 | 0 | 0 | -72.939 | Medium C3 | -73.955 | -1.016 | 0 | 0 | 0 | -72.939 | Medium C3 | 73.955 | 73.955 | 0 | 0 | 0 | 0 | Medium C3 | 0 | 0 | 0 | 0 | 0 | 0 | 0 | 0 | 0 | 0 | 0 | Medium C3 | 0 | 0 | 0 | 0 | 0 | 0
|  |  |  | High C2 | 0 | 0 | 0 | 0 | 0 | 0 |  |  | High C2 | 0 | 0 | 0 | 0 | 0 | 0 |  |  | High C2 | 0 | 0 | 0 | 0 | 0 | 0 | High C2 | 0 | 0 | 0 | 0 | 0 | 0 | High C2 | 0 | 0 | 0 | 0 | 0 | 0 | High C2 | 0 | 0 | 0 | 0 | 0 | 0 | High C2 | 0 | 0 | 0 | 0 | 0 | 0 | 0 | 0 | 0 | 0 | 0 | High C2 | 0 | 0 | 0 | 0 | 0 | 0
|  |  |  | Very high C1 | 0 | 0 | 0 | 0 | 0 | 0 |  |  | Very high C1 | 0 | 0 | 0 | 0 | 0 | 0 |  |  | Very high C1 | 0 | 0 | 0 | 0 | 0 | 0 | Very high C1 | 0 | 0 | 0 | 0 | 0 | 0 | Very high C1 | 0 | 0 | 0 | 0 | 0 | 0 | Very high C1 | 0 | 0 | 0 | 0 | 0 | 0 | Very high C1 | 0 | 0 | 0 | 0 | 0 | 0 | 0 | 0 | 0 | 0 | 0 | Very high C1 | 0 | 0 | 0 | 0 | 0 | 0
400KV Network | 6 | OHL line fittings | Km | Low C4 | 0 | 0 | 0 | 0 | 0 | 0 | 6 | OHL line fittings | Low C4 | 0 | 0 | 0 | 0 | 0 | 0 | 6 | OHL line fittings | Low C4 | 0 | 0 | 0 | 0 | 0 | 0 | Low C4 | 0 | 0 | 0 | 0 | 0 | 0 | Low C4 | 0 | 0 | 0 | 0 | 0 | 0 | Low C4 | 0 | 0 | 0 | 0 | 0 | 0 | Low C4 | 0 | 0 | 0 | 0 | 0 | 0 | 0 | 0 | 0 | 0 | 0 | Low C4 | 0 | 0 | 0 | 0 | 0 | 0
|  |  |  | Medium C3 | 898.691 | 359.233 | 338.638 | 98.68 | 38.76 | 63.38 |  |  | Medium C3 | 898.691 | 97.815 | 261.418 | 338.638 | 98.68 | 102.14 |  |  | Medium C3 | 898.691 | 23.86 | 335.373 | 338.638 | 98.68 | 102.14 | Medium C3 | 8.5265e-14 | 73.955 | -73.955 | 0 | 0 | 0 | Medium C3 | -73.955 | 0 | -73.955 | 0 | 0 | 0 | Medium C3 | 73.955 | 73.955 | 0 | 0 | 0 | 0 | Medium C3 | 0 | 0 | 0 | 0 | 0 | 0 | 0 | 0 | 0 | 0 | 0 | Medium C3 | 0 | 0 | 0 | 0 | 0 | 0
|  |  |  | High C2 | 0 | 0 | 0 | 0 | 0 | 0 |  |  | High C2 | 0 | 0 | 0 | 0 | 0 | 0 |  |  | High C2 | 0 | 0 | 0 | 0 | 0 | 0 | High C2 | 0 | 0 | 0 | 0 | 0 | 0 | High C2 | 0 | 0 | 0 | 0 | 0 | 0 | High C2 | 0 | 0 | 0 | 0 | 0 | 0 | High C2 | 0 | 0 | 0 | 0 | 0 | 0 | 0 | 0 | 0 | 0 | 0 | High C2 | 0 | 0 | 0 | 0 | 0 | 0
|  |  |  | Very high C1 | 0 | 0 | 0 | 0 | 0 | 0 |  |  | Very high C1 | 0 | 0 | 0 | 0 | 0 | 0 |  |  | Very high C1 | 0 | 0 | 0 | 0 | 0 | 0 | Very high C1 | 0 | 0 | 0 | 0 | 0 | 0 | Very high C1 | 0 | 0 | 0 | 0 | 0 | 0 | Very high C1 | 0 | 0 | 0 | 0 | 0 | 0 | Very high C1 | 0 | 0 | 0 | 0 | 0 | 0 | 0 | 0 | 0 | 0 | 0 | Very high C1 | 0 | 0 | 0 | 0 | 0 | 0
400KV Network | 7 | OHL towers | Number | Low C4 | 0 | 0 | 0 | 0 | 0 | 0 | 7 | OHL towers | Low C4 | 0 | 0 | 0 | 0 | 0 | 0 | 7 | OHL towers | Low C4 | 0 | 0 | 0 | 0 | 0 | 0 | Low C4 | 0 | 0 | 0 | 0 | 0 | 0 | Low C4 | 0 | 0 | 0 | 0 | 0 | 0 | Low C4 | 0 | 0 | 0 | 0 | 0 | 0 | Low C4 | 0 | 0 | 0 | 0 | 0 | 0 | 0 | 0 | 0 | 0 | 0 | Low C4 | 0 | 0 | 0 | 0 | 0 | 0
|  |  |  | Medium C3 | 1714 | 109 | 446 | 715 | 203 | 241 |  |  | Medium C3 | 1714 | 103 | 457 | 497 | 416 | 241 |  |  | Medium C3 | 1714 | 103 | 263 | 497 | 610 | 241 | Medium C3 | 0 | 0 | 194 | 0 | -194 | 0 | Medium C3 | 0 | 0 | 0 | 0 | 0 | 0 | Medium C3 | 0 | 0 | 0 | 0 | 0 | 0 | Medium C3 | 221 | -27 | 0 | 0 | -194 | 0 | 27 | 194 | 0 | 0 | 0 | Medium C3 | 0 | 0 | 0 | 0 | 0 | 0
|  |  |  | High C2 | 0 | 0 | 0 | 0 | 0 | 0 |  |  | High C2 | 0 | 0 | 0 | 0 | 0 | 0 |  |  | High C2 | 0 | 0 | 0 | 0 | 0 | 0 | High C2 | 0 | 0 | 0 | 0 | 0 | 0 | High C2 | 0 | 0 | 0 | 0 | 0 | 0 | High C2 | 0 | 0 | 0 | 0 | 0 | 0 | High C2 | 0 | 0 | 0 | 0 | 0 | 0 | 0 | 0 | 0 | 0 | 0 | High C2 | 0 | 0 | 0 | 0 | 0 | 0
|  |  |  | Very high C1 | 0 | 0 | 0 | 0 | 0 | 0 |  |  | Very high C1 | 0 | 0 | 0 | 0 | 0 | 0 |  |  | Very high C1 | 0 | 0 | 0 | 0 | 0 | 0 | Very high C1 | 0 | 0 | 0 | 0 | 0 | 0 | Very high C1 | 0 | 0 | 0 | 0 | 0 | 0 | Very high C1 | 0 | 0 | 0 | 0 | 0 | 0 | Very high C1 | 0 | 0 | 0 | 0 | 0 | 0 | 0 | 0 | 0 | 0 | 0 | Very high C1 | 0 | 0 | 0 | 0 | 0 | 0
275KV Network | 1 | Circuit Breaker | Number | Low C4 | 0 | 0 | 0 | 0 | 0 | 0 | 1 | Circuit Breaker | Low C4 | 0 | 0 | 0 | 0 | 0 | 0 | 1 | Circuit Breaker | Low C4 | 0 | 0 | 0 | 0 | 0 | 0 | Low C4 | 0 | 0 | 0 | 0 | 0 | 0 | Low C4 | 0 | 0 | 0 | 0 | 0 | 0 | Low C4 | 0 | 0 | 0 | 0 | 0 | 0 | Low C4 | 0 | 0 | 0 | 0 | 0 | 0 | 0 | 0 | 0 | 0 | 0 | Low C4 | 0 | 0 | 0 | 0 | 0 | 0
|  |  |  | Medium C3 | 82 | 32 | 6 | 3 | 0 | 41 |  |  | Medium C3 | 84 | 24 | 32 | 8 | 0 | 20 |  |  | Medium C3 | 82 | 0 | 32 | 9 | 0 | 41 | Medium C3 | 2 | 24 | 0 | -1 | 0 | -21 | Medium C3 | -21 | 0 | 0 | 0 | 0 | -21 | Medium C3 | 23 | 23 | 0 | 0 | 0 | 0 | Medium C3 | 0 | 0 | 0 | 0 | 0 | 0 | 0 | 0 | 0 | 0 | 0 | Medium C3 | 0 | 0 | 0 | 0 | 0 | 0
|  |  |  | High C2 | 69 | 13 | 5 | 7 | 18 | 26 |  |  | High C2 | 71 | 16 | 13 | 12 | 0 | 30 |  |  | High C2 | 69 | 0 | 13 | 12 | 0 | 44 | High C2 | 2 | 16 | 0 | 0 | 0 | -14 | High C2 | -14 | 0 | 0 | 0 | 0 | -14 | High C2 | 16 | 16 | 0 | 0 | 0 | 0 | High C2 | 0 | 0 | 0 | 0 | 0 | 0 | 0 | 0 | 0 | 0 | 0 | High C2 | 0 | 0 | 0 | 0 | 0 | 0
|  |  |  | Very high C1 | 0 | 0 | 0 | 0 | 0 | 0 |  |  | Very high C1 | 0 | 0 | 0 | 0 | 0 | 0 |  |  | Very high C1 | 0 | 0 | 0 | 0 | 0 | 0 | Very high C1 | 0 | 0 | 0 | 0 | 0 | 0 | Very high C1 | 0 | 0 | 0 | 0 | 0 | 0 | Very high C1 | 0 | 0 | 0 | 0 | 0 | 0 | Very high C1 | 0 | 0 | 0 | 0 | 0 | 0 | 0 | 0 | 0 | 0 | 0 | Very high C1 | 0 | 0 | 0 | 0 | 0 | 0
275KV Network | 2 | Transformer | Number | Low C4 | 0 | 0 | 0 | 0 | 0 | 0 | 2 | Transformer | Low C4 | 0 | 0 | 0 | 0 | 0 | 0 | 2 | Transformer | Low C4 | 0 | 0 | 0 | 0 | 0 | 0 | Low C4 | 0 | 0 | 0 | 0 | 0 | 0 | Low C4 | 0 | 0 | 0 | 0 | 0 | 0 | Low C4 | 0 | 0 | 0 | 0 | 0 | 0 | Low C4 | 0 | 0 | 0 | 0 | 0 | 0 | 0 | 0 | 0 | 0 | 0 | Low C4 | 0 | 0 | 0 | 0 | 0 | 0
|  |  |  | Medium C3 | 27 | 3 | 0 | 20 | 2 | 2 |  |  | Medium C3 | 27 | 3 | 1 | 6 | 9 | 8 |  |  | Medium C3 | 27 | 2 | 1 | 6 | 9 | 9 | Medium C3 | 0 | 1 | 0 | 0 | 0 | -1 | Medium C3 | -1 | 0 | 0 | 0 | 0 | -1 | Medium C3 | 1 | 1 | 0 | 0 | 0 | 0 | Medium C3 | 0 | 0 | 0 | 0 | 0 | 0 | 0 | 0 | 0 | 0 | 0 | Medium C3 | 0 | 0 | 0 | 0 | 0 | 0
|  |  |  | High C2 | 53 | 14 | 8 | 24 | 5 | 2 |  |  | High C2 | 53 | 20 | 6 | 8 | 11 | 8 |  |  | High C2 | 53 | 14 | 6 | 8 | 11 | 14 | High C2 | 0 | 6 | 0 | 0 | 0 | -6 | High C2 | -6 | 0 | 0 | 0 | 0 | -6 | High C2 | 6 | 6 | 0 | 0 | 0 | 0 | High C2 | 0 | 0 | 0 | 0 | 0 | 0 | 0 | 0 | 0 | 0 | 0 | High C2 | 0 | 0 | 0 | 0 | 0 | 0
|  |  |  | Very high C1 | 0 | 0 | 0 | 0 | 0 | 0 |  |  | Very high C1 | 0 | 0 | 0 | 0 | 0 | 0 |  |  | Very high C1 | 0 | 0 | 0 | 0 | 0 | 0 | Very high C1 | 0 | 0 | 0 | 0 | 0 | 0 | Very high C1 | 0 | 0 | 0 | 0 | 0 | 0 | Very high C1 | 0 | 0 | 0 | 0 | 0 | 0 | Very high C1 | 0 | 0 | 0 | 0 | 0 | 0 | 0 | 0 | 0 | 0 | 0 | Very high C1 | 0 | 0 | 0 | 0 | 0 | 0
275KV Network | 3 | Reactors | Number | Low C4 | 0 | 0 | 0 | 0 | 0 | 0 | 3 | Reactors | Low C4 | 0 | 0 | 0 | 0 | 0 | 0 | 3 | Reactors | Low C4 | 0 | 0 | 0 | 0 | 0 | 0 | Low C4 | 0 | 0 | 0 | 0 | 0 | 0 | Low C4 | 0 | 0 | 0 | 0 | 0 | 0 | Low C4 | 0 | 0 | 0 | 0 | 0 | 0 | Low C4 | 0 | 0 | 0 | 0 | 0 | 0 | 0 | 0 | 0 | 0 | 0 | Low C4 | 0 | 0 | 0 | 0 | 0 | 0
|  |  |  | Medium C3 | 2 | 0 | 0 | 1 | 1 | 0 |  |  | Medium C3 | 2 | 2 | 0 | 0 | 0 | 0 |  |  | Medium C3 | 2 | 0 | 0 | 0 | 0 | 2 | Medium C3 | 0 | 2 | 0 | 0 | 0 | -2 | Medium C3 | -2 | 0 | 0 | 0 | 0 | -2 | Medium C3 | 2 | 2 | 0 | 0 | 0 | 0 | Medium C3 | 0 | 0 | 0 | 0 | 0 | 0 | 0 | 0 | 0 | 0 | 0 | Medium C3 | 0 | 0 | 0 | 0 | 0 | 0
|  |  |  | High C2 | 11 | 0 | 0 | 2 | 9 | 0 |  |  | High C2 | 11 | 6 | 0 | 0 | 0 | 5 |  |  | High C2 | 11 | 0 | 0 | 0 | 0 | 11 | High C2 | 0 | 6 | 0 | 0 | 0 | -6 | High C2 | -6 | 0 | 0 | 0 | 0 | -6 | High C2 | 6 | 6 | 0 | 0 | 0 | 0 | High C2 | 0 | 0 | 0 | 0 | 0 | 0 | 0 | 0 | 0 | 0 | 0 | High C2 | 0 | 0 | 0 | 0 | 0 | 0
|  |  |  | Very high C1 | 0 | 0 | 0 | 0 | 0 | 0 |  |  | Very high C1 | 0 | 0 | 0 | 0 | 0 | 0 |  |  | Very high C1 | 0 | 0 | 0 | 0 | 0 | 0 | Very high C1 | 0 | 0 | 0 | 0 | 0 | 0 | Very high C1 | 0 | 0 | 0 | 0 | 0 | 0 | Very high C1 | 0 | 0 | 0 | 0 | 0 | 0 | Very high C1 | 0 | 0 | 0 | 0 | 0 | 0 | 0 | 0 | 0 | 0 | 0 | Very high C1 | 0 | 0 | 0 | 0 | 0 | 0
275KV Network | 4 | Underground Cable | Km | Low C4 | 39.2 | 39.2 | 0 | 0 | 0 | 0 | 4 | Underground Cable | Low C4 | 39.2 | 39.2 | 0 | 0 | 0 | 0 | 4 | Underground Cable | Low C4 | 39.2 | 39.2 | 0 | 0 | 0 | 0 | Low C4 | 0 | 0 | 0 | 0 | 0 | 0 | Low C4 | 0 | 0 | 0 | 0 | 0 | 0 | Low C4 | 0 | 0 | 0 | 0 | 0 | 0 | Low C4 | 0 | 0 | 0 | 0 | 0 | 0 | 0 | 0 | 0 | 0 | 0 | Low C4 | 0 | 0 | 0 | 0 | 0 | 0
|  |  |  | Medium C3 | 50.5 | 19.6 | 0 | 30.9 | 0 | 0 |  |  | Medium C3 | 50.5 | 19.6 | 0 | 30.9 | 0 | 0 |  |  | Medium C3 | 50.5 | 19.6 | 0 | 30.9 | 0 | 0 | Medium C3 | 0 | 0 | 0 | 0 | 0 | 0 | Medium C3 | 0 | 0 | 0 | 0 | 0 | 0 | Medium C3 | 0 | 0 | 0 | 0 | 0 | 0 | Medium C3 | 0 | 0 | 0 | 0 | 0 | 0 | 0 | 0 | 0 | 0 | 0 | Medium C3 | 0 | 0 | 0 | 0 | 0 | 0
|  |  |  | High C2 | 0.7 | 0 | 0 | 0.7 | 0 | 0 |  |  | High C2 | 0.7 | 0 | 0 | 0.7 | 0 | 0 |  |  | High C2 | 0.7 | 0 | 0 | 0.7 | 0 | 0 | High C2 | 0 | 0 | 0 | 0 | 0 | 0 | High C2 | 0 | 0 | 0 | 0 | 0 | 0 | High C2 | 0 | 0 | 0 | 0 | 0 | 0 | High C2 | 0 | 0 | 0 | 0 | 0 | 0 | 0 | 0 | 0 | 0 | 0 | High C2 | 0 | 0 | 0 | 0 | 0 | 0
|  |  |  | Very high C1 | 0 | 0 | 0 | 0 | 0 | 0 |  |  | Very high C1 | 0 | 0 | 0 | 0 | 0 | 0 |  |  | Very high C1 | 0 | 0 | 0 | 0 | 0 | 0 | Very high C1 | 0 | 0 | 0 | 0 | 0 | 0 | Very high C1 | 0 | 0 | 0 | 0 | 0 | 0 | Very high C1 | 0 | 0 | 0 | 0 | 0 | 0 | Very high C1 | 0 | 0 | 0 | 0 | 0 | 0 | 0 | 0 | 0 | 0 | 0 | Very high C1 | 0 | 0 | 0 | 0 | 0 | 0
275KV Network | 5 | OHL line conductor | Km | Low C4 | 48.416 | 5.596 | 0 | 0 | 42.82 | 0 | 5 | OHL line conductor | Low C4 | 48.416 | 28.456 | 0 | 0 | 0 | 19.96 | 5 | OHL line conductor | Low C4 | 48.416 | 5.596 | 0 | 0 | 0 | 42.82 | Low C4 | 0 | 22.86 | 0 | 0 | 0 | -22.86 | Low C4 | -23.576 | -0.716 | 0 | 0 | 0 | -22.86 | Low C4 | 23.576 | 23.576 | 0 | 0 | 0 | 0 | Low C4 | 0 | 0 | 0 | 0 | 0 | 0 | 0 | 0 | 0 | 0 | 0 | Low C4 | 0 | 0 | 0 | 0 | 0 | 0
|  |  |  | Medium C3 | 926.963 | 117.479 | 120.83 | 70.02 | 547.214 | 71.42 |  |  | Medium C3 | 926.963 | 310.09 | 14.08 | 120.83 | 100.68 | 381.283 |  |  | Medium C3 | 926.963 | 101.959 | 15.52 | 120.83 | 100.68 | 587.974 | Medium C3 | 0 | 208.131 | -1.44 | 0 | 0 | -206.691 | Medium C3 | -209.741 | -1.61 | -1.44 | 0 | 0 | -206.691 | Medium C3 | 209.741 | 209.741 | 0 | 0 | 0 | 0 | Medium C3 | 0 | 0 | 0 | 0 | 0 | 0 | 0 | 0 | 0 | 0 | 0 | Medium C3 | 0 | 0 | 0 | 0 | 0 | 0
|  |  |  | High C2 | 314.313 | 0 | 5.2 | 8.394 | 199.991 | 100.728 |  |  | High C2 | 314.313 | 100.728 | 0 | 5.2 | 8.394 | 199.991 |  |  | High C2 | 314.313 | 0 | 0 | 5.2 | 8.394 | 300.719 | High C2 | 0 | 100.728 | 0 | 0 | 0 | -100.728 | High C2 | -100.728 | 0 | 0 | 0 | 0 | -100.728 | High C2 | 100.728 | 100.728 | 0 | 0 | 0 | 0 | High C2 | 0 | 0 | 0 | 0 | 0 | 0 | 0 | 0 | 0 | 0 | 0 | High C2 | 0 | 0 | 0 | 0 | 0 | 0
|  |  |  | Very high C1 | 0 | 0 | 0 | 0 | 0 | 0 |  |  | Very high C1 | 0 | 0 | 0 | 0 | 0 | 0 |  |  | Very high C1 | 0 | 0 | 0 | 0 | 0 | 0 | Very high C1 | 0 | 0 | 0 | 0 | 0 | 0 | Very high C1 | 0 | 0 | 0 | 0 | 0 | 0 | Very high C1 | 0 | 0 | 0 | 0 | 0 | 0 | Very high C1 | 0 | 0 | 0 | 0 | 0 | 0 | 0 | 0 | 0 | 0 | 0 | Very high C1 | 0 | 0 | 0 | 0 | 0 | 0
275KV Network | 6 | OHL line fittings | Km | Low C4 | 48.416 | 14.016 | 0 | 10.02 | 16.488 | 7.892 | 6 | OHL line fittings | Low C4 | 48.416 | 28.456 | 8.42 | 0 | 10.02 | 1.52 | 6 | OHL line fittings | Low C4 | 48.416 | 4.88 | 9.136 | 0 | 10.02 | 24.38 | Low C4 | 0 | 23.576 | -0.716 | 0 | 0 | -22.86 | Low C4 | -23.576 | 0 | -0.716 | 0 | 0 | -22.86 | Low C4 | 23.576 | 23.576 | 0 | 0 | 0 | 0 | Low C4 | 0 | 0 | 0 | 0 | 0 | 0 | 0 | 0 | 0 | 0 | 0 | Low C4 | 0 | 0 | 0 | 0 | 0 | 0
|  |  |  | Medium C3 | 926.963 | 201.231 | 216.157 | 212.439 | 71.9 | 225.236 |  |  | Medium C3 | 926.963 | 235.081 | 195.229 | 120.83 | 150.783 | 225.04 |  |  | Medium C3 | 926.963 | 25.34 | 271.218 | 120.83 | 212.439 | 297.136 | Medium C3 | 1.1369e-13 | 209.741 | -75.989 | 0 | -61.656 | -72.096 | Medium C3 | -209.741 | 0 | -75.989 | 0 | -61.656 | -72.096 | Medium C3 | 209.741 | 209.741 | 0 | 0 | 0 | 0 | Medium C3 | 0 | 0 | 0 | 0 | 0 | 0 | 0 | 0 | 0 | 0 | 0 | Medium C3 | 0 | 0 | 0 | 0 | 0 | 0
|  |  |  | High C2 | 314.313 | 159.018 | 13.094 | 142.201 | 0 | 0 |  |  | High C2 | 314.313 | 100.728 | 58.29 | 13.094 | 142.201 | 0 |  |  | High C2 | 314.313 | 0 | 159.018 | 13.094 | 142.201 | 0 | High C2 | 1.4211e-14 | 100.728 | -100.728 | 0 | 0 | 0 | High C2 | -100.728 | 0 | -100.728 | 0 | 0 | 0 | High C2 | 100.728 | 100.728 | 0 | 0 | 0 | 0 | High C2 | 0 | 0 | 0 | 0 | 0 | 0 | 0 | 0 | 0 | 0 | 0 | High C2 | 0 | 0 | 0 | 0 | 0 | 0
|  |  |  | Very high C1 | 0 | 0 | 0 | 0 | 0 | 0 |  |  | Very high C1 | 0 | 0 | 0 | 0 | 0 | 0 |  |  | Very high C1 | 0 | 0 | 0 | 0 | 0 | 0 | Very high C1 | 0 | 0 | 0 | 0 | 0 | 0 | Very high C1 | 0 | 0 | 0 | 0 | 0 | 0 | Very high C1 | 0 | 0 | 0 | 0 | 0 | 0 | Very high C1 | 0 | 0 | 0 | 0 | 0 | 0 | 0 | 0 | 0 | 0 | 0 | Very high C1 | 0 | 0 | 0 | 0 | 0 | 0
275KV Network | 7 | OHL towers | Number | Low C4 | 78 | 17 | 8 | 0 | 41 | 12 | 7 | OHL towers | Low C4 | 78 | 17 | 44 | 0 | 5 | 12 | 7 | OHL towers | Low C4 | 78 | 17 | 8 | 0 | 41 | 12 | Low C4 | 0 | 0 | 36 | 0 | -36 | 0 | Low C4 | 0 | 0 | 0 | 0 | 0 | 0 | Low C4 | 0 | 0 | 0 | 0 | 0 | 0 | Low C4 | 38 | -2 | 0 | 0 | -36 | 0 | 2 | 36 | 0 | 0 | 0 | Low C4 | 0 | 0 | 0 | 0 | 0 | 0
|  |  |  | Medium C3 | 1217 | 314 | 419 | 264 | 152 | 68 |  |  | Medium C3 | 1217 | 65 | 874 | 22 | 188 | 68 |  |  | Medium C3 | 1217 | 65 | 668 | 22 | 394 | 68 | Medium C3 | 0 | 0 | 206 | 0 | -206 | 0 | Medium C3 | 0 | 0 | 0 | 0 | 0 | 0 | Medium C3 | 0 | 0 | 0 | 0 | 0 | 0 | Medium C3 | 211 | -2 | -3 | 0 | -206 | 0 | 2 | 209 | 0 | 0 | 0 | Medium C3 | 0 | 0 | 0 | 0 | 0 | 0
|  |  |  | High C2 | 476 | 110 | 58 | 107 | 201 | 0 |  |  | High C2 | 476 | 110 | 155 | 10 | 201 | 0 |  |  | High C2 | 476 | 110 | 58 | 10 | 298 | 0 | High C2 | 0 | 0 | 97 | 0 | -97 | 0 | High C2 | 0 | 0 | 0 | 0 | 0 | 0 | High C2 | 0 | 0 | 0 | 0 | 0 | 0 | High C2 | 155 | 0 | -58 | 0 | -97 | 0 | 0 | 155 | 0 | 0 | 0 | High C2 | 0 | 0 | 0 | 0 | 0 | 0
|  |  |  | Very high C1 | 0 | 0 | 0 | 0 | 0 | 0 |  |  | Very high C1 | 0 | 0 | 0 | 0 | 0 | 0 |  |  | Very high C1 | 0 | 0 | 0 | 0 | 0 | 0 | Very high C1 | 0 | 0 | 0 | 0 | 0 | 0 | Very high C1 | 0 | 0 | 0 | 0 | 0 | 0 | Very high C1 | 0 | 0 | 0 | 0 | 0 | 0 | Very high C1 | 0 | 0 | 0 | 0 | 0 | 0 | 0 | 0 | 0 | 0 | 0 | Very high C1 | 0 | 0 | 0 | 0 | 0 | 0
132KV Network | 1 | Circuit Breaker | Number | Low C4 | 0 | 0 | 0 | 0 | 0 | 0 | 1 | Circuit Breaker | Low C4 | 0 | 0 | 0 | 0 | 0 | 0 | 1 | Circuit Breaker | Low C4 | 0 | 0 | 0 | 0 | 0 | 0 | Low C4 | 0 | 0 | 0 | 0 | 0 | 0 | Low C4 | 0 | 0 | 0 | 0 | 0 | 0 | Low C4 | 0 | 0 | 0 | 0 | 0 | 0 | Low C4 | 0 | 0 | 0 | 0 | 0 | 0 | 0 | 0 | 0 | 0 | 0 | Low C4 | 0 | 0 | 0 | 0 | 0 | 0
|  |  |  | Medium C3 | 81 | 35 | 22 | 11 | 0 | 13 |  |  | Medium C3 | 81 | 0 | 35 | 33 | 0 | 13 |  |  | Medium C3 | 81 | 0 | 35 | 33 | 0 | 13 | Medium C3 | 0 | 0 | 0 | 0 | 0 | 0 | Medium C3 | 0 | 0 | 0 | 0 | 0 | 0 | Medium C3 | 0 | 0 | 0 | 0 | 0 | 0 | Medium C3 | 0 | 0 | 0 | 0 | 0 | 0 | 0 | 0 | 0 | 0 | 0 | Medium C3 | 0 | 0 | 0 | 0 | 0 | 0
|  |  |  | High C2 | 122 | 20 | 6 | 17 | 21 | 58 |  |  | High C2 | 123 | 66 | 8 | 23 | 0 | 26 |  |  | High C2 | 122 | 9 | 11 | 23 | 0 | 79 | High C2 | 1 | 57 | -3 | 0 | 0 | -53 | High C2 | -56 | 0 | -3 | 0 | 0 | -53 | High C2 | 57 | 57 | 0 | 0 | 0 | 0 | High C2 | 0 | 0 | 0 | 0 | 0 | 0 | 0 | 0 | 0 | 0 | 0 | High C2 | 0 | 0 | 0 | 0 | 0 | 0
|  |  |  | Very high C1 | 0 | 0 | 0 | 0 | 0 | 0 |  |  | Very high C1 | 0 | 0 | 0 | 0 | 0 | 0 |  |  | Very high C1 | 0 | 0 | 0 | 0 | 0 | 0 | Very high C1 | 0 | 0 | 0 | 0 | 0 | 0 | Very high C1 | 0 | 0 | 0 | 0 | 0 | 0 | Very high C1 | 0 | 0 | 0 | 0 | 0 | 0 | Very high C1 | 0 | 0 | 0 | 0 | 0 | 0 | 0 | 0 | 0 | 0 | 0 | Very high C1 | 0 | 0 | 0 | 0 | 0 | 0
132KV Network | 2 | Transformer | Number | Low C4 | 0 | 0 | 0 | 0 | 0 | 0 | 2 | Transformer | Low C4 | 0 | 0 | 0 | 0 | 0 | 0 | 2 | Transformer | Low C4 | 0 | 0 | 0 | 0 | 0 | 0 | Low C4 | 0 | 0 | 0 | 0 | 0 | 0 | Low C4 | 0 | 0 | 0 | 0 | 0 | 0 | Low C4 | 0 | 0 | 0 | 0 | 0 | 0 | Low C4 | 0 | 0 | 0 | 0 | 0 | 0 | 0 | 0 | 0 | 0 | 0 | Low C4 | 0 | 0 | 0 | 0 | 0 | 0
|  |  |  | Medium C3 | 58 | 11 | 4 | 38 | 3 | 2 |  |  | Medium C3 | 58 | 9 | 6 | 13 | 12 | 18 |  |  | Medium C3 | 58 | 9 | 6 | 13 | 12 | 18 | Medium C3 | 0 | 0 | 0 | 0 | 0 | 0 | Medium C3 | 0 | 0 | 0 | 0 | 0 | 0 | Medium C3 | 0 | 0 | 0 | 0 | 0 | 0 | Medium C3 | 0 | 0 | 0 | 0 | 0 | 0 | 0 | 0 | 0 | 0 | 0 | Medium C3 | 0 | 0 | 0 | 0 | 0 | 0
|  |  |  | High C2 | 85 | 17 | 14 | 30 | 14 | 10 |  |  | High C2 | 85 | 27 | 10 | 15 | 7 | 26 |  |  | High C2 | 85 | 16 | 10 | 15 | 7 | 37 | High C2 | 0 | 11 | 0 | 0 | 0 | -11 | High C2 | -11 | 0 | 0 | 0 | 0 | -11 | High C2 | 11 | 11 | 0 | 0 | 0 | 0 | High C2 | 0 | 0 | 0 | 0 | 0 | 0 | 0 | 0 | 0 | 0 | 0 | High C2 | 0 | 0 | 0 | 0 | 0 | 0
|  |  |  | Very high C1 | 0 | 0 | 0 | 0 | 0 | 0 |  |  | Very high C1 | 0 | 0 | 0 | 0 | 0 | 0 |  |  | Very high C1 | 0 | 0 | 0 | 0 | 0 | 0 | Very high C1 | 0 | 0 | 0 | 0 | 0 | 0 | Very high C1 | 0 | 0 | 0 | 0 | 0 | 0 | Very high C1 | 0 | 0 | 0 | 0 | 0 | 0 | Very high C1 | 0 | 0 | 0 | 0 | 0 | 0 | 0 | 0 | 0 | 0 | 0 | Very high C1 | 0 | 0 | 0 | 0 | 0 | 0
132KV Network | 3 | Reactors | Number | Low C4 | 0 | 0 | 0 | 0 | 0 | 0 | 3 | Reactors | Low C4 | 0 | 0 | 0 | 0 | 0 | 0 | 3 | Reactors | Low C4 | 0 | 0 | 0 | 0 | 0 | 0 | Low C4 | 0 | 0 | 0 | 0 | 0 | 0 | Low C4 | 0 | 0 | 0 | 0 | 0 | 0 | Low C4 | 0 | 0 | 0 | 0 | 0 | 0 | Low C4 | 0 | 0 | 0 | 0 | 0 | 0 | 0 | 0 | 0 | 0 | 0 | Low C4 | 0 | 0 | 0 | 0 | 0 | 0
|  |  |  | Medium C3 | 1 | 0 | 0 | 0 | 1 | 0 |  |  | Medium C3 | 1 | 0 | 0 | 0 | 0 | 1 |  |  | Medium C3 | 1 | 0 | 0 | 0 | 0 | 1 | Medium C3 | 0 | 0 | 0 | 0 | 0 | 0 | Medium C3 | 0 | 0 | 0 | 0 | 0 | 0 | Medium C3 | 0 | 0 | 0 | 0 | 0 | 0 | Medium C3 | 0 | 0 | 0 | 0 | 0 | 0 | 0 | 0 | 0 | 0 | 0 | Medium C3 | 0 | 0 | 0 | 0 | 0 | 0
|  |  |  | High C2 | 0 | 0 | 0 | 0 | 0 | 0 |  |  | High C2 | 0 | 0 | 0 | 0 | 0 | 0 |  |  | High C2 | 0 | 0 | 0 | 0 | 0 | 0 | High C2 | 0 | 0 | 0 | 0 | 0 | 0 | High C2 | 0 | 0 | 0 | 0 | 0 | 0 | High C2 | 0 | 0 | 0 | 0 | 0 | 0 | High C2 | 0 | 0 | 0 | 0 | 0 | 0 | 0 | 0 | 0 | 0 | 0 | High C2 | 0 | 0 | 0 | 0 | 0 | 0
|  |  |  | Very high C1 | 0 | 0 | 0 | 0 | 0 | 0 |  |  | Very high C1 | 0 | 0 | 0 | 0 | 0 | 0 |  |  | Very high C1 | 0 | 0 | 0 | 0 | 0 | 0 | Very high C1 | 0 | 0 | 0 | 0 | 0 | 0 | Very high C1 | 0 | 0 | 0 | 0 | 0 | 0 | Very high C1 | 0 | 0 | 0 | 0 | 0 | 0 | Very high C1 | 0 | 0 | 0 | 0 | 0 | 0 | 0 | 0 | 0 | 0 | 0 | Very high C1 | 0 | 0 | 0 | 0 | 0 | 0
132KV Network | 4 | Underground Cable | Km | Low C4 | 52.6 | 52.1 | 0 | 0.5 | 0 | 0 | 4 | Underground Cable | Low C4 | 58.9 | 58.4 | 0 | 0.5 | 0 | 0 | 4 | Underground Cable | Low C4 | 52.6 | 52.1 | 0 | 0.5 | 0 | 0 | Low C4 | 6.3 | 6.3 | 0 | 0 | 0 | 0 | Low C4 | 0 | 0 | 0 | 0 | 0 | 0 | Low C4 | 6.3 | 6.3 | 0 | 0 | 0 | 0 | Low C4 | 0 | 0 | 0 | 0 | 0 | 0 | 0 | 0 | 0 | 0 | 0 | Low C4 | 0 | 0 | 0 | 0 | 0 | 0
|  |  |  | Medium C3 | 99.7 | 12.3 | 0 | 87.4 | 0 | 0 |  |  | Medium C3 | 100.9 | 29.6 | 0 | 71.3 | 0 | 0 |  |  | Medium C3 | 99.7 | 12.3 | 0 | 87.4 | 0 | 0 | Medium C3 | 1.2 | 17.3 | 0 | -16.1 | 0 | 0 | Medium C3 | -16.1 | 0 | 0 | -16.1 | 0 | 0 | Medium C3 | 17.3 | 17.3 | 0 | 0 | 0 | 0 | Medium C3 | 0 | 0 | 0 | 0 | 0 | 0 | 0 | 0 | 0 | 0 | 0 | Medium C3 | 0 | 0 | 0 | 0 | 0 | 0
|  |  |  | High C2 | 0.3 | 0 | 0 | 0.3 | 0 | 0 |  |  | High C2 | 0.3 | 0 | 0 | 0.3 | 0 | 0 |  |  | High C2 | 0.3 | 0 | 0 | 0.3 | 0 | 0 | High C2 | 0 | 0 | 0 | 0 | 0 | 0 | High C2 | 0 | 0 | 0 | 0 | 0 | 0 | High C2 | 0 | 0 | 0 | 0 | 0 | 0 | High C2 | 0 | 0 | 0 | 0 | 0 | 0 | 0 | 0 | 0 | 0 | 0 | High C2 | 0 | 0 | 0 | 0 | 0 | 0
|  |  |  | Very high C1 | 0 | 0 | 0 | 0 | 0 | 0 |  |  | Very high C1 | 0 | 0 | 0 | 0 | 0 | 0 |  |  | Very high C1 | 0 | 0 | 0 | 0 | 0 | 0 | Very high C1 | 0 | 0 | 0 | 0 | 0 | 0 | Very high C1 | 0 | 0 | 0 | 0 | 0 | 0 | Very high C1 | 0 | 0 | 0 | 0 | 0 | 0 | Very high C1 | 0 | 0 | 0 | 0 | 0 | 0 | 0 | 0 | 0 | 0 | 0 | Very high C1 | 0 | 0 | 0 | 0 | 0 | 0
132KV Network | 5 | OHL line conductor | Km | Low C4 | 570.8321 | 115.137 | 0 | 203.402 | 218.215 | 34.0781 | 5 | OHL line conductor | Low C4 | 562.9521 | 46.643 | 68.494 | 38.016 | 195.916 | 213.8831 | 5 | OHL line conductor | Low C4 | 570.8321 | 46.643 | 68.494 | 38.016 | 203.796 | 213.8831 | Low C4 | -7.88 | 0 | 0 | 0 | -7.88 | 0 | Low C4 | 0 | 0 | 0 | 0 | 0 | 0 | Low C4 | 0 | 0 | 0 | 0 | 0 | 0 | Low C4 | 0 | 0 | 0 | 0 | 0 | 0 | 0 | 0 | 0 | 0 | 0 | Low C4 | -7.88 | 0 | 0 | 0 | -7.88 | 0
|  |  |  | Medium C3 | 945.417 | 108.653 | 80.61 | 124.522 | 338.233 | 293.399 |  |  | Medium C3 | 944.35 | 297.719 | 107.412 | 106.356 | 112.236 | 320.627 |  |  | Medium C3 | 945.417 | 1.241 | 107.412 | 106.356 | 112.236 | 618.172 | Medium C3 | -1.067 | 296.478 | 0 | 0 | 0 | -297.545 | Medium C3 | -296.478 | 0 | 0 | 0 | 0 | -296.478 | Medium C3 | 296.478 | 296.478 | 0 | 0 | 0 | 0 | Medium C3 | 0 | 0 | 0 | 0 | 0 | 0 | 0 | 0 | 0 | 0 | 0 | Medium C3 | -1.067 | 0 | 0 | 0 | 0 | -1.067
|  |  |  | High C2 | 0 | 0 | 0 | 0 | 0 | 0 |  |  | High C2 | 0 | 0 | 0 | 0 | 0 | 0 |  |  | High C2 | 0 | 0 | 0 | 0 | 0 | 0 | High C2 | 0 | 0 | 0 | 0 | 0 | 0 | High C2 | 0 | 0 | 0 | 0 | 0 | 0 | High C2 | 0 | 0 | 0 | 0 | 0 | 0 | High C2 | 0 | 0 | 0 | 0 | 0 | 0 | 0 | 0 | 0 | 0 | 0 | High C2 | 0 | 0 | 0 | 0 | 0 | 0
|  |  |  | Very high C1 | 0 | 0 | 0 | 0 | 0 | 0 |  |  | Very high C1 | 0 | 0 | 0 | 0 | 0 | 0 |  |  | Very high C1 | 0 | 0 | 0 | 0 | 0 | 0 | Very high C1 | 0 | 0 | 0 | 0 | 0 | 0 | Very high C1 | 0 | 0 | 0 | 0 | 0 | 0 | Very high C1 | 0 | 0 | 0 | 0 | 0 | 0 | Very high C1 | 0 | 0 | 0 | 0 | 0 | 0 | 0 | 0 | 0 | 0 | 0 | Very high C1 | 0 | 0 | 0 | 0 | 0 | 0
132KV Network | 6 | OHL line fittings | Km | Low C4 | 570.8321 | 231.161 | 37.015 | 170.036 | 129.594 | 3.0261 | 6 | OHL line fittings | Low C4 | 562.9521 | 0 | 239.561 | 27.971 | 200.816 | 94.6041 | 6 | OHL line fittings | Low C4 | 570.8321 | 0 | 239.561 | 35.851 | 200.816 | 94.6041 | Low C4 | -7.88 | 0 | 0 | -7.88 | 0 | 0 | Low C4 | 0 | 0 | 0 | 0 | 0 | 0 | Low C4 | 0 | 0 | 0 | 0 | 0 | 0 | Low C4 | 0 | 0 | 0 | 0 | 0 | 0 | 0 | 0 | 0 | 0 | 0 | Low C4 | -7.88 | 0 | 0 | -7.88 | 0 | 0
|  |  |  | Medium C3 | 945.417 | 57.572 | 129.255 | 439.412 | 293.878 | 25.3 |  |  | Medium C3 | 944.35 | 296.478 | 61.795 | 184.947 | 243.072 | 158.058 |  |  | Medium C3 | 945.417 | 0 | 62.862 | 184.947 | 380.33 | 317.278 | Medium C3 | -1.067 | 296.478 | -1.067 | 0 | -137.258 | -159.22 | Medium C3 | -296.478 | 0 | 0 | 0 | -137.258 | -159.22 | Medium C3 | 296.478 | 296.478 | 0 | 0 | 0 | 0 | Medium C3 | 0 | 0 | 0 | 0 | 0 | 0 | 0 | 0 | 0 | 0 | 0 | Medium C3 | -1.067 | 0 | -1.067 | 0 | 0 | 0
|  |  |  | High C2 | 0 | 0 | 0 | 0 | 0 | 0 |  |  | High C2 | 0 | 0 | 0 | 0 | 0 | 0 |  |  | High C2 | 0 | 0 | 0 | 0 | 0 | 0 | High C2 | 0 | 0 | 0 | 0 | 0 | 0 | High C2 | 0 | 0 | 0 | 0 | 0 | 0 | High C2 | 0 | 0 | 0 | 0 | 0 | 0 | High C2 | 0 | 0 | 0 | 0 | 0 | 0 | 0 | 0 | 0 | 0 | 0 | High C2 | 0 | 0 | 0 | 0 | 0 | 0
|  |  |  | Very high C1 | 0 | 0 | 0 | 0 | 0 | 0 |  |  | Very high C1 | 0 | 0 | 0 | 0 | 0 | 0 |  |  | Very high C1 | 0 | 0 | 0 | 0 | 0 | 0 | Very high C1 | 0 | 0 | 0 | 0 | 0 | 0 | Very high C1 | 0 | 0 | 0 | 0 | 0 | 0 | Very high C1 | 0 | 0 | 0 | 0 | 0 | 0 | Very high C1 | 0 | 0 | 0 | 0 | 0 | 0 | 0 | 0 | 0 | 0 | 0 | Very high C1 | 0 | 0 | 0 | 0 | 0 | 0
132KV Network | 7 | OHL towers | Number | Low C4 | 1149 | 527 | 208 | 159 | 99 | 156 | 7 | OHL towers | Low C4 | 1134 | 485 | 146 | 127 | 220 | 156 | 7 | OHL towers | Low C4 | 1149 | 485 | 161 | 127 | 220 | 156 | Low C4 | -15 | 0 | -15 | 0 | 0 | 0 | Low C4 | 0 | 0 | 0 | 0 | 0 | 0 | Low C4 | 0 | 0 | 0 | 0 | 0 | 0 | Low C4 | 0 | 0 | 0 | 0 | 0 | 0 | 0 | 0 | 0 | 0 | 0 | Low C4 | -15 | 0 | -15 | 0 | 0 | 0
|  |  |  | Medium C3 | 2421 | 363 | 72 | 315 | 541 | 1130 |  |  | Medium C3 | 2417 | 544 | 408 | 182 | 352 | 931 |  |  | Medium C3 | 2421 | 257 | 106 | 182 | 658 | 1218 | Medium C3 | -4 | 287 | 302 | 0 | -306 | -287 | Medium C3 | -287 | 0 | 0 | 0 | 0 | -287 | Medium C3 | 287 | 287 | 0 | 0 | 0 | 0 | Medium C3 | 302 | 0 | 0 | 0 | -302 | 0 | 0 | 302 | 0 | 0 | 0 | Medium C3 | -4 | 0 | 0 | 0 | -4 | 0
|  |  |  | High C2 | 0 | 0 | 0 | 0 | 0 | 0 |  |  | High C2 | 0 | 0 | 0 | 0 | 0 | 0 |  |  | High C2 | 0 | 0 | 0 | 0 | 0 | 0 | High C2 | 0 | 0 | 0 | 0 | 0 | 0 | High C2 | 0 | 0 | 0 | 0 | 0 | 0 | High C2 | 0 | 0 | 0 | 0 | 0 | 0 | High C2 | 0 | 0 | 0 | 0 | 0 | 0 | 0 | 0 | 0 | 0 | 0 | High C2 | 0 | 0 | 0 | 0 | 0 | 0
|  |  |  | Very high C1 | 0 | 0 | 0 | 0 | 0 | 0 |  |  | Very high C1 | 0 | 0 | 0 | 0 | 0 | 0 |  |  | Very high C1 | 0 | 0 | 0 | 0 | 0 | 0 | Very high C1 | 0 | 0 | 0 | 0 | 0 | 0 | Very high C1 | 0 | 0 | 0 | 0 | 0 | 0 | Very high C1 | 0 | 0 | 0 | 0 | 0 | 0 | Very high C1 | 0 | 0 | 0 | 0 | 0 | 0 | 0 | 0 | 0 | 0 | 0 | Very high C1 | 0 | 0 | 0 | 0 | 0 | 0

## 1.2_OrigTargets_PostDataCleanse
RIIO-T1 Network Output Measures
Scottish Power Transmission
Rebasing Data Templates
Original Targets_Post Data Cleanse
Definitions
| Asset health index |  |  | Criticality | [6 empty] | Replacement priorities |  |  | Replacement priorities matrix
| AH1 | New or as new |  | C1 | Very high | [5 empty] | RP1 | 0-2 years |  |  | AH1 | AH2 | AH3 | AH4 | AH5
| AH2 | Good or serviceable condition |  | C2 | High | [5 empty] | RP2 | 2-5 years |  | C1 | RP4 | RP4 | RP4 | RP1 | RP1
| AH3 | Deterioration, requires assessment or monitoring |  | C3 | Medium | [5 empty] | RP3 | 5-10 years |  | C2 | RP4 | RP4 | RP4 | RP2 | RP1
| AH4 | Material deterioration, intervention requires consideration |  | C4 | Low | [5 empty] | RP4 | 10+ years |  | C3 | RP4 | RP4 | RP4 | RP3 | RP2
| AH5 | End of serviceable life, intervention required | [11 empty] | C4 | RP4 | RP4 | RP4 | RP3 | RP2
Asset Health and Criticality
| Starting Position, 31/03/2013 | [9 empty] | With investment, 31/03/2021 | [8 empty] | No intervention, 31/03/2021
Intervention Volumes and Impact of Interventions on Asset Distribution
Voltage level | Asset categories |  | Units | Asset Health and Criticality in 2012/13 | [6 empty] | Asset categories |  | Asset Health and Criticality in 2020/21 with investment | [6 empty] | Asset categories |  | Asset Health and Criticality in 2020/21 with no intervention | [6 empty] | Total | [6 empty] | Replacement_Off (Disposal of assets) | [6 empty] | Replacement_On (Addition of assets) |  | Replacement_On (Addition of assets) |  |  |  |  | Refurbishment: |  | Pre_Refurbishment (asset distribution) |  |  |  |  | Post_Refurbishment (asset distribution) |  |  |  |  | Permanent Removal (AH-driven)
|  |  |  | Criticality | Total population at 31 March 2013 | AH1 | AH2 | AH3 | AH4 | AH5 |  |  | Criticality | Total population at 31 March 2021 | AH1 | AH2 | AH3 | AH4 | AH5 |  |  | Criticality | Total population at 31 March 2021 | AH1 | AH2 | AH3 | AH4 | AH5 | Criticality | Total Intervention Volume | AH1 | AH2 | AH3 | AH4 | AH5 | Criticality | Replacement_Off Intervention Volume | AH1 | AH2 | AH3 | AH4 | AH5 | Criticality | Replacement_On Intervention Volume | AH1 | AH2 | AH3 | AH4 | AH5 | Criticality | Refurbishment Intervention Volume | AH1 | AH2 | AH3 | AH4 | AH5 | AH1 | AH2 | AH3 | AH4 | AH5 | Criticality | Removal Intervention Volume | AH1 | AH2 | AH3 | AH4 | AH5
400KV Network | 1 | Circuit Breaker | Number | Low C4 | 0 | 0 | 0 | 0 | 0 | 0 | 1 | Circuit Breaker | Low C4 | 0 | 0 | 0 | 0 | 0 | 0 | 1 | Circuit Breaker | Low C4 | 0 | 0 | 0 | 0 | 0 | 0 | Low C4 | 0 | 0 | 0 | 0 | 0 | 0 | Low C4 | 0 | 0 | 0 | 0 | 0 | 0 | Low C4 | 0 | 0 | 0 | 0 | 0 | 0 | Low C4 | 0 | 0 | 0 | 0 | 0 | 0 | 0 | 0 | 0 | 0 | 0 | Low C4 | 0 | 0 | 0 | 0 | 0 | 0
|  |  |  | Medium C3 | 43 | 29 | 9 | 5 | 0 | 0 |  |  | Medium C3 | 43 | 11 | 18 | 14 | 0 | 0 |  |  | Medium C3 | 43 | 11 | 18 | 14 | 0 | 0 | Medium C3 | 0 | 0 | 0 | 0 | 0 | 0 | Medium C3 | 0 | 0 | 0 | 0 | 0 | 0 | Medium C3 | 0 | 0 | 0 | 0 | 0 | 0 | Medium C3 | 0 | 0 | 0 | 0 | 0 | 0 | 0 | 0 | 0 | 0 | 0 | Medium C3 | 0 | 0 | 0 | 0 | 0 | 0
|  |  |  | High C2 | 24 | 2 | 0 | 8 | 7 | 7 |  |  | High C2 | 24 | 7 | 2 | 8 | 0 | 7 |  |  | High C2 | 24 | 0 | 2 | 8 | 0 | 14 | High C2 | 0 | 7 | 0 | 0 | 0 | -7 | High C2 | -7 | 0 | 0 | 0 | 0 | -7 | High C2 | 7 | 7 | 0 | 0 | 0 | 0 | High C2 | 0 | 0 | 0 | 0 | 0 | 0 | 0 | 0 | 0 | 0 | 0 | High C2 | 0 | 0 | 0 | 0 | 0 | 0
|  |  |  | Very high C1 | 0 | 0 | 0 | 0 | 0 | 0 |  |  | Very high C1 | 0 | 0 | 0 | 0 | 0 | 0 |  |  | Very high C1 | 0 | 0 | 0 | 0 | 0 | 0 | Very high C1 | 0 | 0 | 0 | 0 | 0 | 0 | Very high C1 | 0 | 0 | 0 | 0 | 0 | 0 | Very high C1 | 0 | 0 | 0 | 0 | 0 | 0 | Very high C1 | 0 | 0 | 0 | 0 | 0 | 0 | 0 | 0 | 0 | 0 | 0 | Very high C1 | 0 | 0 | 0 | 0 | 0 | 0
400KV Network | 2 | Transformer | Number | Low C4 | 0 | 0 | 0 | 0 | 0 | 0 | 2 | Transformer | Low C4 | 0 | 0 | 0 | 0 | 0 | 0 | 2 | Transformer | Low C4 | 0 | 0 | 0 | 0 | 0 | 0 | Low C4 | 0 | 0 | 0 | 0 | 0 | 0 | Low C4 | 0 | 0 | 0 | 0 | 0 | 0 | Low C4 | 0 | 0 | 0 | 0 | 0 | 0 | Low C4 | 0 | 0 | 0 | 0 | 0 | 0 | 0 | 0 | 0 | 0 | 0 | Low C4 | 0 | 0 | 0 | 0 | 0 | 0
|  |  |  | Medium C3 | 20 | 10 | 6 | 4 | 0 | 0 |  |  | Medium C3 | 20 | 10 | 2 | 6 | 2 | 0 |  |  | Medium C3 | 20 | 10 | 2 | 6 | 2 | 0 | Medium C3 | 0 | 0 | 0 | 0 | 0 | 0 | Medium C3 | 0 | 0 | 0 | 0 | 0 | 0 | Medium C3 | 0 | 0 | 0 | 0 | 0 | 0 | Medium C3 | 0 | 0 | 0 | 0 | 0 | 0 | 0 | 0 | 0 | 0 | 0 | Medium C3 | 0 | 0 | 0 | 0 | 0 | 0
|  |  |  | High C2 | 7 | 0 | 0 | 7 | 0 | 0 |  |  | High C2 | 7 | 0 | 0 | 5 | 0 | 2 |  |  | High C2 | 7 | 0 | 0 | 5 | 0 | 2 | High C2 | 0 | 0 | 0 | 0 | 0 | 0 | High C2 | 0 | 0 | 0 | 0 | 0 | 0 | High C2 | 0 | 0 | 0 | 0 | 0 | 0 | High C2 | 0 | 0 | 0 | 0 | 0 | 0 | 0 | 0 | 0 | 0 | 0 | High C2 | 0 | 0 | 0 | 0 | 0 | 0
|  |  |  | Very high C1 | 0 | 0 | 0 | 0 | 0 | 0 |  |  | Very high C1 | 0 | 0 | 0 | 0 | 0 | 0 |  |  | Very high C1 | 0 | 0 | 0 | 0 | 0 | 0 | Very high C1 | 0 | 0 | 0 | 0 | 0 | 0 | Very high C1 | 0 | 0 | 0 | 0 | 0 | 0 | Very high C1 | 0 | 0 | 0 | 0 | 0 | 0 | Very high C1 | 0 | 0 | 0 | 0 | 0 | 0 | 0 | 0 | 0 | 0 | 0 | Very high C1 | 0 | 0 | 0 | 0 | 0 | 0
400KV Network | 3 | Reactors | Number | Low C4 | 0 | 0 | 0 | 0 | 0 | 0 | 3 | Reactors | Low C4 | 0 | 0 | 0 | 0 | 0 | 0 | 3 | Reactors | Low C4 | 0 | 0 | 0 | 0 | 0 | 0 | Low C4 | 0 | 0 | 0 | 0 | 0 | 0 | Low C4 | 0 | 0 | 0 | 0 | 0 | 0 | Low C4 | 0 | 0 | 0 | 0 | 0 | 0 | Low C4 | 0 | 0 | 0 | 0 | 0 | 0 | 0 | 0 | 0 | 0 | 0 | Low C4 | 0 | 0 | 0 | 0 | 0 | 0
|  |  |  | Medium C3 | 2 | 2 | 0 | 0 | 0 | 0 |  |  | Medium C3 | 2 | 2 | 0 | 0 | 0 | 0 |  |  | Medium C3 | 2 | 2 | 0 | 0 | 0 | 0 | Medium C3 | 0 | 0 | 0 | 0 | 0 | 0 | Medium C3 | 0 | 0 | 0 | 0 | 0 | 0 | Medium C3 | 0 | 0 | 0 | 0 | 0 | 0 | Medium C3 | 0 | 0 | 0 | 0 | 0 | 0 | 0 | 0 | 0 | 0 | 0 | Medium C3 | 0 | 0 | 0 | 0 | 0 | 0
|  |  |  | High C2 | 2 | 0 | 0 | 0 | 2 | 0 |  |  | High C2 | 2 | 0 | 0 | 0 | 0 | 2 |  |  | High C2 | 2 | 0 | 0 | 0 | 0 | 2 | High C2 | 0 | 0 | 0 | 0 | 0 | 0 | High C2 | 0 | 0 | 0 | 0 | 0 | 0 | High C2 | 0 | 0 | 0 | 0 | 0 | 0 | High C2 | 0 | 0 | 0 | 0 | 0 | 0 | 0 | 0 | 0 | 0 | 0 | High C2 | 0 | 0 | 0 | 0 | 0 | 0
|  |  |  | Very high C1 | 0 | 0 | 0 | 0 | 0 | 0 |  |  | Very high C1 | 0 | 0 | 0 | 0 | 0 | 0 |  |  | Very high C1 | 0 | 0 | 0 | 0 | 0 | 0 | Very high C1 | 0 | 0 | 0 | 0 | 0 | 0 | Very high C1 | 0 | 0 | 0 | 0 | 0 | 0 | Very high C1 | 0 | 0 | 0 | 0 | 0 | 0 | Very high C1 | 0 | 0 | 0 | 0 | 0 | 0 | 0 | 0 | 0 | 0 | 0 | Very high C1 | 0 | 0 | 0 | 0 | 0 | 0
400KV Network | 4 | Underground Cable | Km | Low C4 | 0 | 0 | 0 | 0 | 0 | 0 | 4 | Underground Cable | Low C4 | 0 | 0 | 0 | 0 | 0 | 0 | 4 | Underground Cable | Low C4 | 0 | 0 | 0 | 0 | 0 | 0 | Low C4 | 0 | 0 | 0 | 0 | 0 | 0 | Low C4 | 0 | 0 | 0 | 0 | 0 | 0 | Low C4 | 0 | 0 | 0 | 0 | 0 | 0 | Low C4 | 0 | 0 | 0 | 0 | 0 | 0 | 0 | 0 | 0 | 0 | 0 | Low C4 | 0 | 0 | 0 | 0 | 0 | 0
|  |  |  | Medium C3 | 9.223 | 0 | 0 | 9.223 | 0 | 0 |  |  | Medium C3 | 9.223 | 0 | 0 | 9.223 | 0 | 0 |  |  | Medium C3 | 9.223 | 0 | 0 | 9.223 | 0 | 0 | Medium C3 | 0 | 0 | 0 | 0 | 0 | 0 | Medium C3 | 0 | 0 | 0 | 0 | 0 | 0 | Medium C3 | 0 | 0 | 0 | 0 | 0 | 0 | Medium C3 | 0 | 0 | 0 | 0 | 0 | 0 | 0 | 0 | 0 | 0 | 0 | Medium C3 | 0 | 0 | 0 | 0 | 0 | 0
|  |  |  | High C2 | 0 | 0 | 0 | 0 | 0 | 0 |  |  | High C2 | 0 | 0 | 0 | 0 | 0 | 0 |  |  | High C2 | 0 | 0 | 0 | 0 | 0 | 0 | High C2 | 0 | 0 | 0 | 0 | 0 | 0 | High C2 | 0 | 0 | 0 | 0 | 0 | 0 | High C2 | 0 | 0 | 0 | 0 | 0 | 0 | High C2 | 0 | 0 | 0 | 0 | 0 | 0 | 0 | 0 | 0 | 0 | 0 | High C2 | 0 | 0 | 0 | 0 | 0 | 0
|  |  |  | Very high C1 | 0 | 0 | 0 | 0 | 0 | 0 |  |  | Very high C1 | 0 | 0 | 0 | 0 | 0 | 0 |  |  | Very high C1 | 0 | 0 | 0 | 0 | 0 | 0 | Very high C1 | 0 | 0 | 0 | 0 | 0 | 0 | Very high C1 | 0 | 0 | 0 | 0 | 0 | 0 | Very high C1 | 0 | 0 | 0 | 0 | 0 | 0 | Very high C1 | 0 | 0 | 0 | 0 | 0 | 0 | 0 | 0 | 0 | 0 | 0 | Very high C1 | 0 | 0 | 0 | 0 | 0 | 0
400KV Network | 5 | OHL line conductor | Km | Low C4 | 0 | 0 | 0 | 0 | 0 | 0 | 5 | OHL line conductor | Low C4 | 0 | 0 | 0 | 0 | 0 | 0 | 5 | OHL line conductor | Low C4 | 0 | 0 | 0 | 0 | 0 | 0 | Low C4 | 0 | 0 | 0 | 0 | 0 | 0 | Low C4 | 0 | 0 | 0 | 0 | 0 | 0 | Low C4 | 0 | 0 | 0 | 0 | 0 | 0 | Low C4 | 0 | 0 | 0 | 0 | 0 | 0 | 0 | 0 | 0 | 0 | 0 | Low C4 | 0 | 0 | 0 | 0 | 0 | 0
|  |  |  | Medium C3 | 1016.4645 | 290.8216 | 274.9654 | 76.6489 | 374.0286 | 0 |  |  | Medium C3 | 1016.4645 | 226.8551 | 136.5787 | 274.9654 | 76.6489 | 301.4164 |  |  | Medium C3 | 1016.4645 | 154.2429 | 136.5787 | 274.9654 | 76.6489 | 374.0286 | Medium C3 | 0 | 72.6122 | 0 | 0 | 0 | -72.6122 | Medium C3 | -73.6282 | -1.016 | 0 | 0 | 0 | -72.6122 | Medium C3 | 73.6282 | 73.6282 | 0 | 0 | 0 | 0 | Medium C3 | 0 | 0 | 0 | 0 | 0 | 0 | 0 | 0 | 0 | 0 | 0 | Medium C3 | 0 | 0 | 0 | 0 | 0 | 0
|  |  |  | High C2 | 0 | 0 | 0 | 0 | 0 | 0 |  |  | High C2 | 0 | 0 | 0 | 0 | 0 | 0 |  |  | High C2 | 0 | 0 | 0 | 0 | 0 | 0 | High C2 | 0 | 0 | 0 | 0 | 0 | 0 | High C2 | 0 | 0 | 0 | 0 | 0 | 0 | High C2 | 0 | 0 | 0 | 0 | 0 | 0 | High C2 | 0 | 0 | 0 | 0 | 0 | 0 | 0 | 0 | 0 | 0 | 0 | High C2 | 0 | 0 | 0 | 0 | 0 | 0
|  |  |  | Very high C1 | 0 | 0 | 0 | 0 | 0 | 0 |  |  | Very high C1 | 0 | 0 | 0 | 0 | 0 | 0 |  |  | Very high C1 | 0 | 0 | 0 | 0 | 0 | 0 | Very high C1 | 0 | 0 | 0 | 0 | 0 | 0 | Very high C1 | 0 | 0 | 0 | 0 | 0 | 0 | Very high C1 | 0 | 0 | 0 | 0 | 0 | 0 | Very high C1 | 0 | 0 | 0 | 0 | 0 | 0 | 0 | 0 | 0 | 0 | 0 | Very high C1 | 0 | 0 | 0 | 0 | 0 | 0
400KV Network | 6 | OHL line fittings | Km | Low C4 | 0 | 0 | 0 | 0 | 0 | 0 | 6 | OHL line fittings | Low C4 | 0 | 0 | 0 | 0 | 0 | 0 | 6 | OHL line fittings | Low C4 | 0 | 0 | 0 | 0 | 0 | 0 | Low C4 | 0 | 0 | 0 | 0 | 0 | 0 | Low C4 | 0 | 0 | 0 | 0 | 0 | 0 | Low C4 | 0 | 0 | 0 | 0 | 0 | 0 | Low C4 | 0 | 0 | 0 | 0 | 0 | 0 | 0 | 0 | 0 | 0 | 0 | Low C4 | 0 | 0 | 0 | 0 | 0 | 0
|  |  |  | Medium C3 | 1016.4645 | 363.4338 | 454.9413 | 97.1355 | 38.76 | 62.1939 |  |  | Medium C3 | 1016.4645 | 99.6984 | 263.7354 | 454.9413 | 97.1355 | 100.9539 |  |  | Medium C3 | 1016.4645 | 26.0702 | 337.3636 | 454.9413 | 97.1355 | 100.9539 | Medium C3 | -8.5265e-14 | 73.6282 | -73.6282 | 0 | 0 | 0 | Medium C3 | -73.6282 | 0 | -73.6282 | 0 | 0 | 0 | Medium C3 | 73.6282 | 73.6282 | 0 | 0 | 0 | 0 | Medium C3 | 0 | 0 | 0 | 0 | 0 | 0 | 0 | 0 | 0 | 0 | 0 | Medium C3 | 0 | 0 | 0 | 0 | 0 | 0
|  |  |  | High C2 | 0 | 0 | 0 | 0 | 0 | 0 |  |  | High C2 | 0 | 0 | 0 | 0 | 0 | 0 |  |  | High C2 | 0 | 0 | 0 | 0 | 0 | 0 | High C2 | 0 | 0 | 0 | 0 | 0 | 0 | High C2 | 0 | 0 | 0 | 0 | 0 | 0 | High C2 | 0 | 0 | 0 | 0 | 0 | 0 | High C2 | 0 | 0 | 0 | 0 | 0 | 0 | 0 | 0 | 0 | 0 | 0 | High C2 | 0 | 0 | 0 | 0 | 0 | 0
|  |  |  | Very high C1 | 0 | 0 | 0 | 0 | 0 | 0 |  |  | Very high C1 | 0 | 0 | 0 | 0 | 0 | 0 |  |  | Very high C1 | 0 | 0 | 0 | 0 | 0 | 0 | Very high C1 | 0 | 0 | 0 | 0 | 0 | 0 | Very high C1 | 0 | 0 | 0 | 0 | 0 | 0 | Very high C1 | 0 | 0 | 0 | 0 | 0 | 0 | Very high C1 | 0 | 0 | 0 | 0 | 0 | 0 | 0 | 0 | 0 | 0 | 0 | Very high C1 | 0 | 0 | 0 | 0 | 0 | 0
400KV Network | 7 | OHL towers | Number | Low C4 | 0 | 0 | 0 | 0 | 0 | 0 | 7 | OHL towers | Low C4 | 0 | 0 | 0 | 0 | 0 | 0 | 7 | OHL towers | Low C4 | 0 | 0 | 0 | 0 | 0 | 0 | Low C4 | 0 | 0 | 0 | 0 | 0 | 0 | Low C4 | 0 | 0 | 0 | 0 | 0 | 0 | Low C4 | 0 | 0 | 0 | 0 | 0 | 0 | Low C4 | 0 | 0 | 0 | 0 | 0 | 0 | 0 | 0 | 0 | 0 | 0 | Low C4 | 0 | 0 | 0 | 0 | 0 | 0
|  |  |  | Medium C3 | 1728 | 110 | 449 | 724 | 205 | 240 |  |  | Medium C3 | 1728 | 104 | 460 | 501 | 423 | 240 |  |  | Medium C3 | 1728 | 104 | 266 | 501 | 617 | 240 | Medium C3 | 0 | 0 | 194 | 0 | -194 | 0 | Medium C3 | 0 | 0 | 0 | 0 | 0 | 0 | Medium C3 | 0 | 0 | 0 | 0 | 0 | 0 | Medium C3 | 221 | -27 | 0 | 0 | -194 | 0 | 27 | 194 | 0 | 0 | 0 | Medium C3 | 0 | 0 | 0 | 0 | 0 | 0
|  |  |  | High C2 | 0 | 0 | 0 | 0 | 0 | 0 |  |  | High C2 | 0 | 0 | 0 | 0 | 0 | 0 |  |  | High C2 | 0 | 0 | 0 | 0 | 0 | 0 | High C2 | 0 | 0 | 0 | 0 | 0 | 0 | High C2 | 0 | 0 | 0 | 0 | 0 | 0 | High C2 | 0 | 0 | 0 | 0 | 0 | 0 | High C2 | 0 | 0 | 0 | 0 | 0 | 0 | 0 | 0 | 0 | 0 | 0 | High C2 | 0 | 0 | 0 | 0 | 0 | 0
|  |  |  | Very high C1 | 0 | 0 | 0 | 0 | 0 | 0 |  |  | Very high C1 | 0 | 0 | 0 | 0 | 0 | 0 |  |  | Very high C1 | 0 | 0 | 0 | 0 | 0 | 0 | Very high C1 | 0 | 0 | 0 | 0 | 0 | 0 | Very high C1 | 0 | 0 | 0 | 0 | 0 | 0 | Very high C1 | 0 | 0 | 0 | 0 | 0 | 0 | Very high C1 | 0 | 0 | 0 | 0 | 0 | 0 | 0 | 0 | 0 | 0 | 0 | Very high C1 | 0 | 0 | 0 | 0 | 0 | 0
275KV Network | 1 | Circuit Breaker | Number | Low C4 | 0 | 0 | 0 | 0 | 0 | 0 | 1 | Circuit Breaker | Low C4 | 0 | 0 | 0 | 0 | 0 | 0 | 1 | Circuit Breaker | Low C4 | 0 | 0 | 0 | 0 | 0 | 0 | Low C4 | 0 | 0 | 0 | 0 | 0 | 0 | Low C4 | 0 | 0 | 0 | 0 | 0 | 0 | Low C4 | 0 | 0 | 0 | 0 | 0 | 0 | Low C4 | 0 | 0 | 0 | 0 | 0 | 0 | 0 | 0 | 0 | 0 | 0 | Low C4 | 0 | 0 | 0 | 0 | 0 | 0
|  |  |  | Medium C3 | 94 | 45 | 6 | 3 | 0 | 40 |  |  | Medium C3 | 98 | 38 | 32 | 9 | 0 | 19 |  |  | Medium C3 | 94 | 13 | 32 | 9 | 0 | 40 | Medium C3 | 4 | 25 | 0 | 0 | 0 | -21 | Medium C3 | -21 | 0 | 0 | 0 | 0 | -21 | Medium C3 | 25 | 25 | 0 | 0 | 0 | 0 | Medium C3 | 0 | 0 | 0 | 0 | 0 | 0 | 0 | 0 | 0 | 0 | 0 | Medium C3 | 0 | 0 | 0 | 0 | 0 | 0
|  |  |  | High C2 | 70 | 14 | 5 | 7 | 18 | 26 |  |  | High C2 | 70 | 15 | 13 | 12 | 0 | 30 |  |  | High C2 | 70 | 1 | 13 | 12 | 0 | 44 | High C2 | 0 | 14 | 0 | 0 | 0 | -14 | High C2 | -14 | 0 | 0 | 0 | 0 | -14 | High C2 | 14 | 14 | 0 | 0 | 0 | 0 | High C2 | 0 | 0 | 0 | 0 | 0 | 0 | 0 | 0 | 0 | 0 | 0 | High C2 | 0 | 0 | 0 | 0 | 0 | 0
|  |  |  | Very high C1 | 0 | 0 | 0 | 0 | 0 | 0 |  |  | Very high C1 | 0 | 0 | 0 | 0 | 0 | 0 |  |  | Very high C1 | 0 | 0 | 0 | 0 | 0 | 0 | Very high C1 | 0 | 0 | 0 | 0 | 0 | 0 | Very high C1 | 0 | 0 | 0 | 0 | 0 | 0 | Very high C1 | 0 | 0 | 0 | 0 | 0 | 0 | Very high C1 | 0 | 0 | 0 | 0 | 0 | 0 | 0 | 0 | 0 | 0 | 0 | Very high C1 | 0 | 0 | 0 | 0 | 0 | 0
275KV Network | 2 | Transformer | Number | Low C4 | 0 | 0 | 0 | 0 | 0 | 0 | 2 | Transformer | Low C4 | 0 | 0 | 0 | 0 | 0 | 0 | 2 | Transformer | Low C4 | 0 | 0 | 0 | 0 | 0 | 0 | Low C4 | 0 | 0 | 0 | 0 | 0 | 0 | Low C4 | 0 | 0 | 0 | 0 | 0 | 0 | Low C4 | 0 | 0 | 0 | 0 | 0 | 0 | Low C4 | 0 | 0 | 0 | 0 | 0 | 0 | 0 | 0 | 0 | 0 | 0 | Low C4 | 0 | 0 | 0 | 0 | 0 | 0
|  |  |  | Medium C3 | 37 | 17 | 0 | 17 | 2 | 1 |  |  | Medium C3 | 37 | 17 | 1 | 3 | 9 | 7 |  |  | Medium C3 | 37 | 16 | 1 | 3 | 9 | 8 | Medium C3 | 0 | 1 | 0 | 0 | 0 | -1 | Medium C3 | -1 | 0 | 0 | 0 | 0 | -1 | Medium C3 | 1 | 1 | 0 | 0 | 0 | 0 | Medium C3 | 0 | 0 | 0 | 0 | 0 | 0 | 0 | 0 | 0 | 0 | 0 | Medium C3 | 0 | 0 | 0 | 0 | 0 | 0
|  |  |  | High C2 | 55 | 14 | 8 | 26 | 5 | 2 |  |  | High C2 | 55 | 20 | 6 | 10 | 11 | 8 |  |  | High C2 | 55 | 14 | 6 | 10 | 11 | 14 | High C2 | 0 | 6 | 0 | 0 | 0 | -6 | High C2 | -6 | 0 | 0 | 0 | 0 | -6 | High C2 | 6 | 6 | 0 | 0 | 0 | 0 | High C2 | 0 | 0 | 0 | 0 | 0 | 0 | 0 | 0 | 0 | 0 | 0 | High C2 | 0 | 0 | 0 | 0 | 0 | 0
|  |  |  | Very high C1 | 0 | 0 | 0 | 0 | 0 | 0 |  |  | Very high C1 | 0 | 0 | 0 | 0 | 0 | 0 |  |  | Very high C1 | 0 | 0 | 0 | 0 | 0 | 0 | Very high C1 | 0 | 0 | 0 | 0 | 0 | 0 | Very high C1 | 0 | 0 | 0 | 0 | 0 | 0 | Very high C1 | 0 | 0 | 0 | 0 | 0 | 0 | Very high C1 | 0 | 0 | 0 | 0 | 0 | 0 | 0 | 0 | 0 | 0 | 0 | Very high C1 | 0 | 0 | 0 | 0 | 0 | 0
275KV Network | 3 | Reactors | Number | Low C4 | 0 | 0 | 0 | 0 | 0 | 0 | 3 | Reactors | Low C4 | 0 | 0 | 0 | 0 | 0 | 0 | 3 | Reactors | Low C4 | 0 | 0 | 0 | 0 | 0 | 0 | Low C4 | 0 | 0 | 0 | 0 | 0 | 0 | Low C4 | 0 | 0 | 0 | 0 | 0 | 0 | Low C4 | 0 | 0 | 0 | 0 | 0 | 0 | Low C4 | 0 | 0 | 0 | 0 | 0 | 0 | 0 | 0 | 0 | 0 | 0 | Low C4 | 0 | 0 | 0 | 0 | 0 | 0
|  |  |  | Medium C3 | 3 | 0 | 0 | 2 | 1 | 0 |  |  | Medium C3 | 3 | 2 | 0 | 1 | 0 | 0 |  |  | Medium C3 | 3 | 0 | 0 | 1 | 0 | 2 | Medium C3 | 0 | 2 | 0 | 0 | 0 | -2 | Medium C3 | -2 | 0 | 0 | 0 | 0 | -2 | Medium C3 | 2 | 2 | 0 | 0 | 0 | 0 | Medium C3 | 0 | 0 | 0 | 0 | 0 | 0 | 0 | 0 | 0 | 0 | 0 | Medium C3 | 0 | 0 | 0 | 0 | 0 | 0
|  |  |  | High C2 | 11 | 0 | 0 | 2 | 9 | 0 |  |  | High C2 | 11 | 6 | 0 | 0 | 0 | 5 |  |  | High C2 | 11 | 0 | 0 | 0 | 0 | 11 | High C2 | 0 | 6 | 0 | 0 | 0 | -6 | High C2 | -6 | 0 | 0 | 0 | 0 | -6 | High C2 | 6 | 6 | 0 | 0 | 0 | 0 | High C2 | 0 | 0 | 0 | 0 | 0 | 0 | 0 | 0 | 0 | 0 | 0 | High C2 | 0 | 0 | 0 | 0 | 0 | 0
|  |  |  | Very high C1 | 0 | 0 | 0 | 0 | 0 | 0 |  |  | Very high C1 | 0 | 0 | 0 | 0 | 0 | 0 |  |  | Very high C1 | 0 | 0 | 0 | 0 | 0 | 0 | Very high C1 | 0 | 0 | 0 | 0 | 0 | 0 | Very high C1 | 0 | 0 | 0 | 0 | 0 | 0 | Very high C1 | 0 | 0 | 0 | 0 | 0 | 0 | Very high C1 | 0 | 0 | 0 | 0 | 0 | 0 | 0 | 0 | 0 | 0 | 0 | Very high C1 | 0 | 0 | 0 | 0 | 0 | 0
275KV Network | 4 | Underground Cable | Km | Low C4 | 34.2363 | 34.2363 | 0 | 0 | 0 | 0 | 4 | Underground Cable | Low C4 | 34.2363 | 34.2363 | 0 | 0 | 0 | 0 | 4 | Underground Cable | Low C4 | 34.2363 | 34.2363 | 0 | 0 | 0 | 0 | Low C4 | 0 | 0 | 0 | 0 | 0 | 0 | Low C4 | 0 | 0 | 0 | 0 | 0 | 0 | Low C4 | 0 | 0 | 0 | 0 | 0 | 0 | Low C4 | 0 | 0 | 0 | 0 | 0 | 0 | 0 | 0 | 0 | 0 | 0 | Low C4 | 0 | 0 | 0 | 0 | 0 | 0
|  |  |  | Medium C3 | 70.3218 | 40.6787 | 0 | 29.6431 | 0 | 0 |  |  | Medium C3 | 70.3218 | 40.6787 | 0 | 29.6431 | 0 | 0 |  |  | Medium C3 | 70.3218 | 40.6787 | 0 | 29.6431 | 0 | 0 | Medium C3 | 0 | 0 | 0 | 0 | 0 | 0 | Medium C3 | 0 | 0 | 0 | 0 | 0 | 0 | Medium C3 | 0 | 0 | 0 | 0 | 0 | 0 | Medium C3 | 0 | 0 | 0 | 0 | 0 | 0 | 0 | 0 | 0 | 0 | 0 | Medium C3 | 0 | 0 | 0 | 0 | 0 | 0
|  |  |  | High C2 | 0.6809 | 0 | 0 | 0.6809 | 0 | 0 |  |  | High C2 | 0.6809 | 0 | 0 | 0.6809 | 0 | 0 |  |  | High C2 | 0.6809 | 0 | 0 | 0.6809 | 0 | 0 | High C2 | 0 | 0 | 0 | 0 | 0 | 0 | High C2 | 0 | 0 | 0 | 0 | 0 | 0 | High C2 | 0 | 0 | 0 | 0 | 0 | 0 | High C2 | 0 | 0 | 0 | 0 | 0 | 0 | 0 | 0 | 0 | 0 | 0 | High C2 | 0 | 0 | 0 | 0 | 0 | 0
|  |  |  | Very high C1 | 0 | 0 | 0 | 0 | 0 | 0 |  |  | Very high C1 | 0 | 0 | 0 | 0 | 0 | 0 |  |  | Very high C1 | 0 | 0 | 0 | 0 | 0 | 0 | Very high C1 | 0 | 0 | 0 | 0 | 0 | 0 | Very high C1 | 0 | 0 | 0 | 0 | 0 | 0 | Very high C1 | 0 | 0 | 0 | 0 | 0 | 0 | Very high C1 | 0 | 0 | 0 | 0 | 0 | 0 | 0 | 0 | 0 | 0 | 0 | Very high C1 | 0 | 0 | 0 | 0 | 0 | 0
275KV Network | 5 | OHL line conductor | Km | Low C4 | 45.9708 | 5.6625 | 0 | 0 | 40.3083 | 0 | 5 | OHL line conductor | Low C4 | 45.9708 | 28.6782 | 0 | 0 | 0 | 17.2926 | 5 | OHL line conductor | Low C4 | 45.9708 | 5.6625 | 0 | 0 | 0 | 40.3083 | Low C4 | 0 | 23.0157 | 0 | 0 | 0 | -23.0157 | Low C4 | -23.6801 | -0.6644 | 0 | 0 | 0 | -23.0157 | Low C4 | 23.6801 | 23.6801 | 0 | 0 | 0 | 0 | Low C4 | 0 | 0 | 0 | 0 | 0 | 0 | 0 | 0 | 0 | 0 | 0 | Low C4 | 0 | 0 | 0 | 0 | 0 | 0
|  |  |  | Medium C3 | 801.3255 | 102.5409 | 5.3019 | 76.6744 | 546.5741 | 70.2342 |  |  | Medium C3 | 801.3255 | 307.0446 | 0 | 5.3019 | 106.1259 | 382.8531 |  |  | Medium C3 | 801.3255 | 101.0259 | 1.515 | 5.3019 | 106.1259 | 587.3568 | Medium C3 | 0 | 206.0187 | -1.515 | 0 | 0 | -204.5037 | Medium C3 | -207.3463 | -1.3276 | -1.515 | 0 | 0 | -204.5037 | Medium C3 | 207.3463 | 207.3463 | 0 | 0 | 0 | 0 | Medium C3 | 0 | 0 | 0 | 0 | 0 | 0 | 0 | 0 | 0 | 0 | 0 | Medium C3 | 0 | 0 | 0 | 0 | 0 | 0
|  |  |  | High C2 | 310.4408 | 0 | 5.1697 | 8.052 | 197.6641 | 99.555 |  |  | High C2 | 310.4408 | 99.555 | 0 | 5.1697 | 8.052 | 197.6641 |  |  | High C2 | 310.4408 | 0 | 0 | 5.1697 | 8.052 | 297.2191 | High C2 | 0 | 99.555 | 0 | 0 | 0 | -99.555 | High C2 | -99.555 | 0 | 0 | 0 | 0 | -99.555 | High C2 | 99.555 | 99.555 | 0 | 0 | 0 | 0 | High C2 | 0 | 0 | 0 | 0 | 0 | 0 | 0 | 0 | 0 | 0 | 0 | High C2 | 0 | 0 | 0 | 0 | 0 | 0
|  |  |  | Very high C1 | 0 | 0 | 0 | 0 | 0 | 0 |  |  | Very high C1 | 0 | 0 | 0 | 0 | 0 | 0 |  |  | Very high C1 | 0 | 0 | 0 | 0 | 0 | 0 | Very high C1 | 0 | 0 | 0 | 0 | 0 | 0 | Very high C1 | 0 | 0 | 0 | 0 | 0 | 0 | Very high C1 | 0 | 0 | 0 | 0 | 0 | 0 | Very high C1 | 0 | 0 | 0 | 0 | 0 | 0 | 0 | 0 | 0 | 0 | 0 | Very high C1 | 0 | 0 | 0 | 0 | 0 | 0
275KV Network | 6 | OHL line fittings | Km | Low C4 | 45.9708 | 14.2279 | 0 | 7.1718 | 16.5234 | 8.0477 | 6 | OHL line fittings | Low C4 | 45.9708 | 28.6782 | 8.5654 | 0 | 7.1718 | 1.5554 | 6 | OHL line fittings | Low C4 | 45.9708 | 4.9981 | 9.2298 | 0 | 7.1718 | 24.5711 | Low C4 | 0 | 23.6801 | -0.6644 | 0 | 0 | -23.0157 | Low C4 | -23.6801 | 0 | -0.6644 | 0 | 0 | -23.0157 | Low C4 | 23.6801 | 23.6801 | 0 | 0 | 0 | 0 | Low C4 | 0 | 0 | 0 | 0 | 0 | 0 | 0 | 0 | 0 | 0 | 0 | Low C4 | 0 | 0 | 0 | 0 | 0 | 0
|  |  |  | Medium C3 | 801.3255 | 188.4342 | 99.0547 | 219.4141 | 71.3184 | 223.1041 |  |  | Medium C3 | 801.3255 | 232.4337 | 181.1811 | 5.4446 | 157.9824 | 224.2837 |  |  | Medium C3 | 801.3255 | 25.0874 | 256.9569 | 5.4446 | 219.4141 | 294.4225 | Medium C3 | 0 | 207.3463 | -75.7758 | 0 | -61.4317 | -70.1388 | Medium C3 | -207.3463 | 0 | -75.7758 | 0 | -61.4317 | -70.1388 | Medium C3 | 207.3463 | 207.3463 | 0 | 0 | 0 | 0 | Medium C3 | 0 | 0 | 0 | 0 | 0 | 0 | 0 | 0 | 0 | 0 | 0 | Medium C3 | 0 | 0 | 0 | 0 | 0 | 0
|  |  |  | High C2 | 310.4408 | 156.3235 | 13.2217 | 140.8956 | 0 | 0 |  |  | High C2 | 310.4408 | 99.555 | 56.7685 | 13.2217 | 140.8956 | 0 |  |  | High C2 | 310.4408 | 0 | 156.3235 | 13.2217 | 140.8956 | 0 | High C2 | 0 | 99.555 | -99.555 | 0 | 0 | 0 | High C2 | -99.555 | 0 | -99.555 | 0 | 0 | 0 | High C2 | 99.555 | 99.555 | 0 | 0 | 0 | 0 | High C2 | 0 | 0 | 0 | 0 | 0 | 0 | 0 | 0 | 0 | 0 | 0 | High C2 | 0 | 0 | 0 | 0 | 0 | 0
|  |  |  | Very high C1 | 0 | 0 | 0 | 0 | 0 | 0 |  |  | Very high C1 | 0 | 0 | 0 | 0 | 0 | 0 |  |  | Very high C1 | 0 | 0 | 0 | 0 | 0 | 0 | Very high C1 | 0 | 0 | 0 | 0 | 0 | 0 | Very high C1 | 0 | 0 | 0 | 0 | 0 | 0 | Very high C1 | 0 | 0 | 0 | 0 | 0 | 0 | Very high C1 | 0 | 0 | 0 | 0 | 0 | 0 | 0 | 0 | 0 | 0 | 0 | Very high C1 | 0 | 0 | 0 | 0 | 0 | 0
275KV Network | 7 | OHL towers | Number | Low C4 | 74 | 17 | 8 | 0 | 37 | 12 | 7 | OHL towers | Low C4 | 74 | 17 | 45 | 0 | 0 | 12 | 7 | OHL towers | Low C4 | 74 | 17 | 8 | 0 | 37 | 12 | Low C4 | 0 | 0 | 37 | 0 | -37 | 0 | Low C4 | 0 | 0 | 0 | 0 | 0 | 0 | Low C4 | 0 | 0 | 0 | 0 | 0 | 0 | Low C4 | 39 | -2 | 0 | 0 | -37 | 0 | 2 | 37 | 0 | 0 | 0 | Low C4 | 0 | 0 | 0 | 0 | 0 | 0
|  |  |  | Medium C3 | 1212 | 314 | 422 | 254 | 153 | 69 |  |  | Medium C3 | 1212 | 63 | 878 | 11 | 191 | 69 |  |  | Medium C3 | 1212 | 63 | 673 | 11 | 396 | 69 | Medium C3 | 0 | 0 | 205 | 0 | -205 | 0 | Medium C3 | 0 | 0 | 0 | 0 | 0 | 0 | Medium C3 | 0 | 0 | 0 | 0 | 0 | 0 | Medium C3 | 211 | -3 | -3 | 0 | -205 | 0 | 3 | 208 | 0 | 0 | 0 | Medium C3 | 0 | 0 | 0 | 0 | 0 | 0
|  |  |  | High C2 | 482 | 113 | 57 | 112 | 200 | 0 |  |  | High C2 | 482 | 113 | 159 | 10 | 200 | 0 |  |  | High C2 | 482 | 113 | 57 | 10 | 302 | 0 | High C2 | 0 | 0 | 102 | 0 | -102 | 0 | High C2 | 0 | 0 | 0 | 0 | 0 | 0 | High C2 | 0 | 0 | 0 | 0 | 0 | 0 | High C2 | 159 | 0 | -57 | 0 | -102 | 0 | 0 | 159 | 0 | 0 | 0 | High C2 | 0 | 0 | 0 | 0 | 0 | 0
|  |  |  | Very high C1 | 0 | 0 | 0 | 0 | 0 | 0 |  |  | Very high C1 | 0 | 0 | 0 | 0 | 0 | 0 |  |  | Very high C1 | 0 | 0 | 0 | 0 | 0 | 0 | Very high C1 | 0 | 0 | 0 | 0 | 0 | 0 | Very high C1 | 0 | 0 | 0 | 0 | 0 | 0 | Very high C1 | 0 | 0 | 0 | 0 | 0 | 0 | Very high C1 | 0 | 0 | 0 | 0 | 0 | 0 | 0 | 0 | 0 | 0 | 0 | Very high C1 | 0 | 0 | 0 | 0 | 0 | 0
132KV Network | 1 | Circuit Breaker | Number | Low C4 | 0 | 0 | 0 | 0 | 0 | 0 | 1 | Circuit Breaker | Low C4 | 0 | 0 | 0 | 0 | 0 | 0 | 1 | Circuit Breaker | Low C4 | 0 | 0 | 0 | 0 | 0 | 0 | Low C4 | 0 | 0 | 0 | 0 | 0 | 0 | Low C4 | 0 | 0 | 0 | 0 | 0 | 0 | Low C4 | 0 | 0 | 0 | 0 | 0 | 0 | Low C4 | 0 | 0 | 0 | 0 | 0 | 0 | 0 | 0 | 0 | 0 | 0 | Low C4 | 0 | 0 | 0 | 0 | 0 | 0
|  |  |  | Medium C3 | 85 | 39 | 22 | 11 | 0 | 13 |  |  | Medium C3 | 85 | 4 | 35 | 33 | 0 | 13 |  |  | Medium C3 | 85 | 4 | 35 | 33 | 0 | 13 | Medium C3 | 0 | 0 | 0 | 0 | 0 | 0 | Medium C3 | 0 | 0 | 0 | 0 | 0 | 0 | Medium C3 | 0 | 0 | 0 | 0 | 0 | 0 | Medium C3 | 0 | 0 | 0 | 0 | 0 | 0 | 0 | 0 | 0 | 0 | 0 | Medium C3 | 0 | 0 | 0 | 0 | 0 | 0
|  |  |  | High C2 | 120 | 21 | 6 | 15 | 19 | 59 |  |  | High C2 | 120 | 64 | 11 | 21 | -2 | 26 |  |  | High C2 | 120 | 10 | 11 | 21 | -2 | 80 | High C2 | 0 | 54 | 0 | 0 | 0 | -54 | High C2 | -56 | 0 | -3 | 0 | 0 | -53 | High C2 | 56 | 56 | 0 | 0 | 0 | 0 | High C2 | 0 | 0 | 0 | 0 | 0 | 0 | 0 | 0 | 0 | 0 | 0 | High C2 | 0 | 0 | 0 | 0 | 0 | 0
|  |  |  | Very high C1 | 0 | 0 | 0 | 0 | 0 | 0 |  |  | Very high C1 | 0 | 0 | 0 | 0 | 0 | 0 |  |  | Very high C1 | 0 | 0 | 0 | 0 | 0 | 0 | Very high C1 | 0 | 0 | 0 | 0 | 0 | 0 | Very high C1 | 0 | 0 | 0 | 0 | 0 | 0 | Very high C1 | 0 | 0 | 0 | 0 | 0 | 0 | Very high C1 | 0 | 0 | 0 | 0 | 0 | 0 | 0 | 0 | 0 | 0 | 0 | Very high C1 | 0 | 0 | 0 | 0 | 0 | 0
132KV Network | 2 | Transformer | Number | Low C4 | 0 | 0 | 0 | 0 | 0 | 0 | 2 | Transformer | Low C4 | 0 | 0 | 0 | 0 | 0 | 0 | 2 | Transformer | Low C4 | 0 | 0 | 0 | 0 | 0 | 0 | Low C4 | 0 | 0 | 0 | 0 | 0 | 0 | Low C4 | 0 | 0 | 0 | 0 | 0 | 0 | Low C4 | 0 | 0 | 0 | 0 | 0 | 0 | Low C4 | 0 | 0 | 0 | 0 | 0 | 0 | 0 | 0 | 0 | 0 | 0 | Low C4 | 0 | 0 | 0 | 0 | 0 | 0
|  |  |  | Medium C3 | 62 | 15 | 4 | 38 | 3 | 2 |  |  | Medium C3 | 62 | 13 | 6 | 13 | 12 | 18 |  |  | Medium C3 | 62 | 13 | 6 | 13 | 12 | 18 | Medium C3 | 0 | 0 | 0 | 0 | 0 | 0 | Medium C3 | 0 | 0 | 0 | 0 | 0 | 0 | Medium C3 | 0 | 0 | 0 | 0 | 0 | 0 | Medium C3 | 0 | 0 | 0 | 0 | 0 | 0 | 0 | 0 | 0 | 0 | 0 | Medium C3 | 0 | 0 | 0 | 0 | 0 | 0
|  |  |  | High C2 | 93 | 19 | 13 | 29 | 22 | 10 |  |  | High C2 | 93 | 29 | 9 | 14 | 15 | 26 |  |  | High C2 | 93 | 18 | 9 | 14 | 15 | 37 | High C2 | 0 | 11 | 0 | 0 | 0 | -11 | High C2 | -11 | 0 | 0 | 0 | 0 | -11 | High C2 | 11 | 11 | 0 | 0 | 0 | 0 | High C2 | 0 | 0 | 0 | 0 | 0 | 0 | 0 | 0 | 0 | 0 | 0 | High C2 | 0 | 0 | 0 | 0 | 0 | 0
|  |  |  | Very high C1 | 0 | 0 | 0 | 0 | 0 | 0 |  |  | Very high C1 | 0 | 0 | 0 | 0 | 0 | 0 |  |  | Very high C1 | 0 | 0 | 0 | 0 | 0 | 0 | Very high C1 | 0 | 0 | 0 | 0 | 0 | 0 | Very high C1 | 0 | 0 | 0 | 0 | 0 | 0 | Very high C1 | 0 | 0 | 0 | 0 | 0 | 0 | Very high C1 | 0 | 0 | 0 | 0 | 0 | 0 | 0 | 0 | 0 | 0 | 0 | Very high C1 | 0 | 0 | 0 | 0 | 0 | 0
132KV Network | 3 | Reactors | Number | Low C4 | 0 | 0 | 0 | 0 | 0 | 0 | 3 | Reactors | Low C4 | 0 | 0 | 0 | 0 | 0 | 0 | 3 | Reactors | Low C4 | 0 | 0 | 0 | 0 | 0 | 0 | Low C4 | 0 | 0 | 0 | 0 | 0 | 0 | Low C4 | 0 | 0 | 0 | 0 | 0 | 0 | Low C4 | 0 | 0 | 0 | 0 | 0 | 0 | Low C4 | 0 | 0 | 0 | 0 | 0 | 0 | 0 | 0 | 0 | 0 | 0 | Low C4 | 0 | 0 | 0 | 0 | 0 | 0
|  |  |  | Medium C3 | 2 | 0 | 0 | 0 | 2 | 0 |  |  | Medium C3 | 2 | 0 | 0 | 0 | 1 | 1 |  |  | Medium C3 | 2 | 0 | 0 | 0 | 1 | 1 | Medium C3 | 0 | 0 | 0 | 0 | 0 | 0 | Medium C3 | 0 | 0 | 0 | 0 | 0 | 0 | Medium C3 | 0 | 0 | 0 | 0 | 0 | 0 | Medium C3 | 0 | 0 | 0 | 0 | 0 | 0 | 0 | 0 | 0 | 0 | 0 | Medium C3 | 0 | 0 | 0 | 0 | 0 | 0
|  |  |  | High C2 | 0 | 0 | 0 | 0 | 0 | 0 |  |  | High C2 | 0 | 0 | 0 | 0 | 0 | 0 |  |  | High C2 | 0 | 0 | 0 | 0 | 0 | 0 | High C2 | 0 | 0 | 0 | 0 | 0 | 0 | High C2 | 0 | 0 | 0 | 0 | 0 | 0 | High C2 | 0 | 0 | 0 | 0 | 0 | 0 | High C2 | 0 | 0 | 0 | 0 | 0 | 0 | 0 | 0 | 0 | 0 | 0 | High C2 | 0 | 0 | 0 | 0 | 0 | 0
|  |  |  | Very high C1 | 0 | 0 | 0 | 0 | 0 | 0 |  |  | Very high C1 | 0 | 0 | 0 | 0 | 0 | 0 |  |  | Very high C1 | 0 | 0 | 0 | 0 | 0 | 0 | Very high C1 | 0 | 0 | 0 | 0 | 0 | 0 | Very high C1 | 0 | 0 | 0 | 0 | 0 | 0 | Very high C1 | 0 | 0 | 0 | 0 | 0 | 0 | Very high C1 | 0 | 0 | 0 | 0 | 0 | 0 | 0 | 0 | 0 | 0 | 0 | Very high C1 | 0 | 0 | 0 | 0 | 0 | 0
132KV Network | 4 | Underground Cable | Km | Low C4 | 67.4956 | 63.1276 | 0 | 4.368 | 0 | 0 | 4 | Underground Cable | Low C4 | 73.7956 | 69.4276 | 0 | 4.368 | 0 | 0 | 4 | Underground Cable | Low C4 | 67.4956 | 63.1276 | 0 | 4.368 | 0 | 0 | Low C4 | 6.3 | 6.3 | 0 | 0 | 0 | 0 | Low C4 | 0 | 0 | 0 | 0 | 0 | 0 | Low C4 | 6.3 | 6.3 | 0 | 0 | 0 | 0 | Low C4 | 0 | 0 | 0 | 0 | 0 | 0 | 0 | 0 | 0 | 0 | 0 | Low C4 | 0 | 0 | 0 | 0 | 0 | 0
|  |  |  | Medium C3 | 110.0169 | 21.7791 | 0 | 88.2378 | 0 | 0 |  |  | Medium C3 | 111.2169 | 28.3458 | 0 | 82.8711 | 0 | 0 |  |  | Medium C3 | 110.0169 | 21.7791 | 0 | 88.2378 | 0 | 0 | Medium C3 | 1.2 | 6.5667 | 0 | -5.3667 | 0 | 0 | Medium C3 | -5.3667 | 0 | 0 | -5.3667 | 0 | 0 | Medium C3 | 6.5667 | 6.5667 | 0 | 0 | 0 | 0 | Medium C3 | 0 | 0 | 0 | 0 | 0 | 0 | 0 | 0 | 0 | 0 | 0 | Medium C3 | 0 | 0 | 0 | 0 | 0 | 0
|  |  |  | High C2 | 0.266 | 0 | 0 | 0.266 | 0 | 0 |  |  | High C2 | 0.266 | 0 | 0 | 0.266 | 0 | 0 |  |  | High C2 | 0.266 | 0 | 0 | 0.266 | 0 | 0 | High C2 | 0 | 0 | 0 | 0 | 0 | 0 | High C2 | 0 | 0 | 0 | 0 | 0 | 0 | High C2 | 0 | 0 | 0 | 0 | 0 | 0 | High C2 | 0 | 0 | 0 | 0 | 0 | 0 | 0 | 0 | 0 | 0 | 0 | High C2 | 0 | 0 | 0 | 0 | 0 | 0
|  |  |  | Very high C1 | 0 | 0 | 0 | 0 | 0 | 0 |  |  | Very high C1 | 0 | 0 | 0 | 0 | 0 | 0 |  |  | Very high C1 | 0 | 0 | 0 | 0 | 0 | 0 | Very high C1 | 0 | 0 | 0 | 0 | 0 | 0 | Very high C1 | 0 | 0 | 0 | 0 | 0 | 0 | Very high C1 | 0 | 0 | 0 | 0 | 0 | 0 | Very high C1 | 0 | 0 | 0 | 0 | 0 | 0 | 0 | 0 | 0 | 0 | 0 | Very high C1 | 0 | 0 | 0 | 0 | 0 | 0
132KV Network | 5 | OHL line conductor | Km | Low C4 | 597.2925 | 145.7622 | 0 | 204.8443 | 214.1084 | 32.5776 | 5 | OHL line conductor | Low C4 | 591.7725 | 65.9119 | 79.8503 | 38.1062 | 198.2869 | 209.6172 | 5 | OHL line conductor | Low C4 | 597.2925 | 65.9119 | 79.8503 | 38.1062 | 203.8069 | 209.6172 | Low C4 | -5.52 | 0 | 0 | 0 | -5.52 | 0 | Low C4 | 0 | 0 | 0 | 0 | 0 | 0 | Low C4 | 0 | 0 | 0 | 0 | 0 | 0 | Low C4 | 0 | 0 | 0 | 0 | 0 | 0 | 0 | 0 | 0 | 0 | 0 | Low C4 | -5.52 | 0 | 0 | 0 | -5.52 | 0
|  |  |  | Medium C3 | 905.2124 | 130.4418 | 75.594 | 124.1348 | 289.7457 | 285.2961 |  |  | Medium C3 | 904.1454 | 298.1679 | 129.1589 | 101.156 | 110.4801 | 265.1825 |  |  | Medium C3 | 905.2124 | 1.2829 | 129.1589 | 101.156 | 110.4801 | 563.1345 | Medium C3 | -1.067 | 296.885 | 0 | 0 | 0 | -297.952 | Medium C3 | -296.885 | 0 | 0 | 0 | 0 | -296.885 | Medium C3 | 296.885 | 296.885 | 0 | 0 | 0 | 0 | Medium C3 | 0 | 0 | 0 | 0 | 0 | 0 | 0 | 0 | 0 | 0 | 0 | Medium C3 | -1.067 | 0 | 0 | 0 | 0 | -1.067
|  |  |  | High C2 | 0 | 0 | 0 | 0 | 0 | 0 |  |  | High C2 | 0 | 0 | 0 | 0 | 0 | 0 |  |  | High C2 | 0 | 0 | 0 | 0 | 0 | 0 | High C2 | 0 | 0 | 0 | 0 | 0 | 0 | High C2 | 0 | 0 | 0 | 0 | 0 | 0 | High C2 | 0 | 0 | 0 | 0 | 0 | 0 | High C2 | 0 | 0 | 0 | 0 | 0 | 0 | 0 | 0 | 0 | 0 | 0 | High C2 | 0 | 0 | 0 | 0 | 0 | 0
|  |  |  | Very high C1 | 0 | 0 | 0 | 0 | 0 | 0 |  |  | Very high C1 | 0 | 0 | 0 | 0 | 0 | 0 |  |  | Very high C1 | 0 | 0 | 0 | 0 | 0 | 0 | Very high C1 | 0 | 0 | 0 | 0 | 0 | 0 | Very high C1 | 0 | 0 | 0 | 0 | 0 | 0 | Very high C1 | 0 | 0 | 0 | 0 | 0 | 0 | Very high C1 | 0 | 0 | 0 | 0 | 0 | 0 | 0 | 0 | 0 | 0 | 0 | Very high C1 | 0 | 0 | 0 | 0 | 0 | 0
132KV Network | 6 | OHL line fittings | Km | Low C4 | 597.2925 | 261.1242 | 37.341 | 166.0908 | 129.7104 | 3.0261 | 6 | OHL line fittings | Low C4 | 591.7725 | 0 | 269.6132 | 30.568 | 196.961 | 94.6303 | 6 | OHL line fittings | Low C4 | 597.2925 | 0 | 269.6132 | 36.088 | 196.961 | 94.6303 | Low C4 | -5.52 | 0 | 0 | -5.52 | 0 | 0 | Low C4 | 0 | 0 | 0 | 0 | 0 | 0 | Low C4 | 0 | 0 | 0 | 0 | 0 | 0 | Low C4 | 0 | 0 | 0 | 0 | 0 | 0 | 0 | 0 | 0 | 0 | 0 | Low C4 | -5.52 | 0 | 0 | -5.52 | 0 | 0
|  |  |  | Medium C3 | 905.2124 | 33.1185 | 148.9613 | 409.6376 | 291.8485 | 21.6465 |  |  | Medium C3 | 904.1454 | 296.885 | 58.2547 | 183.3096 | 211.5441 | 154.152 |  |  | Medium C3 | 905.2124 | 0 | 59.3217 | 183.3096 | 349.0861 | 313.495 | Medium C3 | -1.067 | 296.885 | -1.067 | 0 | -137.542 | -159.343 | Medium C3 | -296.885 | 0 | 0 | 0 | -137.542 | -159.343 | Medium C3 | 296.885 | 296.885 | 0 | 0 | 0 | 0 | Medium C3 | 0 | 0 | 0 | 0 | 0 | 0 | 0 | 0 | 0 | 0 | 0 | Medium C3 | -1.067 | 0 | -1.067 | 0 | 0 | 0
|  |  |  | High C2 | 0 | 0 | 0 | 0 | 0 | 0 |  |  | High C2 | 0 | 0 | 0 | 0 | 0 | 0 |  |  | High C2 | 0 | 0 | 0 | 0 | 0 | 0 | High C2 | 0 | 0 | 0 | 0 | 0 | 0 | High C2 | 0 | 0 | 0 | 0 | 0 | 0 | High C2 | 0 | 0 | 0 | 0 | 0 | 0 | High C2 | 0 | 0 | 0 | 0 | 0 | 0 | 0 | 0 | 0 | 0 | 0 | High C2 | 0 | 0 | 0 | 0 | 0 | 0
|  |  |  | Very high C1 | 0 | 0 | 0 | 0 | 0 | 0 |  |  | Very high C1 | 0 | 0 | 0 | 0 | 0 | 0 |  |  | Very high C1 | 0 | 0 | 0 | 0 | 0 | 0 | Very high C1 | 0 | 0 | 0 | 0 | 0 | 0 | Very high C1 | 0 | 0 | 0 | 0 | 0 | 0 | Very high C1 | 0 | 0 | 0 | 0 | 0 | 0 | Very high C1 | 0 | 0 | 0 | 0 | 0 | 0 | 0 | 0 | 0 | 0 | 0 | Very high C1 | 0 | 0 | 0 | 0 | 0 | 0
132KV Network | 7 | OHL towers | Number | Low C4 | 1372 | 734 | 208 | 178 | 96 | 156 | 7 | OHL towers | Low C4 | 1362 | 692 | 151 | 146 | 217 | 156 | 7 | OHL towers | Low C4 | 1372 | 692 | 161 | 146 | 217 | 156 | Low C4 | -10 | 0 | -10 | 0 | 0 | 0 | Low C4 | 0 | 0 | 0 | 0 | 0 | 0 | Low C4 | 0 | 0 | 0 | 0 | 0 | 0 | Low C4 | 0 | 0 | 0 | 0 | 0 | 0 | 0 | 0 | 0 | 0 | 0 | Low C4 | -10 | 0 | -10 | 0 | 0 | 0
|  |  |  | Medium C3 | 2308 | 342 | 74 | 312 | 456 | 1124 |  |  | Medium C3 | 2303 | 519 | 409 | 186 | 348 | 841 |  |  | Medium C3 | 2308 | 236 | 106 | 186 | 656 | 1124 | Medium C3 | -5 | 283 | 303 | 0 | -308 | -283 | Medium C3 | -283 | 0 | 0 | 0 | 0 | -283 | Medium C3 | 283 | 283 | 0 | 0 | 0 | 0 | Medium C3 | 303 | 0 | 0 | 0 | -303 | 0 | 0 | 303 | 0 | 0 | 0 | Medium C3 | -5 | 0 | 0 | 0 | -5 | 0
|  |  |  | High C2 | 0 | 0 | 0 | 0 | 0 | 0 |  |  | High C2 | 0 | 0 | 0 | 0 | 0 | 0 |  |  | High C2 | 0 | 0 | 0 | 0 | 0 | 0 | High C2 | 0 | 0 | 0 | 0 | 0 | 0 | High C2 | 0 | 0 | 0 | 0 | 0 | 0 | High C2 | 0 | 0 | 0 | 0 | 0 | 0 | High C2 | 0 | 0 | 0 | 0 | 0 | 0 | 0 | 0 | 0 | 0 | 0 | High C2 | 0 | 0 | 0 | 0 | 0 | 0
|  |  |  | Very high C1 | 0 | 0 | 0 | 0 | 0 | 0 |  |  | Very high C1 | 0 | 0 | 0 | 0 | 0 | 0 |  |  | Very high C1 | 0 | 0 | 0 | 0 | 0 | 0 | Very high C1 | 0 | 0 | 0 | 0 | 0 | 0 | Very high C1 | 0 | 0 | 0 | 0 | 0 | 0 | Very high C1 | 0 | 0 | 0 | 0 | 0 | 0 | Very high C1 | 0 | 0 | 0 | 0 | 0 | 0 | 0 | 0 | 0 | 0 | 0 | Very high C1 | 0 | 0 | 0 | 0 | 0 | 0

## 1.3_OrigTargets_DataCleanse
RIIO-T1 Network Output Measures
Scottish Power Transmission
Rebasing Data Templates
Original Targets_Data Cleanse
Definitions
| Asset health index |  |  | Criticality | [6 empty] | Replacement priorities |  |  | Replacement priorities matrix
| AH1 | New or as new |  | C1 | Very high | [5 empty] | RP1 | 0-2 years |  |  | AH1 | AH2 | AH3 | AH4 | AH5
| AH2 | Good or serviceable condition |  | C2 | High | [5 empty] | RP2 | 2-5 years |  | C1 | RP4 | RP4 | RP4 | RP1 | RP1
| AH3 | Deterioration, requires assessment or monitoring |  | C3 | Medium | [5 empty] | RP3 | 5-10 years |  | C2 | RP4 | RP4 | RP4 | RP2 | RP1
| AH4 | Material deterioration, intervention requires consideration |  | C4 | Low | [5 empty] | RP4 | 10+ years |  | C3 | RP4 | RP4 | RP4 | RP3 | RP2
| AH5 | End of serviceable life, intervention required | [11 empty] | C4 | RP4 | RP4 | RP4 | RP3 | RP2
Asset Health and Criticality
| Starting Position, 31/03/2013 | [9 empty] | With investment, 31/03/2021 | [8 empty] | No intervention, 31/03/2021
Intervention Volumes and Impact of Interventions on Asset Distribution
Voltage level | Asset categories |  | Units | Asset Health and Criticality in 2012/13 | [6 empty] | Asset categories |  | Asset Health and Criticality in 2020/21 with investment | [6 empty] | Asset categories |  | Asset Health and Criticality in 2020/21 with no intervention | [6 empty] | Total | [6 empty] | Replacement_Off (Disposal of assets) | [6 empty] | Replacement_On (Addition of assets) |  | Replacement_On (Addition of assets) |  |  |  |  | Refurbishment: |  | Pre_Refurbishment (asset distribution) |  |  |  |  | Post_Refurbishment (asset distribution) |  |  |  |  | Permanent Removal (AH-driven)
|  |  |  | Criticality | Total population at 31 March 2013 | AH1 | AH2 | AH3 | AH4 | AH5 |  |  | Criticality | Total population at 31 March 2021 | AH1 | AH2 | AH3 | AH4 | AH5 |  |  | Criticality | Total population at 31 March 2021 | AH1 | AH2 | AH3 | AH4 | AH5 | Criticality | Total Intervention Volume | AH1 | AH2 | AH3 | AH4 | AH5 | Criticality | Replacement_Off Intervention Volume | AH1 | AH2 | AH3 | AH4 | AH5 | Criticality | Replacement_On Intervention Volume | AH1 | AH2 | AH3 | AH4 | AH5 | Criticality | Refurbishment Intervention Volume | AH1 | AH2 | AH3 | AH4 | AH5 | AH1 | AH2 | AH3 | AH4 | AH5 | Criticality | Removal Intervention Volume | AH1 | AH2 | AH3 | AH4 | AH5 | Explanations for Data Cleanse
400KV Network | 1 | Circuit Breaker | Number | Low C4 | 0 | 0 | 0 | 0 | 0 | 0 | 1 | Circuit Breaker | Low C4 | 0 | 0 | 0 | 0 | 0 | 0 | 1 | Circuit Breaker | Low C4 | 0 | 0 | 0 | 0 | 0 | 0 | Low C4 | 0 | 0 | 0 | 0 | 0 | 0 | Low C4 | 0 | 0 | 0 | 0 | 0 | 0 | Low C4 | 0 | 0 | 0 | 0 | 0 | 0 | Low C4 | 0 | 0 | 0 | 0 | 0 | 0 | 0 | 0 | 0 | 0 | 0 | Low C4 | 0 | 0 | 0 | 0 | 0 | 0 | 0
|  |  |  | Medium C3 | 11 | 11 | 0 | 0 | 0 | 0 |  |  | Medium C3 | 11 | 11 | 0 | 0 | 0 | 0 |  |  | Medium C3 | 11 | 11 | 0 | 0 | 0 | 0 | Medium C3 | 0 | 0 | 0 | 0 | 0 | 0 | Medium C3 | 0 | 0 | 0 | 0 | 0 | 0 | Medium C3 | 0 | 0 | 0 | 0 | 0 | 0 | Medium C3 | 0 | 0 | 0 | 0 | 0 | 0 | 0 | 0 | 0 | 0 | 0 | Medium C3 | 0 | 0 | 0 | 0 | 0 | 0 | Addition of assets associated with Crystal Rig (4CBs, 2009/10) & Fallago (4CBs, 2012/13) wind farms and at Strathaven as part of Strathaven-Harker upgrade (TIRG related) (3CBs, 2011/12).
|  |  |  | High C2 | 0 | 0 | 0 | 0 | 0 | 0 |  |  | High C2 | 0 | 0 | 0 | 0 | 0 | 0 |  |  | High C2 | 0 | 0 | 0 | 0 | 0 | 0 | High C2 | 0 | 0 | 0 | 0 | 0 | 0 | High C2 | 0 | 0 | 0 | 0 | 0 | 0 | High C2 | 0 | 0 | 0 | 0 | 0 | 0 | High C2 | 0 | 0 | 0 | 0 | 0 | 0 | 0 | 0 | 0 | 0 | 0 | High C2 | 0 | 0 | 0 | 0 | 0 | 0 | 0
|  |  |  | Very high C1 | 0 | 0 | 0 | 0 | 0 | 0 |  |  | Very high C1 | 0 | 0 | 0 | 0 | 0 | 0 |  |  | Very high C1 | 0 | 0 | 0 | 0 | 0 | 0 | Very high C1 | 0 | 0 | 0 | 0 | 0 | 0 | Very high C1 | 0 | 0 | 0 | 0 | 0 | 0 | Very high C1 | 0 | 0 | 0 | 0 | 0 | 0 | Very high C1 | 0 | 0 | 0 | 0 | 0 | 0 | 0 | 0 | 0 | 0 | 0 | Very high C1 | 0 | 0 | 0 | 0 | 0 | 0 | 0
400KV Network | 2 | Transformer | Number | Low C4 | 0 | 0 | 0 | 0 | 0 | 0 | 2 | Transformer | Low C4 | 0 | 0 | 0 | 0 | 0 | 0 | 2 | Transformer | Low C4 | 0 | 0 | 0 | 0 | 0 | 0 | Low C4 | 0 | 0 | 0 | 0 | 0 | 0 | Low C4 | 0 | 0 | 0 | 0 | 0 | 0 | Low C4 | 0 | 0 | 0 | 0 | 0 | 0 | Low C4 | 0 | 0 | 0 | 0 | 0 | 0 | 0 | 0 | 0 | 0 | 0 | Low C4 | 0 | 0 | 0 | 0 | 0 | 0 | 0
|  |  |  | Medium C3 | 2 | 3 | -1 | 0 | 0 | 0 |  |  | Medium C3 | 2 | 3 | -1 | 0 | 0 | 0 |  |  | Medium C3 | 2 | 3 | -1 | 0 | 0 | 0 | Medium C3 | 0 | 0 | 0 | 0 | 0 | 0 | Medium C3 | 0 | 0 | 0 | 0 | 0 | 0 | Medium C3 | 0 | 0 | 0 | 0 | 0 | 0 | Medium C3 | 0 | 0 | 0 | 0 | 0 | 0 | 0 | 0 | 0 | 0 | 0 | Medium C3 | 0 | 0 | 0 | 0 | 0 | 0 | Addition of two transformers at Elvanfoot under Strathaven-Harker upgrade as part of TIRG (2011/12).
|  |  |  | High C2 | 0 | 0 | 0 | 0 | 0 | 0 |  |  | High C2 | 0 | 0 | 0 | 0 | 0 | 0 |  |  | High C2 | 0 | 0 | 0 | 0 | 0 | 0 | High C2 | 0 | 0 | 0 | 0 | 0 | 0 | High C2 | 0 | 0 | 0 | 0 | 0 | 0 | High C2 | 0 | 0 | 0 | 0 | 0 | 0 | High C2 | 0 | 0 | 0 | 0 | 0 | 0 | 0 | 0 | 0 | 0 | 0 | High C2 | 0 | 0 | 0 | 0 | 0 | 0 | 0
|  |  |  | Very high C1 | 0 | 0 | 0 | 0 | 0 | 0 |  |  | Very high C1 | 0 | 0 | 0 | 0 | 0 | 0 |  |  | Very high C1 | 0 | 0 | 0 | 0 | 0 | 0 | Very high C1 | 0 | 0 | 0 | 0 | 0 | 0 | Very high C1 | 0 | 0 | 0 | 0 | 0 | 0 | Very high C1 | 0 | 0 | 0 | 0 | 0 | 0 | Very high C1 | 0 | 0 | 0 | 0 | 0 | 0 | 0 | 0 | 0 | 0 | 0 | Very high C1 | 0 | 0 | 0 | 0 | 0 | 0 | 0
400KV Network | 3 | Reactors | Number | Low C4 | 0 | 0 | 0 | 0 | 0 | 0 | 3 | Reactors | Low C4 | 0 | 0 | 0 | 0 | 0 | 0 | 3 | Reactors | Low C4 | 0 | 0 | 0 | 0 | 0 | 0 | Low C4 | 0 | 0 | 0 | 0 | 0 | 0 | Low C4 | 0 | 0 | 0 | 0 | 0 | 0 | Low C4 | 0 | 0 | 0 | 0 | 0 | 0 | Low C4 | 0 | 0 | 0 | 0 | 0 | 0 | 0 | 0 | 0 | 0 | 0 | Low C4 | 0 | 0 | 0 | 0 | 0 | 0 | 0
|  |  |  | Medium C3 | 2 | 2 | 0 | 0 | 0 | 0 |  |  | Medium C3 | 2 | 2 | 0 | 0 | 0 | 0 |  |  | Medium C3 | 2 | 2 | 0 | 0 | 0 | 0 | Medium C3 | 0 | 0 | 0 | 0 | 0 | 0 | Medium C3 | 0 | 0 | 0 | 0 | 0 | 0 | Medium C3 | 0 | 0 | 0 | 0 | 0 | 0 | Medium C3 | 0 | 0 | 0 | 0 | 0 | 0 | 0 | 0 | 0 | 0 | 0 | Medium C3 | 0 | 0 | 0 | 0 | 0 | 0 | Addition of 25kV reactors at Elvanfoot associated with Network Rail connection (2008/09). Reported based on HV voltage (400kV) in RIIO-T1 RRP.
|  |  |  | High C2 | 0 | 0 | 0 | 0 | 0 | 0 |  |  | High C2 | 0 | 0 | 0 | 0 | 0 | 0 |  |  | High C2 | 0 | 0 | 0 | 0 | 0 | 0 | High C2 | 0 | 0 | 0 | 0 | 0 | 0 | High C2 | 0 | 0 | 0 | 0 | 0 | 0 | High C2 | 0 | 0 | 0 | 0 | 0 | 0 | High C2 | 0 | 0 | 0 | 0 | 0 | 0 | 0 | 0 | 0 | 0 | 0 | High C2 | 0 | 0 | 0 | 0 | 0 | 0 | 0
|  |  |  | Very high C1 | 0 | 0 | 0 | 0 | 0 | 0 |  |  | Very high C1 | 0 | 0 | 0 | 0 | 0 | 0 |  |  | Very high C1 | 0 | 0 | 0 | 0 | 0 | 0 | Very high C1 | 0 | 0 | 0 | 0 | 0 | 0 | Very high C1 | 0 | 0 | 0 | 0 | 0 | 0 | Very high C1 | 0 | 0 | 0 | 0 | 0 | 0 | Very high C1 | 0 | 0 | 0 | 0 | 0 | 0 | 0 | 0 | 0 | 0 | 0 | Very high C1 | 0 | 0 | 0 | 0 | 0 | 0 | 0
400KV Network | 4 | Underground Cable | Km | Low C4 | 0 | 0 | 0 | 0 | 0 | 0 | 4 | Underground Cable | Low C4 | 0 | 0 | 0 | 0 | 0 | 0 | 4 | Underground Cable | Low C4 | 0 | 0 | 0 | 0 | 0 | 0 | Low C4 | 0 | 0 | 0 | 0 | 0 | 0 | Low C4 | 0 | 0 | 0 | 0 | 0 | 0 | Low C4 | 0 | 0 | 0 | 0 | 0 | 0 | Low C4 | 0 | 0 | 0 | 0 | 0 | 0 | 0 | 0 | 0 | 0 | 0 | Low C4 | 0 | 0 | 0 | 0 | 0 | 0 | 0
|  |  |  | Medium C3 | -4.477 | 0 | 0 | -4.477 | 0 | 0 |  |  | Medium C3 | -4.477 | 0 | 0 | -4.477 | 0 | 0 |  |  | Medium C3 | -4.477 | 0 | 0 | -4.477 | 0 | 0 | Medium C3 | 0 | 0 | 0 | 0 | 0 | 0 | Medium C3 | 0 | 0 | 0 | 0 | 0 | 0 | Medium C3 | 0 | 0 | 0 | 0 | 0 | 0 | Medium C3 | 0 | 0 | 0 | 0 | 0 | 0 | 0 | 0 | 0 | 0 | 0 | Medium C3 | 0 | 0 | 0 | 0 | 0 | 0 | AH3 [ Generator cable circuits at Hunterston & Torness Nuclear Power Stations are owned by EDF; not SPT assets (2.1cctkm). Inverkip Power station generator circuits (SPT owned) were decommissioned (2.38 cctkm)]
|  |  |  | High C2 | 0 | 0 | 0 | 0 | 0 | 0 |  |  | High C2 | 0 | 0 | 0 | 0 | 0 | 0 |  |  | High C2 | 0 | 0 | 0 | 0 | 0 | 0 | High C2 | 0 | 0 | 0 | 0 | 0 | 0 | High C2 | 0 | 0 | 0 | 0 | 0 | 0 | High C2 | 0 | 0 | 0 | 0 | 0 | 0 | High C2 | 0 | 0 | 0 | 0 | 0 | 0 | 0 | 0 | 0 | 0 | 0 | High C2 | 0 | 0 | 0 | 0 | 0 | 0 | 0
|  |  |  | Very high C1 | 0 | 0 | 0 | 0 | 0 | 0 |  |  | Very high C1 | 0 | 0 | 0 | 0 | 0 | 0 |  |  | Very high C1 | 0 | 0 | 0 | 0 | 0 | 0 | Very high C1 | 0 | 0 | 0 | 0 | 0 | 0 | Very high C1 | 0 | 0 | 0 | 0 | 0 | 0 | Very high C1 | 0 | 0 | 0 | 0 | 0 | 0 | Very high C1 | 0 | 0 | 0 | 0 | 0 | 0 | 0 | 0 | 0 | 0 | 0 | Very high C1 | 0 | 0 | 0 | 0 | 0 | 0 | 0
400KV Network | 5 | OHL line conductor | Km | Low C4 | 0 | 0 | 0 | 0 | 0 | 0 | 5 | OHL line conductor | Low C4 | 0 | 0 | 0 | 0 | 0 | 0 | 5 | OHL line conductor | Low C4 | 0 | 0 | 0 | 0 | 0 | 0 | Low C4 | 0 | 0 | 0 | 0 | 0 | 0 | Low C4 | 0 | 0 | 0 | 0 | 0 | 0 | Low C4 | 0 | 0 | 0 | 0 | 0 | 0 | Low C4 | 0 | 0 | 0 | 0 | 0 | 0 | 0 | 0 | 0 | 0 | 0 | Low C4 | 0 | 0 | 0 | 0 | 0 | 0 | 0
|  |  |  | Medium C3 | 117.7735 | 4.5276 | 116.3354 | 12.9089 | -15.9984 | 0 |  |  | Medium C3 | 117.7735 | 44.3221 | -40.1213 | 116.3354 | 12.9089 | -15.6716 |  |  | Medium C3 | 117.7735 | 44.6489 | -40.1213 | 116.3354 | 12.9089 | -15.9984 | Medium C3 | 0 | -0.3268 | 0 | 0 | 0 | 0.3268 | Medium C3 | 0.3268 | 0 | 0 | 0 | 0 | 0.3268 | Medium C3 | -0.3268 | -0.3268 | 0 | 0 | 0 | 0 | Medium C3 | 0 | 0 | 0 | 0 | 0 | 0 | 0 | 0 | 0 | 0 | 0 | Medium C3 | 0 | 0 | 0 | 0 | 0 | 0 | Strathaven-Harker upgrade (TIRG) in TPCR4 involved uprating of one circuit from 275kV to 400kV on ZV OHL route. This resulted in an asset addition at 400kV and an accompanying asset reduction at 275kV.
|  |  |  | High C2 | 0 | 0 | 0 | 0 | 0 | 0 |  |  | High C2 | 0 | 0 | 0 | 0 | 0 | 0 |  |  | High C2 | 0 | 0 | 0 | 0 | 0 | 0 | High C2 | 0 | 0 | 0 | 0 | 0 | 0 | High C2 | 0 | 0 | 0 | 0 | 0 | 0 | High C2 | 0 | 0 | 0 | 0 | 0 | 0 | High C2 | 0 | 0 | 0 | 0 | 0 | 0 | 0 | 0 | 0 | 0 | 0 | High C2 | 0 | 0 | 0 | 0 | 0 | 0 | 0
|  |  |  | Very high C1 | 0 | 0 | 0 | 0 | 0 | 0 |  |  | Very high C1 | 0 | 0 | 0 | 0 | 0 | 0 |  |  | Very high C1 | 0 | 0 | 0 | 0 | 0 | 0 | Very high C1 | 0 | 0 | 0 | 0 | 0 | 0 | Very high C1 | 0 | 0 | 0 | 0 | 0 | 0 | Very high C1 | 0 | 0 | 0 | 0 | 0 | 0 | Very high C1 | 0 | 0 | 0 | 0 | 0 | 0 | 0 | 0 | 0 | 0 | 0 | Very high C1 | 0 | 0 | 0 | 0 | 0 | 0 | 0
400KV Network | 6 | OHL line fittings | Km | Low C4 | 0 | 0 | 0 | 0 | 0 | 0 | 6 | OHL line fittings | Low C4 | 0 | 0 | 0 | 0 | 0 | 0 | 6 | OHL line fittings | Low C4 | 0 | 0 | 0 | 0 | 0 | 0 | Low C4 | 0 | 0 | 0 | 0 | 0 | 0 | Low C4 | 0 | 0 | 0 | 0 | 0 | 0 | Low C4 | 0 | 0 | 0 | 0 | 0 | 0 | Low C4 | 0 | 0 | 0 | 0 | 0 | 0 | 0 | 0 | 0 | 0 | 0 | Low C4 | 0 | 0 | 0 | 0 | 0 | 0 | 0
|  |  |  | Medium C3 | 117.7735 | 4.2008 | 116.3033 | -1.5445 | 0 | -1.1861 |  |  | Medium C3 | 117.7735 | 1.8834 | 2.3174 | 116.3033 | -1.5445 | -1.1861 |  |  | Medium C3 | 117.7735 | 2.2102 | 1.9906 | 116.3033 | -1.5445 | -1.1861 | Medium C3 | -1.7053e-13 | -0.3268 | 0.3268 | 0 | 0 | 0 | Medium C3 | 0.3268 | 0 | 0.3268 | 0 | 0 | 0 | Medium C3 | -0.3268 | -0.3268 | 0 | 0 | 0 | 0 | Medium C3 | 0 | 0 | 0 | 0 | 0 | 0 | 0 | 0 | 0 | 0 | 0 | Medium C3 | 0 | 0 | 0 | 0 | 0 | 0 | Strathaven-Harker upgrade (TIRG) in TPCR4 involved uprating of one circuit from 275kV to 400kV on ZV OHL route. This resulted in an asset addition at 400kV and an accompanying asset reduction at 275kV.
|  |  |  | High C2 | 0 | 0 | 0 | 0 | 0 | 0 |  |  | High C2 | 0 | 0 | 0 | 0 | 0 | 0 |  |  | High C2 | 0 | 0 | 0 | 0 | 0 | 0 | High C2 | 0 | 0 | 0 | 0 | 0 | 0 | High C2 | 0 | 0 | 0 | 0 | 0 | 0 | High C2 | 0 | 0 | 0 | 0 | 0 | 0 | High C2 | 0 | 0 | 0 | 0 | 0 | 0 | 0 | 0 | 0 | 0 | 0 | High C2 | 0 | 0 | 0 | 0 | 0 | 0 | 0
|  |  |  | Very high C1 | 0 | 0 | 0 | 0 | 0 | 0 |  |  | Very high C1 | 0 | 0 | 0 | 0 | 0 | 0 |  |  | Very high C1 | 0 | 0 | 0 | 0 | 0 | 0 | Very high C1 | 0 | 0 | 0 | 0 | 0 | 0 | Very high C1 | 0 | 0 | 0 | 0 | 0 | 0 | Very high C1 | 0 | 0 | 0 | 0 | 0 | 0 | Very high C1 | 0 | 0 | 0 | 0 | 0 | 0 | 0 | 0 | 0 | 0 | 0 | Very high C1 | 0 | 0 | 0 | 0 | 0 | 0 | 0
400KV Network | 7 | OHL towers | Number | Low C4 | 0 | 0 | 0 | 0 | 0 | 0 | 7 | OHL towers | Low C4 | 0 | 0 | 0 | 0 | 0 | 0 | 7 | OHL towers | Low C4 | 0 | 0 | 0 | 0 | 0 | 0 | Low C4 | 0 | 0 | 0 | 0 | 0 | 0 | Low C4 | 0 | 0 | 0 | 0 | 0 | 0 | Low C4 | 0 | 0 | 0 | 0 | 0 | 0 | Low C4 | 0 | 0 | 0 | 0 | 0 | 0 | 0 | 0 | 0 | 0 | 0 | Low C4 | 0 | 0 | 0 | 0 | 0 | 0 | 0
|  |  |  | Medium C3 | 14 | 1 | 3 | 9 | 2 | -1 |  |  | Medium C3 | 14 | 1 | 3 | 4 | 7 | -1 |  |  | Medium C3 | 14 | 1 | 3 | 4 | 7 | -1 | Medium C3 | 0 | 0 | 0 | 0 | 0 | 0 | Medium C3 | 0 | 0 | 0 | 0 | 0 | 0 | Medium C3 | 0 | 0 | 0 | 0 | 0 | 0 | Medium C3 | 0 | 0 | 0 | 0 | 0 | 0 | 0 | 0 | 0 | 0 | 0 | Medium C3 | 0 | 0 | 0 | 0 | 0 | 0 | Addition of assets following minor data cleanse through audit of line schedules (multiple routes eg XB (3), XF (1),XV(1), ZA (5), ZV (4)) by Transmission Operations - ongoing since 2012/13.
|  |  |  | High C2 | 0 | 0 | 0 | 0 | 0 | 0 |  |  | High C2 | 0 | 0 | 0 | 0 | 0 | 0 |  |  | High C2 | 0 | 0 | 0 | 0 | 0 | 0 | High C2 | 0 | 0 | 0 | 0 | 0 | 0 | High C2 | 0 | 0 | 0 | 0 | 0 | 0 | High C2 | 0 | 0 | 0 | 0 | 0 | 0 | High C2 | 0 | 0 | 0 | 0 | 0 | 0 | 0 | 0 | 0 | 0 | 0 | High C2 | 0 | 0 | 0 | 0 | 0 | 0 | 0
|  |  |  | Very high C1 | 0 | 0 | 0 | 0 | 0 | 0 |  |  | Very high C1 | 0 | 0 | 0 | 0 | 0 | 0 |  |  | Very high C1 | 0 | 0 | 0 | 0 | 0 | 0 | Very high C1 | 0 | 0 | 0 | 0 | 0 | 0 | Very high C1 | 0 | 0 | 0 | 0 | 0 | 0 | Very high C1 | 0 | 0 | 0 | 0 | 0 | 0 | Very high C1 | 0 | 0 | 0 | 0 | 0 | 0 | 0 | 0 | 0 | 0 | 0 | Very high C1 | 0 | 0 | 0 | 0 | 0 | 0 | 0
275KV Network | 1 | Circuit Breaker | Number | Low C4 | 0 | 0 | 0 | 0 | 0 | 0 | 1 | Circuit Breaker | Low C4 | 0 | 0 | 0 | 0 | 0 | 0 | 1 | Circuit Breaker | Low C4 | 0 | 0 | 0 | 0 | 0 | 0 | Low C4 | 0 | 0 | 0 | 0 | 0 | 0 | Low C4 | 0 | 0 | 0 | 0 | 0 | 0 | Low C4 | 0 | 0 | 0 | 0 | 0 | 0 | Low C4 | 0 | 0 | 0 | 0 | 0 | 0 | 0 | 0 | 0 | 0 | 0 | Low C4 | 0 | 0 | 0 | 0 | 0 | 0 | 0
|  |  |  | Medium C3 | 12 | 13 | 0 | 0 | 0 | -1 |  |  | Medium C3 | 14 | 14 | 0 | 1 | 0 | -1 |  |  | Medium C3 | 12 | 13 | 0 | 0 | 0 | -1 | Medium C3 | 2 | 1 | 0 | 1 | 0 | 0 | Medium C3 | 0 | 0 | 0 | 0 | 0 | 0 | Medium C3 | 2 | 2 | 0 | 0 | 0 | 0 | Medium C3 | 0 | 0 | 0 | 0 | 0 | 0 | 0 | 0 | 0 | 0 | 0 | Medium C3 | 0 | 0 | 0 | 0 | 0 | 0 | Addition of assets associated with Clyde (5CBs, 2011/12), Whitelee Extension (4CBs, 2011/12) & Mark Hill (3CBs, 2010/11) wind farms and Kilmarnock South as part of Hunterston Group reinforcement (1CB, 2011/12).
|  |  |  | High C2 | 1 | 1 | 0 | 0 | 0 | 0 |  |  | High C2 | -1 | -1 | 0 | 0 | 0 | 0 |  |  | High C2 | 1 | 1 | 0 | 0 | 0 | 0 | High C2 | -2 | -2 | 0 | 0 | 0 | 0 | High C2 | 0 | 0 | 0 | 0 | 0 | 0 | High C2 | -2 | -2 | 0 | 0 | 0 | 0 | High C2 | 0 | 0 | 0 | 0 | 0 | 0 | 0 | 0 | 0 | 0 | 0 | High C2 | 0 | 0 | 0 | 0 | 0 | 0 | 0
|  |  |  | Very high C1 | 0 | 0 | 0 | 0 | 0 | 0 |  |  | Very high C1 | 0 | 0 | 0 | 0 | 0 | 0 |  |  | Very high C1 | 0 | 0 | 0 | 0 | 0 | 0 | Very high C1 | 0 | 0 | 0 | 0 | 0 | 0 | Very high C1 | 0 | 0 | 0 | 0 | 0 | 0 | Very high C1 | 0 | 0 | 0 | 0 | 0 | 0 | Very high C1 | 0 | 0 | 0 | 0 | 0 | 0 | 0 | 0 | 0 | 0 | 0 | Very high C1 | 0 | 0 | 0 | 0 | 0 | 0 | 0
275KV Network | 2 | Transformer | Number | Low C4 | 0 | 0 | 0 | 0 | 0 | 0 | 2 | Transformer | Low C4 | 0 | 0 | 0 | 0 | 0 | 0 | 2 | Transformer | Low C4 | 0 | 0 | 0 | 0 | 0 | 0 | Low C4 | 0 | 0 | 0 | 0 | 0 | 0 | Low C4 | 0 | 0 | 0 | 0 | 0 | 0 | Low C4 | 0 | 0 | 0 | 0 | 0 | 0 | Low C4 | 0 | 0 | 0 | 0 | 0 | 0 | 0 | 0 | 0 | 0 | 0 | Low C4 | 0 | 0 | 0 | 0 | 0 | 0 | 0
|  |  |  | Medium C3 | 10 | 14 | 0 | -3 | 0 | -1 |  |  | Medium C3 | 10 | 14 | 0 | -3 | 0 | -1 |  |  | Medium C3 | 10 | 14 | 0 | -3 | 0 | -1 | Medium C3 | 0 | 0 | 0 | 0 | 0 | 0 | Medium C3 | 0 | 0 | 0 | 0 | 0 | 0 | Medium C3 | 0 | 0 | 0 | 0 | 0 | 0 | Medium C3 | 0 | 0 | 0 | 0 | 0 | 0 | 0 | 0 | 0 | 0 | 0 | Medium C3 | 0 | 0 | 0 | 0 | 0 | 0 | Addition of assets associated with Clyde (6TX, 2011/12), Whitelee Extension (3TXs, 2011/12) & Mark Hill (2TX, 2010/11) wind farms and Kilmarnock South as part of Hunterston Group reinforcement (1TX, 2011/12).
|  |  |  | High C2 | 2 | 0 | 0 | 2 | 0 | 0 |  |  | High C2 | 2 | 0 | 0 | 2 | 0 | 0 |  |  | High C2 | 2 | 0 | 0 | 2 | 0 | 0 | High C2 | 0 | 0 | 0 | 0 | 0 | 0 | High C2 | 0 | 0 | 0 | 0 | 0 | 0 | High C2 | 0 | 0 | 0 | 0 | 0 | 0 | High C2 | 0 | 0 | 0 | 0 | 0 | 0 | 0 | 0 | 0 | 0 | 0 | High C2 | 0 | 0 | 0 | 0 | 0 | 0 | 0
|  |  |  | Very high C1 | 0 | 0 | 0 | 0 | 0 | 0 |  |  | Very high C1 | 0 | 0 | 0 | 0 | 0 | 0 |  |  | Very high C1 | 0 | 0 | 0 | 0 | 0 | 0 | Very high C1 | 0 | 0 | 0 | 0 | 0 | 0 | Very high C1 | 0 | 0 | 0 | 0 | 0 | 0 | Very high C1 | 0 | 0 | 0 | 0 | 0 | 0 | Very high C1 | 0 | 0 | 0 | 0 | 0 | 0 | 0 | 0 | 0 | 0 | 0 | Very high C1 | 0 | 0 | 0 | 0 | 0 | 0 | 0
275KV Network | 3 | Reactors | Number | Low C4 | 0 | 0 | 0 | 0 | 0 | 0 | 3 | Reactors | Low C4 | 0 | 0 | 0 | 0 | 0 | 0 | 3 | Reactors | Low C4 | 0 | 0 | 0 | 0 | 0 | 0 | Low C4 | 0 | 0 | 0 | 0 | 0 | 0 | Low C4 | 0 | 0 | 0 | 0 | 0 | 0 | Low C4 | 0 | 0 | 0 | 0 | 0 | 0 | Low C4 | 0 | 0 | 0 | 0 | 0 | 0 | 0 | 0 | 0 | 0 | 0 | Low C4 | 0 | 0 | 0 | 0 | 0 | 0 | 0
|  |  |  | Medium C3 | 1 | 0 | 0 | 1 | 0 | 0 |  |  | Medium C3 | 1 | 0 | 0 | 1 | 0 | 0 |  |  | Medium C3 | 1 | 0 | 0 | 1 | 0 | 0 | Medium C3 | 0 | 0 | 0 | 0 | 0 | 0 | Medium C3 | 0 | 0 | 0 | 0 | 0 | 0 | Medium C3 | 0 | 0 | 0 | 0 | 0 | 0 | Medium C3 | 0 | 0 | 0 | 0 | 0 | 0 | 0 | 0 | 0 | 0 | 0 | Medium C3 | 0 | 0 | 0 | 0 | 0 | 0 | Addition of Series Reactor at Windyhill as part B5 Boundary works (TIRG related) (2010/11)
|  |  |  | High C2 | 0 | 0 | 0 | 0 | 0 | 0 |  |  | High C2 | 0 | 0 | 0 | 0 | 0 | 0 |  |  | High C2 | 0 | 0 | 0 | 0 | 0 | 0 | High C2 | 0 | 0 | 0 | 0 | 0 | 0 | High C2 | 0 | 0 | 0 | 0 | 0 | 0 | High C2 | 0 | 0 | 0 | 0 | 0 | 0 | High C2 | 0 | 0 | 0 | 0 | 0 | 0 | 0 | 0 | 0 | 0 | 0 | High C2 | 0 | 0 | 0 | 0 | 0 | 0 | 0
|  |  |  | Very high C1 | 0 | 0 | 0 | 0 | 0 | 0 |  |  | Very high C1 | 0 | 0 | 0 | 0 | 0 | 0 |  |  | Very high C1 | 0 | 0 | 0 | 0 | 0 | 0 | Very high C1 | 0 | 0 | 0 | 0 | 0 | 0 | Very high C1 | 0 | 0 | 0 | 0 | 0 | 0 | Very high C1 | 0 | 0 | 0 | 0 | 0 | 0 | Very high C1 | 0 | 0 | 0 | 0 | 0 | 0 | 0 | 0 | 0 | 0 | 0 | Very high C1 | 0 | 0 | 0 | 0 | 0 | 0 | 0
275KV Network | 4 | Underground Cable | Km | Low C4 | -4.9637 | -4.9637 | 0 | 0 | 0 | 0 | 4 | Underground Cable | Low C4 | -4.9637 | -4.9637 | 0 | 0 | 0 | 0 | 4 | Underground Cable | Low C4 | -4.9637 | -4.9637 | 0 | 0 | 0 | 0 | Low C4 | 0 | 0 | 0 | 0 | 0 | 0 | Low C4 | 0 | 0 | 0 | 0 | 0 | 0 | Low C4 | 0 | 0 | 0 | 0 | 0 | 0 | Low C4 | 0 | 0 | 0 | 0 | 0 | 0 | 0 | 0 | 0 | 0 | 0 | Low C4 | 0 | 0 | 0 | 0 | 0 | 0 | AH1 [TPCR4 plan was to asset replace WISH-RAVE 1&2 (GCC) ccts with new XLPE. Actual project was removal of 275kV GCC cables (POC moved to 33kV) - removed c7.8cctkm prior to RIIO-T1 (TPCR4 Scheme: ASSI074 - Ravenscraig - Wishaw cable replacement). Plan for TPCR4 underestimated route length of KAIM-WHHO-DEWP 1&2 ccts due to planning requirements in Edinburgh - added 3.2cctkm; planned completion in TPCR4. Data cleanse on SMEA-POOB-SHRU 1&2 ccts as part of ongoing underground cable data assurance programme - reduced recorded length by 0.310cctkm.] Total = (4.963) cctkm]
|  |  |  | Medium C3 | 19.8218 | 21.0787 | 0 | -1.2569 | 0 | 0 |  |  | Medium C3 | 19.8218 | 21.0787 | 0 | -1.2569 | 0 | 0 |  |  | Medium C3 | 19.8218 | 21.0787 | 0 | -1.2569 | 0 | 0 | Medium C3 | 0 | 0 | 0 | 0 | 0 | 0 | Medium C3 | 0 | 0 | 0 | 0 | 0 | 0 | Medium C3 | 0 | 0 | 0 | 0 | 0 | 0 | Medium C3 | 0 | 0 | 0 | 0 | 0 | 0 | 0 | 0 | 0 | 0 | 0 | Medium C3 | 0 | 0 | 0 | 0 | 0 | 0 | AH1 [Windfarms at Whitelee Extension (16.2cctkm) & Clyde N (6.7cctkm), which were provided via cable circuits, were excluded in original RIIO-T1 plan. Coatbridge was uprated from 132kV to 275kV GSP (TPCR4 Scheme: IG004 - Coatbridge 132 - 275kV upgrade) with cable circuits from YQ route (nr Eurocentral) - 9.8cctkm. CLYS-ELVA was included in original NOMs targets with a forecast length of 19.3 cable laid km. This was translated into 19.3cctkm in NOMs; it should have been forecast as 19.3/3 =6.43cctkm. Data Quality Cleanse reflects actual installed value in TPCR4 of 7.05cctkm. Hence, 19.3-12.25 = 7.05 was included.] AH1 & AH3 [Other minor data quality cleanse from ongoing update of cable records following Asset Data Assurance report to Ofgem in March 2014.]
|  |  |  | High C2 | -0.0191 | 0 | 0 | -0.0191 | 0 | 0 |  |  | High C2 | -0.0191 | 0 | 0 | -0.0191 | 0 | 0 |  |  | High C2 | -0.0191 | 0 | 0 | -0.0191 | 0 | 0 | High C2 | 0 | 0 | 0 | 0 | 0 | 0 | High C2 | 0 | 0 | 0 | 0 | 0 | 0 | High C2 | 0 | 0 | 0 | 0 | 0 | 0 | High C2 | 0 | 0 | 0 | 0 | 0 | 0 | 0 | 0 | 0 | 0 | 0 | High C2 | 0 | 0 | 0 | 0 | 0 | 0 | 0
|  |  |  | Very high C1 | 0 | 0 | 0 | 0 | 0 | 0 |  |  | Very high C1 | 0 | 0 | 0 | 0 | 0 | 0 |  |  | Very high C1 | 0 | 0 | 0 | 0 | 0 | 0 | Very high C1 | 0 | 0 | 0 | 0 | 0 | 0 | Very high C1 | 0 | 0 | 0 | 0 | 0 | 0 | Very high C1 | 0 | 0 | 0 | 0 | 0 | 0 | Very high C1 | 0 | 0 | 0 | 0 | 0 | 0 | 0 | 0 | 0 | 0 | 0 | Very high C1 | 0 | 0 | 0 | 0 | 0 | 0 | 0
275KV Network | 5 | OHL line conductor | Km | Low C4 | -2.4452 | 0.0665 | 0 | 0 | -2.5117 | 0 | 5 | OHL line conductor | Low C4 | -2.4452 | 0.2222 | 0 | 0 | 0 | -2.6674 | 5 | OHL line conductor | Low C4 | -2.4452 | 0.0665 | 0 | 0 | 0 | -2.5117 | Low C4 | 0 | 0.1557 | 0 | 0 | 0 | -0.1557 | Low C4 | -0.1041 | 0.0516 | 0 | 0 | 0 | -0.1557 | Low C4 | 0.1041 | 0.1041 | 0 | 0 | 0 | 0 | Low C4 | 0 | 0 | 0 | 0 | 0 | 0 | 0 | 0 | 0 | 0 | 0 | Low C4 | 0 | 0 | 0 | 0 | 0 | 0 | 0
|  |  |  | Medium C3 | -125.6375 | -14.9381 | -115.5281 | 6.6544 | -0.6399 | -1.1858 |  |  | Medium C3 | -125.6375 | -3.0454 | -14.08 | -115.5281 | 5.4459 | 1.5701 |  |  | Medium C3 | -125.6375 | -0.9331 | -14.005 | -115.5281 | 5.4459 | -0.6172 | Medium C3 | 0 | -2.1123 | -0.075 | 0 | 0 | 2.1873 | Medium C3 | 2.3947 | 0.2824 | -0.075 | 0 | 0 | 2.1873 | Medium C3 | -2.3947 | -2.3947 | 0 | 0 | 0 | 0 | Medium C3 | 0 | 0 | 0 | 0 | 0 | 0 | 0 | 0 | 0 | 0 | 0 | Medium C3 | 0 | 0 | 0 | 0 | 0 | 0 | Strathaven-Harker upgrade (TIRG) in TPCR4 involved uprating of one circuit from 275kV to 400kV on ZV OHL route (c115cctkm). As part of this the construction of Coalburn 400/132kV resulted in a network configuration change for Linmill GSP (was 275/33kV GSP; became 132/33kV GSP) which reduced the operating voltage of YR route from 275kV to 132kV (c14cctkm). This transfer resulted in an asset 'addition' at 400kV and 132kV with accompanying asset reduction at 275kV.
|  |  |  | High C2 | -3.8722 | 0 | -0.0303 | -0.342 | -2.3269 | -1.173 |  |  | High C2 | -3.8722 | -1.173 | 0 | -0.0303 | -0.342 | -2.3269 |  |  | High C2 | -3.8722 | 0 | 0 | -0.0303 | -0.342 | -3.4999 | High C2 | 0 | -1.173 | 0 | 0 | 0 | 1.173 | High C2 | 1.173 | 0 | 0 | 0 | 0 | 1.173 | High C2 | -1.173 | -1.173 | 0 | 0 | 0 | 0 | High C2 | 0 | 0 | 0 | 0 | 0 | 0 | 0 | 0 | 0 | 0 | 0 | High C2 | 0 | 0 | 0 | 0 | 0 | 0 | 0
|  |  |  | Very high C1 | 0 | 0 | 0 | 0 | 0 | 0 |  |  | Very high C1 | 0 | 0 | 0 | 0 | 0 | 0 |  |  | Very high C1 | 0 | 0 | 0 | 0 | 0 | 0 | Very high C1 | 0 | 0 | 0 | 0 | 0 | 0 | Very high C1 | 0 | 0 | 0 | 0 | 0 | 0 | Very high C1 | 0 | 0 | 0 | 0 | 0 | 0 | Very high C1 | 0 | 0 | 0 | 0 | 0 | 0 | 0 | 0 | 0 | 0 | 0 | Very high C1 | 0 | 0 | 0 | 0 | 0 | 0 | 0
275KV Network | 6 | OHL line fittings | Km | Low C4 | -2.4452 | 0.2119 | 0 | -2.8482 | 0.0354 | 0.1557 | 6 | OHL line fittings | Low C4 | -2.4452 | 0.2222 | 0.1454 | 0 | -2.8482 | 0.0354 | 6 | OHL line fittings | Low C4 | -2.4452 | 0.1181 | 0.0938 | 0 | -2.8482 | 0.1911 | Low C4 | 0 | 0.1041 | 0.0516 | 0 | 0 | -0.1557 | Low C4 | -0.1041 | 0 | 0.0516 | 0 | 0 | -0.1557 | Low C4 | 0.1041 | 0.1041 | 0 | 0 | 0 | 0 | Low C4 | 0 | 0 | 0 | 0 | 0 | 0 | 0 | 0 | 0 | 0 | 0 | Low C4 | 0 | 0 | 0 | 0 | 0 | 0 | 0
|  |  |  | Medium C3 | -125.6375 | -12.7968 | -117.1023 | 6.9751 | -0.5816 | -2.1319 |  |  | Medium C3 | -125.6375 | -2.6473 | -14.0479 | -115.3854 | 7.1994 | -0.7563 |  |  | Medium C3 | -125.6375 | -0.2526 | -14.2611 | -115.3854 | 6.9751 | -2.7135 | Medium C3 | -1.1369e-13 | -2.3947 | 0.2132 | 0 | 0.2243 | 1.9572 | Medium C3 | 2.3947 | 0 | 0.2132 | 0 | 0.2243 | 1.9572 | Medium C3 | -2.3947 | -2.3947 | 0 | 0 | 0 | 0 | Medium C3 | 0 | 0 | 0 | 0 | 0 | 0 | 0 | 0 | 0 | 0 | 0 | Medium C3 | 0 | 0 | 0 | 0 | 0 | 0 | Strathaven-Harker upgrade (TIRG) in TPCR4 involved uprating of one circuit from 275kV to 400kV on ZV OHL route (c115cctkm). As part of this the construction of Coalburn 400/132kV resulted in a network configuration change for Linmill GSP (was 275/33kV GSP; became 132/33kV GSP) which reduced the operating voltage of YR route from 275kV to 132kV (c14cctkm). This transfer resulted in an asset 'addition' at 400kV and 132kV with accompanying asset reduction at 275kV.
|  |  |  | High C2 | -3.8722 | -2.6945 | 0.1277 | -1.3054 | 0 | 0 |  |  | High C2 | -3.8722 | -1.173 | -1.5215 | 0.1277 | -1.3054 | 0 |  |  | High C2 | -3.8722 | 0 | -2.6945 | 0.1277 | -1.3054 | 0 | High C2 | -1.4211e-14 | -1.173 | 1.173 | 0 | 0 | 0 | High C2 | 1.173 | 0 | 1.173 | 0 | 0 | 0 | High C2 | -1.173 | -1.173 | 0 | 0 | 0 | 0 | High C2 | 0 | 0 | 0 | 0 | 0 | 0 | 0 | 0 | 0 | 0 | 0 | High C2 | 0 | 0 | 0 | 0 | 0 | 0 | 0
|  |  |  | Very high C1 | 0 | 0 | 0 | 0 | 0 | 0 |  |  | Very high C1 | 0 | 0 | 0 | 0 | 0 | 0 |  |  | Very high C1 | 0 | 0 | 0 | 0 | 0 | 0 | Very high C1 | 0 | 0 | 0 | 0 | 0 | 0 | Very high C1 | 0 | 0 | 0 | 0 | 0 | 0 | Very high C1 | 0 | 0 | 0 | 0 | 0 | 0 | Very high C1 | 0 | 0 | 0 | 0 | 0 | 0 | 0 | 0 | 0 | 0 | 0 | Very high C1 | 0 | 0 | 0 | 0 | 0 | 0 | 0
275KV Network | 7 | OHL towers | Number | Low C4 | -4 | 0 | 0 | 0 | -4 | 0 | 7 | OHL towers | Low C4 | -4 | 0 | 1 | 0 | -5 | 0 | 7 | OHL towers | Low C4 | -4 | 0 | 0 | 0 | -4 | 0 | Low C4 | 0 | 0 | 1 | 0 | -1 | 0 | Low C4 | 0 | 0 | 0 | 0 | 0 | 0 | Low C4 | 0 | 0 | 0 | 0 | 0 | 0 | Low C4 | 1 | 0 | 0 | 0 | -1 | 0 | 0 | 1 | 0 | 0 | 0 | Low C4 | 0 | 0 | 0 | 0 | 0 | 0 | Reduction of assets following minor data cleanse through audit of line schedules (multiple routes eg YH (+1), XE(-1), ZCN (-1), YS (+1), YV (+1), YW (+1)) by Transmission Operations - ongoing since 2012/13. XU route (5 towers) now operates at 33kV with completion of KAIM-WHHO-DEWP undergrounding.
|  |  |  | Medium C3 | -5 | 0 | 3 | -10 | 1 | 1 |  |  | Medium C3 | -5 | -2 | 4 | -11 | 3 | 1 |  |  | Medium C3 | -5 | -2 | 5 | -11 | 2 | 1 | Medium C3 | 0 | 0 | -1 | 0 | 1 | 0 | Medium C3 | 0 | 0 | 0 | 0 | 0 | 0 | Medium C3 | 0 | 0 | 0 | 0 | 0 | 0 | Medium C3 | 0 | -1 | 0 | 0 | 1 | 0 | 1 | -1 | 0 | 0 | 0 | Medium C3 | 0 | 0 | 0 | 0 | 0 | 0 | 0
|  |  |  | High C2 | 6 | 3 | -1 | 5 | -1 | 0 |  |  | High C2 | 6 | 3 | 4 | 0 | -1 | 0 |  |  | High C2 | 6 | 3 | -1 | 0 | 4 | 0 | High C2 | 0 | 0 | 5 | 0 | -5 | 0 | High C2 | 0 | 0 | 0 | 0 | 0 | 0 | High C2 | 0 | 0 | 0 | 0 | 0 | 0 | High C2 | 4 | 0 | 1 | 0 | -5 | 0 | 0 | 4 | 0 | 0 | 0 | High C2 | 0 | 0 | 0 | 0 | 0 | 0 | 0
|  |  |  | Very high C1 | 0 | 0 | 0 | 0 | 0 | 0 |  |  | Very high C1 | 0 | 0 | 0 | 0 | 0 | 0 |  |  | Very high C1 | 0 | 0 | 0 | 0 | 0 | 0 | Very high C1 | 0 | 0 | 0 | 0 | 0 | 0 | Very high C1 | 0 | 0 | 0 | 0 | 0 | 0 | Very high C1 | 0 | 0 | 0 | 0 | 0 | 0 | Very high C1 | 0 | 0 | 0 | 0 | 0 | 0 | 0 | 0 | 0 | 0 | 0 | Very high C1 | 0 | 0 | 0 | 0 | 0 | 0 | 0
132KV Network | 1 | Circuit Breaker | Number | Low C4 | 0 | 0 | 0 | 0 | 0 | 0 | 1 | Circuit Breaker | Low C4 | 0 | 0 | 0 | 0 | 0 | 0 | 1 | Circuit Breaker | Low C4 | 0 | 0 | 0 | 0 | 0 | 0 | Low C4 | 0 | 0 | 0 | 0 | 0 | 0 | Low C4 | 0 | 0 | 0 | 0 | 0 | 0 | Low C4 | 0 | 0 | 0 | 0 | 0 | 0 | Low C4 | 0 | 0 | 0 | 0 | 0 | 0 | 0 | 0 | 0 | 0 | 0 | Low C4 | 0 | 0 | 0 | 0 | 0 | 0 | 0
|  |  |  | Medium C3 | 4 | 4 | 0 | 0 | 0 | 0 |  |  | Medium C3 | 4 | 4 | 0 | 0 | 0 | 0 |  |  | Medium C3 | 4 | 4 | 0 | 0 | 0 | 0 | Medium C3 | 0 | 0 | 0 | 0 | 0 | 0 | Medium C3 | 0 | 0 | 0 | 0 | 0 | 0 | Medium C3 | 0 | 0 | 0 | 0 | 0 | 0 | Medium C3 | 0 | 0 | 0 | 0 | 0 | 0 | 0 | 0 | 0 | 0 | 0 | Medium C3 | 0 | 0 | 0 | 0 | 0 | 0 | Addition of assets associated with Crystal Rig (1CB, 2009/10) & Mark Hill (1CB, 2010/11) wind farms; Kilmarnock South and Meadowhead as part of Hunterston Group reinforcement (3CBs, 2011/12). At Windyhill OCB 305 returned to service, as part of network reconfiguration, for Glasgow Finnineston reinforcement project in TPCR4 (1CB). Removal of assets not owned by SPT at Hunterston and Torness Nuclear Power Stations (4CBs, EDF owned).
|  |  |  | High C2 | -2 | 1 | 0 | -2 | -2 | 1 |  |  | High C2 | -3 | -2 | 3 | -2 | -2 | 0 |  |  | High C2 | -2 | 1 | 0 | -2 | -2 | 1 | High C2 | -1 | -3 | 3 | 0 | 0 | -1 | High C2 | 0 | 0 | 0 | 0 | 0 | 0 | High C2 | -1 | -1 | 0 | 0 | 0 | 0 | High C2 | 0 | 0 | 0 | 0 | 0 | 0 | 0 | 0 | 0 | 0 | 0 | High C2 | 0 | 0 | 0 | 0 | 0 | 0 | 0
|  |  |  | Very high C1 | 0 | 0 | 0 | 0 | 0 | 0 |  |  | Very high C1 | 0 | 0 | 0 | 0 | 0 | 0 |  |  | Very high C1 | 0 | 0 | 0 | 0 | 0 | 0 | Very high C1 | 0 | 0 | 0 | 0 | 0 | 0 | Very high C1 | 0 | 0 | 0 | 0 | 0 | 0 | Very high C1 | 0 | 0 | 0 | 0 | 0 | 0 | Very high C1 | 0 | 0 | 0 | 0 | 0 | 0 | 0 | 0 | 0 | 0 | 0 | Very high C1 | 0 | 0 | 0 | 0 | 0 | 0 | 0
132KV Network | 2 | Transformer | Number | Low C4 | 0 | 0 | 0 | 0 | 0 | 0 | 2 | Transformer | Low C4 | 0 | 0 | 0 | 0 | 0 | 0 | 2 | Transformer | Low C4 | 0 | 0 | 0 | 0 | 0 | 0 | Low C4 | 0 | 0 | 0 | 0 | 0 | 0 | Low C4 | 0 | 0 | 0 | 0 | 0 | 0 | Low C4 | 0 | 0 | 0 | 0 | 0 | 0 | Low C4 | 0 | 0 | 0 | 0 | 0 | 0 | 0 | 0 | 0 | 0 | 0 | Low C4 | 0 | 0 | 0 | 0 | 0 | 0 | 0
|  |  |  | Medium C3 | 4 | 4 | 0 | 0 | 0 | 0 |  |  | Medium C3 | 4 | 4 | 0 | 0 | 0 | 0 |  |  | Medium C3 | 4 | 4 | 0 | 0 | 0 | 0 | Medium C3 | 0 | 0 | 0 | 0 | 0 | 0 | Medium C3 | 0 | 0 | 0 | 0 | 0 | 0 | Medium C3 | 0 | 0 | 0 | 0 | 0 | 0 | Medium C3 | 0 | 0 | 0 | 0 | 0 | 0 | 0 | 0 | 0 | 0 | 0 | Medium C3 | 0 | 0 | 0 | 0 | 0 | 0 | Addition of assets associated with Arecleoch (2TX, 2010/11) wind farm; Bathgate Network Rail connection (2TX, 2011/12) and Chapelcross Generation Tx (8TX) which are SPT owned.
|  |  |  | High C2 | 8 | 2 | -1 | -1 | 8 | 0 |  |  | High C2 | 8 | 2 | -1 | -1 | 8 | 0 |  |  | High C2 | 8 | 2 | -1 | -1 | 8 | 0 | High C2 | 0 | 0 | 0 | 0 | 0 | 0 | High C2 | 0 | 0 | 0 | 0 | 0 | 0 | High C2 | 0 | 0 | 0 | 0 | 0 | 0 | High C2 | 0 | 0 | 0 | 0 | 0 | 0 | 0 | 0 | 0 | 0 | 0 | High C2 | 0 | 0 | 0 | 0 | 0 | 0 | 0
|  |  |  | Very high C1 | 0 | 0 | 0 | 0 | 0 | 0 |  |  | Very high C1 | 0 | 0 | 0 | 0 | 0 | 0 |  |  | Very high C1 | 0 | 0 | 0 | 0 | 0 | 0 | Very high C1 | 0 | 0 | 0 | 0 | 0 | 0 | Very high C1 | 0 | 0 | 0 | 0 | 0 | 0 | Very high C1 | 0 | 0 | 0 | 0 | 0 | 0 | Very high C1 | 0 | 0 | 0 | 0 | 0 | 0 | 0 | 0 | 0 | 0 | 0 | Very high C1 | 0 | 0 | 0 | 0 | 0 | 0 | 0
132KV Network | 3 | Reactors | Number | Low C4 | 0 | 0 | 0 | 0 | 0 | 0 | 3 | Reactors | Low C4 | 0 | 0 | 0 | 0 | 0 | 0 | 3 | Reactors | Low C4 | 0 | 0 | 0 | 0 | 0 | 0 | Low C4 | 0 | 0 | 0 | 0 | 0 | 0 | Low C4 | 0 | 0 | 0 | 0 | 0 | 0 | Low C4 | 0 | 0 | 0 | 0 | 0 | 0 | Low C4 | 0 | 0 | 0 | 0 | 0 | 0 | 0 | 0 | 0 | 0 | 0 | Low C4 | 0 | 0 | 0 | 0 | 0 | 0 | 0
|  |  |  | Medium C3 | 1 | 0 | 0 | 0 | 1 | 0 |  |  | Medium C3 | 1 | 0 | 0 | 0 | 1 | 0 |  |  | Medium C3 | 1 | 0 | 0 | 0 | 1 | 0 | Medium C3 | 0 | 0 | 0 | 0 | 0 | 0 | Medium C3 | 0 | 0 | 0 | 0 | 0 | 0 | Medium C3 | 0 | 0 | 0 | 0 | 0 | 0 | Medium C3 | 0 | 0 | 0 | 0 | 0 | 0 | 0 | 0 | 0 | 0 | 0 | Medium C3 | 0 | 0 | 0 | 0 | 0 | 0 | Asset addition related to count associated with Tongland 132kV Quad Booster. In original RIIO-T1 BP Tongland Quad and Phase units counted as 0.5 each; revised to 1 resulting in an increase of 1 ie. Tongland QB=2 units.
|  |  |  | High C2 | 0 | 0 | 0 | 0 | 0 | 0 |  |  | High C2 | 0 | 0 | 0 | 0 | 0 | 0 |  |  | High C2 | 0 | 0 | 0 | 0 | 0 | 0 | High C2 | 0 | 0 | 0 | 0 | 0 | 0 | High C2 | 0 | 0 | 0 | 0 | 0 | 0 | High C2 | 0 | 0 | 0 | 0 | 0 | 0 | High C2 | 0 | 0 | 0 | 0 | 0 | 0 | 0 | 0 | 0 | 0 | 0 | High C2 | 0 | 0 | 0 | 0 | 0 | 0 | 0
|  |  |  | Very high C1 | 0 | 0 | 0 | 0 | 0 | 0 |  |  | Very high C1 | 0 | 0 | 0 | 0 | 0 | 0 |  |  | Very high C1 | 0 | 0 | 0 | 0 | 0 | 0 | Very high C1 | 0 | 0 | 0 | 0 | 0 | 0 | Very high C1 | 0 | 0 | 0 | 0 | 0 | 0 | Very high C1 | 0 | 0 | 0 | 0 | 0 | 0 | Very high C1 | 0 | 0 | 0 | 0 | 0 | 0 | 0 | 0 | 0 | 0 | 0 | Very high C1 | 0 | 0 | 0 | 0 | 0 | 0 | 0
132KV Network | 4 | Underground Cable | Km | Low C4 | 14.8956 | 11.0276 | 0 | 3.868 | 0 | 0 | 4 | Underground Cable | Low C4 | 14.8956 | 11.0276 | 0 | 3.868 | 0 | 0 | 4 | Underground Cable | Low C4 | 14.8956 | 11.0276 | 0 | 3.868 | 0 | 0 | Low C4 | -7.1054e-15 | -7.1054e-15 | 0 | 0 | 0 | 0 | Low C4 | 0 | 0 | 0 | 0 | 0 | 0 | Low C4 | 0 | 0 | 0 | 0 | 0 | 0 | Low C4 | 0 | 0 | 0 | 0 | 0 | 0 | 0 | 0 | 0 | 0 | 0 | Low C4 | 0 | 0 | 0 | 0 | 0 | 0 | AH1 [TPCR4 delivery of two key GSP reinforcement schemes in Glasgow: (1) Glasgow Finnieston GSP (add c8.2cctkm) & (2) Glasgow East Reinforcement (Dalmarnock GSP) (add c7cctkm). Both necessitated significant changes to existing network; the latter driven by Commonwealth Games Glasgow 2014. Strathaven - Harker upgrade under TIRG created Coalburn 400/132kV substation which changed feed arrangements to Linmill GSP (from 275kV to 132kV) via cables (add c.4.3cctkm). These were works in progress at time of RIIO-T1 BP preparation with anticipated TPCR4 completion but not reflected in NOMs forecast. As part of works on Govan-Haggs Road and Neilston-Paisley-Braehead Park circuits, network reconfiguration took place, which changed circuit criticality from Low to Medium (4.15cctkm). In addition, a section of cable (4.118cctkm) utilised existing GCC 'pipeline' - this is type FF (recorded as XLPE, in error) and, hence HI changed (1 to 3). Other minor data quality cleanse (DQC) from ongoing update of cable records following Asset Data Assurance report to Ofgem in March 2014.] AH3 [ Reconfiguration associated with Govan & Haggs Road circuits (as noted above). Other minor DQC.]
|  |  |  | Medium C3 | 10.3169 | 9.4791 | 0 | 0.8378 | 0 | 0 |  |  | Medium C3 | 10.3169 | -1.2542 | 0 | 11.5711 | 0 | 0 |  |  | Medium C3 | 10.3169 | 9.4791 | 0 | 0.8378 | 0 | 0 | Medium C3 | -1.0658e-14 | -10.7333 | 0 | 10.7333 | 0 | 0 | Medium C3 | 10.7333 | 0 | 0 | 10.7333 | 0 | 0 | Medium C3 | -10.7333 | -10.7333 | 0 | 0 | 0 | 0 | Medium C3 | 0 | 0 | 0 | 0 | 0 | 0 | 0 | 0 | 0 | 0 | 0 | Medium C3 | 0 | 0 | 0 | 0 | 0 | 0 | AH1 [Asset Replacement of AC route OHL with underground cable (CURR-GORG-TELR 1&2) (add c2.3cctkm). IG001 - Hunterston group (KILS/MH) reinforcement reconfigured the network between Coylton, Maybole, Kilmarnock Sputh & Neilston leading to additionas to cable network and overhead line removal (F route) (add c5.7cctkm). GOVA-HAGR 1&2 GCC asset replacement (add c3.7cctkm) - (TPCR4 schemes ASSI078/79 - Govan - Haggs Rd No1&No2 cable replacement. As part of works on Govan-Haggs Road and Neilston-Paisley-Braehead Park circuits, network reconfiguration took place, which changed circuit criticality from Low to Medium. MAHI-AREC was included in original NOMs targets with a forecast length of 5 cable laid km. This was translated into 5cctkm in NOMs; it should have been forecast as 5/3 =1.67cctkm. Data Quality Cleanse reflects actual installed value in TPCR4 of 1.72cctkm. Hence, 5-3.3 = c1.7cctkm. Other minor data quality cleanse (DQC) from ongoing update of cable records following Asset Data Assurance report to Ofgem in March 2014.] AH3 [ Reconfiguration associated with Govan & Haggs Road circuits (as noted above). Other minor DQC eg removal of cables from records as not SPT owned eg Hunterston and Torness Nuclear power stations (EDF owned).] Intervention [Arecleoch windfarm (MAHI-AREC) was included in original NOMs targets with a forecast length of 5 cable laid km. This was translated into 5cctkm in NOMs; it should have been forecast as 5/3 =1.67cctkm. Data Quality Cleanse reflects actual installed value in TPCR4 of 1.72cctkm. Hence, 5-3.28 = 1.72cctkm. Original NOMs target treated 16.1 cable laid km as 16.1 cctkm for planned intervention. Correct value is 16.1 cable laid km = 16.1/3 = 5.367cctkm, therefore, adjustment (of c10.7cctkm) made to represent planned intervention.]
|  |  |  | High C2 | -0.034 | 0 | 0 | -0.034 | 0 | 0 |  |  | High C2 | -0.034 | 0 | 0 | -0.034 | 0 | 0 |  |  | High C2 | -0.034 | 0 | 0 | -0.034 | 0 | 0 | High C2 | 0 | 0 | 0 | 0 | 0 | 0 | High C2 | 0 | 0 | 0 | 0 | 0 | 0 | High C2 | 0 | 0 | 0 | 0 | 0 | 0 | High C2 | 0 | 0 | 0 | 0 | 0 | 0 | 0 | 0 | 0 | 0 | 0 | High C2 | 0 | 0 | 0 | 0 | 0 | 0 | 0
|  |  |  | Very high C1 | 0 | 0 | 0 | 0 | 0 | 0 |  |  | Very high C1 | 0 | 0 | 0 | 0 | 0 | 0 |  |  | Very high C1 | 0 | 0 | 0 | 0 | 0 | 0 | Very high C1 | 0 | 0 | 0 | 0 | 0 | 0 | Very high C1 | 0 | 0 | 0 | 0 | 0 | 0 | Very high C1 | 0 | 0 | 0 | 0 | 0 | 0 | Very high C1 | 0 | 0 | 0 | 0 | 0 | 0 | 0 | 0 | 0 | 0 | 0 | Very high C1 | 0 | 0 | 0 | 0 | 0 | 0 | 0
132KV Network | 5 | OHL line conductor | Km | Low C4 | 26.4604 | 30.6252 | 0 | 1.4423 | -4.1066 | -1.5005 | 5 | OHL line conductor | Low C4 | 28.8204 | 19.2689 | 11.3563 | 0.0902 | 2.3709 | -4.2659 | 5 | OHL line conductor | Low C4 | 26.4604 | 19.2689 | 11.3563 | 0.0902 | 0.0109 | -4.2659 | Low C4 | 2.36 | 0 | 0 | 0 | 2.36 | 0 | Low C4 | 0 | 0 | 0 | 0 | 0 | 0 | Low C4 | 0 | 0 | 0 | 0 | 0 | 0 | Low C4 | 0 | 0 | 0 | 0 | 0 | 0 | 0 | 0 | 0 | 0 | 0 | Low C4 | 2.36 | 0 | 0 | 0 | 2.36 | 0 | Strathaven-Harker upgrade (TIRG) in TPCR4 involved uprating of one circuit from 275kV to 400kV on ZV OHL route (c115cctkm). As part of this the construction of Coalburn 400/132kV resulted in a network configuration change for Linmill GSP (was 275/33kV GSP; became 132/33kV GSP) which reduced the operating voltage of YR route from 275kV to 132kV (c14cctkm). This transfer resulted in an asset 'addition' at 400kV and 132kV with accompanying asset reduction at 275kV. Hunterston Group Reinforcement involved network reconfiguration involving F and BB Route removal (c26cctkm). Undergrounding of AC route removed c2cctkm. Data cleanse through audit of line schedules by Transmission Operations - ongoing since 2012/13 - accounts for other changes. The AF OHL route modernisation (by underground cable) in RIIO-T1 was estimated at c7.9cctkm (15 towers) in the original NOMs (pre-data cleanse) dataset. This was revised to c5.5cctkm (10 towers) due to the availability of take-off towers for the underground cable circuit ( a reduction of c2.4cctkm & 5 towers). On BZ route it was originally expected to remove 4 towers; revised to 5 towers with no impact on circuit length.
|  |  |  | Medium C3 | -40.2046 | 21.7888 | -5.016 | -0.3872 | -48.4873 | -8.1029 |  |  | Medium C3 | -40.2046 | 0.4489 | 21.7469 | -5.2 | -1.7559 | -55.4445 |  |  | Medium C3 | -40.2046 | 0.0419 | 21.7469 | -5.2 | -1.7559 | -55.0375 | Medium C3 | -5.6843e-14 | 0.407 | 0 | 0 | 0 | -0.407 | Medium C3 | -0.407 | 0 | 0 | 0 | 0 | -0.407 | Medium C3 | 0.407 | 0.407 | 0 | 0 | 0 | 0 | Medium C3 | 0 | 0 | 0 | 0 | 0 | 0 | 0 | 0 | 0 | 0 | 0 | Medium C3 | 0 | 0 | 0 | 0 | 0 | 0 | 0
|  |  |  | High C2 | 0 | 0 | 0 | 0 | 0 | 0 |  |  | High C2 | 0 | 0 | 0 | 0 | 0 | 0 |  |  | High C2 | 0 | 0 | 0 | 0 | 0 | 0 | High C2 | 0 | 0 | 0 | 0 | 0 | 0 | High C2 | 0 | 0 | 0 | 0 | 0 | 0 | High C2 | 0 | 0 | 0 | 0 | 0 | 0 | High C2 | 0 | 0 | 0 | 0 | 0 | 0 | 0 | 0 | 0 | 0 | 0 | High C2 | 0 | 0 | 0 | 0 | 0 | 0 | 0
|  |  |  | Very high C1 | 0 | 0 | 0 | 0 | 0 | 0 |  |  | Very high C1 | 0 | 0 | 0 | 0 | 0 | 0 |  |  | Very high C1 | 0 | 0 | 0 | 0 | 0 | 0 | Very high C1 | 0 | 0 | 0 | 0 | 0 | 0 | Very high C1 | 0 | 0 | 0 | 0 | 0 | 0 | Very high C1 | 0 | 0 | 0 | 0 | 0 | 0 | Very high C1 | 0 | 0 | 0 | 0 | 0 | 0 | 0 | 0 | 0 | 0 | 0 | Very high C1 | 0 | 0 | 0 | 0 | 0 | 0 | 0
132KV Network | 6 | OHL line fittings | Km | Low C4 | 26.4604 | 29.9632 | 0.326 | -3.9452 | 0.1164 | 0 | 6 | OHL line fittings | Low C4 | 28.8204 | 0 | 30.0522 | 2.597 | -3.855 | 0.0262 | 6 | OHL line fittings | Low C4 | 26.4604 | 0 | 30.0522 | 0.237 | -3.855 | 0.0262 | Low C4 | 2.36 | 0 | 0 | 2.36 | 0 | 0 | Low C4 | 0 | 0 | 0 | 0 | 0 | 0 | Low C4 | 0 | 0 | 0 | 0 | 0 | 0 | Low C4 | 0 | 0 | 0 | 0 | 0 | 0 | 0 | 0 | 0 | 0 | 0 | Low C4 | 2.36 | 0 | 0 | 2.36 | 0 | 0 | Strathaven-Harker upgrade (TIRG) in TPCR4 involved uprating of one circuit from 275kV to 400kV on ZV OHL route (c115cctkm). As part of this the construction of Coalburn 400/132kV resulted in a network configuration change for Linmill GSP (was 275/33kV GSP; became 132/33kV GSP) which reduced the operating voltage of YR route from 275kV to 132kV (c14cctkm). This transfer resulted in an asset 'addition' at 400kV and 132kV with accompanying asset reduction at 275kV. Hunterston Group Reinforcement involved network reconfiguration involving F and BB Route removal (c26cctkm). Undergrounding of AC route removed c2cctkm. Data cleanse through audit of line schedules by Transmission Operations - ongoing since 2012/13 - accounts for other changes. The AF OHL route modernisation (by underground cable) in RIIO-T1 was estimated at c7.9cctkm (15 towers) in the original NOMs (pre-data cleanse) dataset. This was revised to c5.5cctkm (10 towers) due to the availability of take-off towers for the underground cable circuit ( a reduction of c2.4cctkm & 5 towers). On BZ route it was originally expected to remove 4 towers; revised to 5 towers with no impact on circuit length.
|  |  |  | Medium C3 | -40.2046 | -24.4535 | 19.7063 | -29.7744 | -2.0295 | -3.6535 |  |  | Medium C3 | -40.2046 | 0.407 | -3.5403 | -1.6374 | -31.5279 | -3.906 |  |  | Medium C3 | -40.2046 | 0 | -3.5403 | -1.6374 | -31.2439 | -3.783 | Medium C3 | -1.7053e-13 | 0.407 | 0 | 0 | -0.284 | -0.123 | Medium C3 | -0.407 | 0 | 0 | 0 | -0.284 | -0.123 | Medium C3 | 0.407 | 0.407 | 0 | 0 | 0 | 0 | Medium C3 | 0 | 0 | 0 | 0 | 0 | 0 | 0 | 0 | 0 | 0 | 0 | Medium C3 | 0 | 0 | 0 | 0 | 0 | 0 | 0
|  |  |  | High C2 | 0 | 0 | 0 | 0 | 0 | 0 |  |  | High C2 | 0 | 0 | 0 | 0 | 0 | 0 |  |  | High C2 | 0 | 0 | 0 | 0 | 0 | 0 | High C2 | 0 | 0 | 0 | 0 | 0 | 0 | High C2 | 0 | 0 | 0 | 0 | 0 | 0 | High C2 | 0 | 0 | 0 | 0 | 0 | 0 | High C2 | 0 | 0 | 0 | 0 | 0 | 0 | 0 | 0 | 0 | 0 | 0 | High C2 | 0 | 0 | 0 | 0 | 0 | 0 | 0
|  |  |  | Very high C1 | 0 | 0 | 0 | 0 | 0 | 0 |  |  | Very high C1 | 0 | 0 | 0 | 0 | 0 | 0 |  |  | Very high C1 | 0 | 0 | 0 | 0 | 0 | 0 | Very high C1 | 0 | 0 | 0 | 0 | 0 | 0 | Very high C1 | 0 | 0 | 0 | 0 | 0 | 0 | Very high C1 | 0 | 0 | 0 | 0 | 0 | 0 | Very high C1 | 0 | 0 | 0 | 0 | 0 | 0 | 0 | 0 | 0 | 0 | 0 | Very high C1 | 0 | 0 | 0 | 0 | 0 | 0 | 0
132KV Network | 7 | OHL towers | Number | Low C4 | 223 | 207 | 0 | 19 | -3 | 0 | 7 | OHL towers | Low C4 | 228 | 207 | 5 | 19 | -3 | 0 | 7 | OHL towers | Low C4 | 223 | 207 | 0 | 19 | -3 | 0 | Low C4 | 5 | 0 | 5 | 0 | 0 | 0 | Low C4 | 0 | 0 | 0 | 0 | 0 | 0 | Low C4 | 0 | 0 | 0 | 0 | 0 | 0 | Low C4 | 0 | 0 | 0 | 0 | 0 | 0 | 0 | 0 | 0 | 0 | 0 | Low C4 | 5 | 0 | 5 | 0 | 0 | 0 | Note this is a count of towers and poles. Addition of assets for Arecleoch windfarm (DD Route 107 poles, 2010/11) and Kilmarnock South - Meadowhead (CX Route 103 poles) as part of Hunterston Group reinforcement (2011/12). The Hunterston Group reinforcement scheme also resulted in the removal of F (88 towers) and BB routes (12 towers). Undergrounding of AC route was a reduction of 10 towers. Data cleanse through audit of line schedules by Transmission Operations - ongoing since 2012/13. The AF OHL route modernisation (by underground cable) in RIIO-T1 was estimated at c7.9cctkm (15 towers) in the original NOMs (pre-data cleanse) dataset. This was revised to c5.5cctkm (10 towers) due to the availability of take-off towers for the underground cable circuit ( a reduction of c2.4cctkm & 5 towers). On BZ route it was originally expected to remove 4 towers; revised to 5 towers with no impact on circuit length.
|  |  |  | Medium C3 | -113 | -21 | 2 | -3 | -85 | -6 |  |  | Medium C3 | -114 | -25 | 1 | 4 | -4 | -90 |  |  | Medium C3 | -113 | -21 | 0 | 4 | -2 | -94 | Medium C3 | -1 | -4 | 1 | 0 | -2 | 4 | Medium C3 | 4 | 0 | 0 | 0 | 0 | 4 | Medium C3 | -4 | -4 | 0 | 0 | 0 | 0 | Medium C3 | 1 | 0 | 0 | 0 | -1 | 0 | 0 | 1 | 0 | 0 | 0 | Medium C3 | -1 | 0 | 0 | 0 | -1 | 0 | 0
|  |  |  | High C2 | 0 | 0 | 0 | 0 | 0 | 0 |  |  | High C2 | 0 | 0 | 0 | 0 | 0 | 0 |  |  | High C2 | 0 | 0 | 0 | 0 | 0 | 0 | High C2 | 0 | 0 | 0 | 0 | 0 | 0 | High C2 | 0 | 0 | 0 | 0 | 0 | 0 | High C2 | 0 | 0 | 0 | 0 | 0 | 0 | High C2 | 0 | 0 | 0 | 0 | 0 | 0 | 0 | 0 | 0 | 0 | 0 | High C2 | 0 | 0 | 0 | 0 | 0 | 0 | 0
|  |  |  | Very high C1 | 0 | 0 | 0 | 0 | 0 | 0 |  |  | Very high C1 | 0 | 0 | 0 | 0 | 0 | 0 |  |  | Very high C1 | 0 | 0 | 0 | 0 | 0 | 0 | Very high C1 | 0 | 0 | 0 | 0 | 0 | 0 | Very high C1 | 0 | 0 | 0 | 0 | 0 | 0 | Very high C1 | 0 | 0 | 0 | 0 | 0 | 0 | Very high C1 | 0 | 0 | 0 | 0 | 0 | 0 | 0 | 0 | 0 | 0 | 0 | Very high C1 | 0 | 0 | 0 | 0 | 0 | 0 | 0

## 2.1_RebasedTargets_Volumes
RIIO-T1 Network Output Measures
Scottish Power Transmission
Rebasing Data Templates
Rebased Targets - Volumes
Asset Probability of Failure / End of Life values (Asset Health) and Consequence of Failure (Criticality)
| Starting Position, 31/03/2013 | [9 empty] | With investment, 31/03/2021 | [8 empty] | No intervention, 31/03/2021
Intervention Volumes and Impact of Interventions on Asset Distribution
Voltage level | Asset categories |  | Units | Asset Distribution in 2012/13 | [6 empty] | Asset categories |  | Asset Distribution in 2020/21 with investment | [6 empty] | Asset categories |  | Asset Distribution in 2020/21 with no intervention | [6 empty] | Total | [6 empty] | Replacement_Off (Disposal of assets) | [6 empty] | Replacement_On (Addition of assets) |  | Replacement_On (Addition of assets) |  |  |  |  | Refurbishment: |  | Pre_Refurbishment (asset distribution) |  |  |  |  | Post_Refurbishment (asset distribution) |  |  |  |  | Permanent Removal (AH-driven)
|  |  |  | Criticality | Total population at 31 March 2013 | AH1 | AH2 | AH3 | AH4 | AH5 |  |  | Criticality | Total population at 31 March 2021 | AH1 | AH2 | AH3 | AH4 | AH5 |  |  | Criticality | Total population at 31 March 2021 | AH1 | AH2 | AH3 | AH4 | AH5 | Criticality | Total Intervention Volume | AH1 | AH2 | AH3 | AH4 | AH5 | Criticality | Replacement_Off Intervention Volume | AH1 | AH2 | AH3 | AH4 | AH5 | Criticality | Replacement_On Intervention Volume | AH1 | AH2 | AH3 | AH4 | AH5 | Criticality | Refurbishment Intervention Volume | AH1 | AH2 | AH3 | AH4 | AH5 | AH1 | AH2 | AH3 | AH4 | AH5 | Criticality | Removal Intervention Volume | AH1 | AH2 | AH3 | AH4 | AH5
400KV Network
400KV Network | 1 | Circuit Breaker | Number | Low C4 | 28 | 12 | 8 | 1 | 5 | 2 | 1 | Circuit Breaker | Low C4 | 28 | 14 | 0 | 0 | 8 | 6 | 1 | Circuit Breaker | Low C4 | 28 | 12 | 0 | 0 | 8 | 8 | Low C4 | 0 | 2 | 0 | 0 | 0 | -2 | Low C4 | 2 | 0 | 0 | 0 | 0 | 2 | Low C4 | 2 | 2 | 0 | 0 | 0 | 0 | Low C4 | 0 | 0 | 0 | 0 | 0 | 0 | 0 | 0 | 0 | 0 | 0 | Low C4 | 0 | 0 | 0 | 0 | 0 | 0
|  |  |  | Medium C3 | 32 | 22 | 3 | 0 | 2 | 5 |  |  | Medium C3 | 32 | 27 | 0 | 0 | 3 | 2 |  |  | Medium C3 | 32 | 22 | 0 | 0 | 3 | 7 | Medium C3 | 0 | 5 | 0 | 0 | 0 | -5 | Medium C3 | 5 | 0 | 0 | 0 | 0 | 5 | Medium C3 | 5 | 5 | 0 | 0 | 0 | 0 | Medium C3 | 0 | 0 | 0 | 0 | 0 | 0 | 0 | 0 | 0 | 0 | 0 | Medium C3 | 0 | 0 | 0 | 0 | 0 | 0
|  |  |  | High C2 | 2 | 1 | 0 | 1 | 0 | 0 |  |  | High C2 | 2 | 1 | 0 | 0 | 0 | 1 |  |  | High C2 | 2 | 1 | 0 | 0 | 0 | 1 | High C2 | 0 | 0 | 0 | 0 | 0 | 0 | High C2 | 0 | 0 | 0 | 0 | 0 | 0 | High C2 | 0 | 0 | 0 | 0 | 0 | 0 | High C2 | 0 | 0 | 0 | 0 | 0 | 0 | 0 | 0 | 0 | 0 | 0 | High C2 | 0 | 0 | 0 | 0 | 0 | 0
|  |  |  | Very high C1 | 5 | 4 | 0 | 0 | 0 | 1 |  |  | Very high C1 | 5 | 4 | 0 | 0 | 0 | 1 |  |  | Very high C1 | 5 | 4 | 0 | 0 | 0 | 1 | Very high C1 | 0 | 0 | 0 | 0 | 0 | 0 | Very high C1 | 0 | 0 | 0 | 0 | 0 | 0 | Very high C1 | 0 | 0 | 0 | 0 | 0 | 0 | Very high C1 | 0 | 0 | 0 | 0 | 0 | 0 | 0 | 0 | 0 | 0 | 0 | Very high C1 | 0 | 0 | 0 | 0 | 0 | 0
400KV Network | 2 | Transformer | Number | Low C4 | 8 | 6 | 2 | 0 | 0 | 0 | 2 | Transformer | Low C4 | 8 | 5 | 1 | 2 | 0 | 0 | 2 | Transformer | Low C4 | 8 | 5 | 1 | 2 | 0 | 0 | Low C4 | 0 | 0 | 0 | 0 | 0 | 0 | Low C4 | 0 | 0 | 0 | 0 | 0 | 0 | Low C4 | 0 | 0 | 0 | 0 | 0 | 0 | Low C4 | 0 | 0 | 0 | 0 | 0 | 0 | 0 | 0 | 0 | 0 | 0 | Low C4 | 0 | 0 | 0 | 0 | 0 | 0
|  |  |  | Medium C3 | 8 | 4 | 4 | 0 | 0 | 0 |  |  | Medium C3 | 8 | 4 | 0 | 3 | 1 | 0 |  |  | Medium C3 | 8 | 4 | 0 | 3 | 1 | 0 | Medium C3 | 0 | 0 | 0 | 0 | 0 | 0 | Medium C3 | 0 | 0 | 0 | 0 | 0 | 0 | Medium C3 | 0 | 0 | 0 | 0 | 0 | 0 | Medium C3 | 0 | 0 | 0 | 0 | 0 | 0 | 0 | 0 | 0 | 0 | 0 | Medium C3 | 0 | 0 | 0 | 0 | 0 | 0
|  |  |  | High C2 | 9 | 4 | 5 | 0 | 0 | 0 |  |  | High C2 | 9 | 2 | 2 | 1 | 4 | 0 |  |  | High C2 | 9 | 2 | 2 | 1 | 4 | 0 | High C2 | 0 | 0 | 0 | 0 | 0 | 0 | High C2 | 0 | 0 | 0 | 0 | 0 | 0 | High C2 | 0 | 0 | 0 | 0 | 0 | 0 | High C2 | 0 | 0 | 0 | 0 | 0 | 0 | 0 | 0 | 0 | 0 | 0 | High C2 | 0 | 0 | 0 | 0 | 0 | 0
|  |  |  | Very high C1 | 2 | 1 | 1 | 0 | 0 | 0 |  |  | Very high C1 | 2 | 1 | 0 | 1 | 0 | 0 |  |  | Very high C1 | 2 | 1 | 0 | 1 | 0 | 0 | Very high C1 | 0 | 0 | 0 | 0 | 0 | 0 | Very high C1 | 0 | 0 | 0 | 0 | 0 | 0 | Very high C1 | 0 | 0 | 0 | 0 | 0 | 0 | Very high C1 | 0 | 0 | 0 | 0 | 0 | 0 | 0 | 0 | 0 | 0 | 0 | Very high C1 | 0 | 0 | 0 | 0 | 0 | 0
400KV Network | 3 | Reactors | Number | Low C4 | 2 | 0 | 0 | 1 | 1 | 0 | 3 | Reactors | Low C4 | 2 | 0 | 0 | 0 | 0 | 2 | 3 | Reactors | Low C4 | 2 | 0 | 0 | 0 | 0 | 2 | Low C4 | 0 | 0 | 0 | 0 | 0 | 0 | Low C4 | 0 | 0 | 0 | 0 | 0 | 0 | Low C4 | 0 | 0 | 0 | 0 | 0 | 0 | Low C4 | 0 | 0 | 0 | 0 | 0 | 0 | 0 | 0 | 0 | 0 | 0 | Low C4 | 0 | 0 | 0 | 0 | 0 | 0
|  |  |  | Medium C3 | 0 | 0 | 0 | 0 | 0 | 0 |  |  | Medium C3 | 0 | 0 | 0 | 0 | 0 | 0 |  |  | Medium C3 | 0 | 0 | 0 | 0 | 0 | 0 | Medium C3 | 0 | 0 | 0 | 0 | 0 | 0 | Medium C3 | 0 | 0 | 0 | 0 | 0 | 0 | Medium C3 | 0 | 0 | 0 | 0 | 0 | 0 | Medium C3 | 0 | 0 | 0 | 0 | 0 | 0 | 0 | 0 | 0 | 0 | 0 | Medium C3 | 0 | 0 | 0 | 0 | 0 | 0
|  |  |  | High C2 | 2 | 2 | 0 | 0 | 0 | 0 |  |  | High C2 | 2 | 2 | 0 | 0 | 0 | 0 |  |  | High C2 | 2 | 2 | 0 | 0 | 0 | 0 | High C2 | 0 | 0 | 0 | 0 | 0 | 0 | High C2 | 0 | 0 | 0 | 0 | 0 | 0 | High C2 | 0 | 0 | 0 | 0 | 0 | 0 | High C2 | 0 | 0 | 0 | 0 | 0 | 0 | 0 | 0 | 0 | 0 | 0 | High C2 | 0 | 0 | 0 | 0 | 0 | 0
|  |  |  | Very high C1 | 0 | 0 | 0 | 0 | 0 | 0 |  |  | Very high C1 | 0 | 0 | 0 | 0 | 0 | 0 |  |  | Very high C1 | 0 | 0 | 0 | 0 | 0 | 0 | Very high C1 | 0 | 0 | 0 | 0 | 0 | 0 | Very high C1 | 0 | 0 | 0 | 0 | 0 | 0 | Very high C1 | 0 | 0 | 0 | 0 | 0 | 0 | Very high C1 | 0 | 0 | 0 | 0 | 0 | 0 | 0 | 0 | 0 | 0 | 0 | Very high C1 | 0 | 0 | 0 | 0 | 0 | 0
400KV Network | 4 | Underground Cable | Km | Low C4 | 4.44 | 0 | 0 | 0 | 4.44 | 0 | 4 | Underground Cable | Low C4 | 4.44 | 0 | 0 | 0 | 0 | 4.44 | 4 | Underground Cable | Low C4 | 4.44 | 0 | 0 | 0 | 0 | 4.44 | Low C4 | 0 | 0 | 0 | 0 | 0 | 0 | Low C4 | 0 | 0 | 0 | 0 | 0 | 0 | Low C4 | 0 | 0 | 0 | 0 | 0 | 0 | Low C4 | 0 | 0 | 0 | 0 | 0 | 0 | 0 | 0 | 0 | 0 | 0 | Low C4 | 0 | 0 | 0 | 0 | 0 | 0
|  |  |  | Medium C3 | 2.483 | 2.483 | 0 | 0 | 0 | 0 |  |  | Medium C3 | 2.483 | 2.483 | 0 | 0 | 0 | 0 |  |  | Medium C3 | 2.483 | 2.483 | 0 | 0 | 0 | 0 | Medium C3 | 0 | 0 | 0 | 0 | 0 | 0 | Medium C3 | 0 | 0 | 0 | 0 | 0 | 0 | Medium C3 | 0 | 0 | 0 | 0 | 0 | 0 | Medium C3 | 0 | 0 | 0 | 0 | 0 | 0 | 0 | 0 | 0 | 0 | 0 | Medium C3 | 0 | 0 | 0 | 0 | 0 | 0
|  |  |  | High C2 | 2.3002 | 2.3002 | 0 | 0 | 0 | 0 |  |  | High C2 | 2.3002 | 2.3002 | 0 | 0 | 0 | 0 |  |  | High C2 | 2.3002 | 2.3002 | 0 | 0 | 0 | 0 | High C2 | 0 | 0 | 0 | 0 | 0 | 0 | High C2 | 0 | 0 | 0 | 0 | 0 | 0 | High C2 | 0 | 0 | 0 | 0 | 0 | 0 | High C2 | 0 | 0 | 0 | 0 | 0 | 0 | 0 | 0 | 0 | 0 | 0 | High C2 | 0 | 0 | 0 | 0 | 0 | 0
|  |  |  | Very high C1 | 0 | 0 | 0 | 0 | 0 | 0 |  |  | Very high C1 | 0 | 0 | 0 | 0 | 0 | 0 |  |  | Very high C1 | 0 | 0 | 0 | 0 | 0 | 0 | Very high C1 | 0 | 0 | 0 | 0 | 0 | 0 | Very high C1 | 0 | 0 | 0 | 0 | 0 | 0 | Very high C1 | 0 | 0 | 0 | 0 | 0 | 0 | Very high C1 | 0 | 0 | 0 | 0 | 0 | 0 | 0 | 0 | 0 | 0 | 0 | Very high C1 | 0 | 0 | 0 | 0 | 0 | 0
400KV Network | 5 | OHL line conductor | Km | Low C4 | 259.6613 | 56.2471 | 87.6344 | 114.7763 | 1.0035 | 0 | 5 | OHL line conductor | Low C4 | 259.6613 | 56.2471 | 0 | 0.5478 | 100.6466 | 102.2198 | 5 | OHL line conductor | Low C4 | 259.6613 | 56.2471 | 0 | 0.5478 | 100.6466 | 102.2198 | Low C4 | 0 | 0 | 0 | 0 | 0 | 0 | Low C4 | 0 | 0 | 0 | 0 | 0 | 0 | Low C4 | 0 | 0 | 0 | 0 | 0 | 0 | Low C4 | 0 | 0 | 0 | 0 | 0 | 0 | 0 | 0 | 0 | 0 | 0 | Low C4 | 0 | 0 | 0 | 0 | 0 | 0
|  |  |  | Medium C3 | 756.8037 | 292.0982 | 323.4116 | 79.9066 | 61.3873 | 0 |  |  | Medium C3 | 756.8037 | 365.0368 | 0.6895 | 17.758 | 311.9321 | 61.3873 |  |  | Medium C3 | 756.8037 | 291.4087 | 0.6895 | 19.328 | 383.9902 | 61.3873 | Medium C3 | 3.9435e-13 | 73.6281 | 0 | -1.57 | -72.0581 | 0 | Medium C3 | 73.6281 | 0 | 0 | 1.57 | 72.0581 | 0 | Medium C3 | 73.6281 | 73.6281 | 0 | 0 | 0 | 0 | Medium C3 | 0 | 0 | 0 | 0 | 0 | 0 | 0 | 0 | 0 | 0 | 0 | Medium C3 | 0 | 0 | 0 | 0 | 0 | 0
|  |  |  | High C2 | 0 | 0 | 0 | 0 | 0 | 0 |  |  | High C2 | 0 | 0 | 0 | 0 | 0 | 0 |  |  | High C2 | 0 | 0 | 0 | 0 | 0 | 0 | High C2 | 0 | 0 | 0 | 0 | 0 | 0 | High C2 | 0 | 0 | 0 | 0 | 0 | 0 | High C2 | 0 | 0 | 0 | 0 | 0 | 0 | High C2 | 0 | 0 | 0 | 0 | 0 | 0 | 0 | 0 | 0 | 0 | 0 | High C2 | 0 | 0 | 0 | 0 | 0 | 0
|  |  |  | Very high C1 | 0 | 0 | 0 | 0 | 0 | 0 |  |  | Very high C1 | 0 | 0 | 0 | 0 | 0 | 0 |  |  | Very high C1 | 0 | 0 | 0 | 0 | 0 | 0 | Very high C1 | 0 | 0 | 0 | 0 | 0 | 0 | Very high C1 | 0 | 0 | 0 | 0 | 0 | 0 | Very high C1 | 0 | 0 | 0 | 0 | 0 | 0 | Very high C1 | 0 | 0 | 0 | 0 | 0 | 0 | 0 | 0 | 0 | 0 | 0 | Very high C1 | 0 | 0 | 0 | 0 | 0 | 0
400KV Network | 6 | OHL line fittings | Km | Low C4 | 259.3807 | 91.1196 | 45.0292 | 39.0465 | 84.1854 | 0 | 6 | OHL line fittings | Low C4 | 259.3807 | 78.8364 | 19.0969 | 21.1542 | 27.3325 | 112.9608 | 6 | OHL line fittings | Low C4 | 259.3807 | 78.8364 | 19.0969 | 21.1542 | 27.3325 | 112.9608 | Low C4 | 0 | 0 | 0 | 0 | 0 | 0 | Low C4 | 0 | 0 | 0 | 0 | 0 | 0 | Low C4 | 0 | 0 | 0 | 0 | 0 | 0 | Low C4 | 0 | 0 | 0 | 0 | 0 | 0 | 0 | 0 | 0 | 0 | 0 | Low C4 | 0 | 0 | 0 | 0 | 0 | 0
|  |  |  | Medium C3 | 662.6361 | 493.484 | 33.966 | 29.0887 | 75.3859 | 30.7115 |  |  | Medium C3 | 662.6361 | 367.6983 | 55.0502 | 98.8406 | 5.2476 | 135.7993 |  |  | Medium C3 | 662.6361 | 365.9899 | 56.4181 | 99.1812 | 5.2476 | 135.7993 | Medium C3 | 2.1174e-12 | 1.7085 | -1.3679 | -0.34058 | 0 | 0 | Medium C3 | 73.6282 | 71.9197 | 1.3679 | 0.34058 | 0 | 0 | Medium C3 | 73.6282 | 73.6282 | 0 | 0 | 0 | 0 | Medium C3 | 0 | 0 | 0 | 0 | 0 | 0 | 0 | 0 | 0 | 0 | 0 | Medium C3 | 0 | 0 | 0 | 0 | 0 | 0
|  |  |  | High C2 | 94.4477 | 31.7104 | 0 | 27.5408 | 4.4858 | 30.7107 |  |  | High C2 | 94.4477 | 31.7104 | 0 | 0 | 0 | 62.7373 |  |  | High C2 | 94.4477 | 31.7104 | 0 | 0 | 0 | 62.7373 | High C2 | 0 | 0 | 0 | 0 | 0 | 0 | High C2 | 0 | 0 | 0 | 0 | 0 | 0 | High C2 | 0 | 0 | 0 | 0 | 0 | 0 | High C2 | 0 | 0 | 0 | 0 | 0 | 0 | 0 | 0 | 0 | 0 | 0 | High C2 | 0 | 0 | 0 | 0 | 0 | 0
|  |  |  | Very high C1 | 0 | 0 | 0 | 0 | 0 | 0 |  |  | Very high C1 | 0 | 0 | 0 | 0 | 0 | 0 |  |  | Very high C1 | 0 | 0 | 0 | 0 | 0 | 0 | Very high C1 | 0 | 0 | 0 | 0 | 0 | 0 | Very high C1 | 0 | 0 | 0 | 0 | 0 | 0 | Very high C1 | 0 | 0 | 0 | 0 | 0 | 0 | Very high C1 | 0 | 0 | 0 | 0 | 0 | 0 | 0 | 0 | 0 | 0 | 0 | Very high C1 | 0 | 0 | 0 | 0 | 0 | 0
400KV Network | 7 | OHL towers | Number | Low C4 | 544 | 156 | 241 | 62 | 85 | 0 | 7 | OHL towers | Low C4 | 544 | 112 | 59 | 207 | 73 | 93 | 7 | OHL towers | Low C4 | 544 | 112 | 57 | 207 | 73 | 95 | Low C4 | 0 | 0 | 2 | 0 | 0 | -2 | Low C4 | 0 | 0 | 0 | 0 | 0 | 0 | Low C4 | 0 | 0 | 0 | 0 | 0 | 0 | Low C4 | 2 | 0 | 0 | 0 | 0 | 2 | 0 | 2 | 0 | 0 | 0 | Low C4 | 0 | 0 | 0 | 0 | 0 | 0
|  |  |  | Medium C3 | 836 | 384 | 151 | 70 | 231 | 0 |  |  | Medium C3 | 836 | 338 | 35 | 119 | 23 | 321 |  |  | Medium C3 | 836 | 338 | 33 | 119 | 23 | 323 | Medium C3 | 0 | 0 | 2 | 0 | 0 | -2 | Medium C3 | 0 | 0 | 0 | 0 | 0 | 0 | Medium C3 | 0 | 0 | 0 | 0 | 0 | 0 | Medium C3 | 2 | 0 | 0 | 0 | 0 | 2 | 0 | 2 | 0 | 0 | 0 | Medium C3 | 0 | 0 | 0 | 0 | 0 | 0
|  |  |  | High C2 | 240 | 22 | 1 | 217 | 0 | 0 |  |  | High C2 | 240 | 21 | 218 | 1 | 0 | 0 |  |  | High C2 | 240 | 21 | 1 | 1 | 0 | 217 | High C2 | 0 | 0 | 217 | 0 | 0 | -217 | High C2 | 0 | 0 | 0 | 0 | 0 | 0 | High C2 | 0 | 0 | 0 | 0 | 0 | 0 | High C2 | 217 | 0 | 0 | 0 | 0 | 217 | 0 | 217 | 0 | 0 | 0 | High C2 | 0 | 0 | 0 | 0 | 0 | 0
|  |  |  | Very high C1 | 108 | 24 | 84 | 0 | 0 | 0 |  |  | Very high C1 | 108 | 0 | 0 | 108 | 0 | 0 |  |  | Very high C1 | 108 | 0 | 0 | 108 | 0 | 0 | Very high C1 | 0 | 0 | 0 | 0 | 0 | 0 | Very high C1 | 0 | 0 | 0 | 0 | 0 | 0 | Very high C1 | 0 | 0 | 0 | 0 | 0 | 0 | Very high C1 | 0 | 0 | 0 | 0 | 0 | 0 | 0 | 0 | 0 | 0 | 0 | Very high C1 | 0 | 0 | 0 | 0 | 0 | 0
275KV Network | 1 | Circuit Breaker | Number | Low C4 | 65 | 33 | 2 | 3 | 17 | 10 | 1 | Circuit Breaker | Low C4 | 76 | 59 | 0 | 1 | 1 | 15 | 1 | Circuit Breaker | Low C4 | 65 | 33 | 0 | 1 | 1 | 30 | Low C4 | 11 | 26 | 0 | 0 | 0 | -15 | Low C4 | 15 | 0 | 0 | 0 | 0 | 15 | Low C4 | 26 | 26 | 0 | 0 | 0 | 0 | Low C4 | 0 | 0 | 0 | 0 | 0 | 0 | 0 | 0 | 0 | 0 | 0 | Low C4 | 0 | 0 | 0 | 0 | 0 | 0
|  |  |  | Medium C3 | 41 | 14 | 0 | 10 | 9 | 8 |  |  | Medium C3 | 37 | 22 | 0 | 0 | 0 | 15 |  |  | Medium C3 | 41 | 14 | 0 | 0 | 0 | 27 | Medium C3 | -4 | 8 | 0 | 0 | 0 | -12 | Medium C3 | 13 | 1 | 0 | 0 | 0 | 12 | Medium C3 | 9 | 9 | 0 | 0 | 0 | 0 | Medium C3 | 0 | 0 | 0 | 0 | 0 | 0 | 0 | 0 | 0 | 0 | 0 | Medium C3 | 0 | 0 | 0 | 0 | 0 | 0
|  |  |  | High C2 | 30 | 11 | 4 | 2 | 5 | 8 |  |  | High C2 | 28 | 13 | 0 | 3 | 1 | 11 |  |  | High C2 | 30 | 11 | 0 | 3 | 1 | 15 | High C2 | -2 | 2 | 0 | 0 | 0 | -4 | High C2 | 4 | 0 | 0 | 0 | 0 | 4 | High C2 | 2 | 2 | 0 | 0 | 0 | 0 | High C2 | 0 | 0 | 0 | 0 | 0 | 0 | 0 | 0 | 0 | 0 | 0 | High C2 | 0 | 0 | 0 | 0 | 0 | 0
|  |  |  | Very high C1 | 28 | 14 | 4 | 3 | 7 | 0 |  |  | Very high C1 | 27 | 16 | 0 | 2 | 2 | 7 |  |  | Very high C1 | 28 | 14 | 0 | 2 | 2 | 10 | Very high C1 | -1 | 2 | 0 | 0 | 0 | -3 | Very high C1 | 3 | 0 | 0 | 0 | 0 | 3 | Very high C1 | 2 | 2 | 0 | 0 | 0 | 0 | Very high C1 | 0 | 0 | 0 | 0 | 0 | 0 | 0 | 0 | 0 | 0 | 0 | Very high C1 | 0 | 0 | 0 | 0 | 0 | 0
275KV Network | 2 | Transformer | Number | Low C4 | 28 | 15 | 11 | 0 | 2 | 0 | 2 | Transformer | Low C4 | 28 | 17 | 0 | 5 | 6 | 0 | 2 | Transformer | Low C4 | 28 | 15 | 0 | 5 | 6 | 2 | Low C4 | 0 | 2 | 0 | 0 | 0 | -2 | Low C4 | 2 | 0 | 0 | 0 | 0 | 2 | Low C4 | 2 | 2 | 0 | 0 | 0 | 0 | Low C4 | 0 | 0 | 0 | 0 | 0 | 0 | 0 | 0 | 0 | 0 | 0 | Low C4 | 0 | 0 | 0 | 0 | 0 | 0
|  |  |  | Medium C3 | 40 | 13 | 21 | 4 | 2 | 0 |  |  | Medium C3 | 40 | 15 | 0 | 10 | 13 | 2 |  |  | Medium C3 | 40 | 13 | 0 | 10 | 14 | 3 | Medium C3 | 0 | 2 | 0 | 0 | -1 | -1 | Medium C3 | 2 | 0 | 0 | 0 | 1 | 1 | Medium C3 | 2 | 2 | 0 | 0 | 0 | 0 | Medium C3 | 0 | 0 | 0 | 0 | 0 | 0 | 0 | 0 | 0 | 0 | 0 | Medium C3 | 0 | 0 | 0 | 0 | 0 | 0
|  |  |  | High C2 | 20 | 6 | 8 | 4 | 0 | 2 |  |  | High C2 | 20 | 9 | 0 | 5 | 5 | 1 |  |  | High C2 | 20 | 6 | 0 | 5 | 6 | 3 | High C2 | 0 | 3 | 0 | 0 | -1 | -2 | High C2 | 3 | 0 | 0 | 0 | 1 | 2 | High C2 | 3 | 3 | 0 | 0 | 0 | 0 | High C2 | 0 | 0 | 0 | 0 | 0 | 0 | 0 | 0 | 0 | 0 | 0 | High C2 | 0 | 0 | 0 | 0 | 0 | 0
|  |  |  | Very high C1 | 4 | 0 | 2 | 2 | 0 | 0 |  |  | Very high C1 | 4 | 0 | 0 | 2 | 2 | 0 |  |  | Very high C1 | 4 | 0 | 0 | 2 | 2 | 0 | Very high C1 | 0 | 0 | 0 | 0 | 0 | 0 | Very high C1 | 0 | 0 | 0 | 0 | 0 | 0 | Very high C1 | 0 | 0 | 0 | 0 | 0 | 0 | Very high C1 | 0 | 0 | 0 | 0 | 0 | 0 | 0 | 0 | 0 | 0 | 0 | Very high C1 | 0 | 0 | 0 | 0 | 0 | 0
275KV Network | 3 | Reactors | Number | Low C4 | 2 | 2 | 0 | 0 | 0 | 0 | 3 | Reactors | Low C4 | 2 | 2 | 0 | 0 | 0 | 0 | 3 | Reactors | Low C4 | 2 | 2 | 0 | 0 | 0 | 0 | Low C4 | 0 | 0 | 0 | 0 | 0 | 0 | Low C4 | 0 | 0 | 0 | 0 | 0 | 0 | Low C4 | 0 | 0 | 0 | 0 | 0 | 0 | Low C4 | 0 | 0 | 0 | 0 | 0 | 0 | 0 | 0 | 0 | 0 | 0 | Low C4 | 0 | 0 | 0 | 0 | 0 | 0
|  |  |  | Medium C3 | 11 | 0 | 3 | 1 | 7 | 0 |  |  | Medium C3 | 11 | 8 | 0 | 0 | 2 | 1 |  |  | Medium C3 | 11 | 0 | 0 | 0 | 3 | 8 | Medium C3 | 0 | 8 | 0 | 0 | -1 | -7 | Medium C3 | 8 | 0 | 0 | 0 | 1 | 7 | Medium C3 | 8 | 8 | 0 | 0 | 0 | 0 | Medium C3 | 0 | 0 | 0 | 0 | 0 | 0 | 0 | 0 | 0 | 0 | 0 | Medium C3 | 0 | 0 | 0 | 0 | 0 | 0
|  |  |  | High C2 | 0 | 0 | 0 | 0 | 0 | 0 |  |  | High C2 | 0 | 0 | 0 | 0 | 0 | 0 |  |  | High C2 | 0 | 0 | 0 | 0 | 0 | 0 | High C2 | 0 | 0 | 0 | 0 | 0 | 0 | High C2 | 0 | 0 | 0 | 0 | 0 | 0 | High C2 | 0 | 0 | 0 | 0 | 0 | 0 | High C2 | 0 | 0 | 0 | 0 | 0 | 0 | 0 | 0 | 0 | 0 | 0 | High C2 | 0 | 0 | 0 | 0 | 0 | 0
|  |  |  | Very high C1 | 1 | 1 | 0 | 0 | 0 | 0 |  |  | Very high C1 | 1 | 1 | 0 | 0 | 0 | 0 |  |  | Very high C1 | 1 | 1 | 0 | 0 | 0 | 0 | Very high C1 | 0 | 0 | 0 | 0 | 0 | 0 | Very high C1 | 0 | 0 | 0 | 0 | 0 | 0 | Very high C1 | 0 | 0 | 0 | 0 | 0 | 0 | Very high C1 | 0 | 0 | 0 | 0 | 0 | 0 | 0 | 0 | 0 | 0 | 0 | Very high C1 | 0 | 0 | 0 | 0 | 0 | 0
275KV Network | 4 | Underground Cable | Km | Low C4 | 50.2738 | 48.4216 | 0.6611 | 0.888 | 0.3031 | 0 | 4 | Underground Cable | Low C4 | 50.2738 | 48.1317 | 0.2899 | 0.6611 | 0 | 1.1911 | 4 | Underground Cable | Low C4 | 50.2738 | 48.1317 | 0.2899 | 0.6611 | 0 | 1.1911 | Low C4 | 0 | 0 | 0 | 0 | 0 | 0 | Low C4 | 0 | 0 | 0 | 0 | 0 | 0 | Low C4 | 0 | 0 | 0 | 0 | 0 | 0 | Low C4 | 0 | 0 | 0 | 0 | 0 | 0 | 0 | 0 | 0 | 0 | 0 | Low C4 | 0 | 0 | 0 | 0 | 0 | 0
|  |  |  | Medium C3 | 35.8694 | 35.1017 | 0.6787 | 0.089 | 0 | 0 |  |  | Medium C3 | 35.8694 | 35.1017 | 0 | 0.6787 | 0 | 0.089 |  |  | Medium C3 | 35.8694 | 35.1017 | 0 | 0.6787 | 0 | 0.089 | Medium C3 | 0 | 0 | 0 | 0 | 0 | 0 | Medium C3 | 0 | 0 | 0 | 0 | 0 | 0 | Medium C3 | 0 | 0 | 0 | 0 | 0 | 0 | Medium C3 | 0 | 0 | 0 | 0 | 0 | 0 | 0 | 0 | 0 | 0 | 0 | Medium C3 | 0 | 0 | 0 | 0 | 0 | 0
|  |  |  | High C2 | 1.6852 | 1.5618 | 0.1234 | 0 | 0 | 0 |  |  | High C2 | 1.6852 | 0.8 | 0.7618 | 0.1234 | 0 | 0 |  |  | High C2 | 1.6852 | 0.8 | 0.7618 | 0.1234 | 0 | 0 | High C2 | 0 | 0 | 0 | 0 | 0 | 0 | High C2 | 0 | 0 | 0 | 0 | 0 | 0 | High C2 | 0 | 0 | 0 | 0 | 0 | 0 | High C2 | 0 | 0 | 0 | 0 | 0 | 0 | 0 | 0 | 0 | 0 | 0 | High C2 | 0 | 0 | 0 | 0 | 0 | 0
|  |  |  | Very high C1 | 17.4106 | 8.4102 | 9.0004 | 0 | 0 | 0 |  |  | Very high C1 | 17.4106 | 8.4102 | 0 | 0 | 9.0004 | 0 |  |  | Very high C1 | 17.4106 | 8.4102 | 0 | 0 | 9.0004 | 0 | Very high C1 | 0 | 0 | 0 | 0 | 0 | 0 | Very high C1 | 0 | 0 | 0 | 0 | 0 | 0 | Very high C1 | 0 | 0 | 0 | 0 | 0 | 0 | Very high C1 | 0 | 0 | 0 | 0 | 0 | 0 | 0 | 0 | 0 | 0 | 0 | Very high C1 | 0 | 0 | 0 | 0 | 0 | 0
275KV Network | 5 | OHL line conductor | Km | Low C4 | 531.8186 | 105.3359 | 171.7904 | 0.1427 | 198.9891 | 55.5605 | 5 | OHL line conductor | Low C4 | 531.8441 | 231.0295 | 30.1538 | 58.3473 | 37.44 | 174.8735 | 5 | OHL line conductor | Low C4 | 531.8186 | 72.1369 | 33.199 | 64.7607 | 107.0297 | 254.6923 | Low C4 | 0.0255 | 158.8926 | -3.0452 | -6.4134 | -69.5897 | -79.8188 | Low C4 | 161.8473 | 2.9802 | 3.0452 | 6.4134 | 69.5897 | 79.8188 | Low C4 | 161.8728 | 161.8728 | 0 | 0 | 0 | 0 | Low C4 | 0 | 0 | 0 | 0 | 0 | 0 | 0 | 0 | 0 | 0 | 0 | Low C4 | 0 | 0 | 0 | 0 | 0 | 0
|  |  |  | Medium C3 | 178.1628 | 49.8142 | 90.133 | 0 | 18.1493 | 20.0663 |  |  | Medium C3 | 178.1628 | 64.9507 | 28.038 | 0 | 82.0853 | 3.0888 |  |  | Medium C3 | 178.1628 | 21.7762 | 28.038 | 0 | 90.133 | 38.2156 | Medium C3 | 0 | 43.1745 | 0 | 0 | -8.0477 | -35.1268 | Medium C3 | 43.1745 | 0 | 0 | 0 | 8.0477 | 35.1268 | Medium C3 | 43.1745 | 43.1745 | 0 | 0 | 0 | 0 | Medium C3 | 0 | 0 | 0 | 0 | 0 | 0 | 0 | 0 | 0 | 0 | 0 | Medium C3 | 0 | 0 | 0 | 0 | 0 | 0
|  |  |  | High C2 | 199.6069 | 30.1579 | 124.9532 | 1.6975 | 42.7983 | 0 |  |  | High C2 | 199.6069 | 62.6794 | 1.7516 | 65.9525 | 34.138 | 35.0854 |  |  | High C2 | 199.6069 | 28.4063 | 1.7516 | 91.2221 | 35.082 | 43.1449 | High C2 | 6.3949e-14 | 34.2731 | 0 | -25.2696 | -0.944 | -8.0595 | High C2 | 36.4837 | 2.2106 | 0 | 25.2696 | 0.944 | 8.0595 | High C2 | 36.4837 | 36.4837 | 0 | 0 | 0 | 0 | High C2 | 0 | 0 | 0 | 0 | 0 | 0 | 0 | 0 | 0 | 0 | 0 | High C2 | 0 | 0 | 0 | 0 | 0 | 0
|  |  |  | Very high C1 | 248.1484 | 1.6651 | 164.3697 | 1.1857 | 69.2737 | 11.6542 |  |  | Very high C1 | 248.1229 | 77.0919 | 1.969 | 25.7357 | 89.4106 | 53.9157 |  |  | Very high C1 | 248.1484 | 0.0791 | 1.586 | 27.3182 | 137.9628 | 81.2023 | Very high C1 | -0.0255 | 77.0128 | 0.383 | -1.5825 | -48.5522 | -27.2866 | Very high C1 | 89.0755 | 0 | 0 | 1.5825 | 60.2064 | 27.2866 | Very high C1 | 89.05 | 77.0128 | 0.383 | 0 | 11.6542 | 0 | Very high C1 | 0 | 0 | 0 | 0 | 0 | 0 | 0 | 0 | 0 | 0 | 0 | Very high C1 | 0 | 0 | 0 | 0 | 0 | 0
275KV Network | 6 | OHL line fittings | Km | Low C4 | 527.3053 | 186.8959 | 32.5737 | 60.1552 | 28.6212 | 219.0593 | 6 | OHL line fittings | Low C4 | 527.3053 | 238.7877 | 1.628 | 10.2106 | 20.0546 | 256.6244 | 6 | OHL line fittings | Low C4 | 527.3053 | 183.0821 | 3.8138 | 10.874 | 25.0306 | 304.5047 | Low C4 | 1.7195e-12 | 55.7055 | -2.1858 | -0.66347 | -4.976 | -47.8802 | Low C4 | 162.3241 | 106.6186 | 2.1858 | 0.66347 | 4.976 | 47.8802 | Low C4 | 162.3241 | 162.3241 | 0 | 0 | 0 | 0 | Low C4 | 0 | 0 | 0 | 0 | 0 | 0 | 0 | 0 | 0 | 0 | 0 | Low C4 | 0 | 0 | 0 | 0 | 0 | 0
|  |  |  | Medium C3 | 183.1635 | 74.3859 | 1.3101 | 43.077 | 21.2427 | 43.1478 |  |  | Medium C3 | 183.1635 | 106.7242 | 2.3636 | 0.34824 | 1.7375 | 71.9899 |  |  | Medium C3 | 183.1635 | 71.3294 | 2.3636 | 0.34824 | 2.0029 | 107.1193 | Medium C3 | 2.216e-13 | 35.3948 | 0 | 0 | -0.26541 | -35.1294 | Medium C3 | 43.1771 | 7.7823 | 0 | 0 | 0.26541 | 35.1294 | Medium C3 | 43.1771 | 43.1771 | 0 | 0 | 0 | 0 | Medium C3 | 0 | 0 | 0 | 0 | 0 | 0 | 0 | 0 | 0 | 0 | 0 | Medium C3 | 0 | 0 | 0 | 0 | 0 | 0
|  |  |  | High C2 | 199.9362 | 92.0682 | 9.7175 | 34.1845 | 48.8929 | 15.0731 |  |  | High C2 | 199.5967 | 119.8148 | 4.94 | 2.5713 | 17.5409 | 54.7297 |  |  | High C2 | 199.9362 | 86.7927 | 5.2755 | 2.8879 | 25.8302 | 79.1499 | High C2 | -0.3395 | 33.022 | -0.33547 | -0.31665 | -8.2893 | -24.4201 | High C2 | 37.1627 | 3.8012 | 0.33547 | 0.31665 | 8.2893 | 24.4201 | High C2 | 36.8232 | 36.8232 | 0 | 0 | 0 | 0 | High C2 | 0 | 0 | 0 | 0 | 0 | 0 | 0 | 0 | 0 | 0 | 0 | High C2 | 0 | 0 | 0 | 0 | 0 | 0
|  |  |  | Very high C1 | 247.3322 | 141.1169 | 4.9621 | 40.2401 | 26.9443 | 34.0688 |  |  | Very high C1 | 247.6717 | 158.7136 | 6.7702 | 2.2954 | 17.8445 | 62.048 |  |  | Very high C1 | 247.3322 | 134.03 | 6.7702 | 2.6305 | 18.1796 | 85.7219 | Very high C1 | 0.3395 | 24.6836 | 0 | -0.33506 | -0.33506 | -23.6739 | Very high C1 | 87.9175 | 63.5734 | 0 | 0.33506 | 0.33506 | 23.6739 | Very high C1 | 88.257 | 88.257 | 0 | 0 | 0 | 0 | Very high C1 | 0 | 0 | 0 | 0 | 0 | 0 | 0 | 0 | 0 | 0 | 0 | Very high C1 | 0 | 0 | 0 | 0 | 0 | 0
275KV Network | 7 | OHL towers | Number | Low C4 | 863 | 552 | 39 | 166 | 106 | 0 | 7 | OHL towers | Low C4 | 863 | 461 | 359 | 30 | 6 | 7 | 7 | OHL towers | Low C4 | 863 | 461 | 93 | 30 | 6 | 273 | Low C4 | 0 | 0 | 266 | 0 | 0 | -266 | Low C4 | 0 | 0 | 0 | 0 | 0 | 0 | Low C4 | 0 | 0 | 0 | 0 | 0 | 0 | Low C4 | 266 | 0 | 0 | 0 | 0 | 266 | 0 | 266 | 0 | 0 | 0 | Low C4 | 0 | 0 | 0 | 0 | 0 | 0
|  |  |  | Medium C3 | 273 | 175 | 33 | 57 | 8 | 0 |  |  | Medium C3 | 273 | 167 | 66 | 15 | 2 | 23 |  |  | Medium C3 | 273 | 167 | 8 | 15 | 2 | 81 | Medium C3 | 0 | 0 | 58 | 0 | 0 | -58 | Medium C3 | 0 | 0 | 0 | 0 | 0 | 0 | Medium C3 | 0 | 0 | 0 | 0 | 0 | 0 | Medium C3 | 58 | 0 | 0 | 0 | 0 | 58 | 0 | 58 | 0 | 0 | 0 | Medium C3 | 0 | 0 | 0 | 0 | 0 | 0
|  |  |  | High C2 | 258 | 164 | 61 | 16 | 17 | 0 |  |  | High C2 | 258 | 124 | 60 | 55 | 4 | 15 |  |  | High C2 | 258 | 124 | 43 | 55 | 4 | 32 | High C2 | 0 | 0 | 17 | 0 | 0 | -17 | High C2 | 0 | 0 | 0 | 0 | 0 | 0 | High C2 | 0 | 0 | 0 | 0 | 0 | 0 | High C2 | 17 | 0 | 0 | 0 | 0 | 17 | 0 | 17 | 0 | 0 | 0 | High C2 | 0 | 0 | 0 | 0 | 0 | 0
|  |  |  | Very high C1 | 374 | 99 | 105 | 101 | 69 | 0 |  |  | Very high C1 | 374 | 52 | 126 | 59 | 47 | 90 |  |  | Very high C1 | 374 | 52 | 58 | 59 | 47 | 158 | Very high C1 | 0 | 0 | 68 | 0 | 0 | -68 | Very high C1 | 0 | 0 | 0 | 0 | 0 | 0 | Very high C1 | 0 | 0 | 0 | 0 | 0 | 0 | Very high C1 | 68 | 0 | 0 | 0 | 0 | 68 | 0 | 68 | 0 | 0 | 0 | Very high C1 | 0 | 0 | 0 | 0 | 0 | 0
132KV Network | 1 | Circuit Breaker | Number | Low C4 | 88 | 45 | 0 | 12 | 25 | 6 | 1 | Circuit Breaker | Low C4 | 90 | 64 | 0 | 0 | 0 | 26 | 1 | Circuit Breaker | Low C4 | 88 | 45 | 0 | 0 | 0 | 43 | Low C4 | 2 | 19 | 0 | 0 | 0 | -17 | Low C4 | 17 | 0 | 0 | 0 | 0 | 17 | Low C4 | 19 | 19 | 0 | 0 | 0 | 0 | Low C4 | 0 | 0 | 0 | 0 | 0 | 0 | 0 | 0 | 0 | 0 | 0 | Low C4 | 0 | 0 | 0 | 0 | 0 | 0
|  |  |  | Medium C3 | 36 | 8 | 0 | 7 | 7 | 14 |  |  | Medium C3 | 35 | 29 | 0 | 0 | 0 | 6 |  |  | Medium C3 | 36 | 8 | 0 | 0 | 0 | 28 | Medium C3 | -1 | 21 | 0 | 0 | 0 | -22 | Medium C3 | 22 | 0 | 0 | 0 | 0 | 22 | Medium C3 | 21 | 21 | 0 | 0 | 0 | 0 | Medium C3 | 0 | 0 | 0 | 0 | 0 | 0 | 0 | 0 | 0 | 0 | 0 | Medium C3 | 0 | 0 | 0 | 0 | 0 | 0
|  |  |  | High C2 | 33 | 20 | 0 | 5 | 4 | 4 |  |  | High C2 | 34 | 26 | 0 | 0 | 0 | 8 |  |  | High C2 | 33 | 20 | 0 | 0 | 0 | 13 | High C2 | 1 | 6 | 0 | 0 | 0 | -5 | High C2 | 7 | 2 | 0 | 0 | 0 | 5 | High C2 | 8 | 8 | 0 | 0 | 0 | 0 | High C2 | 0 | 0 | 0 | 0 | 0 | 0 | 0 | 0 | 0 | 0 | 0 | High C2 | 0 | 0 | 0 | 0 | 0 | 0
|  |  |  | Very high C1 | 48 | 24 | 0 | 10 | 6 | 8 |  |  | Very high C1 | 46 | 32 | 0 | 0 | 0 | 14 |  |  | Very high C1 | 48 | 24 | 0 | 0 | 0 | 24 | Very high C1 | -2 | 8 | 0 | 0 | 0 | -10 | Very high C1 | 10 | 0 | 0 | 0 | 0 | 10 | Very high C1 | 8 | 8 | 0 | 0 | 0 | 0 | Very high C1 | 0 | 0 | 0 | 0 | 0 | 0 | 0 | 0 | 0 | 0 | 0 | Very high C1 | 0 | 0 | 0 | 0 | 0 | 0
132KV Network | 2 | Transformer | Number | Low C4 | 74 | 22 | 43 | 3 | 6 | 0 | 2 | Transformer | Low C4 | 74 | 23 | 2 | 23 | 20 | 6 | 2 | Transformer | Low C4 | 74 | 21 | 2 | 24 | 20 | 7 | Low C4 | 0 | 2 | 0 | -1 | 0 | -1 | Low C4 | 2 | 0 | 0 | 1 | 0 | 1 | Low C4 | 2 | 2 | 0 | 0 | 0 | 0 | Low C4 | 0 | 0 | 0 | 0 | 0 | 0 | 0 | 0 | 0 | 0 | 0 | Low C4 | 0 | 0 | 0 | 0 | 0 | 0
|  |  |  | Medium C3 | 35 | 8 | 16 | 1 | 5 | 5 |  |  | Medium C3 | 35 | 13 | 0 | 10 | 7 | 5 |  |  | Medium C3 | 35 | 7 | 0 | 10 | 7 | 11 | Medium C3 | 0 | 6 | 0 | 0 | 0 | -6 | Medium C3 | 6 | 0 | 0 | 0 | 0 | 6 | Medium C3 | 6 | 6 | 0 | 0 | 0 | 0 | Medium C3 | 0 | 0 | 0 | 0 | 0 | 0 | 0 | 0 | 0 | 0 | 0 | Medium C3 | 0 | 0 | 0 | 0 | 0 | 0
|  |  |  | High C2 | 46 | 20 | 18 | 3 | 5 | 0 |  |  | High C2 | 46 | 18 | 3 | 12 | 8 | 5 |  |  | High C2 | 46 | 15 | 3 | 13 | 8 | 7 | High C2 | 0 | 3 | 0 | -1 | 0 | -2 | High C2 | 3 | 0 | 0 | 1 | 0 | 2 | High C2 | 3 | 3 | 0 | 0 | 0 | 0 | High C2 | 0 | 0 | 0 | 0 | 0 | 0 | 0 | 0 | 0 | 0 | 0 | High C2 | 0 | 0 | 0 | 0 | 0 | 0
|  |  |  | Very high C1 | 0 | 0 | 0 | 0 | 0 | 0 |  |  | Very high C1 | 0 | 0 | 0 | 0 | 0 | 0 |  |  | Very high C1 | 0 | 0 | 0 | 0 | 0 | 0 | Very high C1 | 0 | 0 | 0 | 0 | 0 | 0 | Very high C1 | 0 | 0 | 0 | 0 | 0 | 0 | Very high C1 | 0 | 0 | 0 | 0 | 0 | 0 | Very high C1 | 0 | 0 | 0 | 0 | 0 | 0 | 0 | 0 | 0 | 0 | 0 | Very high C1 | 0 | 0 | 0 | 0 | 0 | 0
132KV Network | 3 | Reactors | Number | Low C4 | 0 | 0 | 0 | 0 | 0 | 0 | 3 | Reactors | Low C4 | 0 | 0 | 0 | 0 | 0 | 0 | 3 | Reactors | Low C4 | 0 | 0 | 0 | 0 | 0 | 0 | Low C4 | 0 | 0 | 0 | 0 | 0 | 0 | Low C4 | 0 | 0 | 0 | 0 | 0 | 0 | Low C4 | 0 | 0 | 0 | 0 | 0 | 0 | Low C4 | 0 | 0 | 0 | 0 | 0 | 0 | 0 | 0 | 0 | 0 | 0 | Low C4 | 0 | 0 | 0 | 0 | 0 | 0
|  |  |  | Medium C3 | 2 | 0 | 1 | 1 | 0 | 0 |  |  | Medium C3 | 2 | 0 | 0 | 1 | 1 | 0 |  |  | Medium C3 | 2 | 0 | 0 | 1 | 1 | 0 | Medium C3 | 0 | 0 | 0 | 0 | 0 | 0 | Medium C3 | 0 | 0 | 0 | 0 | 0 | 0 | Medium C3 | 0 | 0 | 0 | 0 | 0 | 0 | Medium C3 | 0 | 0 | 0 | 0 | 0 | 0 | 0 | 0 | 0 | 0 | 0 | Medium C3 | 0 | 0 | 0 | 0 | 0 | 0
|  |  |  | High C2 | 0 | 0 | 0 | 0 | 0 | 0 |  |  | High C2 | 0 | 0 | 0 | 0 | 0 | 0 |  |  | High C2 | 0 | 0 | 0 | 0 | 0 | 0 | High C2 | 0 | 0 | 0 | 0 | 0 | 0 | High C2 | 0 | 0 | 0 | 0 | 0 | 0 | High C2 | 0 | 0 | 0 | 0 | 0 | 0 | High C2 | 0 | 0 | 0 | 0 | 0 | 0 | 0 | 0 | 0 | 0 | 0 | High C2 | 0 | 0 | 0 | 0 | 0 | 0
|  |  |  | Very high C1 | 0 | 0 | 0 | 0 | 0 | 0 |  |  | Very high C1 | 0 | 0 | 0 | 0 | 0 | 0 |  |  | Very high C1 | 0 | 0 | 0 | 0 | 0 | 0 | Very high C1 | 0 | 0 | 0 | 0 | 0 | 0 | Very high C1 | 0 | 0 | 0 | 0 | 0 | 0 | Very high C1 | 0 | 0 | 0 | 0 | 0 | 0 | Very high C1 | 0 | 0 | 0 | 0 | 0 | 0 | 0 | 0 | 0 | 0 | 0 | Very high C1 | 0 | 0 | 0 | 0 | 0 | 0
132KV Network | 4 | Underground Cable | Km | Low C4 | 85.443 | 52.0787 | 7.3863 | 7.2181 | 18.7599 | 0 | 4 | Underground Cable | Low C4 | 92.9431 | 63.6452 | 0 | 1.0759 | 11.1239 | 17.0981 | 4 | Underground Cable | Low C4 | 85.443 | 52.0787 | 0 | 1.0759 | 9.8243 | 22.4641 | Low C4 | 7.5001 | 11.5665 | 0 | 0 | 1.2996 | -5.366 | Low C4 | 5.366 | 0 | 0 | 0 | 0 | 5.366 | Low C4 | 12.8661 | 11.5665 | 0 | 0 | 1.2996 | 0 | Low C4 | 0 | 0 | 0 | 0 | 0 | 0 | 0 | 0 | 0 | 0 | 0 | Low C4 | 0 | 0 | 0 | 0 | 0 | 0
|  |  |  | Medium C3 | 46.1907 | 44.3087 | 1.4747 | 0.3173 | 0.09 | 0 |  |  | Medium C3 | 46.1907 | 44.3087 | 0 | 1.4747 | 0 | 0.4073 |  |  | Medium C3 | 46.1907 | 44.3087 | 0 | 1.4747 | 0 | 0.4073 | Medium C3 | 0 | 0 | 0 | 0 | 0 | 0 | Medium C3 | 0 | 0 | 0 | 0 | 0 | 0 | Medium C3 | 0 | 0 | 0 | 0 | 0 | 0 | Medium C3 | 0 | 0 | 0 | 0 | 0 | 0 | 0 | 0 | 0 | 0 | 0 | Medium C3 | 0 | 0 | 0 | 0 | 0 | 0
|  |  |  | High C2 | 41.9365 | 40.626 | 1.3105 | 0 | 0 | 0 |  |  | High C2 | 41.9365 | 40.5566 | 0.0694 | 1.3105 | 0 | 0 |  |  | High C2 | 41.9365 | 40.5566 | 0.0694 | 1.3105 | 0 | 0 | High C2 | 0 | 0 | 0 | 0 | 0 | 0 | High C2 | 0 | 0 | 0 | 0 | 0 | 0 | High C2 | 0 | 0 | 0 | 0 | 0 | 0 | High C2 | 0 | 0 | 0 | 0 | 0 | 0 | 0 | 0 | 0 | 0 | 0 | High C2 | 0 | 0 | 0 | 0 | 0 | 0
|  |  |  | Very high C1 | 4.2089 | 3.7125 | 0.4964 | 0 | 0 | 0 |  |  | Very high C1 | 4.2089 | 3.7125 | 0 | 0.4964 | 0 | 0 |  |  | Very high C1 | 4.2089 | 3.7125 | 0 | 0.4964 | 0 | 0 | Very high C1 | 0 | 0 | 0 | 0 | 0 | 0 | Very high C1 | 0 | 0 | 0 | 0 | 0 | 0 | Very high C1 | 0 | 0 | 0 | 0 | 0 | 0 | Very high C1 | 0 | 0 | 0 | 0 | 0 | 0 | 0 | 0 | 0 | 0 | 0 | Very high C1 | 0 | 0 | 0 | 0 | 0 | 0
132KV Network | 5 | OHL line conductor | Km | Low C4 | 701.9473 | 170.7697 | 361.8409 | 2.9767 | 53.9328 | 112.4272 | 5 | OHL line conductor | Low C4 | 700.9338 | 337.6179 | 42.3509 | 178.1167 | 57.0297 | 85.8186 | 5 | OHL line conductor | Low C4 | 701.9473 | 120.3652 | 50.4045 | 307.6051 | 57.0297 | 166.5428 | Low C4 | -1.0135 | 217.2527 | -8.0536 | -129.4884 | 0 | -80.7242 | Low C4 | 217.2112 | 0 | 8.0536 | 129.4884 | 0 | 79.6692 | Low C4 | 217.2527 | 217.2527 | 0 | 0 | 0 | 0 | Low C4 | 0 | 0 | 0 | 0 | 0 | 0 | 0 | 0 | 0 | 0 | 0 | Low C4 | 1.055 | 0 | 0 | 0 | 0 | 1.055
|  |  |  | Medium C3 | 166.0748 | 49.9269 | 30.6059 | 25.4369 | 20.4249 | 39.6802 |  |  | Medium C3 | 166.0748 | 80.8428 | 8.7643 | 30.6059 | 25.4369 | 20.4249 |  |  | Medium C3 | 166.0748 | 41.1626 | 8.7643 | 30.6059 | 25.4369 | 60.1051 | Medium C3 | 0 | 39.6802 | 0 | 0 | 0 | -39.6802 | Medium C3 | 39.6802 | 0 | 0 | 0 | 0 | 39.6802 | Medium C3 | 39.6802 | 39.6802 | 0 | 0 | 0 | 0 | Medium C3 | 0 | 0 | 0 | 0 | 0 | 0 | 0 | 0 | 0 | 0 | 0 | Medium C3 | 0 | 0 | 0 | 0 | 0 | 0
|  |  |  | High C2 | 354.2171 | 216.4177 | 102.2529 | 0 | 35.5465 | 0 |  |  | High C2 | 348.6601 | 183.234 | 82.4319 | 47.4477 | 0 | 35.5465 |  |  | High C2 | 354.2171 | 188.791 | 82.4319 | 47.4477 | 0 | 35.5465 | High C2 | -5.557 | -5.557 | 0 | 0 | 0 | 0 | High C2 | 0 | 0 | 0 | 0 | 0 | 0 | High C2 | 0 | 0 | 0 | 0 | 0 | 0 | High C2 | 0 | 0 | 0 | 0 | 0 | 0 | 0 | 0 | 0 | 0 | 0 | High C2 | 5.557 | 5.557 | 0 | 0 | 0 | 0
|  |  |  | Very high C1 | 280.2661 | 97.2223 | 116.5038 | 26.5464 | 0 | 39.9936 |  |  | Very high C1 | 280.2246 | 136.072 | 1.1024 | 69.0598 | 47.444 | 26.5464 |  |  | Very high C1 | 280.2661 | 96.1199 | 1.1024 | 69.0598 | 47.444 | 66.54 | Very high C1 | -0.0415 | 39.9521 | 0 | 0 | 0 | -39.9936 | Very high C1 | 39.9936 | 0 | 0 | 0 | 0 | 39.9936 | Very high C1 | 39.9521 | 39.9521 | 0 | 0 | 0 | 0 | Very high C1 | 0 | 0 | 0 | 0 | 0 | 0 | 0 | 0 | 0 | 0 | 0 | Very high C1 | 0 | 0 | 0 | 0 | 0 | 0
132KV Network | 6 | OHL line fittings | Km | Low C4 | 655.1564 | 297.7879 | 98.8274 | 24.8666 | 85.343 | 148.3314 | 6 | OHL line fittings | Low C4 | 654.1014 | 426.3315 | 29.1859 | 14.6703 | 34.1728 | 149.741 | 6 | OHL line fittings | Low C4 | 655.1564 | 262.1362 | 42.8945 | 58.6341 | 43.5018 | 247.9899 | Low C4 | -1.055 | 164.1953 | -13.7087 | -43.9638 | -9.329 | -98.2488 | Low C4 | 217.2527 | 53.0574 | 13.7087 | 43.9638 | 9.329 | 97.1938 | Low C4 | 217.2527 | 217.2527 | 0 | 0 | 0 | 0 | Low C4 | 0 | 0 | 0 | 0 | 0 | 0 | 0 | 0 | 0 | 0 | 0 | Low C4 | 1.055 | 0 | 0 | 0 | 0 | 1.055
|  |  |  | Medium C3 | 182.606 | 73.0249 | 28.0906 | 3.7222 | 13.4109 | 64.3574 |  |  | Medium C3 | 182.606 | 111.4644 | 1.5509 | 24.4941 | 6.0779 | 39.0187 |  |  | Medium C3 | 182.606 | 71.7842 | 1.5509 | 24.4941 | 6.0779 | 78.6989 | Medium C3 | -2.4158e-13 | 39.6802 | 0 | 0 | 0 | -39.6802 | Medium C3 | 39.6802 | 0 | 0 | 0 | 0 | 39.6802 | Medium C3 | 39.6802 | 39.6802 | 0 | 0 | 0 | 0 | Medium C3 | 0 | 0 | 0 | 0 | 0 | 0 | 0 | 0 | 0 | 0 | 0 | Medium C3 | 0 | 0 | 0 | 0 | 0 | 0
|  |  |  | High C2 | 304.4432 | 149.8733 | 22.2474 | 41.2877 | 54.0288 | 37.0059 |  |  | High C2 | 298.8861 | 133.8376 | 15.1981 | 8.5539 | 43.4915 | 97.805 |  |  | High C2 | 304.4432 | 133.8376 | 20.7551 | 8.5539 | 43.4915 | 97.805 | High C2 | -5.557 | 0 | -5.557 | 0 | 0 | 0 | High C2 | 0 | 0 | 0 | 0 | 0 | 0 | High C2 | 0 | 0 | 0 | 0 | 0 | 0 | High C2 | 0 | 0 | 0 | 0 | 0 | 0 | 0 | 0 | 0 | 0 | 0 | High C2 | 5.557 | 0 | 5.557 | 0 | 0 | 0
|  |  |  | Very high C1 | 360.2991 | 240.1625 | 9.7073 | 0.42189 | 12.4317 | 97.5757 |  |  | Very high C1 | 360.2991 | 243.116 | 34.6827 | 9.8307 | 2.6145 | 70.0553 |  |  | Very high C1 | 360.2991 | 203.1639 | 34.6827 | 9.8307 | 2.6145 | 110.0074 | Very high C1 | 5.5422e-13 | 39.9521 | 0 | 0 | 0 | -39.9521 | Very high C1 | 39.9521 | 0 | 0 | 0 | 0 | 39.9521 | Very high C1 | 39.9521 | 39.9521 | 0 | 0 | 0 | 0 | Very high C1 | 0 | 0 | 0 | 0 | 0 | 0 | 0 | 0 | 0 | 0 | 0 | Very high C1 | 0 | 0 | 0 | 0 | 0 | 0
132KV Network | 7 | OHL towers | Number | Low C4 | 1657 | 682 | 363 | 40 | 472 | 100 | 7 | OHL towers | Low C4 | 1652 | 815 | 371 | 286 | 40 | 140 | 7 | OHL towers | Low C4 | 1657 | 532 | 220 | 286 | 40 | 579 | Low C4 | -5 | 283 | 151 | 0 | 0 | -439 | Low C4 | 283 | 0 | 0 | 0 | 0 | 283 | Low C4 | 283 | 283 | 0 | 0 | 0 | 0 | Low C4 | 152 | 0 | 1 | 0 | 0 | 151 | 0 | 152 | 0 | 0 | 0 | Low C4 | 5 | 0 | 0 | 0 | 0 | 5
|  |  |  | Medium C3 | 410 | 160 | 26 | 72 | 49 | 103 |  |  | Medium C3 | 410 | 160 | 5 | 20 | 76 | 149 |  |  | Medium C3 | 410 | 160 | 5 | 20 | 76 | 149 | Medium C3 | 0 | 0 | 0 | 0 | 0 | 0 | Medium C3 | 0 | 0 | 0 | 0 | 0 | 0 | Medium C3 | 0 | 0 | 0 | 0 | 0 | 0 | Medium C3 | 0 | 0 | 0 | 0 | 0 | 0 | 0 | 0 | 0 | 0 | 0 | Medium C3 | 0 | 0 | 0 | 0 | 0 | 0
|  |  |  | High C2 | 446 | 69 | 186 | 9 | 167 | 15 |  |  | High C2 | 446 | 62 | 160 | 180 | 13 | 31 |  |  | High C2 | 446 | 62 | 9 | 180 | 13 | 182 | High C2 | 0 | 0 | 151 | 0 | 0 | -151 | High C2 | 0 | 0 | 0 | 0 | 0 | 0 | High C2 | 0 | 0 | 0 | 0 | 0 | 0 | High C2 | 151 | 0 | 0 | 0 | 0 | 151 | 0 | 151 | 0 | 0 | 0 | High C2 | 0 | 0 | 0 | 0 | 0 | 0
|  |  |  | Very high C1 | 1167 | 835 | 177 | 16 | 134 | 5 |  |  | Very high C1 | 1157 | 766 | 75 | 146 | 23 | 147 |  |  | Very high C1 | 1167 | 766 | 75 | 156 | 23 | 147 | Very high C1 | -10 | 0 | 0 | -10 | 0 | 0 | Very high C1 | 0 | 0 | 0 | 0 | 0 | 0 | Very high C1 | 0 | 0 | 0 | 0 | 0 | 0 | Very high C1 | 0 | 0 | 0 | 0 | 0 | 0 | 0 | 0 | 0 | 0 | 0 | Very high C1 | 10 | 0 | 0 | 10 | 0 | 0

## 2.2_RebasedTargets_Monetised
RIIO-T1 Network Output Measures
Scottish Power Transmission
Rebasing Data Templates
Rebased Targets - Monetised
Asset Probability of Failure / End of Life values (Asset Health) and Consequence of Failure (Criticality)
| Starting Position, 31/03/2013 | [9 empty] | With investment, 31/03/2021 | [8 empty] | No intervention, 31/03/2021 | [48 empty] | 2012/13 | [11 empty] | With investment | [11 empty] | No intervention
[29 empty] | Impact of Interventions (Monetised Risk) | [39 empty] | Average Probability/EoL and Consequence, 31/03/2013 | [11 empty] | Average Probability/EoL and Consequence, with Intervention, 31/03/2021 | [11 empty] | Average Probability/EoL and Consequence, without Intervention, 31/03/2021
Voltage level | Asset categories |  | Units | Monetised Risk Position in 2012/13 | [6 empty] | Asset categories |  | Monetised Risk Position in 2020/21 with investment | [6 empty] | Asset categories |  | Monetised Risk Position in 2020/21 with no intervention | [6 empty] | Total | [6 empty] | Replacement_Off (Disposal of assets) | [6 empty] | Replacement_On (Addition of assets) |  | Replacement_On (Addition of assets) |  |  |  |  | Refurbishment: |  | Pre_Refurbishment (Monetised Risk) |  |  |  |  | Post_Refurbishment (Monetised Risk) |  |  |  |  | Permanent Removal (AH-driven) | [6 empty] | Probability of Failure / EoL | [5 empty] | Consequence of Failure | [5 empty] | Probability of Failure / EoL | [5 empty] | Consequence of Failure | [5 empty] | Probability of Failure / EoL | [5 empty] | Consequence of Failure
|  |  |  | Criticality | Total Monetised Risk at 31 March 2013 | AH1 | AH2 | AH3 | AH4 | AH5 |  |  | Criticality | Total Monetised Risk at 31 March 2021 | AH1 | AH2 | AH3 | AH4 | AH5 |  |  | Criticality | Total Monetised Risk at 31 March 2021 | AH1 | AH2 | AH3 | AH4 | AH5 | Criticality | Total MR Impact | AH1 | AH2 | AH3 | AH4 | AH5 | Criticality | MR Impact of Replacement_Off | AH1 | AH2 | AH3 | AH4 | AH5 | Criticality | MR Impact of Replacement_On | AH1 | AH2 | AH3 | AH4 | AH5 | Criticality | MR Impact of Refurbishment | AH1 | AH2 | AH3 | AH4 | AH5 | AH1 | AH2 | AH3 | AH4 | AH5 | Criticality | MR Impact of Removal | AH1 | AH2 | AH3 | AH4 | AH5 | Criticality | AH1 | AH2 | AH3 | AH4 | AH5 | Criticality | AH1 | AH2 | AH3 | AH4 | AH5 | Criticality | AH1 | AH2 | AH3 | AH4 | AH5 | Criticality | AH1 | AH2 | AH3 | AH4 | AH5 | Criticality | AH1 | AH2 | AH3 | AH4 | AH5 | Criticality | AH1 | AH2 | AH3 | AH4 | AH5
400KV Network | 1 | Circuit Breaker | Risk £ | Low C4 | 608676.1085 | 98517.0838 | 182683.321 | 6155.4357 | 57212.2839 | 264107.9841 | 1 | Circuit Breaker | Low C4 | 794959.8215 | 146428.8469 | 0 | 0 | 497313.9716 | 151217.003 | 1 | Circuit Breaker | Low C4 | 1385446.9314 | 98517.0838 | 0 | 0 | 497313.9716 | 789615.876 | Low C4 | -590487.11 | 47911.763 | 0 | 0 | 0 | -638398.873 | Low C4 | 638398.873 | 0 | 0 | 0 | 0 | 638398.873 | Low C4 | 47911.763 | 47911.763 | 0 | 0 | 0 | 0 | Low C4 | 0 | 0 | 0 | 0 | 0 | 0 | 0 | 0 | 0 | 0 | 0 | Low C4 | 0 | 0 | 0 | 0 | 0 | 0 | Low C4 | 0.76956 | 4.8069 | 5.5352 | 6.5811 | 8 | Low C4 | 20523476.6618 | 38908116.267 | 6508073.0523 | 8188137.2726 | 63046580.7258 | Low C4 | 1.125 | 0 | 0 | 7.1878 | 9.0029 | Low C4 | 26598205.8138 | 0 | 0 | 38908116.267 | 7908126.5692 | Low C4 | 1.1764 | 0 | 0 | 7.1878 | 9.5302 | Low C4 | 20523476.6618 | 0 | 0 | 38908116.267 | 21692740.1083
|  |  |  | Medium C3 | 2043882.6737 | 734752.5293 | 142316.7433 | 0 | 234693.7244 | 932119.6767 |  |  | Medium C3 | 1880619.753 | 903848.1257 | 0 | 0 | 445901.8866 | 530869.7408 |  |  | Medium C3 | 3974047.2502 | 734752.5293 | 0 | 0 | 445901.8866 | 2793392.8342 | Medium C3 | -2093427.4972 | 169095.5963 | 0 | 0 | 0 | -2262523.0935 | Medium C3 | 2262523.0935 | 0 | 0 | 0 | 0 | 2262523.0935 | Medium C3 | 169095.5963 | 169095.5963 | 0 | 0 | 0 | 0 | Medium C3 | 0 | 0 | 0 | 0 | 0 | 0 | 0 | 0 | 0 | 0 | 0 | Medium C3 | 0 | 0 | 0 | 0 | 0 | 0 | Medium C3 | 0.71766 | 4.6021 | 0 | 6.5811 | 8 | Medium C3 | 82949560.0887 | 85243389.0695 | 0 | 88742448.3833 | 84394534.3472 | Medium C3 | 1.0166 | 0 | 0 | 7.2929 | 8.9945 | Medium C3 | 83217147.9144 | 0 | 0 | 85243389.0695 | 88742448.3833 | Medium C3 | 1.062 | 0 | 0 | 7.2929 | 10.5191 | Medium C3 | 82949560.0887 | 0 | 0 | 85243389.0695 | 85636795.5004
|  |  |  | High C2 | 150528.0977 | 50992.8866 | 0 | 99535.211 | 0 | 0 |  |  | High C2 | 377355.5257 | 50992.8866 | 0 | 0 | 0 | 326362.6391 |  |  | High C2 | 377355.5257 | 50992.8866 | 0 | 0 | 0 | 326362.6391 | High C2 | 0 | 0 | 0 | 0 | 0 | 0 | High C2 | 0 | 0 | 0 | 0 | 0 | 0 | High C2 | 0 | 0 | 0 | 0 | 0 | 0 | High C2 | 0 | 0 | 0 | 0 | 0 | 0 | 0 | 0 | 0 | 0 | 0 | High C2 | 0 | 0 | 0 | 0 | 0 | 0 | High C2 | 0.62394 | 0 | 5.6641 | 0 | 0 | High C2 | 129895125.9132 | 0 | 110573449.59 | 0 | 0 | High C2 | 0.98875 | 0 | 0 | 0 | 8.9759 | High C2 | 129895125.9132 | 0 | 0 | 0 | 110573449.59 | High C2 | 0.98875 | 0 | 0 | 0 | 8.9759 | High C2 | 129895125.9132 | 0 | 0 | 0 | 110573449.59
|  |  |  | Very high C1 | 7045591.4356 | 2229037.9784 | 0 | 0 | 0 | 4816553.4571 |  |  | Very high C1 | 14112022.1337 | 2229037.9784 | 0 | 0 | 0 | 11882984.1552 |  |  | Very high C1 | 14112022.1337 | 2229037.9784 | 0 | 0 | 0 | 11882984.1552 | Very high C1 | 0 | 0 | 0 | 0 | 0 | 0 | Very high C1 | 0 | 0 | 0 | 0 | 0 | 0 | Very high C1 | 0 | 0 | 0 | 0 | 0 | 0 | Very high C1 | 0 | 0 | 0 | 0 | 0 | 0 | 0 | 0 | 0 | 0 | 0 | Very high C1 | 0 | 0 | 0 | 0 | 0 | 0 | Very high C1 | 1.0495 | 0 | 0 | 0 | 8 | Very high C1 | 1389874580.8759 | 0 | 0 | 0 | 2179544316.8251 | Very high C1 | 1.5812 | 0 | 0 | 0 | 11.1955 | Very high C1 | 1389874580.8759 | 0 | 0 | 0 | 2179544316.8251 | Very high C1 | 1.5812 | 0 | 0 | 0 | 11.1955 | Very high C1 | 1389874580.8759 | 0 | 0 | 0 | 2179544316.8251
400KV Network | 2 | Transformer | Risk £ | Low C4 | 632376.3525 | 438861.9155 | 193514.437 | 0 | 0 | 0 | 2 | Transformer | Low C4 | 941446.8641 | 373695.745 | 131580.611 | 436170.5081 | 0 | 0 | 2 | Transformer | Low C4 | 941446.8641 | 373695.745 | 131580.611 | 436170.5081 | 0 | 0 | Low C4 | 0 | 0 | 0 | 0 | 0 | 0 | Low C4 | 0 | 0 | 0 | 0 | 0 | 0 | Low C4 | 0 | 0 | 0 | 0 | 0 | 0 | Low C4 | 0 | 0 | 0 | 0 | 0 | 0 | 0 | 0 | 0 | 0 | 0 | Low C4 | 0 | 0 | 0 | 0 | 0 | 0 | Low C4 | 1.1955 | 4.1912 | 0 | 0 | 0 | Low C4 | 28968821.0284 | 31300669.9612 | 0 | 0 | 0 | Low C4 | 0.69718 | 3.6872 | 4.1912 | 0 | 0 | Low C4 | 28745840.7115 | 30083722.6125 | 31300669.9612 | 0 | 0 | Low C4 | 0.69718 | 3.6872 | 4.1912 | 0 | 0 | Low C4 | 28745840.7115 | 30083722.6125 | 31300669.9612 | 0 | 0
|  |  |  | Medium C3 | 1447481.786 | 616618.7565 | 830863.0295 | 0 | 0 | 0 |  |  | Medium C3 | 2173795.4945 | 616618.7565 | 0 | 1043431.76 | 513744.9779 | 0 |  |  | Medium C3 | 2173795.4945 | 616618.7565 | 0 | 1043431.76 | 513744.9779 | 0 | Medium C3 | 0 | 0 | 0 | 0 | 0 | 0 | Medium C3 | 0 | 0 | 0 | 0 | 0 | 0 | Medium C3 | 0 | 0 | 0 | 0 | 0 | 0 | Medium C3 | 0 | 0 | 0 | 0 | 0 | 0 | 0 | 0 | 0 | 0 | 0 | Medium C3 | 0 | 0 | 0 | 0 | 0 | 0 | Medium C3 | 0.62061 | 4.7003 | 0 | 0 | 0 | Medium C3 | 54472191.2262 | 47029233.9337 | 0 | 0 | 0 | Medium C3 | 0.62061 | 0 | 4.5097 | 5.272 | 0 | Medium C3 | 54472191.2262 | 0 | 46285061.725 | 49261750.5598 | 0 | Medium C3 | 0.62061 | 0 | 4.5097 | 5.272 | 0 | Medium C3 | 54472191.2262 | 0 | 46285061.725 | 49261750.5598 | 0
|  |  |  | High C2 | 2256570.0679 | 562681.2136 | 1693888.8543 | 0 | 0 | 0 |  |  | High C2 | 4607502.3216 | 249170.6412 | 357050.0394 | 296025.3096 | 3705256.3313 | 0 |  |  | High C2 | 4607502.3216 | 249170.6412 | 357050.0394 | 296025.3096 | 3705256.3313 | 0 | High C2 | 0 | 0 | 0 | 0 | 0 | 0 | High C2 | 0 | 0 | 0 | 0 | 0 | 0 | High C2 | 0 | 0 | 0 | 0 | 0 | 0 | High C2 | 0 | 0 | 0 | 0 | 0 | 0 | 0 | 0 | 0 | 0 | 0 | High C2 | 0 | 0 | 0 | 0 | 0 | 0 | High C2 | 1.8448 | 4.8048 | 0 | 0 | 0 | High C2 | 87219581.5855 | 79030265.0703 | 0 | 0 | 0 | High C2 | 0.7669 | 2.9227 | 4.1481 | 4.969 | 0 | High C2 | 92961926.8683 | 81477236.3027 | 90239315.6872 | 76228002.416 | 0 | High C2 | 0.7669 | 2.9227 | 4.1481 | 4.969 | 0 | High C2 | 92961926.8683 | 81477236.3027 | 90239315.6872 | 76228002.416 | 0
|  |  |  | Very high C1 | 648092.027 | 272939.5743 | 375152.4527 | 0 | 0 | 0 |  |  | Very high C1 | 953447.3628 | 272939.5743 | 0 | 680507.7886 | 0 | 0 |  |  | Very high C1 | 953447.3628 | 272939.5743 | 0 | 680507.7886 | 0 | 0 | Very high C1 | 0 | 0 | 0 | 0 | 0 | 0 | Very high C1 | 0 | 0 | 0 | 0 | 0 | 0 | Very high C1 | 0 | 0 | 0 | 0 | 0 | 0 | Very high C1 | 0 | 0 | 0 | 0 | 0 | 0 | 0 | 0 | 0 | 0 | 0 | Very high C1 | 0 | 0 | 0 | 0 | 0 | 0 | Very high C1 | 2.6512 | 4.5222 | 0 | 0 | 0 | Very high C1 | 139899125.0981 | 139899125.0981 | 0 | 0 | 0 | Very high C1 | 2.6512 | 0 | 4.5222 | 0 | 0 | Very high C1 | 139899125.0981 | 0 | 139899125.0981 | 0 | 0 | Very high C1 | 2.6512 | 0 | 4.5222 | 0 | 0 | Very high C1 | 139899125.0981 | 0 | 139899125.0981 | 0 | 0
400KV Network | 3 | Reactors | Risk £ | Low C4 | 147424.3131 | 0 | 0 | 64720.921 | 82703.3921 | 0 | 3 | Reactors | Low C4 | 452635.3445 | 0 | 0 | 0 | 0 | 452635.3445 | 3 | Reactors | Low C4 | 452635.3445 | 0 | 0 | 0 | 0 | 452635.3445 | Low C4 | 0 | 0 | 0 | 0 | 0 | 0 | Low C4 | 0 | 0 | 0 | 0 | 0 | 0 | Low C4 | 0 | 0 | 0 | 0 | 0 | 0 | Low C4 | 0 | 0 | 0 | 0 | 0 | 0 | 0 | 0 | 0 | 0 | 0 | Low C4 | 0 | 0 | 0 | 0 | 0 | 0 | Low C4 | 0 | 0 | 6.4214 | 7.0724 | 0 | Low C4 | 0 | 0 | 9349472.7842 | 9349472.7842 | 0 | Low C4 | 0 | 0 | 0 | 0 | 10.4126 | Low C4 | 0 | 0 | 0 | 0 | 9349472.7842 | Low C4 | 0 | 0 | 0 | 0 | 10.4126 | Low C4 | 0 | 0 | 0 | 0 | 9349472.7842
|  |  |  | Medium C3 | 0 | 0 | 0 | 0 | 0 | 0 |  |  | Medium C3 | 0 | 0 | 0 | 0 | 0 | 0 |  |  | Medium C3 | 0 | 0 | 0 | 0 | 0 | 0 | Medium C3 | 0 | 0 | 0 | 0 | 0 | 0 | Medium C3 | 0 | 0 | 0 | 0 | 0 | 0 | Medium C3 | 0 | 0 | 0 | 0 | 0 | 0 | Medium C3 | 0 | 0 | 0 | 0 | 0 | 0 | 0 | 0 | 0 | 0 | 0 | Medium C3 | 0 | 0 | 0 | 0 | 0 | 0 | Medium C3 | 0 | 0 | 0 | 0 | 0 | Medium C3 | 0 | 0 | 0 | 0 | 0 | Medium C3 | 0 | 0 | 0 | 0 | 0 | Medium C3 | 0 | 0 | 0 | 0 | 0 | Medium C3 | 0 | 0 | 0 | 0 | 0 | Medium C3 | 0 | 0 | 0 | 0 | 0
|  |  |  | High C2 | 259446.504 | 259446.504 | 0 | 0 | 0 | 0 |  |  | High C2 | 259446.504 | 259446.504 | 0 | 0 | 0 | 0 |  |  | High C2 | 259446.504 | 259446.504 | 0 | 0 | 0 | 0 | High C2 | 0 | 0 | 0 | 0 | 0 | 0 | High C2 | 0 | 0 | 0 | 0 | 0 | 0 | High C2 | 0 | 0 | 0 | 0 | 0 | 0 | High C2 | 0 | 0 | 0 | 0 | 0 | 0 | 0 | 0 | 0 | 0 | 0 | High C2 | 0 | 0 | 0 | 0 | 0 | 0 | High C2 | 0.5 | 0 | 0 | 0 | 0 | High C2 | 46749655.5381 | 0 | 0 | 0 | 0 | High C2 | 0.69487 | 0 | 0 | 0 | 0 | High C2 | 46749655.5381 | 0 | 0 | 0 | 0 | High C2 | 0.69487 | 0 | 0 | 0 | 0 | High C2 | 46749655.5381 | 0 | 0 | 0 | 0
|  |  |  | Very high C1 | 0 | 0 | 0 | 0 | 0 | 0 |  |  | Very high C1 | 0 | 0 | 0 | 0 | 0 | 0 |  |  | Very high C1 | 0 | 0 | 0 | 0 | 0 | 0 | Very high C1 | 0 | 0 | 0 | 0 | 0 | 0 | Very high C1 | 0 | 0 | 0 | 0 | 0 | 0 | Very high C1 | 0 | 0 | 0 | 0 | 0 | 0 | Very high C1 | 0 | 0 | 0 | 0 | 0 | 0 | 0 | 0 | 0 | 0 | 0 | Very high C1 | 0 | 0 | 0 | 0 | 0 | 0 | Very high C1 | 0 | 0 | 0 | 0 | 0 | Very high C1 | 0 | 0 | 0 | 0 | 0 | Very high C1 | 0 | 0 | 0 | 0 | 0 | Very high C1 | 0 | 0 | 0 | 0 | 0 | Very high C1 | 0 | 0 | 0 | 0 | 0 | Very high C1 | 0 | 0 | 0 | 0 | 0
400KV Network | 4 | Underground Cable | Risk £ | Low C4 | 658896.5938 | 0 | 0 | 0 | 658896.5938 | 0 | 4 | Underground Cable | Low C4 | 1331417.6356 | 0 | 0 | 0 | 0 | 1331417.6356 | 4 | Underground Cable | Low C4 | 1331417.6356 | 0 | 0 | 0 | 0 | 1331417.6356 | Low C4 | 0 | 0 | 0 | 0 | 0 | 0 | Low C4 | 0 | 0 | 0 | 0 | 0 | 0 | Low C4 | 0 | 0 | 0 | 0 | 0 | 0 | Low C4 | 0 | 0 | 0 | 0 | 0 | 0 | 0 | 0 | 0 | 0 | 0 | Low C4 | 0 | 0 | 0 | 0 | 0 | 0 | Low C4 | 0 | 0 | 0 | 6.7087 | 0 | Low C4 | 0 | 0 | 0 | 6078480.7 | 0 | Low C4 | 0 | 0 | 0 | 0 | 8.4835 | Low C4 | 0 | 0 | 0 | 0 | 6078480.7 | Low C4 | 0 | 0 | 0 | 0 | 8.4835 | Low C4 | 0 | 0 | 0 | 6078480.7 | 0
|  |  |  | Medium C3 | 563022.2771 | 563022.2771 | 0 | 0 | 0 | 0 |  |  | Medium C3 | 623884.9554 | 623884.9554 | 0 | 0 | 0 | 0 |  |  | Medium C3 | 623884.9554 | 623884.9554 | 0 | 0 | 0 | 0 | Medium C3 | 0 | 0 | 0 | 0 | 0 | 0 | Medium C3 | 0 | 0 | 0 | 0 | 0 | 0 | Medium C3 | 0 | 0 | 0 | 0 | 0 | 0 | Medium C3 | 0 | 0 | 0 | 0 | 0 | 0 | 0 | 0 | 0 | 0 | 0 | Medium C3 | 0 | 0 | 0 | 0 | 0 | 0 | Medium C3 | 2.3662 | 0 | 0 | 0 | 0 | Medium C3 | 39174864.3643 | 0 | 0 | 0 | 0 | Medium C3 | 3.128 | 0 | 0 | 0 | 0 | Medium C3 | 39174864.3643 | 0 | 0 | 0 | 0 | Medium C3 | 3.128 | 0 | 0 | 0 | 0 | Medium C3 | 39174864.3643 | 0 | 0 | 0 | 0
|  |  |  | High C2 | 609193.7831 | 609193.7831 | 0 | 0 | 0 | 0 |  |  | High C2 | 672305.3494 | 672305.3494 | 0 | 0 | 0 | 0 |  |  | High C2 | 672305.3494 | 672305.3494 | 0 | 0 | 0 | 0 | High C2 | 0 | 0 | 0 | 0 | 0 | 0 | High C2 | 0 | 0 | 0 | 0 | 0 | 0 | High C2 | 0 | 0 | 0 | 0 | 0 | 0 | High C2 | 0 | 0 | 0 | 0 | 0 | 0 | 0 | 0 | 0 | 0 | 0 | High C2 | 0 | 0 | 0 | 0 | 0 | 0 | High C2 | 1.9603 | 0 | 0 | 0 | 0 | High C2 | 56778706.85 | 0 | 0 | 0 | 0 | High C2 | 2.6317 | 0 | 0 | 0 | 0 | High C2 | 56778706.85 | 0 | 0 | 0 | 0 | High C2 | 2.6317 | 0 | 0 | 0 | 0 | High C2 | 56778706.85 | 0 | 0 | 0 | 0
|  |  |  | Very high C1 | 0 | 0 | 0 | 0 | 0 | 0 |  |  | Very high C1 | 0 | 0 | 0 | 0 | 0 | 0 |  |  | Very high C1 | 0 | 0 | 0 | 0 | 0 | 0 | Very high C1 | 0 | 0 | 0 | 0 | 0 | 0 | Very high C1 | 0 | 0 | 0 | 0 | 0 | 0 | Very high C1 | 0 | 0 | 0 | 0 | 0 | 0 | Very high C1 | 0 | 0 | 0 | 0 | 0 | 0 | 0 | 0 | 0 | 0 | 0 | Very high C1 | 0 | 0 | 0 | 0 | 0 | 0 | Very high C1 | 0 | 0 | 0 | 0 | 0 | Very high C1 | 0 | 0 | 0 | 0 | 0 | Very high C1 | 0 | 0 | 0 | 0 | 0 | Very high C1 | 0 | 0 | 0 | 0 | 0 | Very high C1 | 0 | 0 | 0 | 0 | 0 | Very high C1 | 0 | 0 | 0 | 0 | 0
400KV Network | 5 | OHL line conductor | Risk £ | Low C4 | 6462009.0229 | 1104687.7125 | 2844997.702 | 2498748.3251 | 13575.2833 | 0 | 5 | OHL line conductor | Low C4 | 18072270.9165 | 1878843.013 | 0 | 20369.957 | 11810589.5241 | 4362468.4223 | 5 | OHL line conductor | Low C4 | 18072270.9165 | 1878843.013 | 0 | 20369.957 | 11810589.5241 | 4362468.4223 | Low C4 | 0 | 0 | 0 | 0 | 0 | 0 | Low C4 | 0 | 0 | 0 | 0 | 0 | 0 | Low C4 | 0 | 0 | 0 | 0 | 0 | 0 | Low C4 | 0 | 0 | 0 | 0 | 0 | 0 | 0 | 0 | 0 | 0 | 0 | Low C4 | 0 | 0 | 0 | 0 | 0 | 0 | Low C4 | 0.57267 | 5.0336 | 6.4783 | 6.6908 | 0 | Low C4 | 42624123.8976 | 31667709.6845 | 9248093.3449 | 8874939.8891 | 0 | Low C4 | 0.85702 | 0 | 5.8571 | 7.0753 | 8.5829 | Low C4 | 42624123.8976 | 0 | 11585037.387 | 32080516.9644 | 8874949.2264 | Low C4 | 0.85702 | 0 | 5.8571 | 7.0753 | 8.5829 | Low C4 | 42624123.8976 | 31667709.6845 | 9248093.3449 | 8874939.8891 | 0
|  |  |  | Medium C3 | 33803735.7134 | 3586023.0928 | 13187845.5775 | 7692248.773 | 9337618.2701 | 0 |  |  | Medium C3 | 86614780.7107 | 12086204.5385 | 29527.503 | 1748166.1373 | 55623961.3065 | 17126921.2253 |  |  | Medium C3 | 96760879.108 | 9787172.4297 | 29527.503 | 1929686.8502 | 67887571.0998 | 17126921.2253 | Medium C3 | -10146098.3973 | 2299032.1088 | 0 | -181520.7128 | -12263609.7933 | 0 | Medium C3 | 12445130.5061 | 0 | 0 | 181520.7128 | 12263609.7933 | 0 | Medium C3 | 2299032.1088 | 2299032.1088 | 0 | 0 | 0 | 0 | Medium C3 | 0 | 0 | 0 | 0 | 0 | 0 | 0 | 0 | 0 | 0 | 0 | Medium C3 | 0 | 0 | 0 | 0 | 0 | 0 | Medium C3 | 1.2433 | 4.9707 | 5.5 | 6.5 | 0 | Medium C3 | 76247529.7543 | 75346072.9742 | 78354686.972 | 78880797.0139 | 0 | Medium C3 | 1.6253 | 4.2517 | 5.8307 | 7.137 | 8.1961 | Medium C3 | 76209093.9644 | 68840844.5077 | 71697543.8204 | 75561421.4392 | 78880797.0139 | Medium C3 | 1.8793 | 4.2517 | 5.8293 | 7.0915 | 8.1961 | Medium C3 | 76247529.7543 | 75346072.9742 | 78354686.972 | 78880797.0139 | 0
|  |  |  | High C2 | 0 | 0 | 0 | 0 | 0 | 0 |  |  | High C2 | 0 | 0 | 0 | 0 | 0 | 0 |  |  | High C2 | 0 | 0 | 0 | 0 | 0 | 0 | High C2 | 0 | 0 | 0 | 0 | 0 | 0 | High C2 | 0 | 0 | 0 | 0 | 0 | 0 | High C2 | 0 | 0 | 0 | 0 | 0 | 0 | High C2 | 0 | 0 | 0 | 0 | 0 | 0 | 0 | 0 | 0 | 0 | 0 | High C2 | 0 | 0 | 0 | 0 | 0 | 0 | High C2 | 0 | 0 | 0 | 0 | 0 | High C2 | 0 | 0 | 0 | 0 | 0 | High C2 | 0 | 0 | 0 | 0 | 0 | High C2 | 0 | 0 | 0 | 0 | 0 | High C2 | 0 | 0 | 0 | 0 | 0 | High C2 | 0 | 0 | 0 | 0 | 0
|  |  |  | Very high C1 | 0 | 0 | 0 | 0 | 0 | 0 |  |  | Very high C1 | 0 | 0 | 0 | 0 | 0 | 0 |  |  | Very high C1 | 0 | 0 | 0 | 0 | 0 | 0 | Very high C1 | 0 | 0 | 0 | 0 | 0 | 0 | Very high C1 | 0 | 0 | 0 | 0 | 0 | 0 | Very high C1 | 0 | 0 | 0 | 0 | 0 | 0 | Very high C1 | 0 | 0 | 0 | 0 | 0 | 0 | 0 | 0 | 0 | 0 | 0 | Very high C1 | 0 | 0 | 0 | 0 | 0 | 0 | Very high C1 | 0 | 0 | 0 | 0 | 0 | Very high C1 | 0 | 0 | 0 | 0 | 0 | Very high C1 | 0 | 0 | 0 | 0 | 0 | Very high C1 | 0 | 0 | 0 | 0 | 0 | Very high C1 | 0 | 0 | 0 | 0 | 0 | Very high C1 | 0 | 0 | 0 | 0 | 0
400KV Network | 6 | OHL line fittings | Risk £ | Low C4 | 163732168.0633 | 18910719.5082 | 8101532.5041 | 38728579.4064 | 97991336.6446 | 0 | 6 | OHL line fittings | Low C4 | 366032748.8552 | 18606164.4051 | 3342083.3158 | 7397853.0594 | 14394496.9297 | 322292151.1452 | 6 | OHL line fittings | Low C4 | 366032748.8552 | 18606164.4051 | 3342083.3158 | 7397853.0594 | 14394496.9297 | 322292151.1452 | Low C4 | 0 | 0 | 0 | 0 | 0 | 0 | Low C4 | 0 | 0 | 0 | 0 | 0 | 0 | Low C4 | 0 | 0 | 0 | 0 | 0 | 0 | Low C4 | 0 | 0 | 0 | 0 | 0 | 0 | 0 | 0 | 0 | 0 | 0 | Low C4 | 0 | 0 | 0 | 0 | 0 | 0 | Low C4 | 1.6498 | 4.8833 | 6.0909 | 7.4666 | 0 | Low C4 | 31517707.7622 | 12341733.305 | 34787518.1903 | 22919262.9508 | 0 | Low C4 | 1.9673 | 5.0321 | 6.2071 | 7.2494 | 9.864 | Low C4 | 34364372.1498 | 11028299.6485 | 13285289.6655 | 12607866.9583 | 28691492.2779 | Low C4 | 1.9673 | 5.0321 | 6.2071 | 7.2494 | 9.864 | Low C4 | 31517707.7622 | 12341733.305 | 34787518.1903 | 22919262.9508 | 0
|  |  |  | Medium C3 | 453642548.1266 | 136824224.6969 | 21756949.5566 | 44588112.2016 | 154705811.3703 | 95767450.3012 |  |  | Medium C3 | 934567759.7625 | 120874008.8634 | 47308595.0563 | 148368320.277 | 14140921.6593 | 603875913.9064 |  |  | Medium C3 | 944261377.4857 | 129113897.1263 | 48300241.6331 | 148830403.1605 | 14140921.6593 | 603875913.9064 | Medium C3 | -9693617.7232 | -8239888.2629 | -991646.5768 | -462082.8835 | 0 | 0 | Medium C3 | 20447449.1333 | 18993719.673 | 991646.5768 | 462082.8835 | 0 | 0 | Medium C3 | 10753831.4101 | 10753831.4101 | 0 | 0 | 0 | 0 | Medium C3 | 0 | 0 | 0 | 0 | 0 | 0 | 0 | 0 | 0 | 0 | 0 | Medium C3 | 0 | 0 | 0 | 0 | 0 | 0 | Medium C3 | 2.0662 | 4.1631 | 6.0671 | 6.5 | 8 | Medium C3 | 74035216.2108 | 74725096.1778 | 74460781.4555 | 75501097.6116 | 75444010.9864 | Medium C3 | 2.4146 | 4.6427 | 5.8641 | 7.3143 | 9.4549 | Medium C3 | 73761672.9418 | 74679195.1511 | 74699157.6954 | 74119275.0539 | 75353652.8158 | Medium C3 | 2.7467 | 4.6416 | 5.8643 | 7.3143 | 9.4549 | Medium C3 | 74035216.2108 | 74725096.1778 | 74460781.4555 | 75501097.6116 | 75444010.9864
|  |  |  | High C2 | 278494566.1836 | 15236597.9981 | 0 | 76002921.4701 | 14596314.4774 | 172658732.238 |  |  | High C2 | 585561099.3032 | 16598172.4645 | 0 | 0 | 0 | 568962926.8387 |  |  | High C2 | 585561099.3032 | 16598172.4645 | 0 | 0 | 0 | 568962926.8387 | High C2 | 0 | 0 | 0 | 0 | 0 | 0 | High C2 | 0 | 0 | 0 | 0 | 0 | 0 | High C2 | 0 | 0 | 0 | 0 | 0 | 0 | High C2 | 0 | 0 | 0 | 0 | 0 | 0 | 0 | 0 | 0 | 0 | 0 | High C2 | 0 | 0 | 0 | 0 | 0 | 0 | High C2 | 0.7427 | 0 | 6.0629 | 6.5 | 8 | High C2 | 118549694.2253 | 0 | 118549694.2253 | 118550549.956 | 118549944.214 | High C2 | 1.4092 | 0 | 0 | 0 | 9.465 | High C2 | 118549694.2253 | 0 | 0 | 0 | 118549876.5941 | High C2 | 1.4092 | 0 | 0 | 0 | 9.465 | High C2 | 118549694.2253 | 0 | 118549694.2253 | 118550549.956 | 118549944.214
|  |  |  | Very high C1 | 0 | 0 | 0 | 0 | 0 | 0 |  |  | Very high C1 | 0 | 0 | 0 | 0 | 0 | 0 |  |  | Very high C1 | 0 | 0 | 0 | 0 | 0 | 0 | Very high C1 | 0 | 0 | 0 | 0 | 0 | 0 | Very high C1 | 0 | 0 | 0 | 0 | 0 | 0 | Very high C1 | 0 | 0 | 0 | 0 | 0 | 0 | Very high C1 | 0 | 0 | 0 | 0 | 0 | 0 | 0 | 0 | 0 | 0 | 0 | Very high C1 | 0 | 0 | 0 | 0 | 0 | 0 | Very high C1 | 0 | 0 | 0 | 0 | 0 | Very high C1 | 0 | 0 | 0 | 0 | 0 | Very high C1 | 0 | 0 | 0 | 0 | 0 | Very high C1 | 0 | 0 | 0 | 0 | 0 | Very high C1 | 0 | 0 | 0 | 0 | 0 | Very high C1 | 0 | 0 | 0 | 0 | 0
400KV Network | 7 | OHL towers | Risk £ | Low C4 | 6759991.8289 | 673321.2809 | 1857887.2886 | 1180316.195 | 3048467.0645 | 0 | 7 | OHL towers | Low C4 | 15160807.0856 | 533225.2081 | 370589.7054 | 2732897.7247 | 2668947.0395 | 8855147.408 | 7 | OHL towers | Low C4 | 15249938.8225 | 533225.2081 | 356333.7705 | 2732897.7247 | 2668947.0395 | 8958535.0797 | Low C4 | -89131.7369 | 0 | 14255.9349 | 0 | 0 | -103387.6718 | Low C4 | 0 | 0 | 0 | 0 | 0 | 0 | Low C4 | 0 | 0 | 0 | 0 | 0 | 0 | Low C4 | -89131.7369 | 0 | 0 | 0 | 0 | 103387.6718 | 0 | 14255.9349 | 0 | 0 | 0 | Low C4 | 0 | 0 | 0 | 0 | 0 | 0 | Low C4 | 0 | 0 | 0 | 6.7087 | 0 | Low C4 | 0 | 0 | 0 | 6078480.7 | 0 | Low C4 | 0.63549 | 0 | 0 | 0 | 8.4835 | Low C4 | 6078480.7 | 0 | 0 | 0 | 6078480.7 | Low C4 | 0 | 0 | 0 | 0 | 8.4835 | Low C4 | 0 | 0 | 0 | 6078480.7 | 0
|  |  |  | Medium C3 | 18658116.8809 | 2799527.2584 | 2523665.1138 | 1997230.1125 | 11337694.3962 | 0 |  |  | Medium C3 | 54787681.0368 | 3024280.1042 | 480885.9073 | 3579136.0759 | 1073817.3827 | 46629561.5666 |  |  | Medium C3 | 54916064.2577 | 3024280.1042 | 458895.9469 | 3579136.0759 | 1073817.3827 | 46779934.7479 | Medium C3 | -128383.2209 | 0 | 21989.9604 | 0 | 0 | -150373.1813 | Medium C3 | 0 | 0 | 0 | 0 | 0 | 0 | Medium C3 | 0 | 0 | 0 | 0 | 0 | 0 | Medium C3 | -89131.7369 | 0 | 0 | 0 | 0 | 150373.1813 | 0 | 21989.9604 | 0 | 0 | 0 | Medium C3 | 0 | 0 | 0 | 0 | 0 | 0 | Medium C3 | 1.9603 | 4.944 | 0 | 0 | 0 | Medium C3 | 44515410.45 | 35169454.8 | 0 | 0 | 0 | Medium C3 | 2.6317 | 0 | 5.6989 | 0 | 0 | Medium C3 | 44515410.45 | 0 | 35169454.8 | 0 | 0 | Medium C3 | 2.6317 | 0 | 5.6989 | 0 | 0 | Medium C3 | 44515410.45 | 35169454.8 | 0 | 0 | 0
|  |  |  | High C2 | 10699943.0911 | 294609.8437 | 28786.5471 | 10376546.7003 | 0 | 0 |  |  | High C2 | 3825483.7324 | 291424.9445 | 3481805.2102 | 52253.5777 | 0 | 0 |  |  | High C2 | 24524851.4439 | 291424.9445 | 36552.1333 | 52253.5777 | 0 | 24144620.7885 | High C2 | -20699367.7115 | 0 | 3445253.0769 | 0 | 0 | -24144620.7885 | High C2 | 0 | 0 | 0 | 0 | 0 | 0 | High C2 | 0 | 0 | 0 | 0 | 0 | 0 | High C2 | -89131.7369 | 0 | 0 | 0 | 0 | 24144620.7885 | 0 | 3445253.0769 | 0 | 0 | 0 | High C2 | 0 | 0 | 0 | 0 | 0 | 0 | High C2 | 1.9603 | 0 | 0 | 0 | 0 | High C2 | 56778706.85 | 0 | 0 | 0 | 0 | High C2 | 2.6317 | 0 | 0 | 0 | 0 | High C2 | 56778706.85 | 0 | 0 | 0 | 0 | High C2 | 2.6317 | 0 | 0 | 0 | 0 | High C2 | 56778706.85 | 0 | 0 | 0 | 0
|  |  |  | Very high C1 | 2881264.1233 | 584220.5239 | 2297043.5994 | 0 | 0 | 0 |  |  | Very high C1 | 7152169.2759 | 0 | 0 | 7152169.2759 | 0 | 0 |  |  | Very high C1 | 7152169.2759 | 0 | 0 | 7152169.2759 | 0 | 0 | Very high C1 | 0 | 0 | 0 | 0 | 0 | 0 | Very high C1 | 0 | 0 | 0 | 0 | 0 | 0 | Very high C1 | 0 | 0 | 0 | 0 | 0 | 0 | Very high C1 | -89131.7369 | 0 | 0 | 0 | 0 | 0 | 0 | 0 | 0 | 0 | 0 | Very high C1 | 0 | 0 | 0 | 0 | 0 | 0 | Very high C1 | 0 | 0 | 0 | 0 | 0 | Very high C1 | 0 | 0 | 0 | 0 | 0 | Very high C1 | 0 | 0 | 0 | 0 | 0 | Very high C1 | 0 | 0 | 0 | 0 | 0 | Very high C1 | 0 | 0 | 0 | 0 | 0 | Very high C1 | 0 | 0 | 0 | 0 | 0
275KV Network | 1 | Circuit Breaker | Risk £ | Low C4 | 957372.7709 | 184733.8028 | 18568.4619 | 79862.4668 | 355917.1236 | 318290.9159 | 1 | Circuit Breaker | Low C4 | 1106736.9014 | 324540.8 | 0 | 18465.5423 | 34915.1216 | 728815.4375 | 1 | Circuit Breaker | Low C4 | 1871167.9841 | 184733.8028 | 0 | 18465.5423 | 34915.1216 | 1633053.5175 | Low C4 | -764431.0828 | 139806.9972 | 0 | 0 | 0 | -904238.08 | Low C4 | 904238.08 | 0 | 0 | 0 | 0 | 904238.08 | Low C4 | 139806.9972 | 139806.9972 | 0 | 0 | 0 | 0 | Low C4 | 0 | 0 | 0 | 0 | 0 | 0 | 0 | 0 | 0 | 0 | 0 | Low C4 | 0 | 0 | 0 | 0 | 0 | 0 | Low C4 | 0.82212 | 4.4004 | 6.3503 | 6.5947 | 8 | Low C4 | 13376585.137 | 17780918.2535 | 19369646.6364 | 15060781.3064 | 13779652.0875 | Low C4 | 1.1101 | 0 | 6.1291 | 7.2929 | 8.89 | Low C4 | 13116953.2468 | 0 | 15878643.0003 | 19683193.5068 | 15727532.5436 | Low C4 | 1.3209 | 0 | 6.1291 | 7.2929 | 9.4127 | Low C4 | 13376585.137 | 0 | 15878643.0003 | 19683193.5068 | 15064624.7665
|  |  |  | Medium C3 | 1444041.2215 | 159269.7352 | 0 | 369199.5736 | 401635.0094 | 513936.9033 |  |  | Medium C3 | 1684797.0338 | 254413.5104 | 0 | 0 | 0 | 1430383.5234 |  |  | Medium C3 | 2946720.8398 | 159269.7352 | 0 | 0 | 0 | 2787451.1046 | Medium C3 | -1261923.8061 | 95143.7752 | 0 | 0 | 0 | -1357067.5812 | Medium C3 | 1370357.5349 | 13289.9536 | 0 | 0 | 0 | 1357067.5812 | Medium C3 | 108433.7288 | 108433.7288 | 0 | 0 | 0 | 0 | Medium C3 | 0 | 0 | 0 | 0 | 0 | 0 | 0 | 0 | 0 | 0 | 0 | Medium C3 | 0 | 0 | 0 | 0 | 0 | 0 | Medium C3 | 0.70401 | 0 | 6.33 | 6.8945 | 8 | Medium C3 | 28771664.544 | 0 | 29665906.963 | 29534830.9921 | 29597779.1793 | Medium C3 | 0.9752 | 0 | 0 | 0 | 9.0715 | Medium C3 | 29312598.1021 | 0 | 0 | 0 | 30111495.4082 | Medium C3 | 1.1233 | 0 | 0 | 0 | 9.4159 | Medium C3 | 28771664.544 | 0 | 0 | 0 | 29602028.9627
|  |  |  | High C2 | 1538586.2778 | 196803.464 | 108155.3057 | 147648.7463 | 363643.0895 | 722335.6724 |  |  | High C2 | 2514831.9286 | 229375.2609 | 0 | 178180.707 | 106579.8227 | 2000696.138 |  |  | High C2 | 3188350.6314 | 196803.464 | 0 | 178180.707 | 106579.8227 | 2706786.6377 | High C2 | -673518.7029 | 32571.7969 | 0 | 0 | 0 | -706090.4998 | High C2 | 706090.4998 | 0 | 0 | 0 | 0 | 706090.4998 | High C2 | 32571.7969 | 32571.7969 | 0 | 0 | 0 | 0 | High C2 | 0 | 0 | 0 | 0 | 0 | 0 | 0 | 0 | 0 | 0 | 0 | High C2 | 0 | 0 | 0 | 0 | 0 | 0 | High C2 | 0.91763 | 4.3838 | 6.1813 | 6.6267 | 8 | High C2 | 46306394.1465 | 55968361.4464 | 64846259.7444 | 54437558.3469 | 42083827.2635 | High C2 | 1.3475 | 0 | 6.2459 | 7.2233 | 9.7882 | High C2 | 45604453.2193 | 0 | 52691898.2813 | 65797750.9417 | 50142518.5318 | High C2 | 1.4746 | 0 | 6.2459 | 7.2233 | 9.8064 | High C2 | 46306394.1465 | 0 | 52691898.2813 | 65797750.9417 | 49236728.6221
|  |  |  | Very high C1 | 10832090.0717 | 3652104.4313 | 181579.8935 | 586518.9211 | 6411886.8258 | 0 |  |  | Very high C1 | 7888255.2344 | 3740721.8725 | 0 | 234355.9554 | 278771.4671 | 3634405.9395 |  |  | Very high C1 | 18323761.4365 | 3652104.4313 | 0 | 234355.9554 | 278771.4671 | 14158529.5827 | Very high C1 | -10435506.202 | 88617.4412 | 0 | 0 | 0 | -10524123.6433 | Very high C1 | 10524123.6433 | 0 | 0 | 0 | 0 | 10524123.6433 | Very high C1 | 88617.4412 | 88617.4412 | 0 | 0 | 0 | 0 | Very high C1 | 0 | 0 | 0 | 0 | 0 | 0 | 0 | 0 | 0 | 0 | 0 | Very high C1 | 0 | 0 | 0 | 0 | 0 | 0 | Very high C1 | 0.82636 | 4.4613 | 6.1924 | 6.7082 | 0 | Very high C1 | 653407683.9454 | 88895392.6435 | 168535750.3439 | 676435689.5956 | 0 | Very high C1 | 1.3185 | 0 | 6.3393 | 7.2929 | 8.8163 | Very high C1 | 586404855.4921 | 0 | 98161204.1732 | 79629581.1137 | 176491389.328 | Very high C1 | 1.3622 | 0 | 6.3393 | 7.2929 | 8.7384 | Very high C1 | 653407683.9454 | 0 | 98161204.1732 | 79629581.1137 | 524065707.8201
275KV Network | 2 | Transformer | Risk £ | Low C4 | 2084311.793 | 482995.4763 | 1077676.3448 | 0 | 523639.972 | 0 | 2 | Transformer | Low C4 | 2700935.9329 | 639716.2495 | 0 | 719965.0609 | 1341254.6224 | 0 | 2 | Transformer | Low C4 | 3576003.7932 | 482995.4762 | 0 | 719965.0609 | 1341254.6224 | 1031788.6337 | Low C4 | -875067.8604 | 156720.7733 | 0 | 0 | 0 | -1031788.6337 | Low C4 | 1031788.6337 | 0 | 0 | 0 | 0 | 1031788.6337 | Low C4 | 156720.7733 | 156720.7733 | 0 | 0 | 0 | 0 | Low C4 | 0 | 0 | 0 | 0 | 0 | 0 | 0 | 0 | 0 | 0 | 0 | Low C4 | 0 | 0 | 0 | 0 | 0 | 0 | Low C4 | 0.75108 | 4.9587 | 0 | 6.5391 | 0 | Low C4 | 18285738.8577 | 27666365.9033 | 0 | 32716526.7695 | 0 | Low C4 | 0.72154 | 0 | 4.5566 | 5.2937 | 0 | Low C4 | 19983478.612 | 0 | 26888774.7102 | 28314358.5642 | 0 | Low C4 | 0.75108 | 0 | 4.5566 | 5.2937 | 6.5391 | Low C4 | 18285738.8577 | 0 | 26888774.7102 | 28314358.5642 | 32716526.7695
|  |  |  | Medium C3 | 6813680.8268 | 1420702.4566 | 3689212.4275 | 1077929.8826 | 625836.0601 | 0 |  |  | Medium C3 | 10724084.4608 | 1615490.7848 | 0 | 2643274.8254 | 5209420.2008 | 1255898.6497 |  |  | Medium C3 | 11635407.3128 | 1420702.4566 | 0 | 2643274.8254 | 5738670.9695 | 1832759.0613 | Medium C3 | -911322.852 | 194788.3282 | 0 | 0 | -529250.7686 | -576860.4116 | Medium C3 | 1106111.1802 | 0 | 0 | 0 | 529250.7686 | 576860.4116 | Medium C3 | 194788.3282 | 194788.3282 | 0 | 0 | 0 | 0 | Medium C3 | 0 | 0 | 0 | 0 | 0 | 0 | 0 | 0 | 0 | 0 | 0 | Medium C3 | 0 | 0 | 0 | 0 | 0 | 0 | Medium C3 | 1.078 | 4.934 | 6.0831 | 6.5623 | 0 | Medium C3 | 41882832.1963 | 40144199.4645 | 38196176.8421 | 38387889.1725 | 0 | Medium C3 | 1.0009 | 0 | 4.5827 | 5.3532 | 6.5318 | Medium C3 | 41522296.5156 | 0 | 40432499.6636 | 39540010.8191 | 37942954.0016 | Medium C3 | 1.078 | 0 | 4.5827 | 5.4029 | 6.5342 | Medium C3 | 41882832.1963 | 0 | 40432499.6636 | 39773716.2313 | 37143883.5312
|  |  |  | High C2 | 8427080.8951 | 1043508.6308 | 2457024.9023 | 2515595.0219 | 0 | 2410952.3401 |  |  | High C2 | 11068284.9121 | 1699897.6469 | 0 | 2986552.1639 | 4508206.1316 | 1873628.9697 |  |  | High C2 | 16370795.141 | 1043508.6308 | 0 | 2986552.1639 | 5580077.9674 | 6760656.3788 | High C2 | -5302510.2289 | 656389.0161 | 0 | 0 | -1071871.8359 | -4887027.4091 | High C2 | 5958899.245 | 0 | 0 | 0 | 1071871.8359 | 4887027.4091 | High C2 | 656389.0161 | 656389.0161 | 0 | 0 | 0 | 0 | High C2 | 0 | 0 | 0 | 0 | 0 | 0 | 0 | 0 | 0 | 0 | 0 | High C2 | 0 | 0 | 0 | 0 | 0 | 0 | High C2 | 0.98669 | 4.5336 | 5.9574 | 0 | 8 | High C2 | 62648448.9932 | 75860707.9908 | 75063476.4004 | 0 | 79588342.401 | High C2 | 0.85202 | 0 | 4.2955 | 5.2671 | 6.4365 | High C2 | 67858116.7363 | 0 | 77466161.6399 | 71480094.3094 | 86752617.9156 | High C2 | 0.98669 | 0 | 4.2955 | 5.3641 | 7.4788 | High C2 | 62648448.9932 | 0 | 77466161.6399 | 72176023.9021 | 81976434.2392
|  |  |  | Very high C1 | 3012122.9321 | 0 | 1036708.9258 | 1975414.0064 | 0 | 0 |  |  | Very high C1 | 5644175.2099 | 0 | 0 | 1859469.1986 | 3784706.0113 | 0 |  |  | Very high C1 | 5644175.2099 | 0 | 0 | 1859469.1986 | 3784706.0113 | 0 | Very high C1 | 0 | 0 | 0 | 0 | 0 | 0 | Very high C1 | 0 | 0 | 0 | 0 | 0 | 0 | Very high C1 | 0 | 0 | 0 | 0 | 0 | 0 | Very high C1 | 0 | 0 | 0 | 0 | 0 | 0 | 0 | 0 | 0 | 0 | 0 | Very high C1 | 0 | 0 | 0 | 0 | 0 | 0 | Very high C1 | 0 | 4.54 | 5.9445 | 0 | 0 | Very high C1 | 0 | 123075728.788 | 123075728.788 | 0 | 0 | Very high C1 | 0 | 0 | 4.54 | 5.9445 | 0 | Very high C1 | 0 | 0 | 123075728.788 | 123075728.788 | 0 | Very high C1 | 0 | 0 | 4.54 | 5.9445 | 0 | Very high C1 | 0 | 0 | 123075728.788 | 123075728.788 | 0
275KV Network | 3 | Reactors | Risk £ | Low C4 | 45309.232 | 45309.232 | 0 | 0 | 0 | 0 | 3 | Reactors | Low C4 | 45309.232 | 45309.232 | 0 | 0 | 0 | 0 | 3 | Reactors | Low C4 | 45309.232 | 45309.232 | 0 | 0 | 0 | 0 | Low C4 | 0 | 0 | 0 | 0 | 0 | 0 | Low C4 | 0 | 0 | 0 | 0 | 0 | 0 | Low C4 | 0 | 0 | 0 | 0 | 0 | 0 | Low C4 | 0 | 0 | 0 | 0 | 0 | 0 | 0 | 0 | 0 | 0 | 0 | Low C4 | 0 | 0 | 0 | 0 | 0 | 0 | Low C4 | 0.65404 | 0 | 0 | 0 | 0 | Low C4 | 9443438.9872 | 0 | 0 | 0 | 0 | Low C4 | 1.1191 | 0 | 0 | 0 | 0 | Low C4 | 9443438.9872 | 0 | 0 | 0 | 0 | Low C4 | 1.1191 | 0 | 0 | 0 | 0 | Low C4 | 9443438.9872 | 0 | 0 | 0 | 0
|  |  |  | Medium C3 | 951653.2291 | 0 | 174374.2411 | 84824.7923 | 692454.1957 | 0 |  |  | Medium C3 | 623812.1117 | 211732.2547 | 0 | 0 | 235378.2566 | 176701.6003 |  |  | Medium C3 | 1897506.7273 | 0 | 0 | 0 | 336585.4646 | 1560921.2627 | Medium C3 | -1273694.6156 | 211732.2547 | 0 | 0 | -101207.2079 | -1384219.6624 | Medium C3 | 1485426.8703 | 0 | 0 | 0 | 101207.2079 | 1384219.6624 | Medium C3 | 211732.2547 | 211732.2547 | 0 | 0 | 0 | 0 | Medium C3 | 0 | 0 | 0 | 0 | 0 | 0 | 0 | 0 | 0 | 0 | 0 | Medium C3 | 0 | 0 | 0 | 0 | 0 | 0 | Medium C3 | 0 | 5.3013 | 6.4365 | 6.8604 | 0 | Medium C3 | 0 | 17787511.7967 | 14681406.6935 | 14681406.6935 | 0 | Medium C3 | 0.57717 | 0 | 0 | 6.9601 | 8.6014 | Medium C3 | 14681406.6935 | 0 | 0 | 19340564.3483 | 14681406.6935 | Medium C3 | 0 | 0 | 0 | 6.957 | 8.914 | Medium C3 | 0 | 0 | 0 | 17787511.7967 | 14681406.6935
|  |  |  | High C2 | 0 | 0 | 0 | 0 | 0 | 0 |  |  | High C2 | 0 | 0 | 0 | 0 | 0 | 0 |  |  | High C2 | 0 | 0 | 0 | 0 | 0 | 0 | High C2 | 0 | 0 | 0 | 0 | 0 | 0 | High C2 | 0 | 0 | 0 | 0 | 0 | 0 | High C2 | 0 | 0 | 0 | 0 | 0 | 0 | High C2 | 0 | 0 | 0 | 0 | 0 | 0 | 0 | 0 | 0 | 0 | 0 | High C2 | 0 | 0 | 0 | 0 | 0 | 0 | High C2 | 0 | 0 | 0 | 0 | 0 | High C2 | 0 | 0 | 0 | 0 | 0 | High C2 | 0 | 0 | 0 | 0 | 0 | High C2 | 0 | 0 | 0 | 0 | 0 | High C2 | 0 | 0 | 0 | 0 | 0 | High C2 | 0 | 0 | 0 | 0 | 0
|  |  |  | Very high C1 | 92808.0841 | 92808.0841 | 0 | 0 | 0 | 0 |  |  | Very high C1 | 92808.0841 | 92808.0841 | 0 | 0 | 0 | 0 |  |  | Very high C1 | 92808.0841 | 92808.0841 | 0 | 0 | 0 | 0 | Very high C1 | 0 | 0 | 0 | 0 | 0 | 0 | Very high C1 | 0 | 0 | 0 | 0 | 0 | 0 | Very high C1 | 0 | 0 | 0 | 0 | 0 | 0 | Very high C1 | 0 | 0 | 0 | 0 | 0 | 0 | 0 | 0 | 0 | 0 | 0 | Very high C1 | 0 | 0 | 0 | 0 | 0 | 0 | Very high C1 | 1.3048 | 0 | 0 | 0 | 0 | Very high C1 | 37429933.9195 | 0 | 0 | 0 | 0 | Very high C1 | 1.7162 | 0 | 0 | 0 | 0 | Very high C1 | 37429933.9195 | 0 | 0 | 0 | 0 | Very high C1 | 1.7162 | 0 | 0 | 0 | 0 | Very high C1 | 37429933.9195 | 0 | 0 | 0 | 0
275KV Network | 4 | Underground Cable | Risk £ | Low C4 | 398635.5208 | 133456.4853 | 105548 | 153991.4422 | 5639.5934 | 0 | 4 | Underground Cable | Low C4 | 710832.969 | 117514.7366 | 56304.7335 | 157317.3593 | 0 | 379696.1396 | 4 | Underground Cable | Low C4 | 710832.969 | 117514.7366 | 56304.7335 | 157317.3593 | 0 | 379696.1396 | Low C4 | 0 | 0 | 0 | 0 | 0 | 0 | Low C4 | 0 | 0 | 0 | 0 | 0 | 0 | Low C4 | 0 | 0 | 0 | 0 | 0 | 0 | Low C4 | 0 | 0 | 0 | 0 | 0 | 0 | 0 | 0 | 0 | 0 | 0 | Low C4 | 0 | 0 | 0 | 0 | 0 | 0 | Low C4 | 0.78446 | 4.944 | 6.2041 | 6.9457 | 0 | Low C4 | 10261336.9173 | 15093237.5667 | 14971549.4 | 10298550.15 | 0 | Low C4 | 0.93738 | 4.4198 | 5.6989 | 0 | 8.4433 | Low C4 | 9777519.9289 | 19308714.6 | 15093237.5667 | 0 | 12635049.775 | Low C4 | 0.93738 | 4.4198 | 5.6989 | 0 | 8.4433 | Low C4 | 10261336.9173 | 15093237.5667 | 14971549.4 | 10298550.15 | 0
|  |  |  | Medium C3 | 1108624.3942 | 983441.5106 | 124913.6286 | 269.255 | 0 | 0 |  |  | Medium C3 | 1246203.6945 | 1059138.2069 | 0 | 186216.8944 | 0 | 848.5932 |  |  | Medium C3 | 1246203.6945 | 1059138.2069 | 0 | 186216.8944 | 0 | 848.5932 | Medium C3 | 0 | 0 | 0 | 0 | 0 | 0 | Medium C3 | 0 | 0 | 0 | 0 | 0 | 0 | Medium C3 | 0 | 0 | 0 | 0 | 0 | 0 | Medium C3 | 0 | 0 | 0 | 0 | 0 | 0 | 0 | 0 | 0 | 0 | 0 | Medium C3 | 0 | 0 | 0 | 0 | 0 | 0 | Medium C3 | 0.9583 | 4.944 | 5.9996 | 0 | 0 | Medium C3 | 31256690.8231 | 30411584.8125 | 33890917.1 | 0 | 0 | Medium C3 | 1.3536 | 0 | 5.6989 | 0 | 8.8053 | Medium C3 | 31256690.8231 | 0 | 30411584.8125 | 0 | 33890917.1 | Medium C3 | 1.3536 | 0 | 5.6989 | 0 | 8.8053 | Medium C3 | 31256690.8231 | 30411584.8125 | 33890917.1 | 0 | 0
|  |  |  | High C2 | 321305.6284 | 252922.1316 | 68383.4968 | 0 | 0 | 0 |  |  | High C2 | 417660.4836 | 104024.2667 | 211652.9244 | 101983.2925 | 0 | 0 |  |  | High C2 | 417660.4836 | 104024.2667 | 211652.9244 | 101983.2925 | 0 | 0 | High C2 | 0 | 0 | 0 | 0 | 0 | 0 | High C2 | 0 | 0 | 0 | 0 | 0 | 0 | High C2 | 0 | 0 | 0 | 0 | 0 | 0 | High C2 | 0 | 0 | 0 | 0 | 0 | 0 | 0 | 0 | 0 | 0 | 0 | High C2 | 0 | 0 | 0 | 0 | 0 | 0 | High C2 | 2.6638 | 4.944 | 0 | 0 | 0 | High C2 | 45282954.66 | 55238734.5 | 0 | 0 | 0 | High C2 | 0.85483 | 4.0893 | 5.6989 | 0 | 0 | High C2 | 43571234.1 | 45710884.8 | 55238734.5 | 0 | 0 | High C2 | 0.85483 | 4.0893 | 5.6989 | 0 | 0 | High C2 | 45282954.66 | 55238734.5 | 0 | 0 | 0
|  |  |  | Very high C1 | 13036149.1365 | 2703003.7543 | 10333145.3823 | 0 | 0 | 0 |  |  | Very high C1 | 25624826.9435 | 2907187.5856 | 0 | 0 | 22717639.3579 | 0 |  |  | Very high C1 | 25624826.9435 | 2907187.5856 | 0 | 0 | 22717639.3579 | 0 | Very high C1 | 0 | 0 | 0 | 0 | 0 | 0 | Very high C1 | 0 | 0 | 0 | 0 | 0 | 0 | Very high C1 | 0 | 0 | 0 | 0 | 0 | 0 | Very high C1 | 0 | 0 | 0 | 0 | 0 | 0 | 0 | 0 | 0 | 0 | 0 | Very high C1 | 0 | 0 | 0 | 0 | 0 | 0 | Very high C1 | 1.087 | 5.2942 | 0 | 0 | 0 | Very high C1 | 92714182.43 | 74447533.5714 | 0 | 0 | 0 | Very high C1 | 1.4965 | 0 | 0 | 6.9601 | 0 | Very high C1 | 92714182.43 | 0 | 0 | 74447533.5714 | 0 | Very high C1 | 1.4965 | 0 | 0 | 6.9601 | 0 | Very high C1 | 92714182.43 | 74447533.5714 | 0 | 0 | 0
275KV Network | 5 | OHL line conductor | Risk £ | Low C4 | 4053006.204 | 112216.4714 | 1183664.4215 | 1762.1883 | 623669.2059 | 2131693.9168 | 5 | OHL line conductor | Low C4 | 3076216.6322 | 991464.482 | 122781.0373 | 779399.9271 | 736150.397 | 446420.7888 | 5 | OHL line conductor | Low C4 | 9302520.5237 | 94362.9631 | 150125.2882 | 964591.147 | 2734888.0315 | 5358553.094 | Low C4 | -6226303.8916 | 897101.5189 | -27344.2509 | -185191.2199 | -1998737.6345 | -4912132.3052 | Low C4 | 7153429.7532 | 30024.3427 | 27344.2509 | 185191.2199 | 1998737.6345 | 4912132.3052 | Low C4 | 927125.8616 | 927125.8616 | 0 | 0 | 0 | 0 | Low C4 | 0 | 0 | 0 | 0 | 0 | 0 | 0 | 0 | 0 | 0 | 0 | Low C4 | 0 | 0 | 0 | 0 | 0 | 0 | Low C4 | 1.8219 | 5.0376 | 6.4895 | 6.5005 | 8 | Low C4 | 3344946.2031 | 9142248.3107 | 8746669.8891 | 1481158.4895 | 9435208.4673 | Low C4 | 0.97354 | 4.3033 | 5.8868 | 6.9889 | 8.199 | Low C4 | 7174196.8946 | 6335316.7539 | 8227197.7131 | 7470586.7631 | 628995.292 | Low C4 | 1.8137 | 4.2964 | 5.8813 | 6.9294 | 8.6492 | Low C4 | 3344946.2031 | 9142248.3107 | 8746669.8891 | 1481158.4895 | 9435208.4673
|  |  |  | Medium C3 | 4602617.3382 | 465615.4028 | 1586983.7667 | 0 | 873350.3296 | 1676667.8391 |  |  | Medium C3 | 6238424.2392 | 872858.6057 | 584457.2735 | 0 | 4520665.8674 | 260442.4927 |  |  | Medium C3 | 10852003.5958 | 300510.0182 | 584457.2735 | 0 | 5083302.7376 | 4883733.5665 | Medium C3 | -4613579.3566 | 572348.5875 | 0 | 0 | -562636.8702 | -4623291.0738 | Medium C3 | 5185927.9441 | 0 | 0 | 0 | 562636.8702 | 4623291.0738 | Medium C3 | 572348.5875 | 572348.5875 | 0 | 0 | 0 | 0 | Medium C3 | 0 | 0 | 0 | 0 | 0 | 0 | 0 | 0 | 0 | 0 | 0 | Medium C3 | 0 | 0 | 0 | 0 | 0 | 0 | Medium C3 | 2.3797 | 5.2479 | 0 | 6.5 | 8 | Medium C3 | 19948200.5397 | 17063098.5448 | 0 | 17668959.0102 | 17850431.3319 | Medium C3 | 1.1307 | 4.2673 | 0 | 6.9829 | 8.1961 | Medium C3 | 18191965.9038 | 21264974.7375 | 0 | 16824359.4488 | 17226906.7938 | Medium C3 | 2.0154 | 4.2673 | 0 | 6.9814 | 9.2727 | Medium C3 | 19948200.5397 | 17063098.5448 | 0 | 17668959.0102 | 17850431.3319
|  |  |  | High C2 | 7590829.3355 | 315628.8233 | 3534978.7364 | 66836.5904 | 3673385.1854 | 0 |  |  | High C2 | 17256118.6004 | 1164690.3254 | 59693.7839 | 4685093.5826 | 4138218.6649 | 7208422.2436 |  |  | High C2 | 19439957.9256 | 483161.6186 | 59693.7839 | 5987215.1626 | 4221101.7064 | 8688785.654 | High C2 | -2183839.3252 | 681528.7067 | 0 | -1302121.58 | -82883.0415 | -1480363.4104 | High C2 | 2911297.3659 | 45929.3339 | 0 | 1302121.58 | 82883.0415 | 1480363.4104 | High C2 | 727458.0407 | 727458.0407 | 0 | 0 | 0 | 0 | High C2 | 0 | 0 | 0 | 0 | 0 | 0 | 0 | 0 | 0 | 0 | 0 | High C2 | 0 | 0 | 0 | 0 | 0 | 0 | High C2 | 0.75704 | 4.7871 | 5.7518 | 6.5175 | 0 | High C2 | 24352422.5295 | 30429659.6852 | 24979495.4053 | 35439201.7972 | 0 | High C2 | 0.68544 | 4.2502 | 5.8429 | 6.9534 | 8.4083 | High C2 | 25359406.4451 | 32204633.2292 | 31025545.8689 | 33976856.9533 | 35398956.7117 | High C2 | 0.86927 | 4.2502 | 5.8392 | 6.9598 | 8.3674 | High C2 | 24352422.5295 | 30429659.6852 | 24979495.4053 | 35439201.7972 | 0
|  |  |  | Very high C1 | 24220517.8641 | 63906.415 | 10246912.0617 | 110596.2996 | 9535138.9622 | 4263964.1256 |  |  | Very high C1 | 41103583.6356 | 3842709.9212 | 154493.947 | 4050475.6066 | 15508312.2387 | 17547591.9221 |  |  | Very high C1 | 63477839.5221 | 2285.7249 | 120704.0919 | 4320431.8789 | 27687294.941 | 31347122.8855 | Very high C1 | -22374255.8865 | 3840424.1964 | 33789.8552 | -269956.2723 | -12178982.7023 | -13799530.9634 | Very high C1 | 29228282.3122 | 0 | 0 | 269956.2723 | 15158795.0765 | 13799530.9634 | Very high C1 | 6854026.4257 | 3840424.1964 | 33789.8552 | 0 | 2979812.3742 | 0 | Very high C1 | 0 | 0 | 0 | 0 | 0 | 0 | 0 | 0 | 0 | 0 | 0 | Very high C1 | 0 | 0 | 0 | 0 | 0 | 0 | Very high C1 | 2.9023 | 5.2001 | 5.8975 | 6.5147 | 8 | Very high C1 | 71798731.8299 | 69064359.9731 | 57105856.4919 | 55491026.6717 | 99368830.3517 | Very high C1 | 0.59272 | 4.3787 | 5.8472 | 6.9582 | 8.4494 | Very high C1 | 91248009.3394 | 69969484.1906 | 68909598.4613 | 53140275.7161 | 53997822.4604 | Very high C1 | 2.4956 | 4.2491 | 5.8469 | 6.9474 | 8.6742 | Very high C1 | 71798731.8299 | 69064359.9731 | 57105856.4919 | 55491026.6717 | 99368830.3517
275KV Network | 6 | OHL line fittings | Risk £ | Low C4 | 50921329.2656 | 5200253.3858 | 3683819.6151 | 11682359.7975 | 7375341.0462 | 22979555.421 | 6 | OHL line fittings | Low C4 | 68262529.5537 | 6901621.2748 | 168185.7064 | 1953194.1875 | 6283847.0385 | 52955681.3465 | 6 | OHL line fittings | Low C4 | 109053707.1751 | 5510050.8529 | 398701.5146 | 2155660.7069 | 8888274.7508 | 92101019.3499 | Low C4 | -40791177.6214 | 1391570.4219 | -230515.8082 | -202466.5194 | -2604427.7123 | -39145338.0033 | Low C4 | 47394872.4571 | 5212124.4139 | 230515.8082 | 202466.5194 | 2604427.7123 | 39145338.0033 | Low C4 | 6603694.8357 | 6603694.8357 | 0 | 0 | 0 | 0 | Low C4 | 0 | 0 | 0 | 0 | 0 | 0 | 0 | 0 | 0 | 0 | 0 | Low C4 | 0 | 0 | 0 | 0 | 0 | 0 | Low C4 | 1.1158 | 4.7444 | 6.1884 | 7.6533 | 8 | Low C4 | 5727001.9807 | 8870884.4993 | 8098341.6479 | 6815627.2971 | 1992576.846 | Low C4 | 1.0167 | 4.7491 | 5.9435 | 7.3005 | 10.1147 | Low C4 | 6315881.5768 | 8120186.171 | 8590738.2657 | 8445804.7305 | 2598238.5507 | Low C4 | 1.8884 | 4.7312 | 5.9506 | 7.327 | 10.1307 | Low C4 | 5727001.9807 | 8870884.4993 | 8098341.6479 | 6815627.2971 | 1992576.846
|  |  |  | Medium C3 | 93539208.3278 | 8841041.6714 | 364184.719 | 19055661.8052 | 17108282.8816 | 48170037.2506 |  |  | Medium C3 | 129596724.2184 | 12735603.0121 | 836076.7529 | 157352.9402 | 1268929.2299 | 114598762.2833 |  |  | Medium C3 | 201427363.5791 | 9308260.8143 | 836076.7529 | 157352.9402 | 1519212.4962 | 189606460.5756 | Medium C3 | -71830639.3607 | 3427342.1978 | 0 | 0 | -250283.2663 | -75007698.2923 | Medium C3 | 76927847.3052 | 1669865.7467 | 0 | 0 | 250283.2663 | 75007698.2923 | Medium C3 | 5097207.9445 | 5097207.9445 | 0 | 0 | 0 | 0 | Medium C3 | 0 | 0 | 0 | 0 | 0 | 0 | 0 | 0 | 0 | 0 | 0 | Medium C3 | 0 | 0 | 0 | 0 | 0 | 0 | Medium C3 | 1.2388 | 4.6489 | 1.2388 | 7.6891 | 8 | Medium C3 | 17718205.2768 | 18429128.1167 | 16811072.0297 | 16494855.505 | 19292289.4095 | Medium C3 | 1.3741 | 5.1442 | 6.1601 | 7.0439 | 9.5788 | Medium C3 | 18198770.2954 | 18309425.8992 | 8247427.7525 | 17765054.7809 | 17146391.5872 | Medium C3 | 2.0507 | 5.1442 | 6.1601 | 6.9622 | 9.827 | Medium C3 | 17718205.2768 | 18429128.1167 | 16811072.0297 | 16494855.505 | 19292289.4095
|  |  |  | High C2 | 161753571.851 | 18902233.2664 | 5454050.1514 | 32080858.8284 | 74819980.9277 | 30496448.677 |  |  | High C2 | 288428228.7782 | 24228084.5106 | 2426883.1868 | 2627737.7996 | 34806325.4669 | 224339197.8142 |  |  | High C2 | 358879622.3925 | 18503069.0006 | 2543823.7904 | 2867617.5101 | 45731096.0011 | 289234016.0903 | High C2 | -70451393.6144 | 5725015.51 | -116940.6036 | -239879.7105 | -10924770.5342 | -64894818.2761 | High C2 | 77054447.3273 | 878038.2029 | 116940.6036 | 239879.7105 | 10924770.5342 | 64894818.2761 | High C2 | 6603053.7129 | 6603053.7129 | 0 | 0 | 0 | 0 | High C2 | 0 | 0 | 0 | 0 | 0 | 0 | 0 | 0 | 0 | 0 | 0 | High C2 | 0 | 0 | 0 | 0 | 0 | 0 | High C2 | 0.87035 | 4.9831 | 5.9107 | 7.0753 | 8 | High C2 | 30175407.1254 | 30906198.613 | 34793346.2017 | 33075798.7433 | 32965008.598 | High C2 | 1.2003 | 4.2563 | 5.8621 | 7.488 | 9.8491 | High C2 | 29259806.8131 | 37256281.5231 | 37649144.4737 | 39739921.68 | 34539105.715 | High C2 | 1.5401 | 4.2738 | 5.8845 | 7.4935 | 9.6832 | High C2 | 30175407.1254 | 30906198.613 | 34793346.2017 | 33075798.7433 | 32965008.598
|  |  |  | Very high C1 | 323698948.9905 | 52689340.9072 | 4942466.7073 | 60177038.9285 | 84523410.9018 | 121366691.5458 |  |  | Very high C1 | 485712760.8613 | 60758271.115 | 6457566.5094 | 3942929.9244 | 55046020.5035 | 359507972.8089 |  |  | Very high C1 | 654291349.2687 | 53652522.1211 | 6457566.5094 | 4297467.7587 | 55746679.5112 | 534137113.3684 | Very high C1 | -168578588.4074 | 7105748.994 | 0 | -354537.8342 | -700659.0076 | -174629140.5595 | Very high C1 | 199168945.2099 | 23484607.8085 | 0 | 354537.8342 | 700659.0076 | 174629140.5595 | Very high C1 | 30590356.8025 | 30590356.8025 | 0 | 0 | 0 | 0 | Very high C1 | 0 | 0 | 0 | 0 | 0 | 0 | 0 | 0 | 0 | 0 | 0 | Very high C1 | 0 | 0 | 0 | 0 | 0 | 0 | Very high C1 | 0.9564 | 4.8547 | 6.0091 | 7.5595 | 8 | Very high C1 | 76495596.5863 | 59887963.4397 | 54689365.4094 | 61406416.7997 | 57728036.6264 | Very high C1 | 1.1736 | 4.2496 | 5.833 | 7.4742 | 9.7387 | Very high C1 | 73962652.728 | 77192986.3647 | 65420764.0046 | 62122528.5183 | 55094711.9073 | Very high C1 | 1.6768 | 4.2496 | 5.8079 | 7.4717 | 9.9002 | Very high C1 | 76495596.5863 | 59887963.4397 | 54689365.4094 | 61406416.7997 | 57728036.6264
275KV Network | 7 | OHL towers | Risk £ | Low C4 | 2451845.2432 | 245209.5959 | 37879.6102 | 1511983.3375 | 656772.6996 | 0 | 7 | OHL towers | Low C4 | 1204066.8754 | 154018.4405 | 834551.1482 | 25100.4456 | 47342.5895 | 143054.2516 | 7 | OHL towers | Low C4 | 5022604.972 | 154018.4405 | 174248.895 | 25100.4456 | 47342.5895 | 4621894.6014 | Low C4 | -3818538.0966 | 0 | 660302.2532 | 0 | 0 | -4478840.3498 | Low C4 | 0 | 0 | 0 | 0 | 0 | 0 | Low C4 | 0 | 0 | 0 | 0 | 0 | 0 | Low C4 | -3818538.0966 | 0 | 0 | 0 | 0 | 4478840.3498 | 0 | 660302.2532 | 0 | 0 | 0 | Low C4 | 0 | 0 | 0 | 0 | 0 | 0 | Low C4 | 0.6413 | 4.944 | 5.9996 | 6.9457 | 0 | Low C4 | 9777519.9289 | 18335912.2077 | 23829102.9 | 10298550.15 | 0 | Low C4 | 0.93738 | 0 | 5.6989 | 0 | 8.3864 | Low C4 | 9777519.9289 | 0 | 18335912.2077 | 0 | 14808734.4 | Low C4 | 0.93738 | 0 | 5.6989 | 0 | 8.3864 | Low C4 | 9777519.9289 | 18335912.2077 | 23829102.9 | 10298550.15 | 0
|  |  |  | Medium C3 | 2396725.0038 | 988926.1915 | 390768.6671 | 820895.4263 | 196134.719 | 0 |  |  | Medium C3 | 3202086.8074 | 963414.4376 | 361417.886 | 308315.5551 | 59960.7817 | 1508978.147 |  |  | Medium C3 | 4861001.7995 | 963414.4376 | 82942.2906 | 308315.5551 | 59960.7817 | 3446368.7345 | Medium C3 | -1658914.9921 | 0 | 278475.5954 | 0 | 0 | -1937390.5875 | Medium C3 | 0 | 0 | 0 | 0 | 0 | 0 | Medium C3 | 0 | 0 | 0 | 0 | 0 | 0 | Medium C3 | -3818538.0966 | 0 | 0 | 0 | 0 | 1937390.5875 | 0 | 278475.5954 | 0 | 0 | 0 | Medium C3 | 0 | 0 | 0 | 0 | 0 | 0 | Medium C3 | 0.9025 | 4.944 | 5.9996 | 0 | 0 | Medium C3 | 31119143.4636 | 31742447.1455 | 33890917.1 | 0 | 0 | Medium C3 | 1.2835 | 0 | 5.6989 | 0 | 8.8053 | Medium C3 | 31119143.4636 | 0 | 31742447.1455 | 0 | 33890917.1 | Medium C3 | 1.2835 | 0 | 5.6989 | 0 | 8.8053 | Medium C3 | 31119143.4636 | 31742447.1455 | 33890917.1 | 0 | 0
|  |  |  | High C2 | 3205831.9324 | 1258411.5557 | 793360.6404 | 411821.3144 | 742238.4219 | 0 |  |  | High C2 | 4608936.5752 | 988518.2188 | 616206.4309 | 1294226.093 | 154370.7925 | 1555615.04 |  |  | High C2 | 5500902.0962 | 988518.2188 | 463975.1444 | 1294226.093 | 154370.7925 | 2599811.8475 | High C2 | -891965.5209 | 0 | 152231.2865 | 0 | 0 | -1044196.8075 | High C2 | 0 | 0 | 0 | 0 | 0 | 0 | High C2 | 0 | 0 | 0 | 0 | 0 | 0 | High C2 | -3818538.0966 | 0 | 0 | 0 | 0 | 1044196.8075 | 0 | 152231.2865 | 0 | 0 | 0 | High C2 | 0 | 0 | 0 | 0 | 0 | 0 | High C2 | 0.62091 | 4.944 | 0 | 0 | 0 | High C2 | 43571234.1 | 50474809.65 | 0 | 0 | 0 | High C2 | 0.85483 | 0 | 5.6989 | 0 | 0 | High C2 | 43571234.1 | 0 | 50474809.65 | 0 | 0 | High C2 | 0.85483 | 0 | 5.6989 | 0 | 0 | High C2 | 43571234.1 | 50474809.65 | 0 | 0 | 0
|  |  |  | Very high C1 | 102553724.2961 | 8290607.8323 | 19838912.4533 | 49231223.8603 | 25192980.1501 | 0 |  |  | Very high C1 | 134665149.0677 | 4406665.3674 | 23438801.1371 | 28744887.659 | 9987204.3623 | 68087590.5418 |  |  | Very high C1 | 235742463.3037 | 4406665.3674 | 7105091.1566 | 28744887.659 | 9987204.3623 | 185498614.7583 | Very high C1 | -101077314.2359 | 0 | 16333709.9805 | 0 | 0 | -117411024.2164 | Very high C1 | 0 | 0 | 0 | 0 | 0 | 0 | Very high C1 | 0 | 0 | 0 | 0 | 0 | 0 | Very high C1 | -3818538.0966 | 0 | 0 | 0 | 0 | 117411024.2164 | 0 | 16333709.9805 | 0 | 0 | 0 | Very high C1 | 0 | 0 | 0 | 0 | 0 | 0 | Very high C1 | 0.68837 | 5.1619 | 0 | 0 | 0 | Very high C1 | 74446062.5 | 82566142.2467 | 0 | 0 | 0 | Very high C1 | 0.94771 | 0 | 5.6989 | 6.9601 | 0 | Very high C1 | 74446062.5 | 0 | 95937968.3 | 74447533.5714 | 0 | Very high C1 | 0.94771 | 0 | 5.6989 | 6.9601 | 0 | Very high C1 | 74446062.5 | 82566142.2467 | 0 | 0 | 0
132KV Network | 1 | Circuit Breaker | Risk £ | Low C4 | 1190026.928 | 278507.8028 | 0 | 210426.0204 | 451422.7085 | 249670.3962 | 1 | Circuit Breaker | Low C4 | 1403867.2172 | 398243.3031 | 0 | 0 | 0 | 1005623.9141 | 1 | Circuit Breaker | Low C4 | 2217871.1758 | 278507.8028 | 0 | 0 | 0 | 1939363.373 | Low C4 | -814003.9587 | 119735.5003 | 0 | 0 | 0 | -933739.4589 | Low C4 | 933739.4589 | 0 | 0 | 0 | 0 | 933739.4589 | Low C4 | 119735.5003 | 119735.5003 | 0 | 0 | 0 | 0 | Low C4 | 0 | 0 | 0 | 0 | 0 | 0 | 0 | 0 | 0 | 0 | 0 | Low C4 | 0 | 0 | 0 | 0 | 0 | 0 | Low C4 | 0.84129 | 0 | 5.9574 | 6.754 | 8 | Low C4 | 15264842.1464 | 0 | 16435188.405 | 12148103.3936 | 18780525.157 | Low C4 | 1.1175 | 0 | 0 | 0 | 8.7609 | Low C4 | 15348402.419 | 0 | 0 | 0 | 13269608.9123 | Low C4 | 1.2903 | 0 | 0 | 0 | 8.9326 | Low C4 | 15264842.1464 | 0 | 0 | 0 | 14269953.4103
|  |  |  | Medium C3 | 1362355.203 | 81482.3834 | 0 | 232781.8292 | 250114.2071 | 797976.7833 |  |  | Medium C3 | 778290.2344 | 289351.4875 | 0 | 0 | 0 | 488938.747 |  |  | Medium C3 | 2697227.2444 | 81482.3834 | 0 | 0 | 0 | 2615744.861 | Medium C3 | -1918937.01 | 207869.1041 | 0 | 0 | 0 | -2126806.114 | Medium C3 | 2126806.114 | 0 | 0 | 0 | 0 | 2126806.114 | Medium C3 | 207869.1041 | 207869.1041 | 0 | 0 | 0 | 0 | Medium C3 | 0 | 0 | 0 | 0 | 0 | 0 | 0 | 0 | 0 | 0 | 0 | Medium C3 | 0 | 0 | 0 | 0 | 0 | 0 | Medium C3 | 0.94186 | 0 | 6.2002 | 6.7653 | 8 | Medium C3 | 25967306.7701 | 0 | 28865105.3665 | 24472784.372 | 26146572.6529 | Medium C3 | 0.94396 | 0 | 0 | 0 | 8.7354 | Medium C3 | 25364200.8691 | 0 | 0 | 0 | 29243103.2569 | Medium C3 | 1.457 | 0 | 0 | 0 | 9.4935 | Medium C3 | 25967306.7701 | 0 | 0 | 0 | 26407758.7611
|  |  |  | High C2 | 1198296.7765 | 327770.9966 | 0 | 240848.4745 | 291757.0772 | 337920.2282 |  |  | High C2 | 1471682.7571 | 423846.348 | 0 | 0 | 0 | 1047836.4091 |  |  | High C2 | 2269096.4908 | 327770.9966 | 0 | 0 | 0 | 1941325.4942 | High C2 | -797413.7338 | 96075.3514 | 0 | 0 | 0 | -893489.0852 | High C2 | 933511.6439 | 40022.5588 | 0 | 0 | 0 | 893489.0852 | High C2 | 136097.9101 | 136097.9101 | 0 | 0 | 0 | 0 | High C2 | 0 | 0 | 0 | 0 | 0 | 0 | 0 | 0 | 0 | 0 | 0 | High C2 | 0 | 0 | 0 | 0 | 0 | 0 | High C2 | 0.82222 | 0 | 6.1329 | 7.3265 | 8 | High C2 | 42628905.2659 | 0 | 44994870.4615 | 44437346.4492 | 39936881.0315 | High C2 | 1.1171 | 0 | 0 | 0 | 9.1603 | High C2 | 42433284.9781 | 0 | 0 | 0 | 43385183.3114 | High C2 | 1.2576 | 0 | 0 | 0 | 9.6197 | High C2 | 42628905.2659 | 0 | 0 | 0 | 43267020.1716
|  |  |  | Very high C1 | 14871077.3074 | 6194190.7212 | 0 | 1027901.8836 | 894665.2051 | 6754319.4975 |  |  | Very high C1 | 13218051.9259 | 8728376.5476 | 0 | 0 | 0 | 4489675.3783 |  |  | Very high C1 | 24022631.8273 | 6194190.7212 | 0 | 0 | 0 | 17828441.1061 | Very high C1 | -10804579.9015 | 2534185.8264 | 0 | 0 | 0 | -13338765.7278 | Very high C1 | 13338765.7278 | 0 | 0 | 0 | 0 | 13338765.7278 | Very high C1 | 2534185.8264 | 2534185.8264 | 0 | 0 | 0 | 0 | Very high C1 | 0 | 0 | 0 | 0 | 0 | 0 | 0 | 0 | 0 | 0 | 0 | Very high C1 | 0 | 0 | 0 | 0 | 0 | 0 | Very high C1 | 0.88342 | 0 | 6.0125 | 7.1009 | 8 | Very high C1 | 644979004.8978 | 0 | 105888618.7631 | 100015843.6644 | 385373792.2846 | Very high C1 | 1.2222 | 0 | 0 | 0 | 9.0303 | Very high C1 | 682257622.4212 | 0 | 0 | 0 | 108597417.1429 | Very high C1 | 1.3654 | 0 | 0 | 0 | 9.4227 | Very high C1 | 644979004.8978 | 0 | 0 | 0 | 197582149.4956
132KV Network | 2 | Transformer | Risk £ | Low C4 | 5254292.4763 | 919531.0032 | 3099010.5592 | 356030.7087 | 879720.2053 | 0 | 2 | Transformer | Low C4 | 8667199.3218 | 934009.6736 | 151630.3683 | 2358851.9864 | 3598089.6839 | 1624617.6097 | 2 | Transformer | Low C4 | 8978685.8631 | 856927.5979 | 151630.3683 | 2452126.2265 | 3598089.6839 | 1919911.9865 | Low C4 | -311486.5413 | 77082.0757 | 0 | -93274.2401 | 0 | -295294.3769 | Low C4 | 388568.617 | 0 | 0 | 93274.2401 | 0 | 295294.3769 | Low C4 | 77082.0757 | 77082.0757 | 0 | 0 | 0 | 0 | Low C4 | 0 | 0 | 0 | 0 | 0 | 0 | 0 | 0 | 0 | 0 | 0 | Low C4 | 0 | 0 | 0 | 0 | 0 | 0 | Low C4 | 1.0075 | 4.8765 | 6.0697 | 7.15 | 0 | Low C4 | 18301672.8154 | 20082743.748 | 19287956.4792 | 19047264.4317 | 0 | Low C4 | 0.86069 | 3.8338 | 4.5986 | 5.3334 | 7.038 | Low C4 | 18026950.6753 | 22212214.0991 | 19586115.0668 | 20720184.864 | 19068933.5973 | Low C4 | 0.89504 | 3.8338 | 4.6023 | 5.3334 | 7.054 | Low C4 | 17902409.2337 | 22212214.0991 | 19575636.7645 | 20720184.864 | 19106891.0566
|  |  |  | Medium C3 | 7881872.7951 | 633018.4881 | 2521926.817 | 387079.252 | 1790678.1323 | 2549170.1057 |  |  | Medium C3 | 9448652.83 | 1114900.634 | 0 | 2207620.7958 | 2582813.4452 | 3543317.9549 |  |  | Medium C3 | 14523431.5154 | 549903.8355 | 0 | 2207620.7958 | 2582813.4452 | 9183093.4389 | Medium C3 | -5074778.6855 | 564996.7985 | 0 | 0 | 0 | -5639775.484 | Medium C3 | 5639775.484 | 0 | 0 | 0 | 0 | 5639775.484 | Medium C3 | 564996.7985 | 564996.7985 | 0 | 0 | 0 | 0 | Medium C3 | 0 | 0 | 0 | 0 | 0 | 0 | 0 | 0 | 0 | 0 | 0 | Medium C3 | 0 | 0 | 0 | 0 | 0 | 0 | Medium C3 | 2.2753 | 4.9242 | 6.3796 | 6.8289 | 8 | Medium C3 | 30880481.5404 | 33534435.944 | 38538318.2656 | 32963948.7097 | 31046043.156 | Medium C3 | 1.4495 | 0 | 4.5754 | 5.2884 | 6.779 | Medium C3 | 30870571.9436 | 0 | 33255342.4356 | 33846284.2984 | 34277651.0619 | Medium C3 | 2.0311 | 0 | 4.5754 | 5.2884 | 7.3204 | Medium C3 | 30588201.8546 | 0 | 33255342.4356 | 33846284.2984 | 32598934.3267
|  |  |  | High C2 | 12098263.844 | 3173040.678 | 5103394.3834 | 1105870.7644 | 2715958.0181 | 0 |  |  | High C2 | 19439527.8456 | 2965580.2787 | 588364.2822 | 4804894.9087 | 5490042.4372 | 5590645.9389 |  |  | High C2 | 21726726.0888 | 2470899.4406 | 588364.2822 | 5211438.523 | 5490042.4372 | 7965981.4058 | High C2 | -2287198.2432 | 494680.8381 | 0 | -406543.6143 | 0 | -2375335.4669 | High C2 | 2781879.0813 | 0 | 0 | 406543.6143 | 0 | 2375335.4669 | High C2 | 494680.8381 | 494680.8381 | 0 | 0 | 0 | 0 | High C2 | 0 | 0 | 0 | 0 | 0 | 0 | 0 | 0 | 0 | 0 | 0 | High C2 | 0 | 0 | 0 | 0 | 0 | 0 | High C2 | 1.7131 | 4.8181 | 5.5799 | 6.7089 | 0 | High C2 | 54917291.3357 | 57943480.8741 | 54637490.3496 | 54136115.8007 | 0 | High C2 | 1.0043 | 3.2498 | 4.3734 | 5.3857 | 6.1922 | High C2 | 56884250.5777 | 49682556.5631 | 54588436.9235 | 59516134.1988 | 54353407.1478 | High C2 | 1.1052 | 3.2498 | 4.3955 | 5.3857 | 6.3884 | High C2 | 56647127.4598 | 49682556.5631 | 54900746.691 | 59516134.1988 | 55332595.7626
|  |  |  | Very high C1 | 0 | 0 | 0 | 0 | 0 | 0 |  |  | Very high C1 | 0 | 0 | 0 | 0 | 0 | 0 |  |  | Very high C1 | 0 | 0 | 0 | 0 | 0 | 0 | Very high C1 | 0 | 0 | 0 | 0 | 0 | 0 | Very high C1 | 0 | 0 | 0 | 0 | 0 | 0 | Very high C1 | 0 | 0 | 0 | 0 | 0 | 0 | Very high C1 | 0 | 0 | 0 | 0 | 0 | 0 | 0 | 0 | 0 | 0 | 0 | Very high C1 | 0 | 0 | 0 | 0 | 0 | 0 | Very high C1 | 0 | 0 | 0 | 0 | 0 | Very high C1 | 0 | 0 | 0 | 0 | 0 | Very high C1 | 0 | 0 | 0 | 0 | 0 | Very high C1 | 0 | 0 | 0 | 0 | 0 | Very high C1 | 0 | 0 | 0 | 0 | 0 | Very high C1 | 0 | 0 | 0 | 0 | 0
132KV Network | 3 | Reactors | Risk £ | Low C4 | 0 | 0 | 0 | 0 | 0 | 0 | 3 | Reactors | Low C4 | 0 | 0 | 0 | 0 | 0 | 0 | 3 | Reactors | Low C4 | 0 | 0 | 0 | 0 | 0 | 0 | Low C4 | 0 | 0 | 0 | 0 | 0 | 0 | Low C4 | 0 | 0 | 0 | 0 | 0 | 0 | Low C4 | 0 | 0 | 0 | 0 | 0 | 0 | Low C4 | 0 | 0 | 0 | 0 | 0 | 0 | 0 | 0 | 0 | 0 | 0 | Low C4 | 0 | 0 | 0 | 0 | 0 | 0 | Low C4 | 0 | 0 | 0 | 0 | 0 | Low C4 | 0 | 0 | 0 | 0 | 0 | Low C4 | 0 | 0 | 0 | 0 | 0 | Low C4 | 0 | 0 | 0 | 0 | 0 | Low C4 | 0 | 0 | 0 | 0 | 0 | Low C4 | 0 | 0 | 0 | 0 | 0
|  |  |  | Medium C3 | 316847.5121 | 0 | 128762.1099 | 188085.4022 | 0 | 0 |  |  | Medium C3 | 501571.4429 | 0 | 0 | 197705.6277 | 303865.8152 | 0 |  |  | Medium C3 | 501571.4429 | 0 | 0 | 197705.6277 | 303865.8152 | 0 | Medium C3 | 0 | 0 | 0 | 0 | 0 | 0 | Medium C3 | 0 | 0 | 0 | 0 | 0 | 0 | Medium C3 | 0 | 0 | 0 | 0 | 0 | 0 | Medium C3 | 0 | 0 | 0 | 0 | 0 | 0 | 0 | 0 | 0 | 0 | 0 | Medium C3 | 0 | 0 | 0 | 0 | 0 | 0 | Medium C3 | 0 | 4.7862 | 5.6019 | 0 | 0 | Medium C3 | 0 | 32926439.3412 | 32926439.3412 | 0 | 0 | Medium C3 | 0 | 0 | 5.7608 | 6.8303 | 0 | Medium C3 | 0 | 0 | 32926439.3412 | 32926439.3412 | 0 | Medium C3 | 0 | 0 | 5.7608 | 6.8303 | 0 | Medium C3 | 0 | 0 | 32926439.3412 | 32926439.3412 | 0
|  |  |  | High C2 | 0 | 0 | 0 | 0 | 0 | 0 |  |  | High C2 | 0 | 0 | 0 | 0 | 0 | 0 |  |  | High C2 | 0 | 0 | 0 | 0 | 0 | 0 | High C2 | 0 | 0 | 0 | 0 | 0 | 0 | High C2 | 0 | 0 | 0 | 0 | 0 | 0 | High C2 | 0 | 0 | 0 | 0 | 0 | 0 | High C2 | 0 | 0 | 0 | 0 | 0 | 0 | 0 | 0 | 0 | 0 | 0 | High C2 | 0 | 0 | 0 | 0 | 0 | 0 | High C2 | 0 | 0 | 0 | 0 | 0 | High C2 | 0 | 0 | 0 | 0 | 0 | High C2 | 0 | 0 | 0 | 0 | 0 | High C2 | 0 | 0 | 0 | 0 | 0 | High C2 | 0 | 0 | 0 | 0 | 0 | High C2 | 0 | 0 | 0 | 0 | 0
|  |  |  | Very high C1 | 0 | 0 | 0 | 0 | 0 | 0 |  |  | Very high C1 | 0 | 0 | 0 | 0 | 0 | 0 |  |  | Very high C1 | 0 | 0 | 0 | 0 | 0 | 0 | Very high C1 | 0 | 0 | 0 | 0 | 0 | 0 | Very high C1 | 0 | 0 | 0 | 0 | 0 | 0 | Very high C1 | 0 | 0 | 0 | 0 | 0 | 0 | Very high C1 | 0 | 0 | 0 | 0 | 0 | 0 | 0 | 0 | 0 | 0 | 0 | Very high C1 | 0 | 0 | 0 | 0 | 0 | 0 | Very high C1 | 0 | 0 | 0 | 0 | 0 | Very high C1 | 0 | 0 | 0 | 0 | 0 | Very high C1 | 0 | 0 | 0 | 0 | 0 | Very high C1 | 0 | 0 | 0 | 0 | 0 | Very high C1 | 0 | 0 | 0 | 0 | 0 | Very high C1 | 0 | 0 | 0 | 0 | 0
132KV Network | 4 | Underground Cable | Risk £ | Low C4 | 12038931.7442 | 1673902.7147 | 780287.5605 | 2681362.0077 | 6903379.4613 | 0 | 4 | Underground Cable | Low C4 | 17251398.5334 | 1876380.0183 | 0 | 138239.6848 | 3444821.8588 | 11791956.9715 | 4 | Underground Cable | Low C4 | 17788042.1224 | 1873983.7491 | 0 | 138239.6848 | 3443076.3173 | 12332742.3712 | Low C4 | -536643.589 | 2396.2692 | 0 | 0 | 1745.5415 | -540785.3997 | Low C4 | 540785.3997 | 0 | 0 | 0 | 0 | 540785.3997 | Low C4 | 4141.8108 | 2396.2692 | 0 | 0 | 1745.5415 | 0 | Low C4 | 0 | 0 | 0 | 0 | 0 | 0 | 0 | 0 | 0 | 0 | 0 | Low C4 | 0 | 0 | 0 | 0 | 0 | 0 | Low C4 | 1.1558 | 5.0557 | 6.3167 | 6.6666 | 0 | Low C4 | 12084360.3313 | 11786412.4222 | 15724181.5311 | 16041537.6191 | 0 | Low C4 | 1.5078 | 0 | 5.7086 | 7.1754 | 8.5352 | Low C4 | 12592081.1562 | 0 | 13810972.7471 | 10563702.25 | 16488657.7902 | Low C4 | 1.5897 | 0 | 5.7086 | 7.1871 | 8.5339 | Low C4 | 12084360.3313 | 11786412.4222 | 15724181.5311 | 16041537.6191 | 0
|  |  |  | Medium C3 | 1781447.6147 | 1331127.9068 | 250663.1382 | 199378.8008 | 277.769 | 0 |  |  | Medium C3 | 2349620.2219 | 1377902.7297 | 0 | 455949.0744 | 0 | 515768.4178 |  |  | Medium C3 | 2349620.2219 | 1377902.7297 | 0 | 455949.0744 | 0 | 515768.4178 | Medium C3 | 0 | 0 | 0 | 0 | 0 | 0 | Medium C3 | 0 | 0 | 0 | 0 | 0 | 0 | Medium C3 | 0 | 0 | 0 | 0 | 0 | 0 | Medium C3 | 0 | 0 | 0 | 0 | 0 | 0 | 0 | 0 | 0 | 0 | 0 | Medium C3 | 0 | 0 | 0 | 0 | 0 | 0 | Medium C3 | 0.70934 | 4.7947 | 6.2943 | 7.0725 | 0 | Medium C3 | 25651375.247 | 25839732.781 | 26949296.8 | 25325760.5 | 0 | Medium C3 | 1.0186 | 0 | 5.6727 | 0 | 8.5006 | Medium C3 | 25651375.247 | 0 | 25839732.781 | 0 | 26137528.65 | Medium C3 | 1.0186 | 0 | 5.6727 | 0 | 8.5006 | Medium C3 | 25651375.247 | 25839732.781 | 26949296.8 | 25325760.5 | 0
|  |  |  | High C2 | 4983892.3923 | 4443012.1424 | 540880.2499 | 0 | 0 | 0 |  |  | High C2 | 5815474.1758 | 4980195.2119 | 28466.3817 | 806812.5821 | 0 | 0 |  |  | High C2 | 5815474.1758 | 4980195.2119 | 28466.3817 | 806812.5821 | 0 | 0 | High C2 | 0 | 0 | 0 | 0 | 0 | 0 | High C2 | 0 | 0 | 0 | 0 | 0 | 0 | High C2 | 0 | 0 | 0 | 0 | 0 | 0 | High C2 | 0 | 0 | 0 | 0 | 0 | 0 | 0 | 0 | 0 | 0 | 0 | High C2 | 0 | 0 | 0 | 0 | 0 | 0 | High C2 | 1.4505 | 4.944 | 0 | 0 | 0 | High C2 | 44645809.161 | 42441806.2765 | 0 | 0 | 0 | High C2 | 1.9549 | 4.5949 | 5.6989 | 0 | 0 | High C2 | 44689377.2731 | 38328432.9 | 42441806.2765 | 0 | 0 | High C2 | 1.9549 | 4.5949 | 5.6989 | 0 | 0 | High C2 | 44645809.161 | 42441806.2765 | 0 | 0 | 0
|  |  |  | Very high C1 | 1349384.3323 | 1034142.0947 | 315242.2376 | 0 | 0 | 0 |  |  | Very high C1 | 1740624.129 | 1270507.3057 | 0 | 470116.8233 | 0 | 0 |  |  | Very high C1 | 1740624.129 | 1270507.3057 | 0 | 470116.8233 | 0 | 0 | Very high C1 | 0 | 0 | 0 | 0 | 0 | 0 | Very high C1 | 0 | 0 | 0 | 0 | 0 | 0 | Very high C1 | 0 | 0 | 0 | 0 | 0 | 0 | Very high C1 | 0 | 0 | 0 | 0 | 0 | 0 | 0 | 0 | 0 | 0 | 0 | Very high C1 | 0 | 0 | 0 | 0 | 0 | 0 | Very high C1 | 2.4683 | 4.944 | 0 | 0 | 0 | Very high C1 | 60813720.3286 | 60226787.7667 | 0 | 0 | 0 | Very high C1 | 3.2603 | 0 | 5.6989 | 0 | 0 | Very high C1 | 60813720.3286 | 0 | 60226787.7667 | 0 | 0 | Very high C1 | 3.2603 | 0 | 5.6989 | 0 | 0 | Very high C1 | 60813720.3286 | 60226787.7667 | 0 | 0 | 0
132KV Network | 5 | OHL line conductor | Risk £ | Low C4 | 6167194.4372 | 355835.0857 | 1673117.4682 | 20387.885 | 562318.3881 | 3555535.6101 | 5 | OHL line conductor | Low C4 | 8140270.1884 | 1096656.3643 | 310353.0639 | 2282392.5859 | 1227456.4514 | 3223411.7229 | 5 | OHL line conductor | Low C4 | 13774169.132 | 281848.3958 | 342135.8118 | 3270460.6356 | 1227456.4514 | 8652267.8374 | Low C4 | -5633898.9436 | 814807.9685 | -31782.7479 | -988068.0496 | 0 | -5428856.1145 | Low C4 | 6399107.0232 | 0 | 31782.7479 | 988068.0496 | 0 | 5379256.2256 | Low C4 | 814807.9685 | 814807.9685 | 0 | 0 | 0 | 0 | Low C4 | 0 | 0 | 0 | 0 | 0 | 0 | 0 | 0 | 0 | 0 | 0 | Low C4 | 49599.8889 | 0 | 0 | 0 | 0 | 49599.8889 | Low C4 | 1.6614 | 4.6959 | 5.5674 | 6.6043 | 8 | Low C4 | 2922506.9 | 4621379.7982 | 4967791.0868 | 4932728.6458 | 6501467.812 | Low C4 | 1.0421 | 4.3707 | 5.8302 | 6.9408 | 8.5387 | Low C4 | 3470865.7908 | 5739960.1086 | 5298492.6336 | 5842380.6675 | 4938922.7104 | Low C4 | 1.6729 | 4.3481 | 5.8235 | 6.9408 | 9.5679 | Low C4 | 2922506.9 | 4621379.7982 | 4967791.0868 | 4932728.6458 | 6501467.812
|  |  |  | Medium C3 | 3846048.594 | 301192.3862 | 231032.1791 | 300941.7155 | 404008.0786 | 2608874.2346 |  |  | Medium C3 | 3446744.8265 | 775693.9485 | 123003.7806 | 681233.2272 | 782090.5375 | 1084723.3327 |  |  | Medium C3 | 8123963.0104 | 346190.7515 | 123003.7806 | 681233.2272 | 782090.5375 | 6191444.7136 | Medium C3 | -4677218.1839 | 429503.197 | 0 | 0 | 0 | -5106721.3809 | Medium C3 | 5106721.3809 | 0 | 0 | 0 | 0 | 5106721.3809 | Medium C3 | 429503.197 | 429503.197 | 0 | 0 | 0 | 0 | Medium C3 | 0 | 0 | 0 | 0 | 0 | 0 | 0 | 0 | 0 | 0 | 0 | Medium C3 | 0 | 0 | 0 | 0 | 0 | 0 | Medium C3 | 1.6334 | 4.4911 | 5.4966 | 6.7632 | 8 | Medium C3 | 9208592.264 | 9257175.7025 | 8461748.8485 | 8544918.3216 | 9979384.4874 | Medium C3 | 1.316 | 4.4895 | 5.8846 | 6.8774 | 8.4608 | Medium C3 | 9857427.7611 | 7463228.8669 | 9257175.7025 | 8461748.8485 | 8544918.3216 | Medium C3 | 1.8725 | 4.4895 | 5.8846 | 6.8774 | 9.6835 | Medium C3 | 9208592.264 | 9257175.7025 | 8461748.8485 | 8544918.3216 | 9979384.4874
|  |  |  | High C2 | 4114230.6873 | 1980654.443 | 1095935.7903 | 0 | 1037640.454 | 0 |  |  | High C2 | 8721341.3321 | 2433659.8403 | 1850007.2808 | 1466649.1988 | 0 | 2971025.0122 |  |  | High C2 | 8781144.1258 | 2493462.634 | 1850007.2808 | 1466649.1988 | 0 | 2971025.0122 | High C2 | -59802.7937 | -59802.7937 | 0 | 0 | 0 | 0 | High C2 | 0 | 0 | 0 | 0 | 0 | 0 | High C2 | 0 | 0 | 0 | 0 | 0 | 0 | High C2 | 0 | 0 | 0 | 0 | 0 | 0 | 0 | 0 | 0 | 0 | 0 | High C2 | 59802.7937 | 59802.7937 | 0 | 0 | 0 | 0 | High C2 | 1.4774 | 4.3633 | 0 | 6.6735 | 0 | High C2 | 14184376.4261 | 14173266.0193 | 0 | 13391614.9876 | 0 | High C2 | 1.8953 | 4.9425 | 5.844 | 0 | 8.4986 | High C2 | 13981906.0372 | 16091834.2267 | 13080742.9175 | 0 | 13391614.9876 | High C2 | 1.8956 | 4.9425 | 5.844 | 0 | 8.4986 | High C2 | 14184376.4261 | 14173266.0193 | 0 | 13391614.9876 | 0
|  |  |  | Very high C1 | 15334392.9077 | 1772227.6814 | 3897855.2137 | 1696108.2652 | 0 | 7968201.7475 |  |  | Very high C1 | 20864339.378 | 4129454.9408 | 42160.653 | 5904645.9127 | 5481891.983 | 5306185.8885 |  |  | Very high C1 | 35205597.0122 | 2864899.7127 | 42160.653 | 5904645.9127 | 5481891.983 | 20911998.7508 | Very high C1 | -14341257.6341 | 1264555.2282 | 0 | 0 | 0 | -15605812.8623 | Very high C1 | 15605812.8623 | 0 | 0 | 0 | 0 | 15605812.8623 | Very high C1 | 1264555.2282 | 1264555.2282 | 0 | 0 | 0 | 0 | Very high C1 | 0 | 0 | 0 | 0 | 0 | 0 | 0 | 0 | 0 | 0 | 0 | Very high C1 | 0 | 0 | 0 | 0 | 0 | 0 | Very high C1 | 1.2753 | 4.8698 | 6.473 | 0 | 8 | Very high C1 | 33708784.2226 | 33303720.1722 | 30470239.2152 | 0 | 37553424.0491 | Very high C1 | 1.5571 | 4.2448 | 5.8617 | 6.939 | 8.5852 | Very high C1 | 34845265.458 | 35012539.1539 | 35634985.8105 | 29906733.0992 | 30470239.2152 | Very high C1 | 1.9004 | 4.2448 | 5.8617 | 6.939 | 9.6515 | Very high C1 | 33708784.2226 | 33303720.1722 | 30470239.2152 | 0 | 37553424.0491
132KV Network | 6 | OHL line fittings | Risk £ | Low C4 | 119751528.5373 | 11694553.2825 | 7116183.206 | 4029928.5321 | 28498461.2029 | 68412402.3138 | 6 | OHL line fittings | Low C4 | 156904286.0513 | 17475561.8825 | 2475703.4146 | 2616797.0936 | 9498678.2544 | 124837545.4062 | 6 | OHL line fittings | Low C4 | 257888833.6275 | 10887336.1518 | 3711067.3542 | 5337893.7425 | 11837684.5513 | 226114851.8277 | Low C4 | -100984547.5762 | 6588225.7307 | -1235363.9397 | -2721096.6489 | -2339006.2969 | -101277306.4215 | Low C4 | 109527418.4303 | 2814640.444 | 1235363.9397 | 2721096.6489 | 2339006.2969 | 100417311.1008 | Low C4 | 9402866.1747 | 9402866.1747 | 0 | 0 | 0 | 0 | Low C4 | 0 | 0 | 0 | 0 | 0 | 0 | 0 | 0 | 0 | 0 | 0 | Low C4 | 859995.3207 | 0 | 0 | 0 | 0 | 859995.3207 | Low C4 | 1.3773 | 4.6801 | 6.0511 | 6.967 | 8.007 | Low C4 | 3875101.655 | 3456210.5542 | 4191880.6921 | 6431770.6536 | 6345311.4281 | Low C4 | 1.0861 | 4.5038 | 5.944 | 7.3306 | 10.1548 | Low C4 | 4228765.1615 | 5004900.8947 | 4947455.6794 | 4597550.7785 | 5825653.4373 | Low C4 | 1.9037 | 4.583 | 5.8211 | 7.2401 | 10.1469 | Low C4 | 3875101.655 | 3456210.5542 | 4191880.6921 | 6431770.6536 | 6345311.4281
|  |  |  | Medium C3 | 80939119.24 | 6225076.7855 | 9489025.519 | 809468.5701 | 4809790.1619 | 59605758.2035 |  |  | Medium C3 | 71994776.353 | 12846400.8867 | 221352.6682 | 10283281.0652 | 2274257.5646 | 46369484.1683 |  |  | Medium C3 | 154195544.8418 | 7053253.5512 | 221352.6682 | 10283281.0652 | 2274257.5646 | 134363399.9926 | Medium C3 | -82200768.4888 | 5793147.3356 | 0 | 0 | 0 | -87993915.8244 | Medium C3 | 87993915.8244 | 0 | 0 | 0 | 0 | 87993915.8244 | Medium C3 | 5793147.3356 | 5793147.3356 | 0 | 0 | 0 | 0 | Medium C3 | 0 | 0 | 0 | 0 | 0 | 0 | 0 | 0 | 0 | 0 | 0 | Medium C3 | 0 | 0 | 0 | 0 | 0 | 0 | Medium C3 | 1.4402 | 4.6803 | 5.7502 | 6.5983 | 8 | Medium C3 | 9584440.0511 | 7904976.7784 | 7215217.5436 | 9014051.8215 | 9691923.1724 | Medium C3 | 1.7053 | 4.8598 | 5.8122 | 6.959 | 9.9096 | Medium C3 | 9930568.238 | 7816485.6723 | 7823344.7606 | 8086571.6301 | 8601729.4735 | Medium C3 | 2.4107 | 4.8598 | 5.8122 | 6.959 | 10.2022 | Medium C3 | 9584440.0511 | 7904976.7784 | 7215217.5436 | 9014051.8215 | 9691923.1724
|  |  |  | High C2 | 121659985.5239 | 18848814.8964 | 6428725.3764 | 16248091.7908 | 50380088.4544 | 29754265.0059 |  |  | High C2 | 282438344.6442 | 18321642.008 | 4177266.5437 | 5576178.2528 | 30143236.9036 | 224220020.9361 |  |  | High C2 | 284203501.9648 | 18321642.008 | 5942423.8643 | 5576178.2528 | 30143236.9036 | 224220020.9361 | High C2 | -1765157.3206 | 0 | -1765157.3206 | 0 | 0 | 0 | High C2 | 0 | 0 | 0 | 0 | 0 | 0 | High C2 | 0 | 0 | 0 | 0 | 0 | 0 | High C2 | 0 | 0 | 0 | 0 | 0 | 0 | 0 | 0 | 0 | 0 | 0 | High C2 | 1765157.3206 | 0 | 1765157.3206 | 0 | 0 | 0 | High C2 | 1.5224 | 4.5366 | 5.895 | 7.0194 | 8 | High C2 | 13473702.3921 | 17444655.5308 | 18309316.7818 | 16366403.8372 | 12053346.7076 | High C2 | 2.4357 | 4.7938 | 5.887 | 7.0954 | 10.3194 | High C2 | 13458480.1049 | 13453545.0926 | 18095999.4933 | 16444085.4033 | 15009553.1232 | High C2 | 2.4357 | 4.8055 | 5.887 | 7.0954 | 10.3194 | High C2 | 13473702.3921 | 17444655.5308 | 18309316.7818 | 16366403.8372 | 12053346.7076
|  |  |  | Very high C1 | 379155408.2886 | 75702023.6268 | 3427282.7742 | 394041.225 | 26354336.3021 | 273277724.3604 |  |  | Very high C1 | 478035314.0931 | 86935408.5208 | 13560988.9778 | 10464464.8996 | 4151712.4235 | 362922739.2713 |  |  | Very high C1 | 730211806.1848 | 72846934.1032 | 13560988.9778 | 10464464.8996 | 4151712.4235 | 629187705.7807 | Very high C1 | -252176492.0918 | 14088474.4177 | 0 | 0 | 0 | -266264966.5094 | Very high C1 | 266264966.5094 | 0 | 0 | 0 | 0 | 266264966.5094 | Very high C1 | 14088474.4177 | 14088474.4177 | 0 | 0 | 0 | 0 | Very high C1 | 0 | 0 | 0 | 0 | 0 | 0 | 0 | 0 | 0 | 0 | 0 | Very high C1 | 0 | 0 | 0 | 0 | 0 | 0 | Very high C1 | 1.4287 | 4.4057 | 5.5 | 6.5 | 8 | Very high C1 | 31504331.3814 | 25167279.5702 | 24538172.2723 | 55175084.2067 | 39936362.9942 | Very high C1 | 1.9224 | 4.4859 | 6.0123 | 7.4137 | 10.1894 | Very high C1 | 34135513.5445 | 23364604.0394 | 26705531.4452 | 24951521.7353 | 41349886.6826 | Very high C1 | 2.1819 | 4.4859 | 6.0123 | 7.4137 | 10.3208 | Very high C1 | 31504331.3814 | 25167279.5702 | 24538172.2723 | 55175084.2067 | 39936362.9942
132KV Network | 7 | OHL towers | Risk £ | Low C4 | 3731929.0457 | 743718.863 | 343028.7746 | 135001.9921 | 1759380.2017 | 750799.2142 | 7 | OHL towers | Low C4 | 3721182.9236 | 773009.6123 | 587602.7274 | 329285.8908 | 212219.5828 | 1819065.1103 | 7 | OHL towers | Low C4 | 6109334.6176 | 602623.6448 | 374552.8883 | 329285.8908 | 212219.5828 | 4590652.611 | Low C4 | -2388151.694 | 170385.9676 | 213049.8391 | 0 | 0 | -2771587.5007 | Low C4 | 1333539.7152 | 0 | 0 | 0 | 0 | 1333539.7152 | Low C4 | 170385.9676 | 170385.9676 | 0 | 0 | 0 | 0 | Low C4 | -1189054.4803 | 0 | 1598.688 | 0 | 0 | 1402104.3193 | 0 | 214648.5271 | 0 | 0 | 0 | Low C4 | 35943.4661 | 0 | 0 | 0 | 0 | 35943.4661 | Low C4 | 1.115 | 5.0509 | 6.3659 | 6.7063 | 0 | Low C4 | 10394514.6295 | 11361350.658 | 18076297.5294 | 16839749.1383 | 0 | Low C4 | 1.333 | 0 | 5.6989 | 7.0289 | 8.5177 | Low C4 | 11494582.4545 | 0 | 12309905.5216 | 10563702.25 | 17396799.716 | Low C4 | 1.5461 | 0 | 5.6989 | 7.0289 | 8.5155 | Low C4 | 10394514.6295 | 11361350.658 | 18076297.5294 | 16839749.1383 | 0
|  |  |  | Medium C3 | 7326936.7313 | 3349590.6165 | 158603.0746 | 670975.418 | 760283.1662 | 2387484.4561 |  |  | Medium C3 | 10449422.4513 | 3362646.4764 | 33205.9184 | 197746.6792 | 1127510.6363 | 5728312.741 |  |  | Medium C3 | 10449422.4513 | 3362646.4764 | 33205.9184 | 197746.6792 | 1127510.6363 | 5728312.741 | Medium C3 | 0 | 0 | 0 | 0 | 0 | 0 | Medium C3 | 0 | 0 | 0 | 0 | 0 | 0 | Medium C3 | 0 | 0 | 0 | 0 | 0 | 0 | Medium C3 | -1189054.4803 | 0 | 0 | 0 | 0 | 0 | 0 | 0 | 0 | 0 | 0 | Medium C3 | 0 | 0 | 0 | 0 | 0 | 0 | Medium C3 | 0.74036 | 4.944 | 6.2943 | 6.9029 | 0 | Medium C3 | 24024792.983 | 24637865.5333 | 26949296.8 | 25044165.4 | 0 | Medium C3 | 1.0511 | 0 | 5.6989 | 0 | 8.3354 | Medium C3 | 24024103.0426 | 0 | 24637865.5333 | 0 | 25325760.5 | Medium C3 | 1.0591 | 0 | 5.6989 | 0 | 8.4692 | Medium C3 | 24024792.983 | 24637865.5333 | 26949296.8 | 25044165.4 | 0
|  |  |  | High C2 | 25693922.9006 | 4641292.7597 | 15830549.6891 | 193946.4865 | 4524732.4753 | 503401.49 |  |  | High C2 | 34665684.6241 | 4607134.6805 | 1277868.3928 | 26458423.8596 | 408006.9242 | 1914250.7671 |  |  | High C2 | 41387608.4879 | 4607134.6805 | 77271.4062 | 26458423.8596 | 408006.9242 | 9836771.6174 | High C2 | -6721923.8638 | 0 | 1200596.9866 | 0 | 0 | -7922520.8504 | High C2 | 0 | 0 | 0 | 0 | 0 | 0 | High C2 | 0 | 0 | 0 | 0 | 0 | 0 | High C2 | -1189054.4803 | 0 | 0 | 0 | 0 | 7922520.8504 | 0 | 1200596.9866 | 0 | 0 | 0 | High C2 | 0 | 0 | 0 | 0 | 0 | 0 | High C2 | 1.1502 | 4.8675 | 0 | 0 | 0 | High C2 | 38816154.6477 | 35866028.7383 | 0 | 0 | 0 | High C2 | 1.5799 | 0 | 5.7031 | 0 | 0 | High C2 | 38953099.1918 | 0 | 37238716.7038 | 0 | 0 | High C2 | 1.5927 | 0 | 5.7037 | 0 | 0 | High C2 | 38816154.6477 | 35866028.7383 | 0 | 0 | 0
|  |  |  | Very high C1 | 373209235.0943 | 312966243.679 | 15440822.3571 | 1920989.5441 | 40634325.3208 | 2246854.1932 |  |  | Very high C1 | 454322693.8681 | 315272780.2511 | 6431096.2558 | 21405382.7758 | 4275126.8949 | 106938307.6905 |  |  | Very high C1 | 456421849.5576 | 315272780.2511 | 6431096.2558 | 23504538.4652 | 4275126.8949 | 106938307.6905 | Very high C1 | -2099155.6895 | 0 | 0 | -2099155.6895 | 0 | 0 | Very high C1 | 0 | 0 | 0 | 0 | 0 | 0 | Very high C1 | 0 | 0 | 0 | 0 | 0 | 0 | Very high C1 | -1189054.4803 | 0 | 0 | 0 | 0 | 0 | 0 | 0 | 0 | 0 | 0 | Very high C1 | 2099155.6895 | 0 | 0 | 2099155.6895 | 0 | 0 | Very high C1 | 2.2805 | 4.944 | 0 | 0 | 0 | Very high C1 | 57533147.6096 | 60226787.7667 | 0 | 0 | 0 | Very high C1 | 3.0089 | 0 | 5.6989 | 0 | 0 | Very high C1 | 57533147.6096 | 0 | 60226787.7667 | 0 | 0 | Very high C1 | 3.0089 | 0 | 5.6989 | 0 | 0 | Very high C1 | 57533147.6096 | 60226787.7667 | 0 | 0 | 0

## 5.15.1 Cond & Risk-Entry Points (hidden)
RIIO-T1 Detailed data table
National Grid Gas - NTS
Business Plan Data Templates
5.15.1 Asset health, criticality and replacement priorities - Entry Points
Definitions
Asset health index |  |  | Criticality |  |  | Replacement priorities |  |  | Replacement priorities matrix (to be provided by NGG and agreed with Ofgem)
AH1 | New or as new |  | C1 | Very high |  | RP1 | 0-2 years |  |  | AH1 | AH2 | AH3 | AH4 | AH5
AH2 | Good or serviceable condition |  | C2 | High |  | RP2 | 2-5 years |  | C1 | RP4 | RP3 | RP2 | RP1 | RP1
AH3 | Deterioration, requires assessment or monitoring |  | C3 | Medium |  | RP3 | 5-10 years |  | C2 | RP4 | RP3 | RP2 | RP1 | RP1
AH4 | Material deterioration, intervention requires consideration |  | C4 | Low |  | RP4 | 10+ years |  | C3 | RP4 | RP3 | RP2 | RP2 | RP1
AH5 | End of serviceable life, intervention required | [7 empty] | C4 | RP4 | RP3 | RP2 | RP2 | RP1
Asset Condition and Criticality
2012/13 | [13 empty] | With investment | [15 empty] | No intervention
NOM Ref | Secondary Asset Group | Timescale of Impact | Consequence of Failure | Work Driver | Unit of Measurement | Asset and criticality in 2012/13 | [7 empty] | NOM Ref | Secondary Asset Group | Asset and criticality in 2016/17 with investment | [6 empty] | Asset and criticality in 2020/21 with investment | [6 empty] | NOM Ref | Secondary Asset Group | Asset and criticality in 2016/17 with no intervention | [6 empty] | Asset and criticality in 2020/21 with no intervention
|  | Immediate/ Delayed | Unit / Site / Network | Age/ Condition/ Duty |  | Criticality | Total population at 31 March 2013 | AH1 | AH2 | AH3 | AH4 | AH5 |  |  |  | Criticality | Total population at 31 March 2017 | AH1 | AH2 | AH3 | AH4 | AH5 | Criticality | Total population at 31 March 2021 | AH1 | AH2 | AH3 | AH4 | AH5 |  |  | Criticality | Total population at 31 March 2017 | AH1 | AH2 | AH3 | AH4 | AH5 | Criticality | Total population at 31 March 2021 | AH1 | AH2 | AH3 | AH4 | AH5
Primary Risk
45 | Remote Isolation Valves | Immediate | Network | Condition | Number of Valves | Very high | 55 | 19 | 19 | 8 | 9 | 0 |  | 45 | Remote Isolation Valves | Very high | 55 | 21 | 22 | 4 | 8 | 0 | Very high | 55 | 21 | 25 | 4 | 4 | 1 | 45 | Remote Isolation Valves | Very high | 55 | 21 | 17 | 4 | 8 | 5 | Very high | 55 | 21 | 17 | 4 | 4 | 9
[6 empty] | High | 0 | 0 | 0 | 0 | 0 | 0 |  |  |  | High | 0 | 0 | 0 | 0 | 0 | 0 | High | 0 | 0 | 0 | 0 | 0 | 0 |  |  | High | 0 | 0 | 0 | 0 | 0 | 0 | High | 0 | 0 | 0 | 0 | 0 | 0
|  | Safety |  |  |  | Medium | 0 | 0 | 0 | 0 | 0 | 0 |  |  |  | Medium | 0 | 0 | 0 | 0 | 0 | 0 | Medium | 0 | 0 | 0 | 0 | 0 | 0 |  |  | Medium | 0 | 0 | 0 | 0 | 0 | 0 | Medium | 0 | 0 | 0 | 0 | 0 | 0
[6 empty] | Low | 0 | 0 | 0 | 0 | 0 | 0 |  |  |  | Low | 0 | 0 | 0 | 0 | 0 | 0 | Low | 0 | 0 | 0 | 0 | 0 | 0 |  |  | Low | 0 | 0 | 0 | 0 | 0 | 0 | Low | 0 | 0 | 0 | 0 | 0 | 0
1 | Cladding | Immediate | Site | Condition | Number of Sites | Very high | 0 | 0 | 0 | 0 | 0 | 0 |  | 1 | Cladding | Very high | 0 | 0 | 0 | 0 | 0 | 0 | Very high | 0 | 0 | 0 | 0 | 0 | 0 | 1 | Cladding | Very high | 0 | 0 | 0 | 0 | 0 | 0 | Very high | 0 | 0 | 0 | 0 | 0 | 0
[6 empty] | High | 0 | 0 | 0 | 0 | 0 | 0 |  |  |  | High | 0 | 0 | 0 | 0 | 0 | 0 | High | 0 | 0 | 0 | 0 | 0 | 0 |  |  | High | 0 | 0 | 0 | 0 | 0 | 0 | High | 0 | 0 | 0 | 0 | 0 | 0
|  | Environmental |  |  |  | Medium | 3 | 0 | 2 | 0 | 0 | 1 |  |  |  | Medium | 3 | 0 | 1 | 2 | 0 | 0 | Medium | 3 | 0 | 1 | 0 | 2 | 0 |  |  | Medium | 3 | 0 | 0 | 2 | 0 | 1 | Medium | 3 | 0 | 0 | 0 | 2 | 1
[6 empty] | Low | 0 | 0 | 0 | 0 | 0 | 0 |  |  |  | Low | 0 | 0 | 0 | 0 | 0 | 0 | Low | 0 | 0 | 0 | 0 | 0 | 0 |  |  | Low | 0 | 0 | 0 | 0 | 0 | 0 | Low | 0 | 0 | 0 | 0 | 0 | 0
7 | Civil assets - drainage | Immediate | Site | Condition | Number of Sites | Very high | 0 | 0 | 0 | 0 | 0 | 0 |  | 7 | Civil assets - drainage | Very high | 0 | 0 | 0 | 0 | 0 | 0 | Very high | 0 | 0 | 0 | 0 | 0 | 0 | 7 | Civil assets - drainage | Very high | 0 | 0 | 0 | 0 | 0 | 0 | Very high | 0 | 0 | 0 | 0 | 0 | 0
[6 empty] | High | 0 | 0 | 0 | 0 | 0 | 0 |  |  |  | High | 0 | 0 | 0 | 0 | 0 | 0 | High | 0 | 0 | 0 | 0 | 0 | 0 |  |  | High | 0 | 0 | 0 | 0 | 0 | 0 | High | 0 | 0 | 0 | 0 | 0 | 0
|  | Environmental |  |  |  | Medium | 18 | 9 | 3 | 4 | 2 | 0 |  |  |  | Medium | 18 | 9 | 5 | 2 | 2 | 0 | Medium | 18 | 4 | 10 | 4 | 0 | 0 |  |  | Medium | 18 | 9 | 3 | 2 | 3 | 1 | Medium | 18 | 4 | 6 | 4 | 1 | 3
[6 empty] | Low | 0 | 0 | 0 | 0 | 0 | 0 |  |  |  | Low | 0 | 0 | 0 | 0 | 0 | 0 | Low | 0 | 0 | 0 | 0 | 0 | 0 |  |  | Low | 0 | 0 | 0 | 0 | 0 | 0 | Low | 0 | 0 | 0 | 0 | 0 | 0
8 | Civil assets - access | Immediate | Site | Condition | Number of Sites | Very high | 0 | 0 | 0 | 0 | 0 | 0 |  | 8 | Civil assets - access | Very high | 0 | 0 | 0 | 0 | 0 | 0 | Very high | 0 | 0 | 0 | 0 | 0 | 0 | 8 | Civil assets - access | Very high | 0 | 0 | 0 | 0 | 0 | 0 | Very high | 0 | 0 | 0 | 0 | 0 | 0
[6 empty] | High | 0 | 0 | 0 | 0 | 0 | 0 |  |  |  | High | 0 | 0 | 0 | 0 | 0 | 0 | High | 0 | 0 | 0 | 0 | 0 | 0 |  |  | High | 0 | 0 | 0 | 0 | 0 | 0 | High | 0 | 0 | 0 | 0 | 0 | 0
|  | Safety |  |  |  | Medium | 18 | 9 | 4 | 4 | 1 | 0 |  |  |  | Medium | 18 | 9 | 5 | 2 | 2 | 0 | Medium | 18 | 9 | 6 | 2 | 0 | 1 |  |  | Medium | 18 | 9 | 4 | 2 | 2 | 1 | Medium | 18 | 9 | 4 | 2 | 0 | 3
[6 empty] | Low | 0 | 0 | 0 | 0 | 0 | 0 |  |  |  | Low | 0 | 0 | 0 | 0 | 0 | 0 | Low | 0 | 0 | 0 | 0 | 0 | 0 |  |  | Low | 0 | 0 | 0 | 0 | 0 | 0 | Low | 0 | 0 | 0 | 0 | 0 | 0
13 | Fuel tanks & bunds | Immediate | Site | Condition | Number of Units | Very high | 0 | 0 | 0 | 0 | 0 | 0 |  | 13 | Fuel tanks & bunds | Very high | 0 | 0 | 0 | 0 | 0 | 0 | Very high | 0 | 0 | 0 | 0 | 0 | 0 | 13 | Fuel tanks & bunds | Very high | 0 | 0 | 0 | 0 | 0 | 0 | Very high | 0 | 0 | 0 | 0 | 0 | 0
[6 empty] | High | 0 | 0 | 0 | 0 | 0 | 0 |  |  |  | High | 0 | 0 | 0 | 0 | 0 | 0 | High | 0 | 0 | 0 | 0 | 0 | 0 |  |  | High | 0 | 0 | 0 | 0 | 0 | 0 | High | 0 | 0 | 0 | 0 | 0 | 0
|  | Environmental |  |  |  | Medium | 3 | 0 | 1 | 1 | 1 | 0 |  |  |  | Medium | 3 | 0 | 2 | 0 | 1 | 0 | Medium | 3 | 0 | 3 | 0 | 0 | 0 |  |  | Medium | 3 | 0 | 1 | 0 | 1 | 1 | Medium | 3 | 0 | 1 | 0 | 0 | 2
[6 empty] | Low | 0 | 0 | 0 | 0 | 0 | 0 |  |  |  | Low | 0 | 0 | 0 | 0 | 0 | 0 | Low | 0 | 0 | 0 | 0 | 0 | 0 |  |  | Low | 0 | 0 | 0 | 0 | 0 | 0 | Low | 0 | 0 | 0 | 0 | 0 | 0
16 | Electrical - including standby generators | Immediate | Site | Condition | Number of Sites | Very high | 4 | 0 | 2 | 1 | 1 | 0 |  | 16 | Electrical - including standby generators | Very high | 4 | 1 | 2 | 0 | 0 | 1 | Very high | 5 | 2 | 2 | 1 | 0 | 0 | 16 | Electrical - including standby generators | Very high | 4 | 0 | 2 | 1 | 0 | 1 | Very high | 5 | 1 | 0 | 2 | 0 | 2
[6 empty] | High | 3 | 2 | 1 | 0 | 0 | 0 |  |  |  | High | 3 | 2 | 1 | 0 | 0 | 0 | High | 3 | 2 | 0 | 1 | 0 | 0 |  |  | High | 3 | 2 | 1 | 0 | 0 | 0 | High | 3 | 2 | 0 | 1 | 0 | 0
|  | Reliability |  |  |  | Medium | 3 | 0 | 2 | 1 | 0 | 0 |  |  |  | Medium | 3 | 0 | 2 | 1 | 0 | 0 | Medium | 3 | 0 | 1 | 2 | 0 | 0 |  |  | Medium | 3 | 0 | 2 | 1 | 0 | 0 | Medium | 3 | 0 | 0 | 2 | 0 | 1
[6 empty] | Low | 10 | 4 | 3 | 3 | 0 | 0 |  |  |  | Low | 12 | 6 | 3 | 3 | 0 | 0 | Low | 12 | 4 | 4 | 3 | 0 | 1 |  |  | Low | 12 | 6 | 3 | 3 | 0 | 0 | Low | 12 | 4 | 2 | 3 | 0 | 3
17 | Electrical - safe shutdown | Immediate | Site | Condition | Number of Sites | Very high | 19 | 8 | 5 | 4 | 2 | 0 |  | 17 | Electrical - safe shutdown | Very high | 21 | 12 | 6 | 3 | 0 | 0 | Very high | 21 | 11 | 4 | 4 | 0 | 2 | 17 | Electrical - safe shutdown | Very high | 21 | 10 | 5 | 4 | 0 | 2 | Very high | 21 | 8 | 2 | 5 | 0 | 6
[6 empty] | High | 0 | 0 | 0 | 0 | 0 | 0 |  |  |  | High | 0 | 0 | 0 | 0 | 0 | 0 | High | 0 | 0 | 0 | 0 | 0 | 0 |  |  | High | 0 | 0 | 0 | 0 | 0 | 0 | High | 0 | 0 | 0 | 0 | 0 | 0
|  | Safety |  |  |  | Medium | 0 | 0 | 0 | 0 | 0 | 0 |  |  |  | Medium | 0 | 0 | 0 | 0 | 0 | 0 | Medium | 0 | 0 | 0 | 0 | 0 | 0 |  |  | Medium | 0 | 0 | 0 | 0 | 0 | 0 | Medium | 0 | 0 | 0 | 0 | 0 | 0
[6 empty] | Low | 0 | 0 | 0 | 0 | 0 | 0 |  |  |  | Low | 0 | 0 | 0 | 0 | 0 | 0 | Low | 0 | 0 | 0 | 0 | 0 | 0 |  |  | Low | 0 | 0 | 0 | 0 | 0 | 0 | Low | 0 | 0 | 0 | 0 | 0 | 0
20 | Fire suppression | Immediate | Site | Condition | Number of Sites | Very high | 10 | 7 | 1 | 2 | 0 | 0 |  | 20 | Fire suppression | Very high | 10 | 0 | 8 | 1 | 1 | 0 | Very high | 14 | 5 | 2 | 7 | 0 | 0 | 20 | Fire suppression | Very high | 10 | 0 | 7 | 1 | 2 | 0 | Very high | 14 | 4 | 0 | 7 | 1 | 2
[6 empty] | High | 0 | 0 | 0 | 0 | 0 | 0 |  |  |  | High | 0 | 0 | 0 | 0 | 0 | 0 | High | 0 | 0 | 0 | 0 | 0 | 0 |  |  | High | 0 | 0 | 0 | 0 | 0 | 0 | High | 0 | 0 | 0 | 0 | 0 | 0
|  | Safety |  |  |  | Medium | 0 | 0 | 0 | 0 | 0 | 0 |  |  |  | Medium | 0 | 0 | 0 | 0 | 0 | 0 | Medium | 0 | 0 | 0 | 0 | 0 | 0 |  |  | Medium | 0 | 0 | 0 | 0 | 0 | 0 | Medium | 0 | 0 | 0 | 0 | 0 | 0
[6 empty] | Low | 0 | 0 | 0 | 0 | 0 | 0 |  |  |  | Low | 0 | 0 | 0 | 0 | 0 | 0 | Low | 0 | 0 | 0 | 0 | 0 | 0 |  |  | Low | 0 | 0 | 0 | 0 | 0 | 0 | Low | 0 | 0 | 0 | 0 | 0 | 0
22 | Gas analyser | Immediate | Site | Condition | Number of Systems | Very high | 47 | 27 | 6 | 2 | 12 | 0 |  | 22 | Gas analyser | Very high | 47 | 5 | 27 | 6 | 2 | 7 | Very high | 47 | 11 | 0 | 27 | 2 | 7 | 22 | Gas analyser | Very high | 47 | 0 | 27 | 6 | 2 | 12 | Very high | 47 | 0 | 0 | 27 | 6 | 14
[6 empty] | High | 0 | 0 | 0 | 0 | 0 | 0 |  |  |  | High | 0 | 0 | 0 | 0 | 0 | 0 | High | 0 | 0 | 0 | 0 | 0 | 0 |  |  | High | 0 | 0 | 0 | 0 | 0 | 0 | High | 0 | 0 | 0 | 0 | 0 | 0
|  | Safety |  |  |  | Medium | 0 | 0 | 0 | 0 | 0 | 0 |  |  |  | Medium | 0 | 0 | 0 | 0 | 0 | 0 | Medium | 0 | 0 | 0 | 0 | 0 | 0 |  |  | Medium | 0 | 0 | 0 | 0 | 0 | 0 | Medium | 0 | 0 | 0 | 0 | 0 | 0
[6 empty] | Low | 0 | 0 | 0 | 0 | 0 | 0 |  |  |  | Low | 0 | 0 | 0 | 0 | 0 | 0 | Low | 0 | 0 | 0 | 0 | 0 | 0 |  |  | Low | 0 | 0 | 0 | 0 | 0 | 0 | Low | 0 | 0 | 0 | 0 | 0 | 0
36 | Station process control system | Immediate | Site | Condition | Number of Systems | Very high | 3 | 0 | 1 | 2 | 0 | 0 |  | 36 | Station process control system | Very high | 3 | 0 | 1 | 1 | 1 | 0 | Very high | 3 | 1 | 2 | 0 | 0 | 0 | 36 | Station process control system | Very high | 3 | 0 | 0 | 1 | 2 | 0 | Very high | 3 | 0 | 0 | 0 | 1 | 2
[6 empty] | High | 0 | 0 | 0 | 0 | 0 | 0 |  |  |  | High | 0 | 0 | 0 | 0 | 0 | 0 | High | 0 | 0 | 0 | 0 | 0 | 0 |  |  | High | 0 | 0 | 0 | 0 | 0 | 0 | High | 0 | 0 | 0 | 0 | 0 | 0
|  | Reliability |  |  |  | Medium | 1 | 0 | 1 | 0 | 0 | 0 |  |  |  | Medium | 1 | 0 | 0 | 1 | 0 | 0 | Medium | 1 | 0 | 0 | 0 | 1 | 0 |  |  | Medium | 1 | 0 | 0 | 1 | 0 | 0 | Medium | 1 | 0 | 0 | 0 | 1 | 0
[6 empty] | Low | 0 | 0 | 0 | 0 | 0 | 0 |  |  |  | Low | 0 | 0 | 0 | 0 | 0 | 0 | Low | 0 | 0 | 0 | 0 | 0 | 0 |  |  | Low | 0 | 0 | 0 | 0 | 0 | 0 | Low | 0 | 0 | 0 | 0 | 0 | 0
2 | After Coolers | Immediate | Site | Condition | Number of Systems | Very high | 2 | 0 | 1 | 0 | 1 | 0 |  | 2 | After Coolers | Very high | 2 | 0 | 1 | 1 | 0 | 0 | Very high | 2 | 0 | 1 | 0 | 1 | 0 | 2 | After Coolers | Very high | 2 | 0 | 0 | 1 | 0 | 1 | Very high | 2 | 0 | 0 | 0 | 1 | 1
[6 empty] | High | 0 | 0 | 0 | 0 | 0 | 0 |  |  |  | High | 0 | 0 | 0 | 0 | 0 | 0 | High | 0 | 0 | 0 | 0 | 0 | 0 |  |  | High | 0 | 0 | 0 | 0 | 0 | 0 | High | 0 | 0 | 0 | 0 | 0 | 0
|  | Safety |  |  |  | Medium | 0 | 0 | 0 | 0 | 0 | 0 |  |  |  | Medium | 0 | 0 | 0 | 0 | 0 | 0 | Medium | 0 | 0 | 0 | 0 | 0 | 0 |  |  | Medium | 0 | 0 | 0 | 0 | 0 | 0 | Medium | 0 | 0 | 0 | 0 | 0 | 0
[6 empty] | Low | 0 | 0 | 0 | 0 | 0 | 0 |  |  |  | Low | 0 | 0 | 0 | 0 | 0 | 0 | Low | 0 | 0 | 0 | 0 | 0 | 0 |  |  | Low | 0 | 0 | 0 | 0 | 0 | 0 | Low | 0 | 0 | 0 | 0 | 0 | 0
27 | Metering | Immediate | Unit | Condition | Number of Systems | Very high | 0 | 0 | 0 | 0 | 0 | 0 |  | 27 | Metering | Very high | 0 | 0 | 0 | 0 | 0 | 0 | Very high | 0 | 0 | 0 | 0 | 0 | 0 | 27 | Metering | Very high | 0 | 0 | 0 | 0 | 0 | 0 | Very high | 0 | 0 | 0 | 0 | 0 | 0
[6 empty] | High | 0 | 0 | 0 | 0 | 0 | 0 |  |  |  | High | 0 | 0 | 0 | 0 | 0 | 0 | High | 0 | 0 | 0 | 0 | 0 | 0 |  |  | High | 0 | 0 | 0 | 0 | 0 | 0 | High | 0 | 0 | 0 | 0 | 0 | 0
|  | Finance |  |  |  | Medium | 0 | 0 | 0 | 0 | 0 | 0 |  |  |  | Medium | 0 | 0 | 0 | 0 | 0 | 0 | Medium | 0 | 0 | 0 | 0 | 0 | 0 |  |  | Medium | 0 | 0 | 0 | 0 | 0 | 0 | Medium | 0 | 0 | 0 | 0 | 0 | 0
[6 empty] | Low | 16 | 0 | 4 | 0 | 12 | 0 |  |  |  | Low | 16 | 5 | 7 | 4 | 0 | 0 | Low | 16 | 5 | 9 | 0 | 2 | 0 |  |  | Low | 16 | 0 | 0 | 4 | 0 | 12 | Low | 16 | 0 | 0 | 0 | 4 | 12
46 | Process valves | Immediate | Unit | Condition | Number of Valves | Very high | 315 | 8 | 225 | 40 | 28 | 14 |  | 46 | Process valves | Very high | 339 | 40 | 253 | 20 | 22 | 4 | Very high | 361 | 61 | 158 | 133 | 0 | 9 | 46 | Process valves | Very high | 339 | 32 | 225 | 20 | 34 | 28 | Very high | 361 | 50 | 116 | 133 | 14 | 48
[6 empty] | High | 0 | 0 | 0 | 0 | 0 | 0 |  |  |  | High | 0 | 0 | 0 | 0 | 0 | 0 | High | 0 | 0 | 0 | 0 | 0 | 0 |  |  | High | 0 | 0 | 0 | 0 | 0 | 0 | High | 0 | 0 | 0 | 0 | 0 | 0
|  | Reliability |  |  |  | Medium | 13 | 0 | 0 | 13 | 0 | 0 |  |  |  | Medium | 13 | 0 | 0 | 6 | 7 | 0 | Medium | 13 | 0 | 0 | 6 | 0 | 7 |  |  | Medium | 13 | 0 | 0 | 6 | 7 | 0 | Medium | 13 | 0 | 0 | 6 | 0 | 7
[6 empty] | Low | 0 | 0 | 0 | 0 | 0 | 0 |  |  |  | Low | 0 | 0 | 0 | 0 | 0 | 0 | Low | 0 | 0 | 0 | 0 | 0 | 0 |  |  | Low | 0 | 0 | 0 | 0 | 0 | 0 | Low | 0 | 0 | 0 | 0 | 0 | 0
47 | Slam shut | Immediate | Unit | Condition | Number of Valves | Very high | 14 | 0 | 7 | 5 | 2 | 0 |  | 47 | Slam shut | Very high | 14 | 0 | 8 | 0 | 5 | 1 | Very high | 14 | 0 | 9 | 0 | 0 | 5 | 47 | Slam shut | Very high | 14 | 0 | 7 | 0 | 5 | 2 | Very high | 14 | 0 | 7 | 0 | 0 | 7
[6 empty] | High | 4 | 0 | 0 | 4 | 0 | 0 |  |  |  | High | 4 | 0 | 0 | 0 | 4 | 0 | High | 4 | 0 | 0 | 0 | 0 | 4 |  |  | High | 4 | 0 | 0 | 0 | 4 | 0 | High | 4 | 0 | 0 | 0 | 0 | 4
|  | Safety |  |  |  | Medium | 0 | 0 | 0 | 0 | 0 | 0 |  |  |  | Medium | 0 | 0 | 0 | 0 | 0 | 0 | Medium | 0 | 0 | 0 | 0 | 0 | 0 |  |  | Medium | 0 | 0 | 0 | 0 | 0 | 0 | Medium | 0 | 0 | 0 | 0 | 0 | 0
[6 empty] | Low | 0 | 0 | 0 | 0 | 0 | 0 |  |  |  | Low | 0 | 0 | 0 | 0 | 0 | 0 | Low | 0 | 0 | 0 | 0 | 0 | 0 |  |  | Low | 0 | 0 | 0 | 0 | 0 | 0 | Low | 0 | 0 | 0 | 0 | 0 | 0
44 | Non Return Valve | Immediate | Unit | Condition | Number of Valves | Very high | 0 | 0 | 0 | 0 | 0 | 0 |  | 44 | Non Return Valve | Very high | 0 | 0 | 0 | 0 | 0 | 0 | Very high | 0 | 0 | 0 | 0 | 0 | 0 | 44 | Non Return Valve | Very high | 0 | 0 | 0 | 0 | 0 | 0 | Very high | 0 | 0 | 0 | 0 | 0 | 0
[6 empty] | High | 26 | 8 | 4 | 9 | 5 | 0 |  |  |  | High | 33 | 15 | 8 | 0 | 9 | 1 | High | 37 | 6 | 25 | 4 | 0 | 2 |  |  | High | 33 | 15 | 4 | 0 | 9 | 5 | High | 37 | 4 | 15 | 4 | 0 | 14
|  | Safety |  |  |  | Medium | 0 | 0 | 0 | 0 | 0 | 0 |  |  |  | Medium | 0 | 0 | 0 | 0 | 0 | 0 | Medium | 0 | 0 | 0 | 0 | 0 | 0 |  |  | Medium | 0 | 0 | 0 | 0 | 0 | 0 | Medium | 0 | 0 | 0 | 0 | 0 | 0
[6 empty] | Low | 0 | 0 | 0 | 0 | 0 | 0 |  |  |  | Low | 0 | 0 | 0 | 0 | 0 | 0 | Low | 0 | 0 | 0 | 0 | 0 | 0 |  |  | Low | 0 | 0 | 0 | 0 | 0 | 0 | Low | 0 | 0 | 0 | 0 | 0 | 0
34 | Power Turbine | Immediate | Unit | Duty | Number of Units | Very high | 7 | 0 | 5 | 0 | 2 | 0 |  | 34 | Power Turbine | Very high | 7 | 0 | 1 | 5 | 0 | 1 | Very high | 10 | 4 | 2 | 0 | 3 | 1 | 34 | Power Turbine | Very high | 7 | 0 | 0 | 5 | 0 | 2 | Very high | 10 | 3 | 0 | 0 | 5 | 2
[6 empty] | High | 0 | 0 | 0 | 0 | 0 | 0 |  |  |  | High | 0 | 0 | 0 | 0 | 0 | 0 | High | 0 | 0 | 0 | 0 | 0 | 0 |  |  | High | 0 | 0 | 0 | 0 | 0 | 0 | High | 0 | 0 | 0 | 0 | 0 | 0
|  | Reliability |  |  |  | Medium | 0 | 0 | 0 | 0 | 0 | 0 |  |  |  | Medium | 0 | 0 | 0 | 0 | 0 | 0 | Medium | 0 | 0 | 0 | 0 | 0 | 0 |  |  | Medium | 0 | 0 | 0 | 0 | 0 | 0 | Medium | 0 | 0 | 0 | 0 | 0 | 0
[6 empty] | Low | 0 | 0 | 0 | 0 | 0 | 0 |  |  |  | Low | 0 | 0 | 0 | 0 | 0 | 0 | Low | 0 | 0 | 0 | 0 | 0 | 0 |  |  | Low | 0 | 0 | 0 | 0 | 0 | 0 | Low | 0 | 0 | 0 | 0 | 0 | 0
38 | Anti Surge System | Immediate | Unit | Condition | Number of Systems | Very high | 9 | 2 | 0 | 7 | 0 | 0 |  | 38 | Anti Surge System | Very high | 9 | 0 | 2 | 0 | 7 | 0 | Very high | 13 | 2 | 7 | 2 | 0 | 2 | 38 | Anti Surge System | Very high | 9 | 0 | 2 | 0 | 7 | 0 | Very high | 13 | 2 | 2 | 2 | 0 | 7
[6 empty] | High | 0 | 0 | 0 | 0 | 0 | 0 |  |  |  | High | 0 | 0 | 0 | 0 | 0 | 0 | High | 0 | 0 | 0 | 0 | 0 | 0 |  |  | High | 0 | 0 | 0 | 0 | 0 | 0 | High | 0 | 0 | 0 | 0 | 0 | 0
|  | Reliability |  |  |  | Medium | 0 | 0 | 0 | 0 | 0 | 0 |  |  |  | Medium | 0 | 0 | 0 | 0 | 0 | 0 | Medium | 0 | 0 | 0 | 0 | 0 | 0 |  |  | Medium | 0 | 0 | 0 | 0 | 0 | 0 | Medium | 0 | 0 | 0 | 0 | 0 | 0
[6 empty] | Low | 0 | 0 | 0 | 0 | 0 | 0 |  |  |  | Low | 0 | 0 | 0 | 0 | 0 | 0 | Low | 0 | 0 | 0 | 0 | 0 | 0 |  |  | Low | 0 | 0 | 0 | 0 | 0 | 0 | Low | 0 | 0 | 0 | 0 | 0 | 0
40 | Starter Motor | Immediate | Unit | Duty | Number of Units | Very high | 7 | 0 | 2 | 5 | 0 | 0 |  | 40 | Starter Motor | Very high | 7 | 1 | 1 | 2 | 3 | 0 | Very high | 10 | 3 | 6 | 0 | 0 | 1 | 40 | Starter Motor | Very high | 7 | 0 | 0 | 2 | 5 | 0 | Very high | 10 | 1 | 2 | 0 | 2 | 5
[6 empty] | High | 0 | 0 | 0 | 0 | 0 | 0 |  |  |  | High | 0 | 0 | 0 | 0 | 0 | 0 | High | 0 | 0 | 0 | 0 | 0 | 0 |  |  | High | 0 | 0 | 0 | 0 | 0 | 0 | High | 0 | 0 | 0 | 0 | 0 | 0
|  | Reliability |  |  |  | Medium | 0 | 0 | 0 | 0 | 0 | 0 |  |  |  | Medium | 0 | 0 | 0 | 0 | 0 | 0 | Medium | 0 | 0 | 0 | 0 | 0 | 0 |  |  | Medium | 0 | 0 | 0 | 0 | 0 | 0 | Medium | 0 | 0 | 0 | 0 | 0 | 0
[6 empty] | Low | 0 | 0 | 0 | 0 | 0 | 0 |  |  |  | Low | 0 | 0 | 0 | 0 | 0 | 0 | Low | 0 | 0 | 0 | 0 | 0 | 0 |  |  | Low | 0 | 0 | 0 | 0 | 0 | 0 | Low | 0 | 0 | 0 | 0 | 0 | 0
42 | Electrical Variable Speed Drive | Immediate | Unit | Duty | Number of Units | Very high | 2 | 2 | 0 | 0 | 0 | 0 |  | 42 | Electrical Variable Speed Drive | Very high | 2 | 0 | 2 | 0 | 0 | 0 | Very high | 3 | 1 | 0 | 2 | 0 | 0 | 42 | Electrical Variable Speed Drive | Very high | 2 | 0 | 2 | 0 | 0 | 0 | Very high | 3 | 1 | 0 | 2 | 0 | 0
[6 empty] | High | 0 | 0 | 0 | 0 | 0 | 0 |  |  |  | High | 0 | 0 | 0 | 0 | 0 | 0 | High | 0 | 0 | 0 | 0 | 0 | 0 |  |  | High | 0 | 0 | 0 | 0 | 0 | 0 | High | 0 | 0 | 0 | 0 | 0 | 0
|  | Reliability |  |  |  | Medium | 0 | 0 | 0 | 0 | 0 | 0 |  |  |  | Medium | 0 | 0 | 0 | 0 | 0 | 0 | Medium | 0 | 0 | 0 | 0 | 0 | 0 |  |  | Medium | 0 | 0 | 0 | 0 | 0 | 0 | Medium | 0 | 0 | 0 | 0 | 0 | 0
[6 empty] | Low | 0 | 0 | 0 | 0 | 0 | 0 |  |  |  | Low | 0 | 0 | 0 | 0 | 0 | 0 | Low | 0 | 0 | 0 | 0 | 0 | 0 |  |  | Low | 0 | 0 | 0 | 0 | 0 | 0 | Low | 0 | 0 | 0 | 0 | 0 | 0
37 | Unit Control System | Immediate | Unit | Condition | Number of Systems | Very high | 9 | 2 | 0 | 7 | 0 | 0 |  | 37 | Unit Control System | Very high | 9 | 0 | 2 | 0 | 7 | 0 | Very high | 13 | 5 | 4 | 2 | 0 | 2 | 37 | Unit Control System | Very high | 9 | 0 | 2 | 0 | 7 | 0 | Very high | 13 | 2 | 2 | 2 | 0 | 7
[6 empty] | High | 0 | 0 | 0 | 0 | 0 | 0 |  |  |  | High | 0 | 0 | 0 | 0 | 0 | 0 | High | 0 | 0 | 0 | 0 | 0 | 0 |  |  | High | 0 | 0 | 0 | 0 | 0 | 0 | High | 0 | 0 | 0 | 0 | 0 | 0
|  | Reliability |  |  |  | Medium | 0 | 0 | 0 | 0 | 0 | 0 |  |  |  | Medium | 0 | 0 | 0 | 0 | 0 | 0 | Medium | 0 | 0 | 0 | 0 | 0 | 0 |  |  | Medium | 0 | 0 | 0 | 0 | 0 | 0 | Medium | 0 | 0 | 0 | 0 | 0 | 0
[6 empty] | Low | 0 | 0 | 0 | 0 | 0 | 0 |  |  |  | Low | 0 | 0 | 0 | 0 | 0 | 0 | Low | 0 | 0 | 0 | 0 | 0 | 0 |  |  | Low | 0 | 0 | 0 | 0 | 0 | 0 | Low | 0 | 0 | 0 | 0 | 0 | 0
3 | Air Intake | Immediate | Unit | Condition | Number of Units | Very high | 7 | 0 | 2 | 5 | 0 | 0 |  | 3 | Air Intake | Very high | 7 | 0 | 2 | 2 | 3 | 0 | Very high | 10 | 3 | 5 | 0 | 0 | 2 | 3 | Air Intake | Very high | 7 | 0 | 0 | 2 | 5 | 0 | Very high | 10 | 3 | 0 | 0 | 2 | 5
[6 empty] | High | 0 | 0 | 0 | 0 | 0 | 0 |  |  |  | High | 0 | 0 | 0 | 0 | 0 | 0 | High | 0 | 0 | 0 | 0 | 0 | 0 |  |  | High | 0 | 0 | 0 | 0 | 0 | 0 | High | 0 | 0 | 0 | 0 | 0 | 0
|  | Reliability |  |  |  | Medium | 0 | 0 | 0 | 0 | 0 | 0 |  |  |  | Medium | 0 | 0 | 0 | 0 | 0 | 0 | Medium | 0 | 0 | 0 | 0 | 0 | 0 |  |  | Medium | 0 | 0 | 0 | 0 | 0 | 0 | Medium | 0 | 0 | 0 | 0 | 0 | 0
[6 empty] | Low | 0 | 0 | 0 | 0 | 0 | 0 |  |  |  | Low | 0 | 0 | 0 | 0 | 0 | 0 | Low | 0 | 0 | 0 | 0 | 0 | 0 |  |  | Low | 0 | 0 | 0 | 0 | 0 | 0 | Low | 0 | 0 | 0 | 0 | 0 | 0
6 | Cab Ventilation | Immediate | Unit | Condition | Number of Units | Very high | 7 | 0 | 1 | 0 | 6 | 0 |  | 6 | Cab Ventilation | Very high | 7 | 0 | 3 | 1 | 0 | 3 | Very high | 10 | 1 | 5 | 0 | 1 | 3 | 6 | Cab Ventilation | Very high | 7 | 0 | 0 | 1 | 0 | 6 | Very high | 10 | 1 | 2 | 0 | 1 | 6
[6 empty] | High | 0 | 0 | 0 | 0 | 0 | 0 |  |  |  | High | 0 | 0 | 0 | 0 | 0 | 0 | High | 0 | 0 | 0 | 0 | 0 | 0 |  |  | High | 0 | 0 | 0 | 0 | 0 | 0 | High | 0 | 0 | 0 | 0 | 0 | 0
|  | Reliability |  |  |  | Medium | 0 | 0 | 0 | 0 | 0 | 0 |  |  |  | Medium | 0 | 0 | 0 | 0 | 0 | 0 | Medium | 0 | 0 | 0 | 0 | 0 | 0 |  |  | Medium | 0 | 0 | 0 | 0 | 0 | 0 | Medium | 0 | 0 | 0 | 0 | 0 | 0
[6 empty] | Low | 0 | 0 | 0 | 0 | 0 | 0 |  |  |  | Low | 0 | 0 | 0 | 0 | 0 | 0 | Low | 0 | 0 | 0 | 0 | 0 | 0 |  |  | Low | 0 | 0 | 0 | 0 | 0 | 0 | Low | 0 | 0 | 0 | 0 | 0 | 0
14 | Compressor | Immediate | Unit | Duty | Number of Units | Very high | 10 | 2 | 8 | 0 | 0 | 0 |  | 14 | Compressor | Very high | 10 | 2 | 8 | 0 | 0 | 0 | Very high | 14 | 4 | 3 | 7 | 0 | 0 | 14 | Compressor | Very high | 10 | 2 | 8 | 0 | 0 | 0 | Very high | 14 | 4 | 2 | 8 | 0 | 0
[6 empty] | High | 0 | 0 | 0 | 0 | 0 | 0 |  |  |  | High | 0 | 0 | 0 | 0 | 0 | 0 | High | 0 | 0 | 0 | 0 | 0 | 0 |  |  | High | 0 | 0 | 0 | 0 | 0 | 0 | High | 0 | 0 | 0 | 0 | 0 | 0
|  | Reliability |  |  |  | Medium | 0 | 0 | 0 | 0 | 0 | 0 |  |  |  | Medium | 0 | 0 | 0 | 0 | 0 | 0 | Medium | 0 | 0 | 0 | 0 | 0 | 0 |  |  | Medium | 0 | 0 | 0 | 0 | 0 | 0 | Medium | 0 | 0 | 0 | 0 | 0 | 0
[6 empty] | Low | 0 | 0 | 0 | 0 | 0 | 0 |  |  |  | Low | 0 | 0 | 0 | 0 | 0 | 0 | Low | 0 | 0 | 0 | 0 | 0 | 0 |  |  | Low | 0 | 0 | 0 | 0 | 0 | 0 | Low | 0 | 0 | 0 | 0 | 0 | 0
4 | Exhausts | Immediate | Unit | Condition | Number of Units | Very high | 7 | 0 | 2 | 0 | 5 | 0 |  | 4 | Exhausts | Very high | 7 | 0 | 3 | 2 | 0 | 2 | Very high | 10 | 3 | 5 | 0 | 1 | 1 | 4 | Exhausts | Very high | 7 | 0 | 0 | 2 | 0 | 5 | Very high | 10 | 3 | 0 | 0 | 2 | 5
[6 empty] | High | 0 | 0 | 0 | 0 | 0 | 0 |  |  |  | High | 0 | 0 | 0 | 0 | 0 | 0 | High | 0 | 0 | 0 | 0 | 0 | 0 |  |  | High | 0 | 0 | 0 | 0 | 0 | 0 | High | 0 | 0 | 0 | 0 | 0 | 0
|  | Reliability |  |  |  | Medium | 0 | 0 | 0 | 0 | 0 | 0 |  |  |  | Medium | 0 | 0 | 0 | 0 | 0 | 0 | Medium | 0 | 0 | 0 | 0 | 0 | 0 |  |  | Medium | 0 | 0 | 0 | 0 | 0 | 0 | Medium | 0 | 0 | 0 | 0 | 0 | 0
[6 empty] | Low | 0 | 0 | 0 | 0 | 0 | 0 |  |  |  | Low | 0 | 0 | 0 | 0 | 0 | 0 | Low | 0 | 0 | 0 | 0 | 0 | 0 |  |  | Low | 0 | 0 | 0 | 0 | 0 | 0 | Low | 0 | 0 | 0 | 0 | 0 | 0
23 | Gas Generator | Immediate | Unit | Duty | Number of Units | Very high | 7 | 0 | 1 | 6 | 0 | 0 |  | 23 | Gas Generator | Very high | 7 | 0 | 1 | 1 | 5 | 0 | Very high | 10 | 3 | 5 | 0 | 0 | 2 | 23 | Gas Generator | Very high | 7 | 0 | 0 | 1 | 6 | 0 | Very high | 10 | 3 | 0 | 0 | 1 | 6
[6 empty] | High | 0 | 0 | 0 | 0 | 0 | 0 |  |  |  | High | 0 | 0 | 0 | 0 | 0 | 0 | High | 0 | 0 | 0 | 0 | 0 | 0 |  |  | High | 0 | 0 | 0 | 0 | 0 | 0 | High | 0 | 0 | 0 | 0 | 0 | 0
|  | Reliability |  |  |  | Medium | 0 | 0 | 0 | 0 | 0 | 0 |  |  |  | Medium | 0 | 0 | 0 | 0 | 0 | 0 | Medium | 0 | 0 | 0 | 0 | 0 | 0 |  |  | Medium | 0 | 0 | 0 | 0 | 0 | 0 | Medium | 0 | 0 | 0 | 0 | 0 | 0
[6 empty] | Low | 0 | 0 | 0 | 0 | 0 | 0 |  |  |  | Low | 0 | 0 | 0 | 0 | 0 | 0 | Low | 0 | 0 | 0 | 0 | 0 | 0 |  |  | Low | 0 | 0 | 0 | 0 | 0 | 0 | Low | 0 | 0 | 0 | 0 | 0 | 0
26 | Marker | Delayed | Network | Condition | Number of Sites | Very high | 0 | 0 | 0 | 0 | 0 | 0 |  | 26 | Marker | Very high | 0 | 0 | 0 | 0 | 0 | 0 | Very high | 0 | 0 | 0 | 0 | 0 | 0 | 26 | Marker | Very high | 0 | 0 | 0 | 0 | 0 | 0 | Very high | 0 | 0 | 0 | 0 | 0 | 0
[6 empty] | High | 0 | 0 | 0 | 0 | 0 | 0 |  |  |  | High | 0 | 0 | 0 | 0 | 0 | 0 | High | 0 | 0 | 0 | 0 | 0 | 0 |  |  | High | 0 | 0 | 0 | 0 | 0 | 0 | High | 0 | 0 | 0 | 0 | 0 | 0
|  | Safety |  |  |  | Medium | 19 | 7 | 3 | 3 | 6 | 0 |  |  |  | Medium | 19 | 3 | 11 | 3 | 2 | 0 | Medium | 19 | 8 | 4 | 7 | 0 | 0 |  |  | Medium | 19 | 0 | 7 | 3 | 3 | 6 | Medium | 19 | 0 | 0 | 7 | 3 | 9
[6 empty] | Low | 0 | 0 | 0 | 0 | 0 | 0 |  |  |  | Low | 0 | 0 | 0 | 0 | 0 | 0 | Low | 0 | 0 | 0 | 0 | 0 | 0 |  |  | Low | 0 | 0 | 0 | 0 | 0 | 0 | Low | 0 | 0 | 0 | 0 | 0 | 0
9 | Civil assets - buildings/ enclosures | Delayed | Site | Condition | Number of Sites | Very high | 3 | 0 | 1 | 1 | 1 | 0 |  | 9 | Civil assets - buildings/ enclosures | Very high | 3 | 0 | 2 | 0 | 1 | 0 | Very high | 3 | 0 | 3 | 0 | 0 | 0 | 9 | Civil assets - buildings/ enclosures | Very high | 3 | 0 | 1 | 0 | 1 | 1 | Very high | 3 | 0 | 1 | 0 | 0 | 2
[6 empty] | High | 3 | 2 | 0 | 1 | 0 | 0 |  |  |  | High | 3 | 2 | 0 | 0 | 1 | 0 | High | 3 | 2 | 1 | 0 | 0 | 0 |  |  | High | 3 | 2 | 0 | 0 | 1 | 0 | High | 3 | 2 | 0 | 0 | 0 | 1
|  | Reliability |  |  |  | Medium | 3 | 0 | 1 | 1 | 1 | 0 |  |  |  | Medium | 3 | 0 | 2 | 0 | 1 | 0 | Medium | 3 | 0 | 3 | 0 | 0 | 0 |  |  | Medium | 3 | 0 | 1 | 0 | 1 | 1 | Medium | 3 | 0 | 1 | 0 | 0 | 2
[6 empty] | Low | 8 | 4 | 1 | 2 | 1 | 0 |  |  |  | Low | 8 | 4 | 1 | 1 | 1 | 1 | Low | 8 | 4 | 2 | 1 | 0 | 1 |  |  | Low | 8 | 4 | 1 | 1 | 1 | 1 | Low | 8 | 4 | 1 | 1 | 0 | 2
10 | Civil assets - ducting | Delayed | Site | Condition | Number of Sites | Very high | 3 | 0 | 1 | 1 | 1 | 0 |  | 10 | Civil assets - ducting | Very high | 3 | 0 | 2 | 0 | 1 | 0 | Very high | 3 | 0 | 2 | 0 | 0 | 1 | 10 | Civil assets - ducting | Very high | 3 | 0 | 1 | 0 | 1 | 1 | Very high | 3 | 0 | 1 | 0 | 0 | 2
[6 empty] | High | 3 | 3 | 0 | 0 | 0 | 0 |  |  |  | High | 3 | 3 | 0 | 0 | 0 | 0 | High | 3 | 3 | 0 | 0 | 0 | 0 |  |  | High | 3 | 3 | 0 | 0 | 0 | 0 | High | 3 | 3 | 0 | 0 | 0 | 0
|  | Reliability |  |  |  | Medium | 3 | 0 | 0 | 3 | 0 | 0 |  |  |  | Medium | 3 | 0 | 0 | 1 | 2 | 0 | Medium | 3 | 0 | 1 | 1 | 0 | 1 |  |  | Medium | 3 | 0 | 0 | 1 | 2 | 0 | Medium | 3 | 0 | 0 | 1 | 0 | 2
[6 empty] | Low | 9 | 4 | 2 | 3 | 0 | 0 |  |  |  | Low | 9 | 4 | 2 | 1 | 2 | 0 | Low | 9 | 4 | 2 | 1 | 0 | 2 |  |  | Low | 9 | 4 | 2 | 1 | 2 | 0 | Low | 9 | 4 | 2 | 1 | 0 | 2
12 | Civil assets - pipe supports and pits | Delayed | Site | Condition | Number of Sites | Very high | 3 | 0 | 1 | 1 | 1 | 0 |  | 12 | Civil assets - pipe supports and pits | Very high | 3 | 0 | 2 | 0 | 1 | 0 | Very high | 3 | 0 | 3 | 0 | 0 | 0 | 12 | Civil assets - pipe supports and pits | Very high | 3 | 0 | 1 | 0 | 1 | 1 | Very high | 3 | 0 | 1 | 0 | 0 | 2
[6 empty] | High | 4 | 0 | 1 | 1 | 2 | 0 |  |  |  | High | 4 | 0 | 2 | 0 | 1 | 1 | High | 4 | 0 | 4 | 0 | 0 | 0 |  |  | High | 4 | 0 | 1 | 0 | 1 | 2 | High | 4 | 0 | 1 | 0 | 0 | 3
|  | Reliability |  |  |  | Medium | 3 | 0 | 1 | 2 | 0 | 0 |  |  |  | Medium | 3 | 0 | 1 | 0 | 2 | 0 | Medium | 3 | 0 | 1 | 0 | 0 | 2 |  |  | Medium | 3 | 0 | 1 | 0 | 2 | 0 | Medium | 3 | 0 | 1 | 0 | 0 | 2
[6 empty] | Low | 10 | 4 | 2 | 3 | 1 | 0 |  |  |  | Low | 10 | 4 | 2 | 0 | 3 | 1 | Low | 10 | 4 | 3 | 0 | 0 | 3 |  |  | Low | 10 | 4 | 2 | 0 | 3 | 1 | Low | 10 | 4 | 2 | 0 | 0 | 4
15 | Cathodic Protection | Delayed | Site | Condition | Number of Systems | Very high | 0 | 0 | 0 | 0 | 0 | 0 |  | 15 | Cathodic Protection | Very high | 0 | 0 | 0 | 0 | 0 | 0 | Very high | 0 | 0 | 0 | 0 | 0 | 0 | 15 | Cathodic Protection | Very high | 0 | 0 | 0 | 0 | 0 | 0 | Very high | 0 | 0 | 0 | 0 | 0 | 0
[6 empty] | High | 13 | 6 | 1 | 3 | 3 | 0 |  |  |  | High | 13 | 6 | 3 | 0 | 3 | 1 | High | 13 | 6 | 4 | 1 | 0 | 2 |  |  | High | 13 | 6 | 1 | 0 | 3 | 3 | High | 13 | 6 | 0 | 1 | 0 | 6
|  | Safety |  |  |  | Medium | 0 | 0 | 0 | 0 | 0 | 0 |  |  |  | Medium | 0 | 0 | 0 | 0 | 0 | 0 | Medium | 0 | 0 | 0 | 0 | 0 | 0 |  |  | Medium | 0 | 0 | 0 | 0 | 0 | 0 | Medium | 0 | 0 | 0 | 0 | 0 | 0
[6 empty] | Low | 0 | 0 | 0 | 0 | 0 | 0 |  |  |  | Low | 0 | 0 | 0 | 0 | 0 | 0 | Low | 0 | 0 | 0 | 0 | 0 | 0 |  |  | Low | 0 | 0 | 0 | 0 | 0 | 0 | Low | 0 | 0 | 0 | 0 | 0 | 0
18 | Filters and Scrubbers (incl. Condensate Tanks) | Delayed | Site | Age | Number of Units | Very high | 72 | 0 | 27 | 18 | 19 | 8 |  | 18 | Filters and Scrubbers (incl. Condensate Tanks) | Very high | 72 | 0 | 22 | 27 | 18 | 5 | Very high | 78 | 2 | 56 | 0 | 17 | 3 | 18 | Filters and Scrubbers (incl. Condensate Tanks) | Very high | 72 | 0 | 0 | 27 | 18 | 27 | Very high | 78 | 2 | 4 | 0 | 27 | 45
[6 empty] | High | 0 | 0 | 0 | 0 | 0 | 0 |  |  |  | High | 0 | 0 | 0 | 0 | 0 | 0 | High | 0 | 0 | 0 | 0 | 0 | 0 |  |  | High | 0 | 0 | 0 | 0 | 0 | 0 | High | 0 | 0 | 0 | 0 | 0 | 0
|  | Reliability |  |  |  | Medium | 4 | 0 | 0 | 2 | 1 | 1 |  |  |  | Medium | 4 | 0 | 0 | 0 | 2 | 2 | Medium | 4 | 0 | 2 | 0 | 0 | 2 |  |  | Medium | 4 | 0 | 0 | 0 | 2 | 2 | Medium | 4 | 0 | 0 | 0 | 0 | 4
[6 empty] | Low | 2 | 2 | 0 | 0 | 0 | 0 |  |  |  | Low | 2 | 0 | 2 | 0 | 0 | 0 | Low | 2 | 0 | 0 | 2 | 0 | 0 |  |  | Low | 2 | 0 | 2 | 0 | 0 | 0 | Low | 2 | 0 | 0 | 2 | 0 | 0
19 | Fire and gas detection | Delayed | Unit | Condition | Number of Systems | Very high | 8 | 2 | 2 | 2 | 2 | 0 |  | 19 | Fire and gas detection | Very high | 8 | 2 | 3 | 2 | 1 | 0 | Very high | 8 | 3 | 2 | 2 | 0 | 1 | 19 | Fire and gas detection | Very high | 8 | 0 | 2 | 2 | 2 | 2 | Very high | 8 | 0 | 0 | 2 | 2 | 4
[6 empty] | High | 0 | 0 | 0 | 0 | 0 | 0 |  |  |  | High | 0 | 0 | 0 | 0 | 0 | 0 | High | 0 | 0 | 0 | 0 | 0 | 0 |  |  | High | 0 | 0 | 0 | 0 | 0 | 0 | High | 0 | 0 | 0 | 0 | 0 | 0
|  | Safety |  |  |  | Medium | 0 | 0 | 0 | 0 | 0 | 0 |  |  |  | Medium | 0 | 0 | 0 | 0 | 0 | 0 | Medium | 0 | 0 | 0 | 0 | 0 | 0 |  |  | Medium | 0 | 0 | 0 | 0 | 0 | 0 | Medium | 0 | 0 | 0 | 0 | 0 | 0
[6 empty] | Low | 0 | 0 | 0 | 0 | 0 | 0 |  |  |  | Low | 0 | 0 | 0 | 0 | 0 | 0 | Low | 0 | 0 | 0 | 0 | 0 | 0 |  |  | Low | 0 | 0 | 0 | 0 | 0 | 0 | Low | 0 | 0 | 0 | 0 | 0 | 0
28 | Fuel Gas Metering | Delayed | Unit | Condition | Number of Streams | Very high | 0 | 0 | 0 | 0 | 0 | 0 |  | 28 | Fuel Gas Metering | Very high | 0 | 0 | 0 | 0 | 0 | 0 | Very high | 0 | 0 | 0 | 0 | 0 | 0 | 28 | Fuel Gas Metering | Very high | 0 | 0 | 0 | 0 | 0 | 0 | Very high | 0 | 0 | 0 | 0 | 0 | 0
[6 empty] | High | 0 | 0 | 0 | 0 | 0 | 0 |  |  |  | High | 0 | 0 | 0 | 0 | 0 | 0 | High | 0 | 0 | 0 | 0 | 0 | 0 |  |  | High | 0 | 0 | 0 | 0 | 0 | 0 | High | 0 | 0 | 0 | 0 | 0 | 0
|  | Environmental |  |  |  | Medium | 8 | 0 | 4 | 0 | 0 | 4 |  |  |  | Medium | 8 | 0 | 2 | 4 | 0 | 2 | Medium | 11 | 3 | 4 | 0 | 3 | 1 |  |  | Medium | 8 | 0 | 0 | 4 | 0 | 4 | Medium | 11 | 3 | 0 | 0 | 4 | 4
[6 empty] | Low | 0 | 0 | 0 | 0 | 0 | 0 |  |  |  | Low | 0 | 0 | 0 | 0 | 0 | 0 | Low | 0 | 0 | 0 | 0 | 0 | 0 |  |  | Low | 0 | 0 | 0 | 0 | 0 | 0 | Low | 0 | 0 | 0 | 0 | 0 | 0
29 | Network control and instrumentation | Delayed | Site | Condition | Number of Systems | Very high | 3 | 3 | 0 | 0 | 0 | 0 |  | 29 | Network control and instrumentation | Very high | 3 | 0 | 3 | 0 | 0 | 0 | Very high | 3 | 0 | 0 | 3 | 0 | 0 | 29 | Network control and instrumentation | Very high | 3 | 0 | 3 | 0 | 0 | 0 | Very high | 3 | 0 | 0 | 3 | 0 | 0
[6 empty] | High | 2 | 0 | 2 | 0 | 0 | 0 |  |  |  | High | 2 | 0 | 0 | 2 | 0 | 0 | High | 2 | 0 | 1 | 0 | 1 | 0 |  |  | High | 2 | 0 | 0 | 2 | 0 | 0 | High | 2 | 0 | 0 | 0 | 2 | 0
|  | Reliability |  |  |  | Medium | 3 | 0 | 3 | 0 | 0 | 0 |  |  |  | Medium | 3 | 0 | 0 | 3 | 0 | 0 | Medium | 3 | 0 | 0 | 0 | 3 | 0 |  |  | Medium | 3 | 0 | 0 | 3 | 0 | 0 | Medium | 3 | 0 | 0 | 0 | 3 | 0
[6 empty] | Low | 10 | 7 | 3 | 0 | 0 | 0 |  |  |  | Low | 12 | 2 | 7 | 3 | 0 | 0 | Low | 12 | 0 | 2 | 7 | 3 | 0 |  |  | Low | 12 | 2 | 7 | 3 | 0 | 0 | Low | 12 | 0 | 2 | 7 | 3 | 0
32 | Above Ground Pipe and Coating | Delayed | Site | Condition | Number of Sites | Very high | 20 | 7 | 3 | 7 | 3 | 0 |  | 32 | Above Ground Pipe and Coating | Very high | 20 | 7 | 4 | 5 | 2 | 2 | Very high | 14 | 7 | 1 | 3 | 0 | 3 | 32 | Above Ground Pipe and Coating | Very high | 20 | 7 | 1 | 5 | 5 | 2 | Very high | 20 | 7 | 1 | 3 | 3 | 6
[6 empty] | High | 0 | 0 | 0 | 0 | 0 | 0 |  |  |  | High | 0 | 0 | 0 | 0 | 0 | 0 | High | 0 | 0 | 0 | 0 | 0 | 0 |  |  | High | 0 | 0 | 0 | 0 | 0 | 0 | High | 0 | 0 | 0 | 0 | 0 | 0
|  | Safety |  |  |  | Medium | 0 | 0 | 0 | 0 | 0 | 0 |  |  |  | Medium | 0 | 0 | 0 | 0 | 0 | 0 | Medium | 0 | 0 | 0 | 0 | 0 | 0 |  |  | Medium | 0 | 0 | 0 | 0 | 0 | 0 | Medium | 0 | 0 | 0 | 0 | 0 | 0
[6 empty] | Low | 0 | 0 | 0 | 0 | 0 | 0 |  |  |  | Low | 0 | 0 | 0 | 0 | 0 | 0 | Low | 0 | 0 | 0 | 0 | 0 | 0 |  |  | Low | 0 | 0 | 0 | 0 | 0 | 0 | Low | 0 | 0 | 0 | 0 | 0 | 0
33 | Below Ground Pipe and Coating | Delayed | Site | Condition | Number of Sites | Very high | 20 | 7 | 3 | 9 | 1 | 0 |  | 33 | Below Ground Pipe and Coating | Very high | 20 | 8 | 3 | 4 | 5 | 0 | Very high | 20 | 8 | 4 | 4 | 0 | 4 | 33 | Below Ground Pipe and Coating | Very high | 20 | 7 | 3 | 4 | 5 | 1 | Very high | 20 | 7 | 3 | 4 | 0 | 6
[6 empty] | High | 0 | 0 | 0 | 0 | 0 | 0 |  |  |  | High | 0 | 0 | 0 | 0 | 0 | 0 | High | 0 | 0 | 0 | 0 | 0 | 0 |  |  | High | 0 | 0 | 0 | 0 | 0 | 0 | High | 0 | 0 | 0 | 0 | 0 | 0
|  | Safety |  |  |  | Medium | 0 | 0 | 0 | 0 | 0 | 0 |  |  |  | Medium | 0 | 0 | 0 | 0 | 0 | 0 | Medium | 0 | 0 | 0 | 0 | 0 | 0 |  |  | Medium | 0 | 0 | 0 | 0 | 0 | 0 | Medium | 0 | 0 | 0 | 0 | 0 | 0
[6 empty] | Low | 0 | 0 | 0 | 0 | 0 | 0 |  |  |  | Low | 0 | 0 | 0 | 0 | 0 | 0 | Low | 0 | 0 | 0 | 0 | 0 | 0 |  |  | Low | 0 | 0 | 0 | 0 | 0 | 0 | Low | 0 | 0 | 0 | 0 | 0 | 0
35 | Preheaters | Delayed | Site | Age / Condition | Number of Systems | Very high | 0 | 0 | 0 | 0 | 0 | 0 |  | 35 | Preheaters | Very high | 0 | 0 | 0 | 0 | 0 | 0 | Very high | 0 | 0 | 0 | 0 | 0 | 0 | 35 | Preheaters | Very high | 0 | 0 | 0 | 0 | 0 | 0 | Very high | 0 | 0 | 0 | 0 | 0 | 0
[6 empty] | High | 0 | 0 | 0 | 0 | 0 | 0 |  |  |  | High | 0 | 0 | 0 | 0 | 0 | 0 | High | 0 | 0 | 0 | 0 | 0 | 0 |  |  | High | 0 | 0 | 0 | 0 | 0 | 0 | High | 0 | 0 | 0 | 0 | 0 | 0
|  | Safety |  |  |  | Medium | 4 | 0 | 2 | 1 | 1 | 0 |  |  |  | Medium | 4 | 0 | 1 | 2 | 1 | 0 | Medium | 4 | 0 | 2 | 0 | 2 | 0 |  |  | Medium | 4 | 0 | 0 | 2 | 1 | 1 | Medium | 4 | 0 | 0 | 0 | 2 | 2
[6 empty] | Low | 0 | 0 | 0 | 0 | 0 | 0 |  |  |  | Low | 0 | 0 | 0 | 0 | 0 | 0 | Low | 0 | 0 | 0 | 0 | 0 | 0 |  |  | Low | 0 | 0 | 0 | 0 | 0 | 0 | Low | 0 | 0 | 0 | 0 | 0 | 0
39 | Security | Delayed | Site | Condition | Number of Sites | Very high | 0 | 0 | 0 | 0 | 0 | 0 |  | 39 | Security | Very high | 0 | 0 | 0 | 0 | 0 | 0 | Very high | 0 | 0 | 0 | 0 | 0 | 0 | 39 | Security | Very high | 0 | 0 | 0 | 0 | 0 | 0 | Very high | 0 | 0 | 0 | 0 | 0 | 0
[6 empty] | High | 19 | 9 | 5 | 4 | 1 | 0 |  |  |  | High | 19 | 9 | 5 | 0 | 4 | 1 | High | 19 | 9 | 0 | 5 | 0 | 5 |  |  | High | 19 | 9 | 5 | 0 | 4 | 1 | High | 19 | 9 | 0 | 5 | 0 | 5
|  | Safety |  |  |  | Medium | 0 | 0 | 0 | 0 | 0 | 0 |  |  |  | Medium | 0 | 0 | 0 | 0 | 0 | 0 | Medium | 0 | 0 | 0 | 0 | 0 | 0 |  |  | Medium | 0 | 0 | 0 | 0 | 0 | 0 | Medium | 0 | 0 | 0 | 0 | 0 | 0
[6 empty] | Low | 0 | 0 | 0 | 0 | 0 | 0 |  |  |  | Low | 0 | 0 | 0 | 0 | 0 | 0 | Low | 0 | 0 | 0 | 0 | 0 | 0 |  |  | Low | 0 | 0 | 0 | 0 | 0 | 0 | Low | 0 | 0 | 0 | 0 | 0 | 0
43 | Locally actuated valves | Delayed | Site | Condition | Number of Valves | Very high | 0 | 0 | 0 | 0 | 0 | 0 |  | 43 | Locally actuated valves | Very high | 0 | 0 | 0 | 0 | 0 | 0 | Very high | 0 | 0 | 0 | 0 | 0 | 0 | 43 | Locally actuated valves | Very high | 0 | 0 | 0 | 0 | 0 | 0 | Very high | 0 | 0 | 0 | 0 | 0 | 0
[6 empty] | High | 0 | 0 | 0 | 0 | 0 | 0 |  |  |  | High | 0 | 0 | 0 | 0 | 0 | 0 | High | 0 | 0 | 0 | 0 | 0 | 0 |  |  | High | 0 | 0 | 0 | 0 | 0 | 0 | High | 0 | 0 | 0 | 0 | 0 | 0
|  | Safety |  |  |  | Medium | 1562 | 127 | 812 | 588 | 24 | 11 |  |  |  | Medium | 1588 | 184 | 811 | 588 | 0 | 5 | Medium | 1677 | 274 | 815 | 588 | 0 | 0 |  |  | Medium | 1613 | 183 | 807 | 588 | 0 | 35 | Medium | 1702 | 272 | 807 | 588 | 0 | 35
[6 empty] | Low | 0 | 0 | 0 | 0 | 0 | 0 |  |  |  | Low | 0 | 0 | 0 | 0 | 0 | 0 | Low | 0 | 0 | 0 | 0 | 0 | 0 |  |  | Low | 0 | 0 | 0 | 0 | 0 | 0 | Low | 0 | 0 | 0 | 0 | 0 | 0
21 | Flow or pressure regulator | Delayed | Unit | Condition | Number of Streams | Very high | 47 | 0 | 8 | 20 | 19 | 0 |  | 21 | Flow or pressure regulator | Very high | 61 | 24 | 12 | 0 | 20 | 5 | Very high | 61 | 0 | 53 | 8 | 0 | 0 | 21 | Flow or pressure regulator | Very high | 71 | 24 | 8 | 0 | 20 | 19 | Very high | 71 | 0 | 24 | 8 | 0 | 39
[6 empty] | High | 0 | 0 | 0 | 0 | 0 | 0 |  |  |  | High | 0 | 0 | 0 | 0 | 0 | 0 | High | 0 | 0 | 0 | 0 | 0 | 0 |  |  | High | 0 | 0 | 0 | 0 | 0 | 0 | High | 0 | 0 | 0 | 0 | 0 | 0
|  | Reliability |  |  |  | Medium | 4 | 0 | 1 | 0 | 3 | 0 |  |  |  | Medium | 4 | 0 | 1 | 0 | 0 | 3 | Medium | 4 | 0 | 2 | 1 | 0 | 1 |  |  | Medium | 4 | 0 | 1 | 0 | 0 | 3 | Medium | 4 | 0 | 0 | 1 | 0 | 3
[6 empty] | Low | 0 | 0 | 0 | 0 | 0 | 0 |  |  |  | Low | 0 | 0 | 0 | 0 | 0 | 0 | Low | 0 | 0 | 0 | 0 | 0 | 0 |  |  | Low | 0 | 0 | 0 | 0 | 0 | 0 | Low | 0 | 0 | 0 | 0 | 0 | 0
31 | Pig Trap | Delayed | Unit | Age | Number of Units | Very high | 19 | 0 | 5 | 5 | 5 | 4 |  | 31 | Pig Trap | Very high | 18 | 0 | 4 | 5 | 4 | 5 | Very high | 18 | 0 | 9 | 3 | 4 | 2 | 31 | Pig Trap | Very high | 18 | 0 | 0 | 5 | 4 | 9 | Very high | 18 | 0 | 0 | 0 | 4 | 14
[6 empty] | High | 0 | 0 | 0 | 0 | 0 | 0 |  |  |  | High | 0 | 0 | 0 | 0 | 0 | 0 | High | 0 | 0 | 0 | 0 | 0 | 0 |  |  | High | 0 | 0 | 0 | 0 | 0 | 0 | High | 0 | 0 | 0 | 0 | 0 | 0
|  | Safety |  |  |  | Medium | 0 | 0 | 0 | 0 | 0 | 0 |  |  |  | Medium | 0 | 0 | 0 | 0 | 0 | 0 | Medium | 0 | 0 | 0 | 0 | 0 | 0 |  |  | Medium | 0 | 0 | 0 | 0 | 0 | 0 | Medium | 0 | 0 | 0 | 0 | 0 | 0
[6 empty] | Low | 0 | 0 | 0 | 0 | 0 | 0 |  |  |  | Low | 0 | 0 | 0 | 0 | 0 | 0 | Low | 0 | 0 | 0 | 0 | 0 | 0 |  |  | Low | 0 | 0 | 0 | 0 | 0 | 0 | Low | 0 | 0 | 0 | 0 | 0 | 0
41 | Vent System | Delayed | Unit | Condition | Number of Sites | Very high | 0 | 0 | 0 | 0 | 0 | 0 |  | 41 | Vent System | Very high | 0 | 0 | 0 | 0 | 0 | 0 | Very high | 0 | 0 | 0 | 0 | 0 | 0 | 41 | Vent System | Very high | 0 | 0 | 0 | 0 | 0 | 0 | Very high | 0 | 0 | 0 | 0 | 0 | 0
[6 empty] | High | 2 | 0 | 0 | 2 | 0 | 0 |  |  |  | High | 2 | 0 | 0 | 0 | 2 | 0 | High | 2 | 0 | 1 | 0 | 0 | 1 |  |  | High | 2 | 0 | 0 | 0 | 2 | 0 | High | 2 | 0 | 0 | 0 | 0 | 2
|  | Safety |  |  |  | Medium | 0 | 0 | 0 | 0 | 0 | 0 |  |  |  | Medium | 0 | 0 | 0 | 0 | 0 | 0 | Medium | 0 | 0 | 0 | 0 | 0 | 0 |  |  | Medium | 0 | 0 | 0 | 0 | 0 | 0 | Medium | 0 | 0 | 0 | 0 | 0 | 0
[6 empty] | Low | 0 | 0 | 0 | 0 | 0 | 0 |  |  |  | Low | 0 | 0 | 0 | 0 | 0 | 0 | Low | 0 | 0 | 0 | 0 | 0 | 0 |  |  | Low | 0 | 0 | 0 | 0 | 0 | 0 | Low | 0 | 0 | 0 | 0 | 0 | 0
Replacement priorities - 2012/13
2012/13 | [13 empty] | With investment | [15 empty] | No intervention
NOM Ref | Secondary Asset Group | Units | Asset distribution based on replacement prioirities in 2012/13 |  |  |  | Total population at 31 March 2012/13 | [6 empty] | NOM Ref | Secondary Asset Group | Units | Asset distribution based on replacement prioirities in 2016/17 |  |  |  | Total population at 31 March 2017 | Asset distribution based on replacement prioirities in 2020/21 |  |  |  | Total population at 31 March 2021 |  |  |  | NOM Ref | Secondary Asset Group | Units | Asset distribution based on replacement prioirities in 2016/17 |  |  |  | Total population at 31 March 2017 | Asset distribution based on replacement prioirities in 2020/21 |  |  |  | Total population at 31 March 2021
|  |  | RP1 | RP2 | RP3 | RP4 | [10 empty] | RP1 | RP2 | RP3 | RP4 |  | RP1 | RP2 | RP3 | RP4 | [7 empty] | RP1 | RP2 | RP3 | RP4 |  | RP1 | RP2 | RP3 | RP4
45 | Remote Isolation Valves | Number of Valves | 9 | 8 | 19 | 19 | 55 | [6 empty] | 45 | Remote Isolation Valves | Number of Valves | 8 | 4 | 22 | 21 | 55 | 5 | 4 | 25 | 21 | 55 |  |  |  | 45 | Remote Isolation Valves | Number of Valves | 13 | 4 | 17 | 21 | 55 | 13 | 4 | 17 | 21 | 55
1 | Cladding | Number of Sites | 1 | 0 | 2 | 0 | 3 | [6 empty] | 1 | Cladding | Number of Sites | 0 | 2 | 1 | 0 | 3 | 0 | 2 | 1 | 0 | 3 |  |  |  | 1 | Cladding | Number of Sites | 1 | 2 | 0 | 0 | 3 | 1 | 2 | 0 | 0 | 3
7 | Civil assets - drainage | Number of Sites | 0 | 6 | 3 | 9 | 18 | [6 empty] | 7 | Civil assets - drainage | Number of Sites | 0 | 4 | 5 | 9 | 18 | 0 | 4 | 10 | 4 | 18 |  |  |  | 7 | Civil assets - drainage | Number of Sites | 1 | 5 | 3 | 9 | 18 | 3 | 5 | 6 | 4 | 18
8 | Civil assets - access | Number of Sites | 0 | 5 | 4 | 9 | 18 | [6 empty] | 8 | Civil assets - access | Number of Sites | 0 | 4 | 5 | 9 | 18 | 1 | 2 | 6 | 9 | 18 |  |  |  | 8 | Civil assets - access | Number of Sites | 1 | 4 | 4 | 9 | 18 | 3 | 2 | 4 | 9 | 18
13 | Fuel tanks & bunds | Number of Units | 0 | 2 | 1 | 0 | 3 | [6 empty] | 13 | Fuel tanks & bunds | Number of Units | 0 | 1 | 2 | 0 | 3 | 0 | 0 | 3 | 0 | 3 |  |  |  | 13 | Fuel tanks & bunds | Number of Units | 1 | 1 | 1 | 0 | 3 | 2 | 0 | 1 | 0 | 3
16 | Electrical - including standby generators | Number of Sites | 1 | 5 | 8 | 6 | 20 | [6 empty] | 16 | Electrical - including standby generators | Number of Sites | 1 | 4 | 8 | 9 | 22 | 1 | 7 | 7 | 8 | 23 |  |  |  | 16 | Electrical - including standby generators | Number of Sites | 1 | 5 | 8 | 8 | 22 | 6 | 8 | 2 | 7 | 23
17 | Electrical - safe shutdown | Number of Sites | 2 | 4 | 5 | 8 | 19 | [6 empty] | 17 | Electrical - safe shutdown | Number of Sites | 0 | 3 | 6 | 12 | 21 | 2 | 4 | 4 | 11 | 21 |  |  |  | 17 | Electrical - safe shutdown | Number of Sites | 2 | 4 | 5 | 10 | 21 | 6 | 5 | 2 | 8 | 21
20 | Fire suppression | Number of Sites | 0 | 2 | 1 | 7 | 10 | [6 empty] | 20 | Fire suppression | Number of Sites | 1 | 1 | 8 | 0 | 10 | 0 | 7 | 2 | 5 | 14 |  |  |  | 20 | Fire suppression | Number of Sites | 2 | 1 | 7 | 0 | 10 | 3 | 7 | 0 | 4 | 14
22 | Gas analyser | Number of Systems | 12 | 2 | 6 | 27 | 47 | [6 empty] | 22 | Gas analyser | Number of Systems | 9 | 6 | 27 | 5 | 47 | 9 | 27 | 0 | 11 | 47 |  |  |  | 22 | Gas analyser | Number of Systems | 14 | 6 | 27 | 0 | 47 | 20 | 27 | 0 | 0 | 47
36 | Station process control system | Number of Systems | 0 | 2 | 2 | 0 | 4 | [6 empty] | 36 | Station process control system | Number of Systems | 1 | 2 | 1 | 0 | 4 | 0 | 1 | 2 | 1 | 4 |  |  |  | 36 | Station process control system | Number of Systems | 2 | 2 | 0 | 0 | 4 | 3 | 1 | 0 | 0 | 4
2 | After Coolers | Number of Systems | 1 | 0 | 1 | 0 | 2 | [6 empty] | 2 | After Coolers | Number of Systems | 0 | 1 | 1 | 0 | 2 | 1 | 0 | 1 | 0 | 2 |  |  |  | 2 | After Coolers | Number of Systems | 1 | 1 | 0 | 0 | 2 | 2 | 0 | 0 | 0 | 2
27 | Metering | Number of Systems | 0 | 12 | 4 | 0 | 16 | [6 empty] | 27 | Metering | Number of Systems | 0 | 4 | 7 | 5 | 16 | 0 | 2 | 9 | 5 | 16 |  |  |  | 27 | Metering | Number of Systems | 12 | 4 | 0 | 0 | 16 | 12 | 4 | 0 | 0 | 16
46 | Process valves | Number of Valves | 42 | 53 | 225 | 8 | 328 | [6 empty] | 46 | Process valves | Number of Valves | 26 | 33 | 253 | 40 | 352 | 16 | 139 | 158 | 61 | 374 |  |  |  | 46 | Process valves | Number of Valves | 62 | 33 | 225 | 32 | 352 | 69 | 139 | 116 | 50 | 374
47 | Slam shut | Number of Valves | 2 | 9 | 7 | 0 | 18 | [6 empty] | 47 | Slam shut | Number of Valves | 10 | 0 | 8 | 0 | 18 | 9 | 0 | 9 | 0 | 18 |  |  |  | 47 | Slam shut | Number of Valves | 11 | 0 | 7 | 0 | 18 | 11 | 0 | 7 | 0 | 18
44 | Non Return Valve | Number of Valves | 5 | 9 | 4 | 8 | 26 | [6 empty] | 44 | Non Return Valve | Number of Valves | 10 | 0 | 8 | 15 | 33 | 2 | 4 | 25 | 6 | 37 |  |  |  | 44 | Non Return Valve | Number of Valves | 14 | 0 | 4 | 15 | 33 | 14 | 4 | 15 | 4 | 37
34 | Power Turbine | Number of Units | 2 | 0 | 5 | 0 | 7 | [6 empty] | 34 | Power Turbine | Number of Units | 1 | 5 | 1 | 0 | 7 | 4 | 0 | 2 | 4 | 10 |  |  |  | 34 | Power Turbine | Number of Units | 2 | 5 | 0 | 0 | 7 | 7 | 0 | 0 | 3 | 10
38 | Anti Surge System | Number of Systems | 0 | 7 | 0 | 2 | 9 | [6 empty] | 38 | Anti Surge System | Number of Systems | 7 | 0 | 2 | 0 | 9 | 2 | 2 | 7 | 2 | 13 |  |  |  | 38 | Anti Surge System | Number of Systems | 7 | 0 | 2 | 0 | 9 | 7 | 2 | 2 | 2 | 13
40 | Starter Motor | Number of Units | 0 | 5 | 2 | 0 | 7 | [6 empty] | 40 | Starter Motor | Number of Units | 3 | 2 | 1 | 1 | 7 | 1 | 0 | 6 | 3 | 10 |  |  |  | 40 | Starter Motor | Number of Units | 5 | 2 | 0 | 0 | 7 | 7 | 0 | 2 | 1 | 10
42 | Electrical Variable Speed Drive | Number of Units | 0 | 0 | 0 | 2 | 2 | [6 empty] | 42 | Electrical Variable Speed Drive | Number of Units | 0 | 0 | 2 | 0 | 2 | 0 | 2 | 0 | 1 | 3 |  |  |  | 42 | Electrical Variable Speed Drive | Number of Units | 0 | 0 | 2 | 0 | 2 | 0 | 2 | 0 | 1 | 3
37 | Unit Control System | Number of Systems | 0 | 7 | 0 | 2 | 9 | [6 empty] | 37 | Unit Control System | Number of Systems | 7 | 0 | 2 | 0 | 9 | 2 | 2 | 4 | 5 | 13 |  |  |  | 37 | Unit Control System | Number of Systems | 7 | 0 | 2 | 0 | 9 | 7 | 2 | 2 | 2 | 13
3 | Air Intake | Number of Units | 0 | 5 | 2 | 0 | 7 | [6 empty] | 3 | Air Intake | Number of Units | 3 | 2 | 2 | 0 | 7 | 2 | 0 | 5 | 3 | 10 |  |  |  | 3 | Air Intake | Number of Units | 5 | 2 | 0 | 0 | 7 | 7 | 0 | 0 | 3 | 10
6 | Cab Ventilation | Number of Units | 6 | 0 | 1 | 0 | 7 | [6 empty] | 6 | Cab Ventilation | Number of Units | 3 | 1 | 3 | 0 | 7 | 4 | 0 | 5 | 1 | 10 |  |  |  | 6 | Cab Ventilation | Number of Units | 6 | 1 | 0 | 0 | 7 | 7 | 0 | 2 | 1 | 10
14 | Compressor | Number of Units | 0 | 0 | 8 | 2 | 10 | [6 empty] | 14 | Compressor | Number of Units | 0 | 0 | 8 | 2 | 10 | 0 | 7 | 3 | 4 | 14 |  |  |  | 14 | Compressor | Number of Units | 0 | 0 | 8 | 2 | 10 | 0 | 8 | 2 | 4 | 14
4 | Exhausts | Number of Units | 5 | 0 | 2 | 0 | 7 | [6 empty] | 4 | Exhausts | Number of Units | 2 | 2 | 3 | 0 | 7 | 2 | 0 | 5 | 3 | 10 |  |  |  | 4 | Exhausts | Number of Units | 5 | 2 | 0 | 0 | 7 | 7 | 0 | 0 | 3 | 10
23 | Gas Generator | Number of Units | 0 | 6 | 1 | 0 | 7 | [6 empty] | 23 | Gas Generator | Number of Units | 5 | 1 | 1 | 0 | 7 | 2 | 0 | 5 | 3 | 10 |  |  |  | 23 | Gas Generator | Number of Units | 6 | 1 | 0 | 0 | 7 | 7 | 0 | 0 | 3 | 10
26 | Marker | Number of Sites | 0 | 9 | 3 | 7 | 19 | [6 empty] | 26 | Marker | Number of Sites | 0 | 5 | 11 | 3 | 19 | 0 | 7 | 4 | 8 | 19 |  |  |  | 26 | Marker | Number of Sites | 6 | 6 | 7 | 0 | 19 | 9 | 10 | 0 | 0 | 19
9 | Civil assets - buildings/ enclosures | Number of Sites | 1 | 7 | 3 | 6 | 17 | [6 empty] | 9 | Civil assets - buildings/ enclosures | Number of Sites | 3 | 3 | 5 | 6 | 17 | 1 | 1 | 9 | 6 | 17 |  |  |  | 9 | Civil assets - buildings/ enclosures | Number of Sites | 5 | 3 | 3 | 6 | 17 | 7 | 1 | 3 | 6 | 17
10 | Civil assets - ducting | Number of Sites | 1 | 7 | 3 | 7 | 18 | [6 empty] | 10 | Civil assets - ducting | Number of Sites | 1 | 6 | 4 | 7 | 18 | 4 | 2 | 5 | 7 | 18 |  |  |  | 10 | Civil assets - ducting | Number of Sites | 2 | 6 | 3 | 7 | 18 | 6 | 2 | 3 | 7 | 18
12 | Civil assets - pipe supports and pits | Number of Sites | 3 | 8 | 5 | 4 | 20 | [6 empty] | 12 | Civil assets - pipe supports and pits | Number of Sites | 4 | 5 | 7 | 4 | 20 | 5 | 0 | 11 | 4 | 20 |  |  |  | 12 | Civil assets - pipe supports and pits | Number of Sites | 6 | 5 | 5 | 4 | 20 | 11 | 0 | 5 | 4 | 20
15 | Cathodic Protection | Number of Systems | 3 | 3 | 1 | 6 | 13 | [6 empty] | 15 | Cathodic Protection | Number of Systems | 4 | 0 | 3 | 6 | 13 | 2 | 1 | 4 | 6 | 13 |  |  |  | 15 | Cathodic Protection | Number of Systems | 6 | 0 | 1 | 6 | 13 | 6 | 1 | 0 | 6 | 13
18 | Filters and Scrubbers (incl. Condensate Tanks) | Number of Units | 28 | 21 | 27 | 2 | 78 | [6 empty] | 18 | Filters and Scrubbers (incl. Condensate Tanks) | Number of Units | 25 | 29 | 24 | 0 | 78 | 22 | 2 | 58 | 2 | 84 |  |  |  | 18 | Filters and Scrubbers (incl. Condensate Tanks) | Number of Units | 47 | 29 | 2 | 0 | 78 | 76 | 2 | 4 | 2 | 84
19 | Fire and gas detection | Number of Systems | 2 | 2 | 2 | 2 | 8 | [6 empty] | 19 | Fire and gas detection | Number of Systems | 1 | 2 | 3 | 2 | 8 | 1 | 2 | 2 | 3 | 8 |  |  |  | 19 | Fire and gas detection | Number of Systems | 4 | 2 | 2 | 0 | 8 | 6 | 2 | 0 | 0 | 8
28 | Fuel Gas Metering | Number of Streams | 4 | 0 | 4 | 0 | 8 | [6 empty] | 28 | Fuel Gas Metering | Number of Streams | 2 | 4 | 2 | 0 | 8 | 1 | 3 | 4 | 3 | 11 |  |  |  | 28 | Fuel Gas Metering | Number of Streams | 4 | 4 | 0 | 0 | 8 | 4 | 4 | 0 | 3 | 11
29 | Network control and instrumentation | Number of Systems | 0 | 0 | 8 | 10 | 18 | [6 empty] | 29 | Network control and instrumentation | Number of Systems | 0 | 8 | 10 | 2 | 20 | 1 | 16 | 3 | 0 | 20 |  |  |  | 29 | Network control and instrumentation | Number of Systems | 0 | 8 | 10 | 2 | 20 | 2 | 16 | 2 | 0 | 20
32 | Above Ground Pipe and Coating | Number of Sites | 3 | 7 | 3 | 7 | 20 | [6 empty] | 32 | Above Ground Pipe and Coating | Number of Sites | 4 | 5 | 4 | 7 | 20 | 3 | 3 | 1 | 7 | 14 |  |  |  | 32 | Above Ground Pipe and Coating | Number of Sites | 7 | 5 | 1 | 7 | 20 | 9 | 3 | 1 | 7 | 20
33 | Below Ground Pipe and Coating | Number of Sites | 1 | 9 | 3 | 7 | 20 | [6 empty] | 33 | Below Ground Pipe and Coating | Number of Sites | 5 | 4 | 3 | 8 | 20 | 4 | 4 | 4 | 8 | 20 |  |  |  | 33 | Below Ground Pipe and Coating | Number of Sites | 6 | 4 | 3 | 7 | 20 | 6 | 4 | 3 | 7 | 20
35 | Preheaters | Number of Systems | 0 | 2 | 2 | 0 | 4 | [6 empty] | 35 | Preheaters | Number of Systems | 0 | 3 | 1 | 0 | 4 | 0 | 2 | 2 | 0 | 4 |  |  |  | 35 | Preheaters | Number of Systems | 1 | 3 | 0 | 0 | 4 | 2 | 2 | 0 | 0 | 4
39 | Security | Number of Sites | 1 | 4 | 5 | 9 | 19 | [6 empty] | 39 | Security | Number of Sites | 5 | 0 | 5 | 9 | 19 | 5 | 5 | 0 | 9 | 19 |  |  |  | 39 | Security | Number of Sites | 5 | 0 | 5 | 9 | 19 | 5 | 5 | 0 | 9 | 19
43 | Locally actuated valves | Number of Valves | 11 | 612 | 812 | 127 | 1562 | [6 empty] | 43 | Locally actuated valves | Number of Valves | 5 | 588 | 811 | 184 | 1588 | 0 | 588 | 815 | 274 | 1677 |  |  |  | 43 | Locally actuated valves | Number of Valves | 35 | 588 | 807 | 183 | 1613 | 35 | 588 | 807 | 272 | 1702
21 | Flow or pressure regulator | Number of Streams | 19 | 23 | 9 | 0 | 51 | [6 empty] | 21 | Flow or pressure regulator | Number of Streams | 28 | 0 | 13 | 24 | 65 | 1 | 9 | 55 | 0 | 65 |  |  |  | 21 | Flow or pressure regulator | Number of Streams | 42 | 0 | 9 | 24 | 75 | 42 | 9 | 24 | 0 | 75
31 | Pig Trap | Number of Units | 9 | 5 | 5 | 0 | 19 | [6 empty] | 31 | Pig Trap | Number of Units | 9 | 5 | 4 | 0 | 18 | 6 | 3 | 9 | 0 | 18 |  |  |  | 31 | Pig Trap | Number of Units | 13 | 5 | 0 | 0 | 18 | 18 | 0 | 0 | 0 | 18
41 | Vent System | Number of Sites | 0 | 2 | 0 | 0 | 2 | [6 empty] | 41 | Vent System | Number of Sites | 2 | 0 | 0 | 0 | 2 | 1 | 0 | 1 | 0 | 2 |  |  |  | 41 | Vent System | Number of Sites | 2 | 0 | 0 | 0 | 2 | 2 | 0 | 0 | 0 | 2

## 5.15.2 Cond & Risk-Exit Points (hidden)
RIIO-T1 Detailed data table
National Grid Gas - NTS
Business Plan Data Templates
5.15.2 Asset health, criticality and replacement priorities - Exit Points
Definitions
Asset health index |  |  | Criticality |  |  | Replacement priorities |  |  | Replacement priorities matrix (to be provided by NGG and agreed with Ofgem)
AH1 | New or as new |  | C1 | Very high |  | RP1 | 0-2 years |  |  | AH1 | AH2 | AH3 | AH4 | AH5
AH2 | Good or serviceable condition |  | C2 | High |  | RP2 | 2-5 years |  | C1 | RP4 | RP3 | RP2 | RP1 | RP1
AH3 | Deterioration, requires assessment or monitoring |  | C3 | Medium |  | RP3 | 5-10 years |  | C2 | RP4 | RP3 | RP2 | RP1 | RP1
AH4 | Material deterioration, intervention requires consideration |  | C4 | Low |  | RP4 | 10+ years |  | C3 | RP4 | RP3 | RP2 | RP2 | RP1
AH5 | End of serviceable life, intervention required | [7 empty] | C4 | RP4 | RP3 | RP2 | RP2 | RP1
Asset Condition and Criticality
2012/13 | [13 empty] | With investment | [15 empty] | No intervention
NOM Ref | Secondary Asset Group | Timescale of Impact | Consequence of Failure | Work Driver | Unit of Measurement | Asset and criticality in 2012/13 | [7 empty] | NOM Ref | Secondary Asset Group | Asset and criticality in 2016/17 with investment | [6 empty] | Asset and criticality in 2020/21 with investment | [6 empty] | NOM Ref | Secondary Asset Group | Asset and criticality in 2016/17 with no intervention | [6 empty] | Asset and criticality in 2020/21 with no intervention
|  | Immediate/ Delayed | Unit/ Site/ Network | Age/ Condition/ Duty |  | Criticality | Total population at 31 March 2013 | AH1 | AH2 | AH3 | AH4 | AH5 |  |  |  | Criticality | Total population at 31 March 2017 | AH1 | AH2 | AH3 | AH4 | AH5 | Criticality | Total population at 31 March 2021 | AH1 | AH2 | AH3 | AH4 | AH5 |  |  | Criticality | Total population at 31 March 2017 | AH1 | AH2 | AH3 | AH4 | AH5 | Criticality | Total population at 31 March 2021 | AH1 | AH2 | AH3 | AH4 | AH5
45 | Remote Isolation Valves | Immediate | Network | Condition | Number of Valves | Very high | 174 | 67 | 90 | 11 | 6 | 0 |  | 45 | Remote Isolation Valves | Very high | 223 | 70 | 140 | 5 | 6 | 2 | Very high | 272 | 71 | 189 | 5 | 0 | 7 | 45 | Remote Isolation Valves | Very high | 175 | 69 | 89 | 5 | 9 | 3 | Very high | 170 | 69 | 84 | 5 | 3 | 9
[6 empty] | High | 0 | 0 | 0 | 0 | 0 | 0 |  |  |  | High | 0 | 0 | 0 | 0 | 0 | 0 | High | 0 | 0 | 0 | 0 | 0 | 0 |  |  | High | 0 | 0 | 0 | 0 | 0 | 0 | High | 0 | 0 | 0 | 0 | 0 | 0
|  | Safety |  |  |  | Medium | 0 | 0 | 0 | 0 | 0 | 0 |  |  |  | Medium | 0 | 0 | 0 | 0 | 0 | 0 | Medium | 0 | 0 | 0 | 0 | 0 | 0 |  |  | Medium | 0 | 0 | 0 | 0 | 0 | 0 | Medium | 0 | 0 | 0 | 0 | 0 | 0
[6 empty] | Low | 0 | 0 | 0 | 0 | 0 | 0 |  |  |  | Low | 0 | 0 | 0 | 0 | 0 | 0 | Low | 0 | 0 | 0 | 0 | 0 | 0 |  |  | Low | 0 | 0 | 0 | 0 | 0 | 0 | Low | 0 | 0 | 0 | 0 | 0 | 0
1 | Cladding | Immediate | Site | Condition | Number of Sites | Very high | 0 | 0 | 0 | 0 | 0 | 0 |  | 1 | Cladding | Very high | 0 | 0 | 0 | 0 | 0 | 0 | Very high | 0 | 0 | 0 | 0 | 0 | 0 | 1 | Cladding | Very high | 0 | 0 | 0 | 0 | 0 | 0 | Very high | 0 | 0 | 0 | 0 | 0 | 0
[6 empty] | High | 0 | 0 | 0 | 0 | 0 | 0 |  |  |  | High | 0 | 0 | 0 | 0 | 0 | 0 | High | 0 | 0 | 0 | 0 | 0 | 0 |  |  | High | 0 | 0 | 0 | 0 | 0 | 0 | High | 0 | 0 | 0 | 0 | 0 | 0
|  | Environmental |  |  |  | Medium | 19 | 0 | 1 | 11 | 4 | 3 |  |  |  | Medium | 19 | 0 | 2 | 1 | 10 | 6 | Medium | 13 | 0 | 12 | 0 | 0 | 1 |  |  | Medium | 19 | 0 | 0 | 1 | 11 | 7 | Medium | 13 | 0 | 0 | 0 | 1 | 12
[6 empty] | Low | 0 | 0 | 0 | 0 | 0 | 0 |  |  |  | Low | 0 | 0 | 0 | 0 | 0 | 0 | Low | 0 | 0 | 0 | 0 | 0 | 0 |  |  | Low | 0 | 0 | 0 | 0 | 0 | 0 | Low | 0 | 0 | 0 | 0 | 0 | 0
7 | Civil assets - drainage | Immediate | Site | Condition | Number of Sites | Very high | 0 | 0 | 0 | 0 | 0 | 0 |  | 7 | Civil assets - drainage | Very high | 0 | 0 | 0 | 0 | 0 | 0 | Very high | 0 | 0 | 0 | 0 | 0 | 0 | 7 | Civil assets - drainage | Very high | 0 | 0 | 0 | 0 | 0 | 0 | Very high | 0 | 0 | 0 | 0 | 0 | 0
[6 empty] | High | 0 | 0 | 0 | 0 | 0 | 0 |  |  |  | High | 0 | 0 | 0 | 0 | 0 | 0 | High | 0 | 0 | 0 | 0 | 0 | 0 |  |  | High | 0 | 0 | 0 | 0 | 0 | 0 | High | 0 | 0 | 0 | 0 | 0 | 0
|  | Environmental |  |  |  | Medium | 115 | 97 | 12 | 4 | 2 | 0 |  |  |  | Medium | 116 | 99 | 13 | 2 | 2 | 0 | Medium | 111 | 48 | 55 | 8 | 0 | 0 |  |  | Medium | 116 | 99 | 11 | 2 | 3 | 1 | Medium | 111 | 48 | 51 | 8 | 1 | 3
[6 empty] | Low | 0 | 0 | 0 | 0 | 0 | 0 |  |  |  | Low | 0 | 0 | 0 | 0 | 0 | 0 | Low | 0 | 0 | 0 | 0 | 0 | 0 |  |  | Low | 0 | 0 | 0 | 0 | 0 | 0 | Low | 0 | 0 | 0 | 0 | 0 | 0
8 | Civil assets - access | Immediate | Site | Condition | Number of Sites | Very high | 0 | 0 | 0 | 0 | 0 | 0 |  | 8 | Civil assets - access | Very high | 0 | 0 | 0 | 0 | 0 | 0 | Very high | 0 | 0 | 0 | 0 | 0 | 0 | 8 | Civil assets - access | Very high | 0 | 0 | 0 | 0 | 0 | 0 | Very high | 0 | 0 | 0 | 0 | 0 | 0
[6 empty] | High | 0 | 0 | 0 | 0 | 0 | 0 |  |  |  | High | 0 | 0 | 0 | 0 | 0 | 0 | High | 0 | 0 | 0 | 0 | 0 | 0 |  |  | High | 0 | 0 | 0 | 0 | 0 | 0 | High | 0 | 0 | 0 | 0 | 0 | 0
|  | Safety |  |  |  | Medium | 115 | 80 | 21 | 13 | 1 | 0 |  |  |  | Medium | 116 | 82 | 21 | 6 | 7 | 0 | Medium | 111 | 82 | 18 | 6 | 0 | 5 |  |  | Medium | 116 | 82 | 20 | 6 | 7 | 1 | Medium | 111 | 82 | 15 | 6 | 0 | 8
[6 empty] | Low | 0 | 0 | 0 | 0 | 0 | 0 |  |  |  | Low | 0 | 0 | 0 | 0 | 0 | 0 | Low | 0 | 0 | 0 | 0 | 0 | 0 |  |  | Low | 0 | 0 | 0 | 0 | 0 | 0 | Low | 0 | 0 | 0 | 0 | 0 | 0
16 | Electrical - including standby generators | Immediate | Site | Condition | Number of Sites | Very high | 0 | 0 | 0 | 0 | 0 | 0 |  | 16 | Electrical - including standby generators | Very high | 0 | 0 | 0 | 0 | 0 | 0 | Very high | 0 | 0 | 0 | 0 | 0 | 0 | 16 | Electrical - including standby generators | Very high | 0 | 0 | 0 | 0 | 0 | 0 | Very high | 0 | 0 | 0 | 0 | 0 | 0
[6 empty] | High | 62 | 10 | 41 | 6 | 5 | 0 |  |  |  | High | 80 | 28 | 44 | 6 | 0 | 2 | High | 98 | 44 | 13 | 41 | 0 | 0 |  |  | High | 64 | 12 | 41 | 6 | 0 | 5 | High | 64 | 10 | 2 | 41 | 0 | 11
|  | Reliability |  |  |  | Medium | 26 | 0 | 18 | 6 | 2 | 0 |  |  |  | Medium | 26 | 0 | 20 | 6 | 0 | 0 | Medium | 21 | 0 | 3 | 13 | 0 | 5 |  |  | Medium | 26 | 0 | 18 | 6 | 0 | 2 | Medium | 21 | 0 | 0 | 13 | 0 | 8
[6 empty] | Low | 12 | 0 | 6 | 5 | 1 | 0 |  |  |  | Low | 11 | 0 | 6 | 5 | 0 | 0 | Low | 11 | 0 | 3 | 6 | 0 | 2 |  |  | Low | 11 | 0 | 6 | 5 | 0 | 0 | Low | 11 | 0 | 0 | 6 | 0 | 5
17 | Electrical - safe shutdown | Immediate | Site | Condition | Number of Sites | Very high | 60 | 8 | 20 | 22 | 9 | 1 |  | 17 | Electrical - safe shutdown | Very high | 77 | 31 | 23 | 22 | 0 | 1 | Very high | 90 | 64 | 12 | 13 | 1 | 0 | 17 | Electrical - safe shutdown | Very high | 61 | 10 | 19 | 22 | 0 | 10 | Very high | 56 | 8 | 2 | 13 | 1 | 32
[6 empty] | High | 0 | 0 | 0 | 0 | 0 | 0 |  |  |  | High | 0 | 0 | 0 | 0 | 0 | 0 | High | 0 | 0 | 0 | 0 | 0 | 0 |  |  | High | 0 | 0 | 0 | 0 | 0 | 0 | High | 0 | 0 | 0 | 0 | 0 | 0
|  | Safety |  |  |  | Medium | 0 | 0 | 0 | 0 | 0 | 0 |  |  |  | Medium | 0 | 0 | 0 | 0 | 0 | 0 | Medium | 0 | 0 | 0 | 0 | 0 | 0 |  |  | Medium | 0 | 0 | 0 | 0 | 0 | 0 | Medium | 0 | 0 | 0 | 0 | 0 | 0
[6 empty] | Low | 0 | 0 | 0 | 0 | 0 | 0 |  |  |  | Low | 0 | 0 | 0 | 0 | 0 | 0 | Low | 0 | 0 | 0 | 0 | 0 | 0 |  |  | Low | 0 | 0 | 0 | 0 | 0 | 0 | Low | 0 | 0 | 0 | 0 | 0 | 0
19 | Fire and gas detection | Immediate | Site | Condition | Number of Sites | Very high | 22 | 0 | 9 | 3 | 8 | 2 |  | 19 | Fire and gas detection | Very high | 22 | 5 | 2 | 9 | 1 | 5 | Very high | 14 | 7 | 2 | 0 | 5 | 0 | 19 | Fire and gas detection | Very high | 22 | 0 | 0 | 9 | 3 | 10 | Very high | 14 | 0 | 0 | 0 | 9 | 5
[6 empty] | High | 0 | 0 | 0 | 0 | 0 | 0 |  |  |  | High | 0 | 0 | 0 | 0 | 0 | 0 | High | 0 | 0 | 0 | 0 | 0 | 0 |  |  | High | 0 | 0 | 0 | 0 | 0 | 0 | High | 0 | 0 | 0 | 0 | 0 | 0
|  | Safety |  |  |  | Medium | 0 | 0 | 0 | 0 | 0 | 0 |  |  |  | Medium | 0 | 0 | 0 | 0 | 0 | 0 | Medium | 0 | 0 | 0 | 0 | 0 | 0 |  |  | Medium | 0 | 0 | 0 | 0 | 0 | 0 | Medium | 0 | 0 | 0 | 0 | 0 | 0
[6 empty] | Low | 0 | 0 | 0 | 0 | 0 | 0 |  |  |  | Low | 0 | 0 | 0 | 0 | 0 | 0 | Low | 0 | 0 | 0 | 0 | 0 | 0 |  |  | Low | 0 | 0 | 0 | 0 | 0 | 0 | Low | 0 | 0 | 0 | 0 | 0 | 0
29 | Network Control and Instrumentation | Immediate | Site | Condition | Number of Systems | Very high | 0 | 0 | 0 | 0 | 0 | 0 |  | 29 | Network Control and Instrumentation | Very high | 0 | 0 | 0 | 0 | 0 | 0 | Very high | 0 | 0 | 0 | 0 | 0 | 0 | 29 | Network Control and Instrumentation | Very high | 0 | 0 | 0 | 0 | 0 | 0 | Very high | 0 | 0 | 0 | 0 | 0 | 0
[6 empty] | High | 14 | 9 | 4 | 1 | 0 | 0 |  |  |  | High | 32 | 18 | 9 | 4 | 1 | 0 | High | 50 | 36 | 2 | 9 | 3 | 0 |  |  | High | 16 | 2 | 9 | 4 | 1 | 0 | High | 16 | 0 | 2 | 9 | 4 | 1
|  | Reliability |  |  |  | Medium | 20 | 0 | 8 | 7 | 5 | 0 |  |  |  | Medium | 20 | 0 | 8 | 8 | 4 | 0 | Medium | 15 | 5 | 10 | 0 | 0 | 0 |  |  | Medium | 20 | 0 | 0 | 8 | 7 | 5 | Medium | 15 | 0 | 0 | 0 | 3 | 12
[6 empty] | Low | 11 | 0 | 6 | 2 | 3 | 0 |  |  |  | Low | 10 | 0 | 2 | 6 | 0 | 2 | Low | 10 | 3 | 3 | 0 | 2 | 2 |  |  | Low | 10 | 0 | 0 | 6 | 1 | 3 | Low | 10 | 0 | 0 | 0 | 5 | 5
30 | Odorisation Plant | Immediate | Site | Condition | Number of Systems | Very high | 0 | 0 | 0 | 0 | 0 | 0 |  | 30 | Odorisation Plant | Very high | 0 | 0 | 0 | 0 | 0 | 0 | Very high | 0 | 0 | 0 | 0 | 0 | 0 | 30 | Odorisation Plant | Very high | 0 | 0 | 0 | 0 | 0 | 0 | Very high | 0 | 0 | 0 | 0 | 0 | 0
[6 empty] | High | 9 | 0 | 1 | 0 | 7 | 1 |  |  |  | High | 9 | 0 | 4 | 1 | 0 | 4 | High | 7 | 0 | 5 | 0 | 0 | 2 |  |  | High | 9 | 0 | 0 | 1 | 0 | 8 | High | 7 | 0 | 0 | 0 | 0 | 7
|  | Safety |  |  |  | Medium | 0 | 0 | 0 | 0 | 0 | 0 |  |  |  | Medium | 0 | 0 | 0 | 0 | 0 | 0 | Medium | 0 | 0 | 0 | 0 | 0 | 0 |  |  | Medium | 0 | 0 | 0 | 0 | 0 | 0 | Medium | 0 | 0 | 0 | 0 | 0 | 0
[6 empty] | Low | 0 | 0 | 0 | 0 | 0 | 0 |  |  |  | Low | 0 | 0 | 0 | 0 | 0 | 0 | Low | 0 | 0 | 0 | 0 | 0 | 0 |  |  | Low | 0 | 0 | 0 | 0 | 0 | 0 | Low | 0 | 0 | 0 | 0 | 0 | 0
18 | Filters and Scrubbers (incl. Condensate Tanks) | Immediate | Unit | Age | Number of Units | Very high | 0 | 0 | 0 | 0 | 0 | 0 |  | 18 | Filters and Scrubbers (incl. Condensate Tanks) | Very high | 0 | 0 | 0 | 0 | 0 | 0 | Very high | 0 | 0 | 0 | 0 | 0 | 0 | 18 | Filters and Scrubbers (incl. Condensate Tanks) | Very high | 0 | 0 | 0 | 0 | 0 | 0 | Very high | 0 | 0 | 0 | 0 | 0 | 0
[6 empty] | High | 3 | 0 | 0 | 3 | 0 | 0 |  |  |  | High | 3 | 0 | 0 | 0 | 3 | 0 | High | 3 | 0 | 3 | 0 | 0 | 0 |  |  | High | 3 | 0 | 0 | 0 | 3 | 0 | High | 3 | 0 | 0 | 0 | 0 | 3
|  | Reliability |  |  |  | Medium | 46 | 3 | 9 | 31 | 3 | 0 |  |  |  | Medium | 46 | 0 | 4 | 9 | 30 | 3 | Medium | 34 | 0 | 30 | 3 | 0 | 1 |  |  | Medium | 46 | 0 | 3 | 9 | 31 | 3 | Medium | 34 | 0 | 0 | 3 | 5 | 26
[6 empty] | Low | 12 | 2 | 1 | 9 | 0 | 0 |  |  |  | Low | 12 | 0 | 3 | 1 | 8 | 0 | Low | 12 | 0 | 7 | 2 | 0 | 3 |  |  | Low | 12 | 0 | 2 | 1 | 9 | 0 | Low | 12 | 0 | 0 | 2 | 1 | 9
21 | Flow or pressure regulators | Immediate | Unit | Condition | Number of Streams | Very high | 0 | 0 | 0 | 0 | 0 | 0 |  | 21 | Flow or pressure regulators | Very high | 0 | 0 | 0 | 0 | 0 | 0 | Very high | 0 | 0 | 0 | 0 | 0 | 0 | 21 | Flow or pressure regulators | Very high | 0 | 0 | 0 | 0 | 0 | 0 | Very high | 0 | 0 | 0 | 0 | 0 | 0
[6 empty] | High | 3 | 0 | 0 | 3 | 0 | 0 |  |  |  | High | 3 | 0 | 0 | 0 | 3 | 0 | High | 0 | 0 | 0 | 0 | 0 | 0 |  |  | High | 3 | 0 | 0 | 0 | 3 | 0 | High | 0 | 0 | 0 | 0 | 0 | 0
|  | Reliability |  |  |  | Medium | 33 | 0 | 11 | 22 | 0 | 0 |  |  |  | Medium | 33 | 0 | 11 | 0 | 22 | 0 | Medium | 22 | 0 | 8 | 0 | 0 | 14 |  |  | Medium | 33 | 0 | 11 | 0 | 22 | 0 | Medium | 22 | 0 | 0 | 0 | 0 | 22
[6 empty] | Low | 6 | 2 | 1 | 2 | 1 | 0 |  |  |  | Low | 6 | 2 | 2 | 0 | 2 | 0 | Low | 6 | 2 | 2 | 1 | 0 | 1 |  |  | Low | 6 | 2 | 1 | 0 | 2 | 1 | Low | 6 | 2 | 0 | 1 | 0 | 3
22 | Gas analyser | Immediate | Unit | Condition | Number of Systems | Very high | 0 | 0 | 0 | 0 | 0 | 0 |  | 22 | Gas analyser | Very high | 0 | 0 | 0 | 0 | 0 | 0 | Very high | 0 | 0 | 0 | 0 | 0 | 0 | 22 | Gas analyser | Very high | 0 | 0 | 0 | 0 | 0 | 0 | Very high | 0 | 0 | 0 | 0 | 0 | 0
[6 empty] | High | 3 | 0 | 1 | 0 | 2 | 0 |  |  |  | High | 3 | 0 | 2 | 1 | 0 | 0 | High | 3 | 0 | 2 | 0 | 1 | 0 |  |  | High | 3 | 0 | 0 | 1 | 0 | 2 | High | 3 | 0 | 0 | 0 | 1 | 2
|  | Reliability |  |  |  | Medium | 16 | 0 | 1 | 8 | 7 | 0 |  |  |  | Medium | 16 | 0 | 6 | 1 | 8 | 1 | Medium | 10 | 0 | 10 | 0 | 0 | 0 |  |  | Medium | 16 | 0 | 0 | 1 | 8 | 7 | Medium | 10 | 0 | 0 | 0 | 1 | 9
[6 empty] | Low | 5 | 1 | 0 | 2 | 2 | 0 |  |  |  | Low | 5 | 0 | 2 | 0 | 2 | 1 | Low | 5 | 0 | 3 | 1 | 0 | 1 |  |  | Low | 5 | 0 | 1 | 0 | 2 | 2 | Low | 5 | 0 | 0 | 1 | 0 | 4
44 | Non return valve | Immediate | Unit | Condition | Number of Valves | Very high | 0 | 0 | 0 | 0 | 0 | 0 |  | 44 | Non return valve | Very high | 0 | 0 | 0 | 0 | 0 | 0 | Very high | 0 | 0 | 0 | 0 | 0 | 0 | 44 | Non return valve | Very high | 0 | 0 | 0 | 0 | 0 | 0 | Very high | 0 | 0 | 0 | 0 | 0 | 0
[6 empty] | High | 3 | 0 | 1 | 0 | 2 | 0 |  |  |  | High | 3 | 0 | 1 | 0 | 0 | 2 | High | 0 | 0 | 0 | 0 | 0 | 0 |  |  | High | 3 | 0 | 1 | 0 | 0 | 2 | High | 0 | 0 | 0 | 0 | 0 | 0
|  | Reliability |  |  |  | Medium | 9 | 0 | 4 | 5 | 0 | 0 |  |  |  | Medium | 9 | 0 | 4 | 0 | 5 | 0 | Medium | 9 | 0 | 3 | 4 | 0 | 2 |  |  | Medium | 9 | 0 | 4 | 0 | 5 | 0 | Medium | 9 | 0 | 0 | 4 | 0 | 5
[6 empty] | Low | 4 | 0 | 2 | 2 | 0 | 0 |  |  |  | Low | 4 | 0 | 2 | 0 | 2 | 0 | Low | 4 | 0 | 0 | 2 | 0 | 2 |  |  | Low | 4 | 0 | 2 | 0 | 2 | 0 | Low | 4 | 0 | 0 | 2 | 0 | 2
47 | Slam shut | Immediate | Unit | Condition | Number of Valves | Very high | 91 | 0 | 39 | 26 | 20 | 6 |  | 47 | Slam shut | Very high | 91 | 6 | 58 | 0 | 26 | 1 | Very high | 65 | 7 | 58 | 0 | 0 | 0 | 47 | Slam shut | Very high | 91 | 0 | 39 | 0 | 26 | 26 | Very high | 65 | 0 | 13 | 0 | 0 | 52
[6 empty] | High | 0 | 0 | 0 | 0 | 0 | 0 |  |  |  | High | 0 | 0 | 0 | 0 | 0 | 0 | High | 0 | 0 | 0 | 0 | 0 | 0 |  |  | High | 0 | 0 | 0 | 0 | 0 | 0 | High | 0 | 0 | 0 | 0 | 0 | 0
|  | Safety |  |  |  | Medium | 0 | 0 | 0 | 0 | 0 | 0 |  |  |  | Medium | 0 | 0 | 0 | 0 | 0 | 0 | Medium | 0 | 0 | 0 | 0 | 0 | 0 |  |  | Medium | 0 | 0 | 0 | 0 | 0 | 0 | Medium | 0 | 0 | 0 | 0 | 0 | 0
[6 empty] | Low | 0 | 0 | 0 | 0 | 0 | 0 |  |  |  | Low | 0 | 0 | 0 | 0 | 0 | 0 | Low | 0 | 0 | 0 | 0 | 0 | 0 |  |  | Low | 0 | 0 | 0 | 0 | 0 | 0 | Low | 0 | 0 | 0 | 0 | 0 | 0
27 | Metering | Immediate | Unit | Condition | Number of Systems | Very high | 0 | 0 | 0 | 0 | 0 | 0 |  | 27 | Metering | Very high | 0 | 0 | 0 | 0 | 0 | 0 | Very high | 0 | 0 | 0 | 0 | 0 | 0 | 27 | Metering | Very high | 0 | 0 | 0 | 0 | 0 | 0 | Very high | 0 | 0 | 0 | 0 | 0 | 0
[6 empty] | High | 0 | 0 | 0 | 0 | 0 | 0 |  |  |  | High | 0 | 0 | 0 | 0 | 0 | 0 | High | 0 | 0 | 0 | 0 | 0 | 0 |  |  | High | 0 | 0 | 0 | 0 | 0 | 0 | High | 0 | 0 | 0 | 0 | 0 | 0
|  | Financial |  |  |  | Medium | 0 | 0 | 0 | 0 | 0 | 0 |  |  |  | Medium | 0 | 0 | 0 | 0 | 0 | 0 | Medium | 0 | 0 | 0 | 0 | 0 | 0 |  |  | Medium | 0 | 0 | 0 | 0 | 0 | 0 | Medium | 0 | 0 | 0 | 0 | 0 | 0
[6 empty] | Low | 21 | 0 | 13 | 0 | 8 | 0 |  |  |  | Low | 21 | 0 | 8 | 13 | 0 | 0 | Low | 15 | 3 | 9 | 0 | 3 | 0 |  |  | Low | 21 | 0 | 0 | 13 | 0 | 8 | Low | 15 | 0 | 0 | 0 | 7 | 8
26 | Markers | Delayed | Network | Condition | Number of Sites | Very high | 0 | 0 | 0 | 0 | 0 | 0 |  | 26 | Markers | Very high | 0 | 0 | 0 | 0 | 0 | 0 | Very high | 0 | 0 | 0 | 0 | 0 | 0 | 26 | Markers | Very high | 0 | 0 | 0 | 0 | 0 | 0 | Very high | 0 | 0 | 0 | 0 | 0 | 0
[6 empty] | High | 0 | 0 | 0 | 0 | 0 | 0 |  |  |  | High | 0 | 0 | 0 | 0 | 0 | 0 | High | 0 | 0 | 0 | 0 | 0 | 0 |  |  | High | 0 | 0 | 0 | 0 | 0 | 0 | High | 0 | 0 | 0 | 0 | 0 | 0
|  | Safety |  |  |  | Medium | 117 | 4 | 53 | 37 | 23 | 0 |  |  |  | Medium | 118 | 23 | 21 | 52 | 22 | 0 | Medium | 113 | 48 | 45 | 5 | 13 | 2 |  |  | Medium | 118 | 0 | 6 | 52 | 37 | 23 | Medium | 113 | 0 | 0 | 5 | 48 | 60
[6 empty] | Low | 0 | 0 | 0 | 0 | 0 | 0 |  |  |  | Low | 0 | 0 | 0 | 0 | 0 | 0 | Low | 0 | 0 | 0 | 0 | 0 | 0 |  |  | Low | 0 | 0 | 0 | 0 | 0 | 0 | Low | 0 | 0 | 0 | 0 | 0 | 0
9 | Civil assets - buildings/enclosures | Delayed | Site | Condition | Number of Sites | Very high | 0 | 0 | 0 | 0 | 0 | 0 |  | 9 | Civil assets - buildings/enclosures | Very high | 0 | 0 | 0 | 0 | 0 | 0 | Very high | 0 | 0 | 0 | 0 | 0 | 0 | 9 | Civil assets - buildings/enclosures | Very high | 0 | 0 | 0 | 0 | 0 | 0 | Very high | 0 | 0 | 0 | 0 | 0 | 0
[6 empty] | High | 15 | 11 | 0 | 2 | 2 | 0 |  |  |  | High | 33 | 29 | 0 | 1 | 2 | 1 | High | 51 | 47 | 2 | 1 | 1 | 0 |  |  | High | 17 | 13 | 0 | 1 | 2 | 1 | High | 17 | 11 | 2 | 1 | 1 | 2
|  | Reliability |  |  |  | Medium | 26 | 0 | 16 | 10 | 0 | 0 |  |  |  | Medium | 26 | 0 | 16 | 5 | 5 | 0 | Medium | 21 | 2 | 18 | 0 | 0 | 1 |  |  | Medium | 26 | 0 | 16 | 5 | 5 | 0 | Medium | 21 | 0 | 16 | 0 | 0 | 5
[6 empty] | Low | 12 | 0 | 6 | 3 | 2 | 1 |  |  |  | Low | 11 | 0 | 6 | 1 | 3 | 1 | Low | 11 | 2 | 6 | 1 | 1 | 1 |  |  | Low | 11 | 0 | 5 | 1 | 3 | 2 | Low | 11 | 0 | 5 | 1 | 1 | 4
10 | Civil Assets - ducting | Delayed | Site | Condition | Number of Sites | Very high | 0 | 0 | 0 | 0 | 0 | 0 |  | 10 | Civil Assets - ducting | Very high | 0 | 0 | 0 | 0 | 0 | 0 | Very high | 0 | 0 | 0 | 0 | 0 | 0 | 10 | Civil Assets - ducting | Very high | 0 | 0 | 0 | 0 | 0 | 0 | Very high | 0 | 0 | 0 | 0 | 0 | 0
[6 empty] | High | 81 | 10 | 24 | 40 | 7 | 0 |  |  |  | High | 99 | 28 | 30 | 20 | 21 | 0 | High | 99 | 26 | 51 | 20 | 0 | 2 |  |  | High | 83 | 12 | 24 | 20 | 23 | 4 | High | 83 | 10 | 26 | 20 | 3 | 24
|  | Reliability |  |  |  | Medium | 26 | 0 | 6 | 14 | 6 | 0 |  |  |  | Medium | 26 | 0 | 11 | 7 | 8 | 0 | Medium | 21 | 0 | 19 | 2 | 0 | 0 |  |  | Medium | 26 | 0 | 6 | 7 | 10 | 3 | Medium | 21 | 0 | 6 | 2 | 3 | 10
[6 empty] | Low | 12 | 0 | 4 | 4 | 4 | 0 |  |  |  | Low | 11 | 0 | 6 | 2 | 3 | 0 | Low | 11 | 0 | 9 | 2 | 0 | 0 |  |  | Low | 11 | 0 | 3 | 2 | 4 | 2 | Low | 11 | 0 | 3 | 2 | 2 | 4
12 | Civil assets - pipe supports and pits | Delayed | Site | Condition | Number of Sites | Very high | 0 | 0 | 0 | 0 | 0 | 0 |  | 12 | Civil assets - pipe supports and pits | Very high | 0 | 0 | 0 | 0 | 0 | 0 | Very high | 0 | 0 | 0 | 0 | 0 | 0 | 12 | Civil assets - pipe supports and pits | Very high | 0 | 0 | 0 | 0 | 0 | 0 | Very high | 0 | 0 | 0 | 0 | 0 | 0
[6 empty] | High | 75 | 1 | 59 | 12 | 3 | 0 |  |  |  | High | 75 | 1 | 62 | 0 | 12 | 0 | High | 75 | 1 | 73 | 0 | 0 | 1 |  |  | High | 75 | 1 | 59 | 0 | 12 | 3 | High | 75 | 1 | 59 | 0 | 0 | 15
|  | Reliability |  |  |  | Medium | 26 | 0 | 14 | 7 | 5 | 0 |  |  |  | Medium | 26 | 0 | 16 | 0 | 7 | 3 | Medium | 21 | 0 | 18 | 0 | 0 | 3 |  |  | Medium | 26 | 0 | 14 | 0 | 7 | 5 | Medium | 21 | 0 | 9 | 0 | 0 | 12
[6 empty] | Low | 16 | 4 | 7 | 4 | 1 | 0 |  |  |  | Low | 17 | 6 | 7 | 0 | 4 | 0 | Low | 17 | 4 | 12 | 0 | 0 | 1 |  |  | Low | 17 | 6 | 6 | 0 | 4 | 1 | Low | 17 | 4 | 8 | 0 | 0 | 5
15 | Cathodic Protection | Delayed | Site | Condition | Number of Systems | Very high | 0 | 0 | 0 | 0 | 0 | 0 |  | 15 | Cathodic Protection | Very high | 0 | 0 | 0 | 0 | 0 | 0 | Very high | 0 | 0 | 0 | 0 | 0 | 0 | 15 | Cathodic Protection | Very high | 0 | 0 | 0 | 0 | 0 | 0 | Very high | 0 | 0 | 0 | 0 | 0 | 0
[6 empty] | High | 51 | 2 | 14 | 15 | 19 | 1 |  |  |  | High | 51 | 2 | 24 | 0 | 15 | 10 | High | 46 | 2 | 20 | 9 | 0 | 15 |  |  | High | 51 | 2 | 14 | 0 | 15 | 20 | High | 46 | 2 | 0 | 9 | 0 | 35
|  | Safety |  |  |  | Medium | 0 | 0 | 0 | 0 | 0 | 0 |  |  |  | Medium | 0 | 0 | 0 | 0 | 0 | 0 | Medium | 0 | 0 | 0 | 0 | 0 | 0 |  |  | Medium | 0 | 0 | 0 | 0 | 0 | 0 | Medium | 0 | 0 | 0 | 0 | 0 | 0
[6 empty] | Low | 0 | 0 | 0 | 0 | 0 | 0 |  |  |  | Low | 0 | 0 | 0 | 0 | 0 | 0 | Low | 0 | 0 | 0 | 0 | 0 | 0 |  |  | Low | 0 | 0 | 0 | 0 | 0 | 0 | Low | 0 | 0 | 0 | 0 | 0 | 0
32 | Above Ground Pipe and Coating | Delayed | Site | Condition | Number of Sites | Very high | 0 | 0 | 0 | 0 | 0 | 0 |  | 32 | Above Ground Pipe and Coating | Very high | 0 | 0 | 0 | 0 | 0 | 0 | Very high | 0 | 0 | 0 | 0 | 0 | 0 | 32 | Above Ground Pipe and Coating | Very high | 0 | 0 | 0 | 0 | 0 | 0 | Very high | 0 | 0 | 0 | 0 | 0 | 0
[6 empty] | High | 117 | 4 | 32 | 72 | 7 | 2 |  |  |  | High | 118 | 6 | 37 | 37 | 34 | 4 | High | 113 | 4 | 83 | 16 | 10 | 0 |  |  | High | 118 | 6 | 15 | 52 | 39 | 6 | High | 113 | 4 | 17 | 31 | 19 | 42
|  | Safety |  |  |  | Medium | 0 | 0 | 0 | 0 | 0 | 0 |  |  |  | Medium | 0 | 0 | 0 | 0 | 0 | 0 | Medium | 0 | 0 | 0 | 0 | 0 | 0 |  |  | Medium | 0 | 0 | 0 | 0 | 0 | 0 | Medium | 0 | 0 | 0 | 0 | 0 | 0
[6 empty] | Low | 0 | 0 | 0 | 0 | 0 | 0 |  |  |  | Low | 0 | 0 | 0 | 0 | 0 | 0 | Low | 0 | 0 | 0 | 0 | 0 | 0 |  |  | Low | 0 | 0 | 0 | 0 | 0 | 0 | Low | 0 | 0 | 0 | 0 | 0 | 0
33 | Below Ground Pipe and Coating | Delayed | Site | Condition | Number of Sites | Very high | 0 | 0 | 0 | 0 | 0 | 0 |  | 33 | Below Ground Pipe and Coating | Very high | 0 | 0 | 0 | 0 | 0 | 0 | Very high | 0 | 0 | 0 | 0 | 0 | 0 | 33 | Below Ground Pipe and Coating | Very high | 0 | 0 | 0 | 0 | 0 | 0 | Very high | 0 | 0 | 0 | 0 | 0 | 0
[6 empty] | High | 117 | 4 | 90 | 13 | 10 | 0 |  |  |  | High | 118 | 6 | 96 | 6 | 10 | 0 | High | 113 | 4 | 103 | 6 | 0 | 0 |  |  | High | 118 | 6 | 89 | 6 | 12 | 5 | High | 113 | 4 | 86 | 6 | 5 | 12
|  | Safety |  |  |  | Medium | 0 | 0 | 0 | 0 | 0 | 0 |  |  |  | Medium | 0 | 0 | 0 | 0 | 0 | 0 | Medium | 0 | 0 | 0 | 0 | 0 | 0 |  |  | Medium | 0 | 0 | 0 | 0 | 0 | 0 | Medium | 0 | 0 | 0 | 0 | 0 | 0
[6 empty] | Low | 0 | 0 | 0 | 0 | 0 | 0 |  |  |  | Low | 0 | 0 | 0 | 0 | 0 | 0 | Low | 0 | 0 | 0 | 0 | 0 | 0 |  |  | Low | 0 | 0 | 0 | 0 | 0 | 0 | Low | 0 | 0 | 0 | 0 | 0 | 0
39 | Security | Delayed | Site | Condition | Number of Sites | Very high | 0 | 0 | 0 | 0 | 0 | 0 |  | 39 | Security | Very high | 0 | 0 | 0 | 0 | 0 | 0 | Very high | 0 | 0 | 0 | 0 | 0 | 0 | 39 | Security | Very high | 0 | 0 | 0 | 0 | 0 | 0 | Very high | 0 | 0 | 0 | 0 | 0 | 0
[6 empty] | High | 116 | 4 | 76 | 25 | 11 | 0 |  |  |  | High | 118 | 11 | 81 | 0 | 25 | 1 | High | 113 | 9 | 13 | 71 | 0 | 20 |  |  | High | 118 | 6 | 76 | 0 | 25 | 11 | High | 113 | 4 | 2 | 71 | 0 | 36
|  | Safety |  |  |  | Medium | 0 | 0 | 0 | 0 | 0 | 0 |  |  |  | Medium | 0 | 0 | 0 | 0 | 0 | 0 | Medium | 0 | 0 | 0 | 0 | 0 | 0 |  |  | Medium | 0 | 0 | 0 | 0 | 0 | 0 | Medium | 0 | 0 | 0 | 0 | 0 | 0
[6 empty] | Low | 0 | 0 | 0 | 0 | 0 | 0 |  |  |  | Low | 0 | 0 | 0 | 0 | 0 | 0 | Low | 0 | 0 | 0 | 0 | 0 | 0 |  |  | Low | 0 | 0 | 0 | 0 | 0 | 0 | Low | 0 | 0 | 0 | 0 | 0 | 0
35 | Preheaters | Delayed | Unit | Condition | Number of Systems | Very high | 0 | 0 | 0 | 0 | 0 | 0 |  | 35 | Preheaters | Very high | 0 | 0 | 0 | 0 | 0 | 0 | Very high | 0 | 0 | 0 | 0 | 0 | 0 | 35 | Preheaters | Very high | 0 | 0 | 0 | 0 | 0 | 0 | Very high | 0 | 0 | 0 | 0 | 0 | 0
[6 empty] | High | 0 | 0 | 0 | 0 | 0 | 0 |  |  |  | High | 0 | 0 | 0 | 0 | 0 | 0 | High | 0 | 0 | 0 | 0 | 0 | 0 |  |  | High | 0 | 0 | 0 | 0 | 0 | 0 | High | 0 | 0 | 0 | 0 | 0 | 0
|  | Safety |  |  |  | Medium | 22 | 3 | 5 | 4 | 8 | 2 |  |  |  | Medium | 22 | 0 | 11 | 5 | 4 | 2 | Medium | 14 | 0 | 12 | 0 | 1 | 1 |  |  | Medium | 22 | 0 | 3 | 5 | 4 | 10 | Medium | 14 | 0 | 0 | 0 | 1 | 13
[6 empty] | Low | 0 | 0 | 0 | 0 | 0 | 0 |  |  |  | Low | 0 | 0 | 0 | 0 | 0 | 0 | Low | 0 | 0 | 0 | 0 | 0 | 0 |  |  | Low | 0 | 0 | 0 | 0 | 0 | 0 | Low | 0 | 0 | 0 | 0 | 0 | 0
43 | Locally Actuated Valves | Delayed | Unit | Condition | Number of Valves | Very high | 0 | 0 | 0 | 0 | 0 | 0 |  | 43 | Locally Actuated Valves | Very high | 0 | 0 | 0 | 0 | 0 | 0 | Very high | 0 | 0 | 0 | 0 | 0 | 0 | 43 | Locally Actuated Valves | Very high | 0 | 0 | 0 | 0 | 0 | 0 | Very high | 0 | 0 | 0 | 0 | 0 | 0
[6 empty] | High | 0 | 0 | 0 | 0 | 0 | 0 |  |  |  | High | 0 | 0 | 0 | 0 | 0 | 0 | High | 0 | 0 | 0 | 0 | 0 | 0 |  |  | High | 0 | 0 | 0 | 0 | 0 | 0 | High | 0 | 0 | 0 | 0 | 0 | 0
|  | Safety |  |  |  | Medium | 1076 | 17 | 290 | 742 | 21 | 6 |  |  |  | Medium | 1033 | 28 | 247 | 742 | 0 | 16 | Medium | 845 | 30 | 113 | 702 | 0 | 0 |  |  | Medium | 1081 | 25 | 287 | 742 | 0 | 27 | Medium | 947 | 25 | 153 | 742 | 0 | 27
[6 empty] | Low | 0 | 0 | 0 | 0 | 0 | 0 |  |  |  | Low | 0 | 0 | 0 | 0 | 0 | 0 | Low | 0 | 0 | 0 | 0 | 0 | 0 |  |  | Low | 0 | 0 | 0 | 0 | 0 | 0 | Low | 0 | 0 | 0 | 0 | 0 | 0
31 | Pig Traps | Delayed | Unit | Age | Number of Units | Very high | 0 | 0 | 0 | 0 | 0 | 0 |  | 31 | Pig Traps | Very high | 0 | 0 | 0 | 0 | 0 | 0 | Very high | 0 | 0 | 0 | 0 | 0 | 0 | 31 | Pig Traps | Very high | 0 | 0 | 0 | 0 | 0 | 0 | Very high | 0 | 0 | 0 | 0 | 0 | 0
[6 empty] | High | 31 | 0 | 10 | 18 | 2 | 1 |  |  |  | High | 31 | 0 | 10 | 10 | 10 | 1 | High | 30 | 0 | 24 | 0 | 0 | 6 |  |  | High | 31 | 0 | 0 | 10 | 18 | 3 | High | 30 | 0 | 0 | 0 | 9 | 21
|  | Safety |  |  |  | Medium | 0 | 0 | 0 | 0 | 0 | 0 |  |  |  | Medium | 0 | 0 | 0 | 0 | 0 | 0 | Medium | 0 | 0 | 0 | 0 | 0 | 0 |  |  | Medium | 0 | 0 | 0 | 0 | 0 | 0 | Medium | 0 | 0 | 0 | 0 | 0 | 0
[6 empty] | Low | 0 | 0 | 0 | 0 | 0 | 0 |  |  |  | Low | 0 | 0 | 0 | 0 | 0 | 0 | Low | 0 | 0 | 0 | 0 | 0 | 0 |  |  | Low | 0 | 0 | 0 | 0 | 0 | 0 | Low | 0 | 0 | 0 | 0 | 0 | 0
Replacement priorities - 2012/13
2012/13 | [13 empty] | With investment | [15 empty] | No intervention
NOM Ref | Secondary Asset Group | Units | Asset distribution based on replacement prioirities in 2012/13 |  |  |  | Total population at 31 March 2012/13 | [6 empty] | NOM Ref | Secondary Asset Group | Units | Asset distribution based on replacement prioirities in 2016/17 |  |  |  | Total population at 31 March 2017 | Asset distribution based on replacement prioirities in 2020/21 |  |  |  | Total population at 31 March 2021 |  |  |  | NOM Ref | Secondary Asset Group | Units | Asset distribution based on replacement prioirities in 2016/17 |  |  |  | Total population at 31 March 2017 | Asset distribution based on replacement prioirities in 2020/21 |  |  |  | Total population at 31 March 2021
|  |  | RP1 | RP2 | RP3 | RP4 | [10 empty] | RP1 | RP2 | RP3 | RP4 |  | RP1 | RP2 | RP3 | RP4 | [7 empty] | RP1 | RP2 | RP3 | RP4 |  | RP1 | RP2 | RP3 | RP4
45 | Remote Isolation Valves | Number of Valves | 6 | 11 | 90 | 67 | 174 | [6 empty] | 45 | Remote Isolation Valves | Number of Valves | 8 | 5 | 140 | 70 | 223 | 7 | 5 | 189 | 71 | 272 |  |  |  | 45 | Remote Isolation Valves | Number of Valves | 12 | 5 | 89 | 69 | 175 | 12 | 5 | 84 | 69 | 170
1 | Cladding | Number of Sites | 3 | 15 | 1 | 0 | 19 | [6 empty] | 1 | Cladding | Number of Sites | 6 | 11 | 2 | 0 | 19 | 1 | 0 | 12 | 0 | 13 |  |  |  | 1 | Cladding | Number of Sites | 7 | 12 | 0 | 0 | 19 | 12 | 1 | 0 | 0 | 13
7 | Civil assets - drainage | Number of Sites | 0 | 6 | 12 | 97 | 115 | [6 empty] | 7 | Civil assets - drainage | Number of Sites | 0 | 4 | 13 | 99 | 116 | 0 | 8 | 55 | 48 | 111 |  |  |  | 7 | Civil assets - drainage | Number of Sites | 1 | 5 | 11 | 99 | 116 | 3 | 9 | 51 | 48 | 111
8 | Civil assets - access | Number of Sites | 0 | 14 | 21 | 80 | 115 | [6 empty] | 8 | Civil assets - access | Number of Sites | 0 | 13 | 21 | 82 | 116 | 5 | 6 | 18 | 82 | 111 |  |  |  | 8 | Civil assets - access | Number of Sites | 1 | 13 | 20 | 82 | 116 | 8 | 6 | 15 | 82 | 111
16 | Electrical - including standby generators | Number of Sites | 5 | 20 | 65 | 10 | 100 | [6 empty] | 16 | Electrical - including standby generators | Number of Sites | 2 | 17 | 70 | 28 | 117 | 7 | 60 | 19 | 44 | 130 |  |  |  | 16 | Electrical - including standby generators | Number of Sites | 7 | 17 | 65 | 12 | 101 | 24 | 60 | 2 | 10 | 96
17 | Electrical - safe shutdown | Number of Sites | 10 | 22 | 20 | 8 | 60 | [6 empty] | 17 | Electrical - safe shutdown | Number of Sites | 1 | 22 | 23 | 31 | 77 | 1 | 13 | 12 | 64 | 90 |  |  |  | 17 | Electrical - safe shutdown | Number of Sites | 10 | 22 | 19 | 10 | 61 | 33 | 13 | 2 | 8 | 56
19 | Fire and gas detection | Number of Sites | 10 | 3 | 9 | 0 | 22 | [6 empty] | 19 | Fire and gas detection | Number of Sites | 6 | 9 | 2 | 5 | 22 | 5 | 0 | 2 | 7 | 14 |  |  |  | 19 | Fire and gas detection | Number of Sites | 13 | 9 | 0 | 0 | 22 | 14 | 0 | 0 | 0 | 14
29 | Network Control and Instrumentation | Number of Systems | 0 | 18 | 18 | 9 | 45 | [6 empty] | 29 | Network Control and Instrumentation | Number of Systems | 3 | 22 | 19 | 18 | 62 | 5 | 11 | 15 | 44 | 75 |  |  |  | 29 | Network Control and Instrumentation | Number of Systems | 9 | 26 | 9 | 2 | 46 | 22 | 17 | 2 | 0 | 41
30 | Odorisation Plant | Number of Systems | 8 | 0 | 1 | 0 | 9 | [6 empty] | 30 | Odorisation Plant | Number of Systems | 4 | 1 | 4 | 0 | 9 | 2 | 0 | 5 | 0 | 7 |  |  |  | 30 | Odorisation Plant | Number of Systems | 8 | 1 | 0 | 0 | 9 | 7 | 0 | 0 | 0 | 7
18 | Filters and Scrubbers (incl. Condensate Tanks) | Number of Units | 0 | 46 | 10 | 5 | 61 | [6 empty] | 18 | Filters and Scrubbers (incl. Condensate Tanks) | Number of Units | 6 | 48 | 7 | 0 | 61 | 4 | 5 | 40 | 0 | 49 |  |  |  | 18 | Filters and Scrubbers (incl. Condensate Tanks) | Number of Units | 6 | 50 | 5 | 0 | 61 | 38 | 11 | 0 | 0 | 49
21 | Flow or pressure regulators | Number of Streams | 0 | 28 | 12 | 2 | 42 | [6 empty] | 21 | Flow or pressure regulators | Number of Streams | 3 | 24 | 13 | 2 | 42 | 15 | 1 | 10 | 2 | 28 |  |  |  | 21 | Flow or pressure regulators | Number of Streams | 4 | 24 | 12 | 2 | 42 | 25 | 1 | 0 | 2 | 28
22 | Gas analyser | Number of Systems | 2 | 19 | 2 | 1 | 24 | [6 empty] | 22 | Gas analyser | Number of Systems | 2 | 12 | 10 | 0 | 24 | 2 | 1 | 15 | 0 | 18 |  |  |  | 22 | Gas analyser | Number of Systems | 11 | 12 | 1 | 0 | 24 | 16 | 2 | 0 | 0 | 18
44 | Non return valve | Number of Valves | 2 | 7 | 7 | 0 | 16 | [6 empty] | 44 | Non return valve | Number of Valves | 2 | 7 | 7 | 0 | 16 | 4 | 6 | 3 | 0 | 13 |  |  |  | 44 | Non return valve | Number of Valves | 2 | 7 | 7 | 0 | 16 | 7 | 6 | 0 | 0 | 13
47 | Slam shut | Number of Valves | 26 | 26 | 39 | 0 | 91 | [6 empty] | 47 | Slam shut | Number of Valves | 27 | 0 | 58 | 6 | 91 | 0 | 0 | 58 | 7 | 65 |  |  |  | 47 | Slam shut | Number of Valves | 52 | 0 | 39 | 0 | 91 | 52 | 0 | 13 | 0 | 65
27 | Metering | Number of Systems | 0 | 8 | 13 | 0 | 21 | [6 empty] | 27 | Metering | Number of Systems | 0 | 13 | 8 | 0 | 21 | 0 | 3 | 9 | 3 | 15 |  |  |  | 27 | Metering | Number of Systems | 8 | 13 | 0 | 0 | 21 | 8 | 7 | 0 | 0 | 15
26 | Markers | Number of Sites | 0 | 60 | 53 | 4 | 117 | [6 empty] | 26 | Markers | Number of Sites | 0 | 74 | 21 | 23 | 118 | 2 | 18 | 45 | 48 | 113 |  |  |  | 26 | Markers | Number of Sites | 23 | 89 | 6 | 0 | 118 | 60 | 53 | 0 | 0 | 113
9 | Civil assets - buildings/enclosures | Number of Sites | 3 | 17 | 22 | 11 | 53 | [6 empty] | 9 | Civil assets - buildings/enclosures | Number of Sites | 4 | 15 | 22 | 29 | 70 | 3 | 3 | 26 | 51 | 83 |  |  |  | 9 | Civil assets - buildings/enclosures | Number of Sites | 5 | 15 | 21 | 13 | 54 | 12 | 3 | 23 | 11 | 49
10 | Civil Assets - ducting | Number of Sites | 7 | 68 | 34 | 10 | 119 | [6 empty] | 10 | Civil Assets - ducting | Number of Sites | 21 | 40 | 47 | 28 | 136 | 2 | 24 | 79 | 26 | 131 |  |  |  | 10 | Civil Assets - ducting | Number of Sites | 32 | 43 | 33 | 12 | 120 | 41 | 29 | 35 | 10 | 115
12 | Civil assets - pipe supports and pits | Number of Sites | 3 | 29 | 80 | 5 | 117 | [6 empty] | 12 | Civil assets - pipe supports and pits | Number of Sites | 15 | 11 | 85 | 7 | 118 | 5 | 0 | 103 | 5 | 113 |  |  |  | 12 | Civil assets - pipe supports and pits | Number of Sites | 21 | 11 | 79 | 7 | 118 | 32 | 0 | 76 | 5 | 113
15 | Cathodic Protection | Number of Systems | 20 | 15 | 14 | 2 | 51 | [6 empty] | 15 | Cathodic Protection | Number of Systems | 25 | 0 | 24 | 2 | 51 | 15 | 9 | 20 | 2 | 46 |  |  |  | 15 | Cathodic Protection | Number of Systems | 35 | 0 | 14 | 2 | 51 | 35 | 9 | 0 | 2 | 46
32 | Above Ground Pipe and Coating | Number of Sites | 9 | 72 | 32 | 4 | 117 | [6 empty] | 32 | Above Ground Pipe and Coating | Number of Sites | 38 | 37 | 37 | 6 | 118 | 10 | 16 | 83 | 4 | 113 |  |  |  | 32 | Above Ground Pipe and Coating | Number of Sites | 45 | 52 | 15 | 6 | 118 | 61 | 31 | 17 | 4 | 113
33 | Below Ground Pipe and Coating | Number of Sites | 10 | 13 | 90 | 4 | 117 | [6 empty] | 33 | Below Ground Pipe and Coating | Number of Sites | 10 | 6 | 96 | 6 | 118 | 0 | 6 | 103 | 4 | 113 |  |  |  | 33 | Below Ground Pipe and Coating | Number of Sites | 17 | 6 | 89 | 6 | 118 | 17 | 6 | 86 | 4 | 113
39 | Security | Number of Sites | 11 | 25 | 76 | 4 | 116 | [6 empty] | 39 | Security | Number of Sites | 26 | 0 | 81 | 11 | 118 | 20 | 71 | 13 | 9 | 113 |  |  |  | 39 | Security | Number of Sites | 36 | 0 | 76 | 6 | 118 | 36 | 71 | 2 | 4 | 113
35 | Preheaters | Number of Systems | 2 | 12 | 5 | 3 | 22 | [6 empty] | 35 | Preheaters | Number of Systems | 2 | 9 | 11 | 0 | 22 | 1 | 1 | 12 | 0 | 14 |  |  |  | 35 | Preheaters | Number of Systems | 10 | 9 | 3 | 0 | 22 | 13 | 1 | 0 | 0 | 14
43 | Locally Actuated Valves | Number of Valves | 6 | 763 | 290 | 17 | 1076 | [6 empty] | 43 | Locally Actuated Valves | Number of Valves | 16 | 742 | 247 | 28 | 1033 | 0 | 702 | 113 | 30 | 845 |  |  |  | 43 | Locally Actuated Valves | Number of Valves | 27 | 742 | 287 | 25 | 1081 | 27 | 742 | 153 | 25 | 947
31 | Pig Traps | Number of Units | 3 | 18 | 10 | 0 | 31 | [6 empty] | 31 | Pig Traps | Number of Units | 11 | 10 | 10 | 0 | 31 | 6 | 0 | 24 | 0 | 30 |  |  |  | 31 | Pig Traps | Number of Units | 21 | 10 | 0 | 0 | 31 | 30 | 0 | 0 | 0 | 30
0

## 5.15.3 Cond & Risk-Comps (hidden)
RIIO-T1 Detailed data table
National Grid Gas - NTS
Business Plan Data Templates
5.15.3 Asset health, criticality and replacement priorities - Compressors
Definitions
Asset health index |  |  | Criticality |  |  | Replacement priorities |  |  | Replacement priorities matrix (to be provided by NGG and agreed with Ofgem)
AH1 | New or as new |  | C1 | Very high |  | RP1 | 0-2 years |  |  | AH1 | AH2 | AH3 | AH4 | AH5
AH2 | Good or serviceable condition |  | C2 | High |  | RP2 | 2-5 years |  | C1 | RP4 | RP3 | RP2 | RP1 | RP1
AH3 | Deterioration, requires assessment or monitoring |  | C3 | Medium |  | RP3 | 5-10 years |  | C2 | RP4 | RP3 | RP2 | RP1 | RP1
AH4 | Material deterioration, intervention requires consideration |  | C4 | Low |  | RP4 | 10+ years |  | C3 | RP4 | RP3 | RP2 | RP2 | RP1
AH5 | End of serviceable life, intervention required | [7 empty] | C4 | RP4 | RP3 | RP2 | RP2 | RP1
Asset Condition and Criticality
2012/13 | [13 empty] | With investment | [15 empty] | No intervention
NOM Ref | Secondary Asset Group | Timescale of Impact | Consequence of Failure | Work Driver | Unit of Measurement | Asset and criticality in 2012/13 | [7 empty] | NOM Ref | Secondary Asset Group | Asset and criticality in 2016/17 with investment | [6 empty] | Asset and criticality in 2020/21 with investment | [6 empty] | NOM Ref | Secondary Asset Group | Asset and criticality in 2016/17 with no intervention | [6 empty] | Asset and criticality in 2020/21 with no intervention
|  | Immediate/ Delayed | Unit/ Site/ Network | Age/ Condition/ Duty |  | Criticality | Total population at 31 March 2013 | AH1 | AH2 | AH3 | AH4 | AH5 |  |  |  | Criticality | Total population at 31 March 2017 | AH1 | AH2 | AH3 | AH4 | AH5 | Criticality | Total population at 31 March 2021 | AH1 | AH2 | AH3 | AH4 | AH5 |  |  | Criticality | Total population at 31 March 2017 | AH1 | AH2 | AH3 | AH4 | AH5 | Criticality | Total population at 31 March 2021 | AH1 | AH2 | AH3 | AH4 | AH5
Primary Risk
45 | Remote Isolation Valves | Immediate | Network | Condition | Number of Valves | Very high | 198 | 9 | 148 | 25 | 15 | 1 |  | 45 | Remote Isolation Valves | Very high | 195 | 10 | 158 | 12 | 15 | 0 | Very high | 201 | 17 | 172 | 12 | 0 | 0 | 45 | Remote Isolation Valves | Very high | 195 | 9 | 145 | 12 | 20 | 9 | Very high | 201 | 15 | 145 | 12 | 7 | 22
[6 empty] | High | 0 | 0 | 0 | 0 | 0 | 0 |  |  |  | High | 0 | 0 | 0 | 0 | 0 | 0 | High | 0 | 0 | 0 | 0 | 0 | 0 |  |  | High | 0 | 0 | 0 | 0 | 0 | 0 | High | 0 | 0 | 0 | 0 | 0 | 0
|  | Safety |  |  |  | Medium | 0 | 0 | 0 | 0 | 0 | 0 |  |  |  | Medium | 0 | 0 | 0 | 0 | 0 | 0 | Medium | 0 | 0 | 0 | 0 | 0 | 0 |  |  | Medium | 0 | 0 | 0 | 0 | 0 | 0 | Medium | 0 | 0 | 0 | 0 | 0 | 0
[6 empty] | Low | 0 | 0 | 0 | 0 | 0 | 0 |  |  |  | Low | 0 | 0 | 0 | 0 | 0 | 0 | Low | 0 | 0 | 0 | 0 | 0 | 0 |  |  | Low | 0 | 0 | 0 | 0 | 0 | 0 | Low | 0 | 0 | 0 | 0 | 0 | 0
1 | Cladding | Immediate | Site | Condition | Number of Sites | Very high | 0 | 0 | 0 | 0 | 0 | 0 |  | 1 | Cladding | Very high | 0 | 0 | 0 | 0 | 0 | 0 | Very high | 0 | 0 | 0 | 0 | 0 | 0 | 1 | Cladding | Very high | 0 | 0 | 0 | 0 | 0 | 0 | Very high | 0 | 0 | 0 | 0 | 0 | 0
[6 empty] | High | 0 | 0 | 0 | 0 | 0 | 0 |  |  |  | High | 0 | 0 | 0 | 0 | 0 | 0 | High | 0 | 0 | 0 | 0 | 0 | 0 |  |  | High | 0 | 0 | 0 | 0 | 0 | 0 | High | 0 | 0 | 0 | 0 | 0 | 0
|  | Environmental |  |  |  | Medium | 23 | 1 | 10 | 7 | 5 | 0 |  |  |  | Medium | 23 | 0 | 5 | 10 | 3 | 5 | Medium | 25 | 4 | 10 | 1 | 3 | 7 |  |  | Medium | 23 | 0 | 1 | 10 | 7 | 5 | Medium | 25 | 2 | 0 | 1 | 10 | 12
[6 empty] | Low | 0 | 0 | 0 | 0 | 0 | 0 |  |  |  | Low | 0 | 0 | 0 | 0 | 0 | 0 | Low | 0 | 0 | 0 | 0 | 0 | 0 |  |  | Low | 0 | 0 | 0 | 0 | 0 | 0 | Low | 0 | 0 | 0 | 0 | 0 | 0
2 | After coolers | Immediate | Site | Condition | Number of Systems | Very high | 0 | 0 | 0 | 0 | 0 | 0 |  | 2 | After coolers | Very high | 0 | 0 | 0 | 0 | 0 | 0 | Very high | 0 | 0 | 0 | 0 | 0 | 0 | 2 | After coolers | Very high | 0 | 0 | 0 | 0 | 0 | 0 | Very high | 0 | 0 | 0 | 0 | 0 | 0
[6 empty] | High | 2 | 0 | 1 | 1 | 0 | 0 |  |  |  | High | 2 | 0 | 1 | 1 | 0 | 0 | High | 2 | 0 | 2 | 0 | 0 | 0 |  |  | High | 2 | 0 | 0 | 1 | 1 | 0 | High | 2 | 0 | 0 | 0 | 1 | 1
|  | Safety |  |  |  | Medium | 0 | 0 | 0 | 0 | 0 | 0 |  |  |  | Medium | 0 | 0 | 0 | 0 | 0 | 0 | Medium | 0 | 0 | 0 | 0 | 0 | 0 |  |  | Medium | 0 | 0 | 0 | 0 | 0 | 0 | Medium | 0 | 0 | 0 | 0 | 0 | 0
[6 empty] | Low | 0 | 0 | 0 | 0 | 0 | 0 |  |  |  | Low | 0 | 0 | 0 | 0 | 0 | 0 | Low | 0 | 0 | 0 | 0 | 0 | 0 |  |  | Low | 0 | 0 | 0 | 0 | 0 | 0 | Low | 0 | 0 | 0 | 0 | 0 | 0
7 | Civil assets - drainage | Immediate | Site | Condition | Number of Sites | Very high | 0 | 0 | 0 | 0 | 0 | 0 |  | 7 | Civil assets - drainage | Very high | 0 | 0 | 0 | 0 | 0 | 0 | Very high | 0 | 0 | 0 | 0 | 0 | 0 | 7 | Civil assets - drainage | Very high | 0 | 0 | 0 | 0 | 0 | 0 | Very high | 0 | 0 | 0 | 0 | 0 | 0
[6 empty] | High | 0 | 0 | 0 | 0 | 0 | 0 |  |  |  | High | 0 | 0 | 0 | 0 | 0 | 0 | High | 0 | 0 | 0 | 0 | 0 | 0 |  |  | High | 0 | 0 | 0 | 0 | 0 | 0 | High | 0 | 0 | 0 | 0 | 0 | 0
|  | Environmental |  |  |  | Medium | 23 | 1 | 17 | 3 | 2 | 0 |  |  |  | Medium | 23 | 1 | 19 | 1 | 2 | 0 | Medium | 25 | 2 | 13 | 10 | 0 | 0 |  |  | Medium | 23 | 1 | 17 | 1 | 3 | 1 | Medium | 25 | 2 | 9 | 10 | 1 | 3
[6 empty] | Low | 0 | 0 | 0 | 0 | 0 | 0 |  |  |  | Low | 0 | 0 | 0 | 0 | 0 | 0 | Low | 0 | 0 | 0 | 0 | 0 | 0 |  |  | Low | 0 | 0 | 0 | 0 | 0 | 0 | Low | 0 | 0 | 0 | 0 | 0 | 0
8 | Civil assets - access | Immediate | Site | Condition | Number of Sites | Very high | 0 | 0 | 0 | 0 | 0 | 0 |  | 8 | Civil assets - access | Very high | 0 | 0 | 0 | 0 | 0 | 0 | Very high | 0 | 0 | 0 | 0 | 0 | 0 | 8 | Civil assets - access | Very high | 0 | 0 | 0 | 0 | 0 | 0 | Very high | 0 | 0 | 0 | 0 | 0 | 0
[6 empty] | High | 0 | 0 | 0 | 0 | 0 | 0 |  |  |  | High | 0 | 0 | 0 | 0 | 0 | 0 | High | 0 | 0 | 0 | 0 | 0 | 0 |  |  | High | 0 | 0 | 0 | 0 | 0 | 0 | High | 0 | 0 | 0 | 0 | 0 | 0
|  | Safety |  |  |  | Medium | 23 | 3 | 11 | 2 | 4 | 3 |  |  |  | Medium | 23 | 3 | 13 | 1 | 3 | 3 | Medium | 25 | 5 | 19 | 1 | 0 | 0 |  |  | Medium | 23 | 3 | 11 | 1 | 3 | 5 | Medium | 25 | 5 | 11 | 1 | 2 | 6
[6 empty] | Low | 0 | 0 | 0 | 0 | 0 | 0 |  |  |  | Low | 0 | 0 | 0 | 0 | 0 | 0 | Low | 0 | 0 | 0 | 0 | 0 | 0 |  |  | Low | 0 | 0 | 0 | 0 | 0 | 0 | Low | 0 | 0 | 0 | 0 | 0 | 0
16 | Electrical - including standby generators* | Immediate | Site | Condition | Number of Sites | Very high | 0 | 0 | 0 | 0 | 0 | 0 |  | 16 | Electrical - including standby generators* | Very high | 0 | 0 | 0 | 0 | 0 | 0 | Very high | 0 | 0 | 0 | 0 | 0 | 0 | 16 | Electrical - including standby generators* | Very high | 0 | 0 | 0 | 0 | 0 | 0 | Very high | 0 | 0 | 0 | 0 | 0 | 0
[6 empty] | High | 6 | 4 | 1 | 0 | 1 | 0 |  |  |  | High | 6 | 4 | 1 | 0 | 0 | 1 | High | 9 | 7 | 1 | 1 | 0 | 0 |  |  | High | 6 | 4 | 1 | 0 | 0 | 1 | High | 9 | 7 | 0 | 1 | 0 | 1
|  | Reliability |  |  |  | Medium | 7 | 3 | 2 | 0 | 2 | 0 |  |  |  | Medium | 7 | 3 | 2 | 0 | 0 | 2 | Medium | 12 | 8 | 2 | 2 | 0 | 0 |  |  | Medium | 7 | 3 | 2 | 0 | 0 | 2 | Medium | 12 | 8 | 0 | 2 | 0 | 2
[6 empty] | Low | 10 | 0 | 0 | 1 | 3 | 6 |  |  |  | Low | 10 | 0 | 6 | 1 | 0 | 3 | Low | 13 | 3 | 9 | 0 | 0 | 1 |  |  | Low | 10 | 0 | 0 | 1 | 0 | 9 | Low | 13 | 3 | 0 | 0 | 0 | 10
17 | Electrical - safe shutdown | Immediate | Site | Condition | Number of Sites | Very high | 25 | 13 | 4 | 2 | 3 | 3 |  | 17 | Electrical - safe shutdown | Very high | 25 | 15 | 5 | 2 | 0 | 3 | Very high | 27 | 19 | 2 | 4 | 0 | 2 | 17 | Electrical - safe shutdown | Very high | 25 | 13 | 4 | 2 | 0 | 6 | Very high | 27 | 15 | 0 | 4 | 0 | 8
[6 empty] | High | 0 | 0 | 0 | 0 | 0 | 0 |  |  |  | High | 0 | 0 | 0 | 0 | 0 | 0 | High | 0 | 0 | 0 | 0 | 0 | 0 |  |  | High | 0 | 0 | 0 | 0 | 0 | 0 | High | 0 | 0 | 0 | 0 | 0 | 0
|  | Safety |  |  |  | Medium | 0 | 0 | 0 | 0 | 0 | 0 |  |  |  | Medium | 0 | 0 | 0 | 0 | 0 | 0 | Medium | 0 | 0 | 0 | 0 | 0 | 0 |  |  | Medium | 0 | 0 | 0 | 0 | 0 | 0 | Medium | 0 | 0 | 0 | 0 | 0 | 0
[6 empty] | Low | 0 | 0 | 0 | 0 | 0 | 0 |  |  |  | Low | 0 | 0 | 0 | 0 | 0 | 0 | Low | 0 | 0 | 0 | 0 | 0 | 0 |  |  | Low | 0 | 0 | 0 | 0 | 0 | 0 | Low | 0 | 0 | 0 | 0 | 0 | 0
19 | Fire and gas detection | Immediate | Site | Condition | Number of Sites | Very high | 66 | 6 | 12 | 26 | 22 | 0 |  | 19 | Fire and gas detection | Very high | 64 | 5 | 20 | 12 | 15 | 12 | Very high | 96 | 41 | 24 | 6 | 1 | 24 | 19 | Fire and gas detection | Very high | 64 | 0 | 4 | 12 | 26 | 22 | Very high | 96 | 30 | 0 | 6 | 12 | 48
[6 empty] | High | 0 | 0 | 0 | 0 | 0 | 0 |  |  |  | High | 0 | 0 | 0 | 0 | 0 | 0 | High | 0 | 0 | 0 | 0 | 0 | 0 |  |  | High | 0 | 0 | 0 | 0 | 0 | 0 | High | 0 | 0 | 0 | 0 | 0 | 0
|  | Safety |  |  |  | Medium | 0 | 0 | 0 | 0 | 0 | 0 |  |  |  | Medium | 0 | 0 | 0 | 0 | 0 | 0 | Medium | 0 | 0 | 0 | 0 | 0 | 0 |  |  | Medium | 0 | 0 | 0 | 0 | 0 | 0 | Medium | 0 | 0 | 0 | 0 | 0 | 0
[6 empty] | Low | 0 | 0 | 0 | 0 | 0 | 0 |  |  |  | Low | 0 | 0 | 0 | 0 | 0 | 0 | Low | 0 | 0 | 0 | 0 | 0 | 0 |  |  | Low | 0 | 0 | 0 | 0 | 0 | 0 | Low | 0 | 0 | 0 | 0 | 0 | 0
29 | Network Control and Instrumentation | Immediate | Site | Condition | Number of Systems | Very high | 0 | 0 | 0 | 0 | 0 | 0 |  | 29 | Network Control and Instrumentation | Very high | 0 | 0 | 0 | 0 | 0 | 0 | Very high | 0 | 0 | 0 | 0 | 0 | 0 | 29 | Network Control and Instrumentation | Very high | 0 | 0 | 0 | 0 | 0 | 0 | Very high | 0 | 0 | 0 | 0 | 0 | 0
[6 empty] | High | 12 | 1 | 6 | 4 | 1 | 0 |  |  |  | High | 12 | 1 | 4 | 6 | 1 | 0 | High | 12 | 2 | 7 | 1 | 2 | 0 |  |  | High | 12 | 0 | 1 | 6 | 4 | 1 | High | 12 | 0 | 0 | 1 | 6 | 5
|  | Reliability |  |  |  | Medium | 9 | 0 | 3 | 3 | 2 | 1 |  |  |  | Medium | 9 | 0 | 4 | 3 | 2 | 0 | Medium | 11 | 3 | 7 | 0 | 1 | 0 |  |  | Medium | 9 | 0 | 0 | 3 | 3 | 3 | Medium | 11 | 2 | 0 | 0 | 3 | 6
[6 empty] | Low | 24 | 0 | 16 | 7 | 1 | 0 |  |  |  | Low | 24 | 0 | 4 | 16 | 4 | 0 | Low | 24 | 6 | 13 | 0 | 5 | 0 |  |  | Low | 24 | 0 | 0 | 16 | 7 | 1 | Low | 24 | 0 | 0 | 0 | 16 | 8
36 | Station process control system | Immediate | Site | Condition | Number of Systems | Very high | 0 | 0 | 0 | 0 | 0 | 0 |  | 36 | Station process control system | Very high | 0 | 0 | 0 | 0 | 0 | 0 | Very high | 0 | 0 | 0 | 0 | 0 | 0 | 36 | Station process control system | Very high | 0 | 0 | 0 | 0 | 0 | 0 | Very high | 0 | 0 | 0 | 0 | 0 | 0
[6 empty] | High | 9 | 5 | 3 | 1 | 0 | 0 |  |  |  | High | 9 | 0 | 5 | 3 | 1 | 0 | High | 9 | 1 | 1 | 5 | 2 | 0 |  |  | High | 9 | 0 | 5 | 3 | 1 | 0 | High | 9 | 0 | 0 | 5 | 3 | 1
|  | Reliability |  |  |  | Medium | 8 | 1 | 3 | 1 | 3 | 0 |  |  |  | Medium | 8 | 0 | 4 | 3 | 1 | 0 | Medium | 10 | 2 | 4 | 1 | 3 | 0 |  |  | Medium | 8 | 0 | 1 | 3 | 1 | 3 | Medium | 10 | 2 | 0 | 1 | 3 | 4
[6 empty] | Low | 10 | 0 | 2 | 0 | 6 | 2 |  |  |  | Low | 10 | 0 | 6 | 2 | 0 | 2 | Low | 10 | 0 | 8 | 0 | 2 | 0 |  |  | Low | 10 | 0 | 0 | 2 | 0 | 8 | Low | 10 | 0 | 0 | 0 | 2 | 8
30 | Odorisation Plant | Immediate | Site | Condition | Number of Systems | Very high | 0 | 0 | 0 | 0 | 0 | 0 |  | 30 | Odorisation Plant | Very high | 0 | 0 | 0 | 0 | 0 | 0 | Very high | 0 | 0 | 0 | 0 | 0 | 0 | 30 | Odorisation Plant | Very high | 0 | 0 | 0 | 0 | 0 | 0 | Very high | 0 | 0 | 0 | 0 | 0 | 0
[6 empty] | High | 1 | 0 | 0 | 0 | 1 | 0 |  |  |  | High | 1 | 0 | 0 | 0 | 0 | 1 | High | 1 | 0 | 1 | 0 | 0 | 0 |  |  | High | 1 | 0 | 0 | 0 | 0 | 1 | High | 1 | 0 | 0 | 0 | 0 | 1
|  | Safety |  |  |  | Medium | 0 | 0 | 0 | 0 | 0 | 0 |  |  |  | Medium | 0 | 0 | 0 | 0 | 0 | 0 | Medium | 0 | 0 | 0 | 0 | 0 | 0 |  |  | Medium | 0 | 0 | 0 | 0 | 0 | 0 | Medium | 0 | 0 | 0 | 0 | 0 | 0
[6 empty] | Low | 0 | 0 | 0 | 0 | 0 | 0 |  |  |  | Low | 0 | 0 | 0 | 0 | 0 | 0 | Low | 0 | 0 | 0 | 0 | 0 | 0 |  |  | Low | 0 | 0 | 0 | 0 | 0 | 0 | Low | 0 | 0 | 0 | 0 | 0 | 0
3 | Air intake | Immediate | Unit | Condition | Number of Units | Very high | 0 | 0 | 0 | 0 | 0 | 0 |  | 3 | Air intake | Very high | 0 | 0 | 0 | 0 | 0 | 0 | Very high | 0 | 0 | 0 | 0 | 0 | 0 | 3 | Air intake | Very high | 0 | 0 | 0 | 0 | 0 | 0 | Very high | 0 | 0 | 0 | 0 | 0 | 0
[6 empty] | High | 19 | 2 | 10 | 7 | 0 | 0 |  |  |  | High | 17 | 0 | 4 | 8 | 5 | 0 | High | 27 | 10 | 9 | 0 | 7 | 1 |  |  | High | 17 | 0 | 2 | 8 | 7 | 0 | High | 27 | 10 | 0 | 0 | 10 | 7
|  | Reliability |  |  |  | Medium | 15 | 0 | 8 | 5 | 1 | 1 |  |  |  | Medium | 15 | 0 | 2 | 8 | 5 | 0 | Medium | 23 | 8 | 7 | 0 | 7 | 1 |  |  | Medium | 15 | 0 | 0 | 8 | 5 | 2 | Medium | 23 | 8 | 0 | 0 | 8 | 7
[6 empty] | Low | 25 | 0 | 22 | 3 | 0 | 0 |  |  |  | Low | 25 | 0 | 0 | 22 | 3 | 0 | Low | 29 | 4 | 8 | 0 | 15 | 2 |  |  | Low | 25 | 0 | 0 | 22 | 3 | 0 | Low | 29 | 4 | 0 | 0 | 22 | 3
4 | Exhausts | Immediate | Unit | Condition | Number of Units | Very high | 0 | 0 | 0 | 0 | 0 | 0 |  | 4 | Exhausts | Very high | 0 | 0 | 0 | 0 | 0 | 0 | Very high | 0 | 0 | 0 | 0 | 0 | 0 | 4 | Exhausts | Very high | 0 | 0 | 0 | 0 | 0 | 0 | Very high | 0 | 0 | 0 | 0 | 0 | 0
[6 empty] | High | 19 | 2 | 9 | 6 | 1 | 1 |  |  |  | High | 17 | 0 | 6 | 7 | 3 | 1 | High | 27 | 10 | 9 | 0 | 6 | 2 |  |  | High | 17 | 0 | 2 | 7 | 6 | 2 | High | 27 | 10 | 0 | 0 | 9 | 8
|  | Reliability |  |  |  | Medium | 15 | 0 | 8 | 6 | 1 | 0 |  |  |  | Medium | 15 | 0 | 2 | 8 | 5 | 0 | Medium | 23 | 8 | 7 | 0 | 7 | 1 |  |  | Medium | 15 | 0 | 0 | 8 | 6 | 1 | Medium | 23 | 8 | 0 | 0 | 8 | 7
[6 empty] | Low | 25 | 0 | 21 | 3 | 1 | 0 |  |  |  | Low | 25 | 0 | 1 | 21 | 3 | 0 | Low | 29 | 4 | 8 | 0 | 16 | 1 |  |  | Low | 25 | 0 | 0 | 21 | 3 | 1 | Low | 29 | 4 | 0 | 0 | 21 | 4
6 | Cab ventilation | Immediate | Unit | Condition | Number of Units | Very high | 0 | 0 | 0 | 0 | 0 | 0 |  | 6 | Cab ventilation | Very high | 0 | 0 | 0 | 0 | 0 | 0 | Very high | 0 | 0 | 0 | 0 | 0 | 0 | 6 | Cab ventilation | Very high | 0 | 0 | 0 | 0 | 0 | 0 | Very high | 0 | 0 | 0 | 0 | 0 | 0
[6 empty] | High | 20 | 2 | 4 | 4 | 6 | 4 |  |  |  | High | 18 | 0 | 6 | 4 | 4 | 4 | High | 28 | 10 | 8 | 2 | 4 | 4 |  |  | High | 18 | 0 | 2 | 4 | 4 | 8 | High | 28 | 10 | 0 | 2 | 4 | 12
|  | Safety |  |  |  | Medium | 15 | 0 | 4 | 3 | 7 | 1 |  |  |  | Medium | 15 | 0 | 6 | 4 | 1 | 4 | Medium | 23 | 8 | 10 | 0 | 2 | 3 |  |  | Medium | 15 | 0 | 0 | 4 | 3 | 8 | Medium | 23 | 8 | 0 | 0 | 4 | 11
[6 empty] | Low | 25 | 0 | 14 | 1 | 8 | 2 |  |  |  | Low | 25 | 0 | 5 | 14 | 0 | 6 | Low | 29 | 4 | 7 | 0 | 13 | 5 |  |  | Low | 25 | 0 | 0 | 14 | 1 | 10 | Low | 29 | 4 | 0 | 0 | 14 | 11
13 | Fuel tanks & bunds | Immediate | Unit | Condition | Number of Units | Very high | 0 | 0 | 0 | 0 | 0 | 0 |  | 13 | Fuel tanks & bunds | Very high | 0 | 0 | 0 | 0 | 0 | 0 | Very high | 0 | 0 | 0 | 0 | 0 | 0 | 13 | Fuel tanks & bunds | Very high | 0 | 0 | 0 | 0 | 0 | 0 | Very high | 0 | 0 | 0 | 0 | 0 | 0
[6 empty] | High | 1 | 1 | 0 | 0 | 0 | 0 |  |  |  | High | 1 | 1 | 0 | 0 | 0 | 0 | High | 1 | 1 | 0 | 0 | 0 | 0 |  |  | High | 1 | 1 | 0 | 0 | 0 | 0 | High | 1 | 1 | 0 | 0 | 0 | 0
|  | Environmental |  |  |  | Medium | 22 | 0 | 16 | 3 | 2 | 1 |  |  |  | Medium | 22 | 1 | 17 | 0 | 3 | 1 | Medium | 24 | 3 | 20 | 0 | 0 | 1 |  |  | Medium | 22 | 0 | 16 | 0 | 3 | 3 | Medium | 24 | 2 | 16 | 0 | 0 | 6
[6 empty] | Low | 0 | 0 | 0 | 0 | 0 | 0 |  |  |  | Low | 0 | 0 | 0 | 0 | 0 | 0 | Low | 0 | 0 | 0 | 0 | 0 | 0 |  |  | Low | 0 | 0 | 0 | 0 | 0 | 0 | Low | 0 | 0 | 0 | 0 | 0 | 0
14 | Compressor | Immediate | Unit | Duty | Number of Units | Very high | 0 | 0 | 0 | 0 | 0 | 0 |  | 14 | Compressor | Very high | 0 | 0 | 0 | 0 | 0 | 0 | Very high | 0 | 0 | 0 | 0 | 0 | 0 | 14 | Compressor | Very high | 0 | 0 | 0 | 0 | 0 | 0 | Very high | 0 | 0 | 0 | 0 | 0 | 0
[6 empty] | High | 23 | 5 | 2 | 14 | 2 | 0 |  |  |  | High | 21 | 5 | 2 | 12 | 0 | 2 | High | 28 | 13 | 7 | 0 | 8 | 0 |  |  | High | 21 | 5 | 2 | 12 | 0 | 2 | High | 34 | 13 | 5 | 0 | 14 | 2
|  | Reliability |  |  |  | Medium | 17 | 0 | 9 | 6 | 2 | 0 |  |  |  | Medium | 17 | 0 | 11 | 6 | 0 | 0 | Medium | 28 | 11 | 5 | 9 | 3 | 0 |  |  | Medium | 17 | 0 | 9 | 6 | 0 | 2 | Medium | 28 | 11 | 0 | 9 | 6 | 2
[6 empty] | Low | 26 | 1 | 5 | 17 | 2 | 1 |  |  |  | Low | 26 | 1 | 6 | 17 | 0 | 2 | Low | 33 | 7 | 3 | 5 | 17 | 1 |  |  | Low | 26 | 1 | 5 | 17 | 0 | 3 | Low | 33 | 7 | 1 | 5 | 17 | 3
18 | Filters and Scrubbers (incl. Condensate Tanks) | Immediate | Unit | Age | Number of Units | Very high | 0 | 0 | 0 | 0 | 0 | 0 |  | 18 | Filters and Scrubbers (incl. Condensate Tanks) | Very high | 0 | 0 | 0 | 0 | 0 | 0 | Very high | 0 | 0 | 0 | 0 | 0 | 0 | 18 | Filters and Scrubbers (incl. Condensate Tanks) | Very high | 0 | 0 | 0 | 0 | 0 | 0 | Very high | 0 | 0 | 0 | 0 | 0 | 0
[6 empty] | High | 63 | 2 | 27 | 16 | 3 | 15 |  |  |  | High | 59 | 0 | 19 | 25 | 9 | 6 | High | 79 | 20 | 42 | 0 | 7 | 10 |  |  | High | 59 | 0 | 2 | 25 | 14 | 18 | High | 79 | 20 | 0 | 0 | 25 | 34
|  | Reliability |  |  |  | Medium | 41 | 0 | 13 | 11 | 9 | 8 |  |  |  | Medium | 41 | 0 | 17 | 13 | 6 | 5 | Medium | 75 | 34 | 29 | 0 | 4 | 8 |  |  | Medium | 41 | 0 | 0 | 13 | 11 | 17 | Medium | 75 | 34 | 0 | 0 | 13 | 28
[6 empty] | Low | 122 | 0 | 45 | 30 | 28 | 19 |  |  |  | Low | 122 | 0 | 51 | 45 | 8 | 18 | Low | 130 | 8 | 81 | 15 | 0 | 26 |  |  | Low | 122 | 0 | 0 | 45 | 30 | 47 | Low | 130 | 8 | 0 | 0 | 45 | 77
21 | Flow or pressure regulators | Immediate | Unit | Condition | Number of Streams | Very high | 0 | 0 | 0 | 0 | 0 | 0 |  | 21 | Flow or pressure regulators | Very high | 0 | 0 | 0 | 0 | 0 | 0 | Very high | 0 | 0 | 0 | 0 | 0 | 0 | 21 | Flow or pressure regulators | Very high | 0 | 0 | 0 | 0 | 0 | 0 | Very high | 0 | 0 | 0 | 0 | 0 | 0
[6 empty] | High | 32 | 2 | 10 | 15 | 5 | 0 |  |  |  | High | 35 | 5 | 13 | 0 | 15 | 2 | High | 35 | 2 | 15 | 10 | 0 | 8 |  |  | High | 35 | 5 | 10 | 0 | 15 | 5 | High | 35 | 2 | 3 | 10 | 0 | 20
|  | Reliability |  |  |  | Medium | 25 | 0 | 20 | 2 | 2 | 1 |  |  |  | Medium | 34 | 9 | 22 | 0 | 2 | 1 | Medium | 47 | 19 | 7 | 20 | 0 | 1 |  |  | Medium | 34 | 9 | 20 | 0 | 2 | 3 | Medium | 47 | 19 | 3 | 20 | 0 | 5
[6 empty] | Low | 65 | 0 | 59 | 3 | 2 | 1 |  |  |  | Low | 65 | 0 | 60 | 0 | 3 | 2 | Low | 65 | 0 | 3 | 59 | 0 | 3 |  |  | Low | 65 | 0 | 59 | 0 | 3 | 3 | Low | 65 | 0 | 0 | 59 | 0 | 6
22 | Gas analyser | Immediate | Unit | Condition | Number of Systems | Very high | 12 | 3 | 1 | 2 | 6 | 0 |  | 22 | Gas analyser | Very high | 12 | 5 | 3 | 1 | 2 | 1 | Very high | 12 | 5 | 3 | 3 | 1 | 0 | 22 | Gas analyser | Very high | 12 | 0 | 3 | 1 | 2 | 6 | Very high | 12 | 0 | 0 | 3 | 1 | 8
[6 empty] | High | 0 | 0 | 0 | 0 | 0 | 0 |  |  |  | High | 0 | 0 | 0 | 0 | 0 | 0 | High | 0 | 0 | 0 | 0 | 0 | 0 |  |  | High | 0 | 0 | 0 | 0 | 0 | 0 | High | 0 | 0 | 0 | 0 | 0 | 0
|  | Reliability |  |  |  | Medium | 0 | 0 | 0 | 0 | 0 | 0 |  |  |  | Medium | 0 | 0 | 0 | 0 | 0 | 0 | Medium | 0 | 0 | 0 | 0 | 0 | 0 |  |  | Medium | 0 | 0 | 0 | 0 | 0 | 0 | Medium | 0 | 0 | 0 | 0 | 0 | 0
[6 empty] | Low | 0 | 0 | 0 | 0 | 0 | 0 |  |  |  | Low | 0 | 0 | 0 | 0 | 0 | 0 | Low | 0 | 0 | 0 | 0 | 0 | 0 |  |  | Low | 0 | 0 | 0 | 0 | 0 | 0 | Low | 0 | 0 | 0 | 0 | 0 | 0
23 | Gas Generator | Immediate | Unit | Duty | Number of Units | Very high | 0 | 0 | 0 | 0 | 0 | 0 |  | 23 | Gas Generator | Very high | 0 | 0 | 0 | 0 | 0 | 0 | Very high | 0 | 0 | 0 | 0 | 0 | 0 | 23 | Gas Generator | Very high | 0 | 0 | 0 | 0 | 0 | 0 | Very high | 0 | 0 | 0 | 0 | 0 | 0
[6 empty] | High | 19 | 2 | 12 | 4 | 1 | 0 |  |  |  | High | 17 | 0 | 5 | 10 | 2 | 0 | High | 27 | 10 | 7 | 0 | 10 | 0 |  |  | High | 17 | 0 | 2 | 10 | 4 | 1 | High | 27 | 10 | 0 | 0 | 12 | 5
|  | Reliability |  |  |  | Medium | 15 | 0 | 11 | 3 | 1 | 0 |  |  |  | Medium | 15 | 0 | 3 | 11 | 0 | 1 | Medium | 23 | 8 | 6 | 0 | 8 | 1 |  |  | Medium | 15 | 0 | 0 | 11 | 3 | 1 | Medium | 23 | 8 | 0 | 0 | 11 | 4
[6 empty] | Low | 25 | 0 | 19 | 3 | 3 | 0 |  |  |  | Low | 25 | 0 | 2 | 19 | 3 | 1 | Low | 29 | 4 | 4 | 0 | 19 | 2 |  |  | Low | 25 | 0 | 0 | 19 | 3 | 3 | Low | 29 | 4 | 0 | 0 | 19 | 6
28 | Fuel gas metering | Immediate | Unit | Condition | Number of Streams | Very high | 0 | 0 | 0 | 0 | 0 | 0 |  | 28 | Fuel gas metering | Very high | 0 | 0 | 0 | 0 | 0 | 0 | Very high | 0 | 0 | 0 | 0 | 0 | 0 | 28 | Fuel gas metering | Very high | 0 | 0 | 0 | 0 | 0 | 0 | Very high | 0 | 0 | 0 | 0 | 0 | 0
[6 empty] | High | 0 | 0 | 0 | 0 | 0 | 0 |  |  |  | High | 0 | 0 | 0 | 0 | 0 | 0 | High | 0 | 0 | 0 | 0 | 0 | 0 |  |  | High | 0 | 0 | 0 | 0 | 0 | 0 | High | 0 | 0 | 0 | 0 | 0 | 0
|  | Environmental |  |  |  | Medium | 59 | 2 | 20 | 20 | 15 | 2 |  |  |  | Medium | 57 | 0 | 22 | 20 | 12 | 3 | Medium | 79 | 22 | 34 | 6 | 9 | 8 |  |  | Medium | 57 | 0 | 2 | 20 | 18 | 17 | Medium | 79 | 22 | 0 | 2 | 18 | 37
[6 empty] | Low | 0 | 0 | 0 | 0 | 0 | 0 |  |  |  | Low | 0 | 0 | 0 | 0 | 0 | 0 | Low | 0 | 0 | 0 | 0 | 0 | 0 |  |  | Low | 0 | 0 | 0 | 0 | 0 | 0 | Low | 0 | 0 | 0 | 0 | 0 | 0
34 | Power turbine | Immediate | Unit | Duty | Number of Units | Very high | 0 | 0 | 0 | 0 | 0 | 0 |  | 34 | Power turbine | Very high | 0 | 0 | 0 | 0 | 0 | 0 | Very high | 0 | 0 | 0 | 0 | 0 | 0 | 34 | Power turbine | Very high | 0 | 0 | 0 | 0 | 0 | 0 | Very high | 0 | 0 | 0 | 0 | 0 | 0
[6 empty] | High | 19 | 2 | 11 | 3 | 1 | 2 |  |  |  | High | 17 | 0 | 5 | 11 | 1 | 0 | High | 27 | 11 | 4 | 2 | 8 | 2 |  |  | High | 17 | 0 | 2 | 11 | 1 | 3 | High | 27 | 10 | 0 | 2 | 9 | 6
|  | Reliability |  |  |  | Medium | 15 | 0 | 10 | 3 | 1 | 1 |  |  |  | Medium | 15 | 0 | 0 | 10 | 3 | 2 | Medium | 23 | 9 | 4 | 0 | 9 | 1 |  |  | Medium | 15 | 0 | 0 | 10 | 3 | 2 | Medium | 23 | 8 | 0 | 0 | 10 | 5
[6 empty] | Low | 25 | 0 | 21 | 2 | 1 | 1 |  |  |  | Low | 25 | 0 | 0 | 21 | 2 | 2 | Low | 29 | 4 | 1 | 0 | 21 | 3 |  |  | Low | 25 | 0 | 0 | 21 | 2 | 2 | Low | 29 | 4 | 0 | 0 | 21 | 4
37 | Unit control system | Immediate | Unit | Condition | Number of Systems | Very high | 0 | 0 | 0 | 0 | 0 | 0 |  | 37 | Unit control system | Very high | 0 | 0 | 0 | 0 | 0 | 0 | Very high | 0 | 0 | 0 | 0 | 0 | 0 | 37 | Unit control system | Very high | 0 | 0 | 0 | 0 | 0 | 0 | Very high | 0 | 0 | 0 | 0 | 0 | 0
[6 empty] | High | 24 | 5 | 11 | 0 | 8 | 0 |  |  |  | High | 22 | 2 | 10 | 9 | 0 | 1 | High | 35 | 14 | 7 | 3 | 11 | 0 |  |  | High | 22 | 0 | 5 | 9 | 0 | 8 | High | 35 | 12 | 1 | 3 | 11 | 8
|  | Reliability |  |  |  | Medium | 17 | 0 | 3 | 4 | 7 | 3 |  |  |  | Medium | 17 | 0 | 7 | 3 | 4 | 3 | Medium | 28 | 10 | 14 | 0 | 3 | 1 |  |  | Medium | 17 | 0 | 0 | 3 | 4 | 10 | Medium | 28 | 10 | 1 | 0 | 3 | 14
[6 empty] | Low | 26 | 1 | 2 | 0 | 19 | 4 |  |  |  | Low | 26 | 2 | 14 | 2 | 0 | 8 | Low | 33 | 9 | 13 | 1 | 2 | 8 |  |  | Low | 26 | 0 | 1 | 2 | 0 | 23 | Low | 33 | 7 | 0 | 1 | 2 | 23
38 | AntiSurge System | Immediate | Unit | Condition | Number of Systems | Very high | 0 | 0 | 0 | 0 | 0 | 0 |  | 38 | AntiSurge System | Very high | 0 | 0 | 0 | 0 | 0 | 0 | Very high | 0 | 0 | 0 | 0 | 0 | 0 | 38 | AntiSurge System | Very high | 0 | 0 | 0 | 0 | 0 | 0 | Very high | 0 | 0 | 0 | 0 | 0 | 0
[6 empty] | High | 23 | 5 | 11 | 7 | 0 | 0 |  |  |  | High | 21 | 0 | 9 | 9 | 3 | 0 | High | 34 | 12 | 11 | 3 | 7 | 1 |  |  | High | 21 | 0 | 5 | 9 | 7 | 0 | High | 34 | 12 | 1 | 3 | 11 | 7
|  | Reliability |  |  |  | Medium | 17 | 0 | 13 | 4 | 0 | 0 |  |  |  | Medium | 17 | 0 | 3 | 13 | 1 | 0 | Medium | 28 | 10 | 8 | 0 | 8 | 2 |  |  | Medium | 17 | 0 | 0 | 13 | 4 | 0 | Medium | 28 | 10 | 1 | 0 | 13 | 4
[6 empty] | Low | 26 | 1 | 22 | 3 | 0 | 0 |  |  |  | Low | 26 | 0 | 2 | 22 | 2 | 0 | Low | 33 | 7 | 6 | 1 | 18 | 1 |  |  | Low | 26 | 0 | 1 | 22 | 3 | 0 | Low | 33 | 7 | 0 | 1 | 22 | 3
40 | Starter motor | Immediate | Unit | Duty | Number of Units | Very high | 0 | 0 | 0 | 0 | 0 | 0 |  | 40 | Starter motor | Very high | 0 | 0 | 0 | 0 | 0 | 0 | Very high | 0 | 0 | 0 | 0 | 0 | 0 | 40 | Starter motor | Very high | 0 | 0 | 0 | 0 | 0 | 0 | Very high | 0 | 0 | 0 | 0 | 0 | 0
[6 empty] | High | 19 | 2 | 9 | 4 | 3 | 1 |  |  |  | High | 17 | 0 | 8 | 9 | 0 | 0 | High | 27 | 10 | 12 | 2 | 1 | 2 |  |  | High | 17 | 0 | 2 | 9 | 2 | 4 | High | 27 | 10 | 0 | 2 | 7 | 8
|  | Reliability |  |  |  | Medium | 15 | 0 | 10 | 5 | 0 | 0 |  |  |  | Medium | 15 | 0 | 2 | 10 | 3 | 0 | Medium | 23 | 8 | 6 | 0 | 8 | 1 |  |  | Medium | 15 | 0 | 0 | 10 | 5 | 0 | Medium | 23 | 8 | 0 | 0 | 10 | 5
[6 empty] | Low | 25 | 0 | 25 | 0 | 0 | 0 |  |  |  | Low | 25 | 0 | 0 | 25 | 0 | 0 | Low | 29 | 4 | 2 | 0 | 23 | 0 |  |  | Low | 25 | 0 | 0 | 25 | 0 | 0 | Low | 29 | 4 | 0 | 0 | 25 | 0
42 | Electrical variable speed drive | Immediate | Unit | Duty | Number of Units | Very high | 0 | 0 | 0 | 0 | 0 | 0 |  | 42 | Electrical variable speed drive | Very high | 0 | 0 | 0 | 0 | 0 | 0 | Very high | 0 | 0 | 0 | 0 | 0 | 0 | 42 | Electrical variable speed drive | Very high | 0 | 0 | 0 | 0 | 0 | 0 | Very high | 0 | 0 | 0 | 0 | 0 | 0
[6 empty] | High | 4 | 3 | 1 | 0 | 0 | 0 |  |  |  | High | 4 | 0 | 3 | 1 | 0 | 0 | High | 7 | 3 | 1 | 3 | 0 | 0 |  |  | High | 4 | 0 | 3 | 1 | 0 | 0 | High | 7 | 3 | 0 | 3 | 1 | 0
|  | Reliability |  |  |  | Medium | 2 | 0 | 0 | 2 | 0 | 0 |  |  |  | Medium | 2 | 0 | 0 | 0 | 2 | 0 | Medium | 5 | 3 | 2 | 0 | 0 | 0 |  |  | Medium | 2 | 0 | 0 | 0 | 2 | 0 | Medium | 5 | 3 | 0 | 0 | 0 | 2
[6 empty] | Low | 1 | 1 | 0 | 0 | 0 | 0 |  |  |  | Low | 1 | 0 | 1 | 0 | 0 | 0 | Low | 4 | 3 | 0 | 1 | 0 | 0 |  |  | Low | 1 | 0 | 1 | 0 | 0 | 0 | Low | 4 | 3 | 0 | 1 | 0 | 0
44 | Non return valve | Immediate | Unit | Condition | Number of Valves | Very high | 0 | 0 | 0 | 0 | 0 | 0 |  | 44 | Non return valve | Very high | 0 | 0 | 0 | 0 | 0 | 0 | Very high | 0 | 0 | 0 | 0 | 0 | 0 | 44 | Non return valve | Very high | 0 | 0 | 0 | 0 | 0 | 0 | Very high | 0 | 0 | 0 | 0 | 0 | 0
[6 empty] | High | 111 | 15 | 42 | 13 | 32 | 9 |  |  |  | High | 109 | 22 | 53 | 0 | 13 | 21 | High | 142 | 44 | 44 | 42 | 0 | 12 |  |  | High | 109 | 15 | 42 | 0 | 13 | 39 | High | 142 | 33 | 15 | 42 | 0 | 52
|  | Reliability |  |  |  | Medium | 0 | 0 | 0 | 0 | 0 | 0 |  |  |  | Medium | 0 | 0 | 0 | 0 | 0 | 0 | Medium | 0 | 0 | 0 | 0 | 0 | 0 |  |  | Medium | 0 | 0 | 0 | 0 | 0 | 0 | Medium | 0 | 0 | 0 | 0 | 0 | 0
[6 empty] | Low | 0 | 0 | 0 | 0 | 0 | 0 |  |  |  | Low | 0 | 0 | 0 | 0 | 0 | 0 | Low | 0 | 0 | 0 | 0 | 0 | 0 |  |  | Low | 0 | 0 | 0 | 0 | 0 | 0 | Low | 0 | 0 | 0 | 0 | 0 | 0
46 | Process valves | Immediate | Unit | Condition | Number of Valves | Very high | 0 | 0 | 0 | 0 | 0 | 0 |  | 46 | Process valves | Very high | 0 | 0 | 0 | 0 | 0 | 0 | Very high | 0 | 0 | 0 | 0 | 0 | 0 | 46 | Process valves | Very high | 0 | 0 | 0 | 0 | 0 | 0 | Very high | 0 | 0 | 0 | 0 | 0 | 0
[6 empty] | High | 180 | 24 | 69 | 62 | 25 | 0 |  |  |  | High | 172 | 26 | 77 | 23 | 33 | 13 | High | 244 | 87 | 66 | 58 | 0 | 33 |  |  | High | 172 | 24 | 69 | 23 | 43 | 13 | High | 244 | 84 | 46 | 58 | 12 | 44
|  | Reliability |  |  |  | Medium | 160 | 0 | 135 | 6 | 15 | 4 |  |  |  | Medium | 160 | 0 | 140 | 3 | 8 | 9 | Medium | 239 | 80 | 81 | 71 | 4 | 3 |  |  | Medium | 160 | 0 | 135 | 3 | 10 | 12 | Medium | 239 | 79 | 67 | 71 | 7 | 15
[6 empty] | Low | 253 | 4 | 229 | 2 | 12 | 6 |  |  |  | Low | 253 | 4 | 230 | 1 | 7 | 11 | Low | 289 | 38 | 124 | 116 | 6 | 5 |  |  | Low | 253 | 4 | 229 | 1 | 7 | 12 | Low | 289 | 38 | 116 | 116 | 6 | 13
47 | Slam shut | Immediate | Unit | Condition | Number of Valves | Very high | 106 | 2 | 59 | 16 | 17 | 12 |  | 47 | Slam shut | Very high | 106 | 4 | 68 | 0 | 16 | 18 | Very high | 115 | 21 | 68 | 0 | 0 | 26 | 47 | Slam shut | Very high | 106 | 2 | 59 | 0 | 16 | 29 | Very high | 115 | 11 | 59 | 0 | 0 | 45
[6 empty] | High | 0 | 0 | 0 | 0 | 0 | 0 |  |  |  | High | 0 | 0 | 0 | 0 | 0 | 0 | High | 0 | 0 | 0 | 0 | 0 | 0 |  |  | High | 0 | 0 | 0 | 0 | 0 | 0 | High | 0 | 0 | 0 | 0 | 0 | 0
|  | Safety |  |  |  | Medium | 0 | 0 | 0 | 0 | 0 | 0 |  |  |  | Medium | 0 | 0 | 0 | 0 | 0 | 0 | Medium | 0 | 0 | 0 | 0 | 0 | 0 |  |  | Medium | 0 | 0 | 0 | 0 | 0 | 0 | Medium | 0 | 0 | 0 | 0 | 0 | 0
[6 empty] | Low | 0 | 0 | 0 | 0 | 0 | 0 |  |  |  | Low | 0 | 0 | 0 | 0 | 0 | 0 | Low | 0 | 0 | 0 | 0 | 0 | 0 |  |  | Low | 0 | 0 | 0 | 0 | 0 | 0 | Low | 0 | 0 | 0 | 0 | 0 | 0
27 | Metering | Immediate | Unit | Condition | Number of Systems | Very high | 0 | 0 | 0 | 0 | 0 | 0 |  | 27 | Metering | Very high | 0 | 0 | 0 | 0 | 0 | 0 | Very high | 0 | 0 | 0 | 0 | 0 | 0 | 27 | Metering | Very high | 0 | 0 | 0 | 0 | 0 | 0 | Very high | 0 | 0 | 0 | 0 | 0 | 0
[6 empty] | High | 0 | 0 | 0 | 0 | 0 | 0 |  |  |  | High | 0 | 0 | 0 | 0 | 0 | 0 | High | 0 | 0 | 0 | 0 | 0 | 0 |  |  | High | 0 | 0 | 0 | 0 | 0 | 0 | High | 0 | 0 | 0 | 0 | 0 | 0
|  | Financial |  |  |  | Medium | 0 | 0 | 0 | 0 | 0 | 0 |  |  |  | Medium | 0 | 0 | 0 | 0 | 0 | 0 | Medium | 0 | 0 | 0 | 0 | 0 | 0 |  |  | Medium | 0 | 0 | 0 | 0 | 0 | 0 | Medium | 0 | 0 | 0 | 0 | 0 | 0
[6 empty] | Low | 23 | 7 | 3 | 3 | 9 | 1 |  |  |  | Low | 23 | 3 | 11 | 3 | 3 | 3 | Low | 23 | 4 | 6 | 7 | 3 | 3 |  |  | Low | 23 | 0 | 7 | 3 | 3 | 10 | Low | 23 | 0 | 0 | 7 | 3 | 13
26 | Markers | Delayed | Network | Condition | Number of Sites | Very high | 0 | 0 | 0 | 0 | 0 | 0 |  | 26 | Markers | Very high | 0 | 0 | 0 | 0 | 0 | 0 | Very high | 0 | 0 | 0 | 0 | 0 | 0 | 26 | Markers | Very high | 0 | 0 | 0 | 0 | 0 | 0 | Very high | 0 | 0 | 0 | 0 | 0 | 0
[6 empty] | High | 0 | 0 | 0 | 0 | 0 | 0 |  |  |  | High | 0 | 0 | 0 | 0 | 0 | 0 | High | 0 | 0 | 0 | 0 | 0 | 0 |  |  | High | 0 | 0 | 0 | 0 | 0 | 0 | High | 0 | 0 | 0 | 0 | 0 | 0
|  | Safety |  |  |  | Medium | 23 | 1 | 12 | 8 | 2 | 0 |  |  |  | Medium | 23 | 0 | 2 | 12 | 8 | 1 | Medium | 25 | 2 | 9 | 1 | 12 | 1 |  |  | Medium | 23 | 0 | 1 | 12 | 8 | 2 | Medium | 25 | 2 | 0 | 1 | 12 | 10
[6 empty] | Low | 0 | 0 | 0 | 0 | 0 | 0 |  |  |  | Low | 0 | 0 | 0 | 0 | 0 | 0 | Low | 0 | 0 | 0 | 0 | 0 | 0 |  |  | Low | 0 | 0 | 0 | 0 | 0 | 0 | Low | 0 | 0 | 0 | 0 | 0 | 0
9 | Civil assets - buildings/enclosures | Delayed | Site | Condition | Number of Sites | Very high | 0 | 0 | 0 | 0 | 0 | 0 |  | 9 | Civil assets - buildings/enclosures | Very high | 0 | 0 | 0 | 0 | 0 | 0 | Very high | 0 | 0 | 0 | 0 | 0 | 0 | 9 | Civil assets - buildings/enclosures | Very high | 0 | 0 | 0 | 0 | 0 | 0 | Very high | 0 | 0 | 0 | 0 | 0 | 0
[6 empty] | High | 7 | 1 | 3 | 2 | 1 | 0 |  |  |  | High | 7 | 1 | 4 | 1 | 1 | 0 | High | 7 | 1 | 5 | 1 | 0 | 0 |  |  | High | 7 | 1 | 3 | 1 | 1 | 1 | High | 7 | 1 | 3 | 1 | 0 | 2
|  | Reliability |  |  |  | Medium | 6 | 0 | 2 | 2 | 1 | 1 |  |  |  | Medium | 6 | 0 | 3 | 1 | 1 | 1 | Medium | 8 | 2 | 4 | 1 | 0 | 1 |  |  | Medium | 6 | 0 | 2 | 1 | 1 | 2 | Medium | 8 | 2 | 2 | 1 | 0 | 3
[6 empty] | Low | 10 | 0 | 7 | 0 | 1 | 2 |  |  |  | Low | 10 | 0 | 9 | 0 | 0 | 1 | Low | 10 | 0 | 10 | 0 | 0 | 0 |  |  | Low | 10 | 0 | 7 | 0 | 0 | 3 | Low | 10 | 0 | 7 | 0 | 0 | 3
10 | Civil Assets - ducting | Delayed | Site | Condition | Number of Sites | Very high | 0 | 0 | 0 | 0 | 0 | 0 |  | 10 | Civil Assets - ducting | Very high | 0 | 0 | 0 | 0 | 0 | 0 | Very high | 0 | 0 | 0 | 0 | 0 | 0 | 10 | Civil Assets - ducting | Very high | 0 | 0 | 0 | 0 | 0 | 0 | Very high | 0 | 0 | 0 | 0 | 0 | 0
[6 empty] | High | 7 | 1 | 4 | 1 | 1 | 0 |  |  |  | High | 7 | 1 | 4 | 0 | 1 | 1 | High | 7 | 1 | 5 | 0 | 0 | 1 |  |  | High | 7 | 1 | 4 | 0 | 1 | 1 | High | 7 | 1 | 4 | 0 | 0 | 2
|  | Reliability |  |  |  | Medium | 6 | 0 | 5 | 1 | 0 | 0 |  |  |  | Medium | 6 | 0 | 5 | 0 | 1 | 0 | Medium | 8 | 2 | 5 | 0 | 0 | 1 |  |  | Medium | 6 | 0 | 5 | 0 | 1 | 0 | Medium | 8 | 2 | 5 | 0 | 0 | 1
[6 empty] | Low | 10 | 0 | 8 | 1 | 1 | 0 |  |  |  | Low | 10 | 0 | 8 | 0 | 1 | 1 | Low | 10 | 0 | 9 | 0 | 0 | 1 |  |  | Low | 10 | 0 | 8 | 0 | 1 | 1 | Low | 10 | 0 | 8 | 0 | 0 | 2
12 | Civil assets - pipe supports and pits | Delayed | Site | Condition | Number of Sites | Very high | 0 | 0 | 0 | 0 | 0 | 0 |  | 12 | Civil assets - pipe supports and pits | Very high | 0 | 0 | 0 | 0 | 0 | 0 | Very high | 0 | 0 | 0 | 0 | 0 | 0 | 12 | Civil assets - pipe supports and pits | Very high | 0 | 0 | 0 | 0 | 0 | 0 | Very high | 0 | 0 | 0 | 0 | 0 | 0
[6 empty] | High | 7 | 1 | 4 | 2 | 0 | 0 |  |  |  | High | 7 | 1 | 4 | 0 | 2 | 0 | High | 7 | 1 | 5 | 0 | 0 | 1 |  |  | High | 7 | 1 | 4 | 0 | 2 | 0 | High | 7 | 1 | 4 | 0 | 0 | 2
|  | Reliability |  |  |  | Medium | 6 | 0 | 2 | 3 | 1 | 0 |  |  |  | Medium | 6 | 0 | 3 | 0 | 3 | 0 | Medium | 8 | 2 | 5 | 0 | 0 | 1 |  |  | Medium | 6 | 0 | 2 | 0 | 3 | 1 | Medium | 8 | 2 | 2 | 0 | 0 | 4
[6 empty] | Low | 10 | 0 | 5 | 2 | 3 | 0 |  |  |  | Low | 10 | 0 | 7 | 0 | 2 | 1 | Low | 10 | 0 | 10 | 0 | 0 | 0 |  |  | Low | 10 | 0 | 5 | 0 | 2 | 3 | Low | 10 | 0 | 5 | 0 | 0 | 5
15 | Cathodic Protection | Delayed | Site | Condition | Number of Systems | Very high | 0 | 0 | 0 | 0 | 0 | 0 |  | 15 | Cathodic Protection | Very high | 0 | 0 | 0 | 0 | 0 | 0 | Very high | 0 | 0 | 0 | 0 | 0 | 0 | 15 | Cathodic Protection | Very high | 0 | 0 | 0 | 0 | 0 | 0 | Very high | 0 | 0 | 0 | 0 | 0 | 0
[6 empty] | High | 26 | 1 | 5 | 11 | 6 | 3 |  |  |  | High | 26 | 2 | 11 | 0 | 11 | 2 | High | 28 | 7 | 6 | 5 | 0 | 10 |  |  | High | 26 | 1 | 5 | 0 | 11 | 9 | High | 28 | 3 | 0 | 5 | 0 | 20
|  | Safety |  |  |  | Medium | 0 | 0 | 0 | 0 | 0 | 0 |  |  |  | Medium | 0 | 0 | 0 | 0 | 0 | 0 | Medium | 0 | 0 | 0 | 0 | 0 | 0 |  |  | Medium | 0 | 0 | 0 | 0 | 0 | 0 | Medium | 0 | 0 | 0 | 0 | 0 | 0
[6 empty] | Low | 0 | 0 | 0 | 0 | 0 | 0 |  |  |  | Low | 0 | 0 | 0 | 0 | 0 | 0 | Low | 0 | 0 | 0 | 0 | 0 | 0 |  |  | Low | 0 | 0 | 0 | 0 | 0 | 0 | Low | 0 | 0 | 0 | 0 | 0 | 0
20 | Fire Suppression | Delayed | Site | Condition | Number of Systems | Very high | 81 | 62 | 7 | 6 | 6 | 0 |  | 20 | Fire Suppression | Very high | 81 | 0 | 69 | 7 | 2 | 3 | Very high | 112 | 33 | 10 | 62 | 3 | 4 | 20 | Fire Suppression | Very high | 81 | 0 | 62 | 7 | 6 | 6 | Very high | 112 | 31 | 0 | 62 | 7 | 12
[6 empty] | High | 0 | 0 | 0 | 0 | 0 | 0 |  |  |  | High | 0 | 0 | 0 | 0 | 0 | 0 | High | 0 | 0 | 0 | 0 | 0 | 0 |  |  | High | 0 | 0 | 0 | 0 | 0 | 0 | High | 0 | 0 | 0 | 0 | 0 | 0
|  | Safety |  |  |  | Medium | 0 | 0 | 0 | 0 | 0 | 0 |  |  |  | Medium | 0 | 0 | 0 | 0 | 0 | 0 | Medium | 0 | 0 | 0 | 0 | 0 | 0 |  |  | Medium | 0 | 0 | 0 | 0 | 0 | 0 | Medium | 0 | 0 | 0 | 0 | 0 | 0
[6 empty] | Low | 0 | 0 | 0 | 0 | 0 | 0 |  |  |  | Low | 0 | 0 | 0 | 0 | 0 | 0 | Low | 0 | 0 | 0 | 0 | 0 | 0 |  |  | Low | 0 | 0 | 0 | 0 | 0 | 0 | Low | 0 | 0 | 0 | 0 | 0 | 0
32 | Above Ground Pipe and Coating | Delayed | Site | Condition | Number of Sites | Very high | 0 | 0 | 0 | 0 | 0 | 0 |  | 32 | Above Ground Pipe and Coating | Very high | 0 | 0 | 0 | 0 | 0 | 0 | Very high | 0 | 0 | 0 | 0 | 0 | 0 | 32 | Above Ground Pipe and Coating | Very high | 0 | 0 | 0 | 0 | 0 | 0 | Very high | 0 | 0 | 0 | 0 | 0 | 0
[6 empty] | High | 23 | 1 | 4 | 8 | 8 | 2 |  |  |  | High | 23 | 1 | 7 | 6 | 5 | 4 | High | 25 | 3 | 17 | 4 | 1 | 0 |  |  | High | 23 | 1 | 2 | 6 | 8 | 6 | High | 25 | 3 | 2 | 4 | 6 | 10
|  | Safety |  |  |  | Medium | 0 | 0 | 0 | 0 | 0 | 0 |  |  |  | Medium | 0 | 0 | 0 | 0 | 0 | 0 | Medium | 0 | 0 | 0 | 0 | 0 | 0 |  |  | Medium | 0 | 0 | 0 | 0 | 0 | 0 | Medium | 0 | 0 | 0 | 0 | 0 | 0
[6 empty] | Low | 0 | 0 | 0 | 0 | 0 | 0 |  |  |  | Low | 0 | 0 | 0 | 0 | 0 | 0 | Low | 0 | 0 | 0 | 0 | 0 | 0 |  |  | Low | 0 | 0 | 0 | 0 | 0 | 0 | Low | 0 | 0 | 0 | 0 | 0 | 0
33 | Below Ground Pipe and Coating | Delayed | Site | Condition | Number of Sites | Very high | 0 | 0 | 0 | 0 | 0 | 0 |  | 33 | Below Ground Pipe and Coating | Very high | 0 | 0 | 0 | 0 | 0 | 0 | Very high | 0 | 0 | 0 | 0 | 0 | 0 | 33 | Below Ground Pipe and Coating | Very high | 0 | 0 | 0 | 0 | 0 | 0 | Very high | 0 | 0 | 0 | 0 | 0 | 0
[6 empty] | High | 23 | 1 | 2 | 16 | 3 | 1 |  |  |  | High | 23 | 1 | 5 | 8 | 9 | 0 | High | 25 | 3 | 11 | 8 | 0 | 3 |  |  | High | 23 | 1 | 2 | 8 | 9 | 3 | High | 25 | 3 | 2 | 8 | 1 | 11
|  | Safety |  |  |  | Medium | 0 | 0 | 0 | 0 | 0 | 0 |  |  |  | Medium | 0 | 0 | 0 | 0 | 0 | 0 | Medium | 0 | 0 | 0 | 0 | 0 | 0 |  |  | Medium | 0 | 0 | 0 | 0 | 0 | 0 | Medium | 0 | 0 | 0 | 0 | 0 | 0
[6 empty] | Low | 0 | 0 | 0 | 0 | 0 | 0 |  |  |  | Low | 0 | 0 | 0 | 0 | 0 | 0 | Low | 0 | 0 | 0 | 0 | 0 | 0 |  |  | Low | 0 | 0 | 0 | 0 | 0 | 0 | Low | 0 | 0 | 0 | 0 | 0 | 0
39 | Security | Delayed | Site | Condition | Number of Sites | Very high | 0 | 0 | 0 | 0 | 0 | 0 |  | 39 | Security | Very high | 0 | 0 | 0 | 0 | 0 | 0 | Very high | 0 | 0 | 0 | 0 | 0 | 0 | 39 | Security | Very high | 0 | 0 | 0 | 0 | 0 | 0 | Very high | 0 | 0 | 0 | 0 | 0 | 0
[6 empty] | High | 23 | 1 | 10 | 7 | 5 | 0 |  |  |  | High | 23 | 3 | 13 | 0 | 7 | 0 | High | 25 | 5 | 3 | 10 | 0 | 7 |  |  | High | 23 | 1 | 10 | 0 | 7 | 5 | High | 25 | 3 | 0 | 10 | 0 | 12
|  | Safety |  |  |  | Medium | 0 | 0 | 0 | 0 | 0 | 0 |  |  |  | Medium | 0 | 0 | 0 | 0 | 0 | 0 | Medium | 0 | 0 | 0 | 0 | 0 | 0 |  |  | Medium | 0 | 0 | 0 | 0 | 0 | 0 | Medium | 0 | 0 | 0 | 0 | 0 | 0
[6 empty] | Low | 0 | 0 | 0 | 0 | 0 | 0 |  |  |  | Low | 0 | 0 | 0 | 0 | 0 | 0 | Low | 0 | 0 | 0 | 0 | 0 | 0 |  |  | Low | 0 | 0 | 0 | 0 | 0 | 0 | Low | 0 | 0 | 0 | 0 | 0 | 0
35 | Preheaters | Delayed | Unit | Condition | Number of Systems | Very high | 0 | 0 | 0 | 0 | 0 | 0 |  | 35 | Preheaters | Very high | 0 | 0 | 0 | 0 | 0 | 0 | Very high | 0 | 0 | 0 | 0 | 0 | 0 | 35 | Preheaters | Very high | 0 | 0 | 0 | 0 | 0 | 0 | Very high | 0 | 0 | 0 | 0 | 0 | 0
[6 empty] | High | 0 | 0 | 0 | 0 | 0 | 0 |  |  |  | High | 0 | 0 | 0 | 0 | 0 | 0 | High | 0 | 0 | 0 | 0 | 0 | 0 |  |  | High | 0 | 0 | 0 | 0 | 0 | 0 | High | 0 | 0 | 0 | 0 | 0 | 0
|  | Safety |  |  |  | Medium | 31 | 3 | 5 | 12 | 7 | 4 |  |  |  | Medium | 31 | 0 | 11 | 5 | 10 | 5 | Medium | 33 | 6 | 12 | 3 | 3 | 9 |  |  | Medium | 31 | 0 | 3 | 5 | 12 | 11 | Medium | 33 | 2 | 0 | 3 | 5 | 23
[6 empty] | Low | 0 | 0 | 0 | 0 | 0 | 0 |  |  |  | Low | 0 | 0 | 0 | 0 | 0 | 0 | Low | 0 | 0 | 0 | 0 | 0 | 0 |  |  | Low | 0 | 0 | 0 | 0 | 0 | 0 | Low | 0 | 0 | 0 | 0 | 0 | 0
41 | Vent system | Delayed | Unit | Condition | Number of Sites | Very high | 0 | 0 | 0 | 0 | 0 | 0 |  | 41 | Vent system | Very high | 0 | 0 | 0 | 0 | 0 | 0 | Very high | 0 | 0 | 0 | 0 | 0 | 0 | 41 | Vent system | Very high | 0 | 0 | 0 | 0 | 0 | 0 | Very high | 0 | 0 | 0 | 0 | 0 | 0
[6 empty] | High | 23 | 1 | 14 | 6 | 2 | 0 |  |  |  | High | 23 | 0 | 7 | 14 | 2 | 0 | High | 25 | 2 | 21 | 1 | 1 | 0 |  |  | High | 23 | 0 | 1 | 14 | 6 | 2 | High | 25 | 2 | 0 | 1 | 14 | 8
|  | Safety |  |  |  | Medium | 0 | 0 | 0 | 0 | 0 | 0 |  |  |  | Medium | 0 | 0 | 0 | 0 | 0 | 0 | Medium | 0 | 0 | 0 | 0 | 0 | 0 |  |  | Medium | 0 | 0 | 0 | 0 | 0 | 0 | Medium | 0 | 0 | 0 | 0 | 0 | 0
[6 empty] | Low | 0 | 0 | 0 | 0 | 0 | 0 |  |  |  | Low | 0 | 0 | 0 | 0 | 0 | 0 | Low | 0 | 0 | 0 | 0 | 0 | 0 |  |  | Low | 0 | 0 | 0 | 0 | 0 | 0 | Low | 0 | 0 | 0 | 0 | 0 | 0
43 | Locally Actuated Valves | Delayed | Unit | Condition | Number of Valves | Very high | 0 | 0 | 0 | 0 | 0 | 0 |  | 43 | Locally Actuated Valves | Very high | 0 | 0 | 0 | 0 | 0 | 0 | Very high | 0 | 0 | 0 | 0 | 0 | 0 | 43 | Locally Actuated Valves | Very high | 0 | 0 | 0 | 0 | 0 | 0 | Very high | 0 | 0 | 0 | 0 | 0 | 0
[6 empty] | High | 0 | 0 | 0 | 0 | 0 | 0 |  |  |  | High | 0 | 0 | 0 | 0 | 0 | 0 | High | 0 | 0 | 0 | 0 | 0 | 0 |  |  | High | 0 | 0 | 0 | 0 | 0 | 0 | High | 0 | 0 | 0 | 0 | 0 | 0
|  | Safety |  |  |  | Medium | 2605 | 146 | 1209 | 1226 | 16 | 8 |  |  |  | Medium | 2532 | 148 | 1151 | 1226 | 0 | 7 | Medium | 3283 | 900 | 1157 | 1226 | 0 | 0 |  |  | Medium | 2532 | 146 | 1136 | 1226 | 0 | 24 | Medium | 3283 | 897 | 1136 | 1226 | 0 | 24
[6 empty] | Low | 0 | 0 | 0 | 0 | 0 | 0 |  |  |  | Low | 0 | 0 | 0 | 0 | 0 | 0 | Low | 0 | 0 | 0 | 0 | 0 | 0 |  |  | Low | 0 | 0 | 0 | 0 | 0 | 0 | Low | 0 | 0 | 0 | 0 | 0 | 0
31 | Pig Trap | Delayed | Unit | Age | Number of Units | Very high | 0 | 0 | 0 | 0 | 0 | 0 |  | 31 | Pig Trap | Very high | 0 | 0 | 0 | 0 | 0 | 0 | Very high | 0 | 0 | 0 | 0 | 0 | 0 | 31 | Pig Trap | Very high | 0 | 0 | 0 | 0 | 0 | 0 | Very high | 0 | 0 | 0 | 0 | 0 | 0
[6 empty] | High | 30 | 3 | 9 | 10 | 7 | 1 |  |  |  | High | 29 | 0 | 14 | 8 | 7 | 0 | High | 29 | 0 | 20 | 2 | 6 | 1 |  |  | High | 29 | 0 | 3 | 8 | 10 | 8 | High | 29 | 0 | 0 | 2 | 9 | 18
|  | Safety |  |  |  | Medium | 0 | 0 | 0 | 0 | 0 | 0 |  |  |  | Medium | 0 | 0 | 0 | 0 | 0 | 0 | Medium | 0 | 0 | 0 | 0 | 0 | 0 |  |  | Medium | 0 | 0 | 0 | 0 | 0 | 0 | Medium | 0 | 0 | 0 | 0 | 0 | 0
[6 empty] | Low | 0 | 0 | 0 | 0 | 0 | 0 |  |  |  | Low | 0 | 0 | 0 | 0 | 0 | 0 | Low | 0 | 0 | 0 | 0 | 0 | 0 |  |  | Low | 0 | 0 | 0 | 0 | 0 | 0 | Low | 0 | 0 | 0 | 0 | 0 | 0
Replacement priorities - 2012/13
2012/13 | [13 empty] | With investment | [15 empty] | No intervention
NOM Ref | Secondary Asset Group | Units | Asset distribution based on replacement prioirities in 2012/13 |  |  |  | Total population at 31 March 2012/13 | [6 empty] | NOM Ref | Secondary Asset Group | Units | Asset distribution based on replacement prioirities in 2016/17 |  |  |  | Total population at 31 March 2017 | Asset distribution based on replacement prioirities in 2020/21 |  |  |  | Total population at 31 March 2021 |  |  |  | NOM Ref | Secondary Asset Group | Units | Asset distribution based on replacement prioirities in 2016/17 |  |  |  | Total population at 31 March 2017 | Asset distribution based on replacement prioirities in 2020/21 |  |  |  | Total population at 31 March 2021
|  |  | RP1 | RP2 | RP3 | RP4 | [10 empty] | RP1 | RP2 | RP3 | RP4 |  | RP1 | RP2 | RP3 | RP4 | [7 empty] | RP1 | RP2 | RP3 | RP4 |  | RP1 | RP2 | RP3 | RP4
45 | Remote Isolation Valves | Number of Valves | 16 | 25 | 148 | 9 | 198 | [6 empty] | 45 | Remote Isolation Valves | Number of Valves | 15 | 12 | 158 | 10 | 195 | 0 | 12 | 172 | 17 | 201 |  |  |  | 45 | Remote Isolation Valves | Number of Valves | 29 | 12 | 145 | 9 | 195 | 29 | 12 | 145 | 15 | 201
1 | Cladding | Number of Sites | 0 | 12 | 10 | 1 | 23 | [6 empty] | 1 | Cladding | Number of Sites | 5 | 13 | 5 | 0 | 23 | 7 | 4 | 10 | 4 | 25 |  |  |  | 1 | Cladding | Number of Sites | 5 | 17 | 1 | 0 | 23 | 12 | 11 | 0 | 2 | 25
2 | After coolers | Number of Systems | 0 | 1 | 1 | 0 | 2 | [6 empty] | 2 | After coolers | Number of Systems | 0 | 1 | 1 | 0 | 2 | 0 | 0 | 2 | 0 | 2 |  |  |  | 2 | After coolers | Number of Systems | 1 | 1 | 0 | 0 | 2 | 2 | 0 | 0 | 0 | 2
7 | Civil assets - drainage | Number of Sites | 0 | 5 | 17 | 1 | 23 | [6 empty] | 7 | Civil assets - drainage | Number of Sites | 0 | 3 | 19 | 1 | 23 | 0 | 10 | 13 | 2 | 25 |  |  |  | 7 | Civil assets - drainage | Number of Sites | 1 | 4 | 17 | 1 | 23 | 3 | 11 | 9 | 2 | 25
8 | Civil assets - access | Number of Sites | 3 | 6 | 11 | 3 | 23 | [6 empty] | 8 | Civil assets - access | Number of Sites | 3 | 4 | 13 | 3 | 23 | 0 | 1 | 19 | 5 | 25 |  |  |  | 8 | Civil assets - access | Number of Sites | 5 | 4 | 11 | 3 | 23 | 6 | 3 | 11 | 5 | 25
16 | Electrical - including standby generators* | Number of Sites | 7 | 6 | 3 | 7 | 23 | [6 empty] | 16 | Electrical - including standby generators* | Number of Sites | 6 | 1 | 9 | 7 | 23 | 1 | 3 | 12 | 18 | 34 |  |  |  | 16 | Electrical - including standby generators* | Number of Sites | 12 | 1 | 3 | 7 | 23 | 13 | 3 | 0 | 18 | 34
17 | Electrical - safe shutdown | Number of Sites | 6 | 2 | 4 | 13 | 25 | [6 empty] | 17 | Electrical - safe shutdown | Number of Sites | 3 | 2 | 5 | 15 | 25 | 2 | 4 | 2 | 19 | 27 |  |  |  | 17 | Electrical - safe shutdown | Number of Sites | 6 | 2 | 4 | 13 | 25 | 8 | 4 | 0 | 15 | 27
19 | Fire and gas detection | Number of Sites | 22 | 26 | 12 | 6 | 66 | [6 empty] | 19 | Fire and gas detection | Number of Sites | 27 | 12 | 20 | 5 | 64 | 25 | 6 | 24 | 41 | 96 |  |  |  | 19 | Fire and gas detection | Number of Sites | 48 | 12 | 4 | 0 | 64 | 60 | 6 | 0 | 30 | 96
29 | Network Control and Instrumentation | Number of Systems | 2 | 17 | 25 | 1 | 45 | [6 empty] | 29 | Network Control and Instrumentation | Number of Systems | 1 | 31 | 12 | 1 | 45 | 2 | 7 | 27 | 11 | 47 |  |  |  | 29 | Network Control and Instrumentation | Number of Systems | 9 | 35 | 1 | 0 | 45 | 25 | 20 | 0 | 2 | 47
36 | Station process control system | Number of Systems | 2 | 11 | 8 | 6 | 27 | [6 empty] | 36 | Station process control system | Number of Systems | 3 | 9 | 15 | 0 | 27 | 2 | 11 | 13 | 3 | 29 |  |  |  | 36 | Station process control system | Number of Systems | 12 | 9 | 6 | 0 | 27 | 16 | 11 | 0 | 2 | 29
30 | Odorisation Plant | Number of Systems | 1 | 0 | 0 | 0 | 1 | [6 empty] | 30 | Odorisation Plant | Number of Systems | 1 | 0 | 0 | 0 | 1 | 0 | 0 | 1 | 0 | 1 |  |  |  | 30 | Odorisation Plant | Number of Systems | 1 | 0 | 0 | 0 | 1 | 1 | 0 | 0 | 0 | 1
3 | Air intake | Number of Units | 1 | 16 | 40 | 2 | 59 | [6 empty] | 3 | Air intake | Number of Units | 5 | 46 | 6 | 0 | 57 | 11 | 22 | 24 | 22 | 79 |  |  |  | 3 | Air intake | Number of Units | 9 | 46 | 2 | 0 | 57 | 27 | 30 | 0 | 22 | 79
4 | Exhausts | Number of Units | 2 | 17 | 38 | 2 | 59 | [6 empty] | 4 | Exhausts | Number of Units | 4 | 44 | 9 | 0 | 57 | 10 | 23 | 24 | 22 | 79 |  |  |  | 4 | Exhausts | Number of Units | 10 | 45 | 2 | 0 | 57 | 28 | 29 | 0 | 22 | 79
6 | Cab ventilation | Number of Units | 13 | 23 | 22 | 2 | 60 | [6 empty] | 6 | Cab ventilation | Number of Units | 18 | 23 | 17 | 0 | 58 | 16 | 17 | 25 | 22 | 80 |  |  |  | 6 | Cab ventilation | Number of Units | 30 | 26 | 2 | 0 | 58 | 38 | 20 | 0 | 22 | 80
13 | Fuel tanks & bunds | Number of Units | 1 | 5 | 16 | 1 | 23 | [6 empty] | 13 | Fuel tanks & bunds | Number of Units | 1 | 3 | 17 | 2 | 23 | 1 | 0 | 20 | 4 | 25 |  |  |  | 13 | Fuel tanks & bunds | Number of Units | 3 | 3 | 16 | 1 | 23 | 6 | 0 | 16 | 3 | 25
14 | Compressor | Number of Units | 3 | 41 | 16 | 6 | 66 | [6 empty] | 14 | Compressor | Number of Units | 4 | 35 | 19 | 6 | 64 | 9 | 34 | 15 | 31 | 89 |  |  |  | 14 | Compressor | Number of Units | 7 | 35 | 16 | 6 | 64 | 21 | 37 | 6 | 31 | 95
18 | Filters and Scrubbers (incl. Condensate Tanks) | Number of Units | 45 | 94 | 85 | 2 | 226 | [6 empty] | 18 | Filters and Scrubbers (incl. Condensate Tanks) | Number of Units | 38 | 97 | 87 | 0 | 222 | 51 | 19 | 152 | 62 | 284 |  |  |  | 18 | Filters and Scrubbers (incl. Condensate Tanks) | Number of Units | 96 | 124 | 2 | 0 | 222 | 164 | 58 | 0 | 62 | 284
21 | Flow or pressure regulators | Number of Streams | 7 | 24 | 89 | 2 | 122 | [6 empty] | 21 | Flow or pressure regulators | Number of Streams | 20 | 5 | 95 | 14 | 134 | 12 | 89 | 25 | 21 | 147 |  |  |  | 21 | Flow or pressure regulators | Number of Streams | 26 | 5 | 89 | 14 | 134 | 31 | 89 | 6 | 21 | 147
22 | Gas analyser | Number of Systems | 6 | 2 | 1 | 3 | 12 | [6 empty] | 22 | Gas analyser | Number of Systems | 3 | 1 | 3 | 5 | 12 | 1 | 3 | 3 | 5 | 12 |  |  |  | 22 | Gas analyser | Number of Systems | 8 | 1 | 3 | 0 | 12 | 9 | 3 | 0 | 0 | 12
23 | Gas Generator | Number of Units | 1 | 14 | 42 | 2 | 59 | [6 empty] | 23 | Gas Generator | Number of Units | 4 | 43 | 10 | 0 | 57 | 13 | 27 | 17 | 22 | 79 |  |  |  | 23 | Gas Generator | Number of Units | 9 | 46 | 2 | 0 | 57 | 27 | 30 | 0 | 22 | 79
28 | Fuel gas metering | Number of Streams | 2 | 35 | 20 | 2 | 59 | [6 empty] | 28 | Fuel gas metering | Number of Streams | 3 | 32 | 22 | 0 | 57 | 8 | 15 | 34 | 22 | 79 |  |  |  | 28 | Fuel gas metering | Number of Streams | 17 | 38 | 2 | 0 | 57 | 37 | 20 | 0 | 22 | 79
34 | Power turbine | Number of Units | 5 | 10 | 42 | 2 | 59 | [6 empty] | 34 | Power turbine | Number of Units | 5 | 47 | 5 | 0 | 57 | 14 | 32 | 9 | 24 | 79 |  |  |  | 34 | Power turbine | Number of Units | 8 | 47 | 2 | 0 | 57 | 24 | 33 | 0 | 22 | 79
37 | Unit control system | Number of Systems | 15 | 30 | 16 | 6 | 67 | [6 empty] | 37 | Unit control system | Number of Systems | 12 | 18 | 31 | 4 | 65 | 20 | 9 | 34 | 33 | 96 |  |  |  | 37 | Unit control system | Number of Systems | 41 | 18 | 6 | 0 | 65 | 56 | 9 | 2 | 29 | 96
38 | AntiSurge System | Number of Systems | 0 | 14 | 46 | 6 | 66 | [6 empty] | 38 | AntiSurge System | Number of Systems | 3 | 47 | 14 | 0 | 64 | 11 | 30 | 25 | 29 | 95 |  |  |  | 38 | AntiSurge System | Number of Systems | 7 | 51 | 6 | 0 | 64 | 25 | 39 | 2 | 29 | 95
40 | Starter motor | Number of Units | 4 | 9 | 44 | 2 | 59 | [6 empty] | 40 | Starter motor | Number of Units | 0 | 47 | 10 | 0 | 57 | 4 | 33 | 20 | 22 | 79 |  |  |  | 40 | Starter motor | Number of Units | 6 | 49 | 2 | 0 | 57 | 20 | 37 | 0 | 22 | 79
42 | Electrical variable speed drive | Number of Units | 0 | 2 | 1 | 4 | 7 | [6 empty] | 42 | Electrical variable speed drive | Number of Units | 0 | 3 | 4 | 0 | 7 | 0 | 4 | 3 | 9 | 16 |  |  |  | 42 | Electrical variable speed drive | Number of Units | 0 | 3 | 4 | 0 | 7 | 3 | 4 | 0 | 9 | 16
44 | Non return valve | Number of Valves | 41 | 13 | 42 | 15 | 111 | [6 empty] | 44 | Non return valve | Number of Valves | 34 | 0 | 53 | 22 | 109 | 12 | 42 | 44 | 44 | 142 |  |  |  | 44 | Non return valve | Number of Valves | 52 | 0 | 42 | 15 | 109 | 52 | 42 | 15 | 33 | 142
46 | Process valves | Number of Valves | 35 | 97 | 433 | 28 | 593 | [6 empty] | 46 | Process valves | Number of Valves | 66 | 42 | 447 | 30 | 585 | 41 | 255 | 271 | 205 | 772 |  |  |  | 46 | Process valves | Number of Valves | 80 | 44 | 433 | 28 | 585 | 84 | 258 | 229 | 201 | 772
47 | Slam shut | Number of Valves | 29 | 16 | 59 | 2 | 106 | [6 empty] | 47 | Slam shut | Number of Valves | 34 | 0 | 68 | 4 | 106 | 26 | 0 | 68 | 21 | 115 |  |  |  | 47 | Slam shut | Number of Valves | 45 | 0 | 59 | 2 | 106 | 45 | 0 | 59 | 11 | 115
27 | Metering | Number of Systems | 1 | 12 | 3 | 7 | 23 | [6 empty] | 27 | Metering | Number of Systems | 3 | 6 | 11 | 3 | 23 | 3 | 10 | 6 | 4 | 23 |  |  |  | 27 | Metering | Number of Systems | 10 | 6 | 7 | 0 | 23 | 13 | 10 | 0 | 0 | 23
26 | Markers | Number of Sites | 0 | 10 | 12 | 1 | 23 | [6 empty] | 26 | Markers | Number of Sites | 1 | 20 | 2 | 0 | 23 | 1 | 13 | 9 | 2 | 25 |  |  |  | 26 | Markers | Number of Sites | 2 | 20 | 1 | 0 | 23 | 10 | 13 | 0 | 2 | 25
9 | Civil assets - buildings/enclosures | Number of Sites | 4 | 6 | 12 | 1 | 23 | [6 empty] | 9 | Civil assets - buildings/enclosures | Number of Sites | 3 | 3 | 16 | 1 | 23 | 1 | 2 | 19 | 3 | 25 |  |  |  | 9 | Civil assets - buildings/enclosures | Number of Sites | 7 | 3 | 12 | 1 | 23 | 8 | 2 | 12 | 3 | 25
10 | Civil Assets - ducting | Number of Sites | 1 | 4 | 17 | 1 | 23 | [6 empty] | 10 | Civil Assets - ducting | Number of Sites | 3 | 2 | 17 | 1 | 23 | 3 | 0 | 19 | 3 | 25 |  |  |  | 10 | Civil Assets - ducting | Number of Sites | 3 | 2 | 17 | 1 | 23 | 5 | 0 | 17 | 3 | 25
12 | Civil assets - pipe supports and pits | Number of Sites | 0 | 11 | 11 | 1 | 23 | [6 empty] | 12 | Civil assets - pipe supports and pits | Number of Sites | 3 | 5 | 14 | 1 | 23 | 2 | 0 | 20 | 3 | 25 |  |  |  | 12 | Civil assets - pipe supports and pits | Number of Sites | 6 | 5 | 11 | 1 | 23 | 11 | 0 | 11 | 3 | 25
15 | Cathodic Protection | Number of Systems | 9 | 11 | 5 | 1 | 26 | [6 empty] | 15 | Cathodic Protection | Number of Systems | 13 | 0 | 11 | 2 | 26 | 10 | 5 | 6 | 7 | 28 |  |  |  | 15 | Cathodic Protection | Number of Systems | 20 | 0 | 5 | 1 | 26 | 20 | 5 | 0 | 3 | 28
20 | Fire Suppression | Number of Systems | 6 | 6 | 7 | 62 | 81 | [6 empty] | 20 | Fire Suppression | Number of Systems | 5 | 7 | 69 | 0 | 81 | 7 | 62 | 10 | 33 | 112 |  |  |  | 20 | Fire Suppression | Number of Systems | 12 | 7 | 62 | 0 | 81 | 19 | 62 | 0 | 31 | 112
32 | Above Ground Pipe and Coating | Number of Sites | 10 | 8 | 4 | 1 | 23 | [6 empty] | 32 | Above Ground Pipe and Coating | Number of Sites | 9 | 6 | 7 | 1 | 23 | 1 | 4 | 17 | 3 | 25 |  |  |  | 32 | Above Ground Pipe and Coating | Number of Sites | 14 | 6 | 2 | 1 | 23 | 16 | 4 | 2 | 3 | 25
33 | Below Ground Pipe and Coating | Number of Sites | 4 | 16 | 2 | 1 | 23 | [6 empty] | 33 | Below Ground Pipe and Coating | Number of Sites | 9 | 8 | 5 | 1 | 23 | 3 | 8 | 11 | 3 | 25 |  |  |  | 33 | Below Ground Pipe and Coating | Number of Sites | 12 | 8 | 2 | 1 | 23 | 12 | 8 | 2 | 3 | 25
39 | Security | Number of Sites | 5 | 7 | 10 | 1 | 23 | [6 empty] | 39 | Security | Number of Sites | 7 | 0 | 13 | 3 | 23 | 7 | 10 | 3 | 5 | 25 |  |  |  | 39 | Security | Number of Sites | 12 | 0 | 10 | 1 | 23 | 12 | 10 | 0 | 3 | 25
35 | Preheaters | Number of Systems | 4 | 19 | 5 | 3 | 31 | [6 empty] | 35 | Preheaters | Number of Systems | 5 | 15 | 11 | 0 | 31 | 9 | 6 | 12 | 6 | 33 |  |  |  | 35 | Preheaters | Number of Systems | 11 | 17 | 3 | 0 | 31 | 23 | 8 | 0 | 2 | 33
41 | Vent system | Number of Sites | 2 | 6 | 14 | 1 | 23 | [6 empty] | 41 | Vent system | Number of Sites | 2 | 14 | 7 | 0 | 23 | 1 | 1 | 21 | 2 | 25 |  |  |  | 41 | Vent system | Number of Sites | 8 | 14 | 1 | 0 | 23 | 22 | 1 | 0 | 2 | 25
43 | Locally Actuated Valves | Number of Valves | 8 | 1242 | 1209 | 146 | 2605 | [6 empty] | 43 | Locally Actuated Valves | Number of Valves | 7 | 1226 | 1151 | 148 | 2532 | 0 | 1226 | 1157 | 900 | 3283 |  |  |  | 43 | Locally Actuated Valves | Number of Valves | 24 | 1226 | 1136 | 146 | 2532 | 24 | 1226 | 1136 | 897 | 3283
31 | Pig Trap | Number of Units | 8 | 10 | 9 | 3 | 30 | [6 empty] | 31 | Pig Trap | Number of Units | 7 | 8 | 14 | 0 | 29 | 7 | 2 | 20 | 0 | 29 |  |  |  | 31 | Pig Trap | Number of Units | 18 | 8 | 3 | 0 | 29 | 27 | 2 | 0 | 0 | 29

## 5.15.4 Cond & Risk-Pipelines (hidden)
RIIO-T1 Detailed data table
National Grid Gas - NTS
Business Plan Data Templates
5.15.4 Asset health, criticality and replacement priorities - Pipelines
Definitions
Asset health index |  |  | Criticality |  |  | Replacement priorities |  |  | Replacement priorities matrix (to be provided by NGG and agreed with Ofgem)
AH1 | New or as new |  | C1 | Very high |  | RP1 | 0-2 years |  |  | AH1 | AH2 | AH3 | AH4 | AH5
AH2 | Good or serviceable condition |  | C2 | High |  | RP2 | 2-5 years |  | C1 | RP4 | RP3 | RP2 | RP1 | RP1
AH3 | Deterioration, requires assessment or monitoring |  | C3 | Medium |  | RP3 | 5-10 years |  | C2 | RP4 | RP3 | RP2 | RP1 | RP1
AH4 | Material deterioration, intervention requires consideration |  | C4 | Low |  | RP4 | 10+ years |  | C3 | RP4 | RP3 | RP2 | RP2 | RP1
AH5 | End of serviceable life, intervention required | [7 empty] | C4 | RP4 | RP3 | RP2 | RP2 | RP1
Asset Condition and Criticality
2012/13 | [13 empty] | With investment | [15 empty] | No intervention
NOM Ref | Secondary Asset Group | Timescale of Impact | Consequence of Failure | Work Driver | Unit of Measurement | Asset and criticality in 2012/13 | [7 empty] | NOM Ref | Secondary Asset Group | Asset and criticality in 2016/17 with investment | [6 empty] | Asset and criticality in 2020/21 with investment | [6 empty] | NOM Ref | Secondary Asset Group | Asset and criticality in 2016/17 with no intervention | [6 empty] | Asset and criticality in 2020/21 with no intervention
|  | Immediate/ Delayed | Unit/ Site/ Network | Age/ Condition/ Duty |  | Criticality | Total population at 31 March 2013 | AH1 | AH2 | AH3 | AH4 | AH5 |  |  |  | Criticality | Total population at 31 March 2017 | AH1 | AH2 | AH3 | AH4 | AH5 | Criticality | Total population at 31 March 2021 | AH1 | AH2 | AH3 | AH4 | AH5 |  |  | Criticality | Total population at 31 March 2017 | AH1 | AH2 | AH3 | AH4 | AH5 | Criticality | Total population at 31 March 2021 | AH1 | AH2 | AH3 | AH4 | AH5
45 | Remote Isolation Valves | Immediate | Network | Condition | Number of Valves | Very high | 30 | 16 | 8 | 2 | 2 | 2 |  | 45 | Remote Isolation Valves | Very high | 56 | 18 | 34 | 1 | 2 | 1 | Very high | 84 | 22 | 58 | 1 | 1 | 2 | 45 | Remote Isolation Valves | Very high | 32 | 18 | 8 | 1 | 2 | 3 | Very high | 36 | 22 | 8 | 1 | 1 | 4
[6 empty] | High | 0 | 0 | 0 | 0 | 0 | 0 |  |  |  | High | 0 | 0 | 0 | 0 | 0 | 0 | High | 0 | 0 | 0 | 0 | 0 | 0 |  |  | High | 0 | 0 | 0 | 0 | 0 | 0 | High | 0 | 0 | 0 | 0 | 0 | 0
|  | Safety |  |  |  | Medium | 0 | 0 | 0 | 0 | 0 | 0 |  |  |  | Medium | 0 | 0 | 0 | 0 | 0 | 0 | Medium | 0 | 0 | 0 | 0 | 0 | 0 |  |  | Medium | 0 | 0 | 0 | 0 | 0 | 0 | Medium | 0 | 0 | 0 | 0 | 0 | 0
[6 empty] | Low | 0 | 0 | 0 | 0 | 0 | 0 |  |  |  | Low | 0 | 0 | 0 | 0 | 0 | 0 | Low | 0 | 0 | 0 | 0 | 0 | 0 |  |  | Low | 0 | 0 | 0 | 0 | 0 | 0 | Low | 0 | 0 | 0 | 0 | 0 | 0
29 | Network Control and Instrumentation | Immediate | Site | Condition | Number of Systems | Very high | 23 | 17 | 3 | 1 | 1 | 1 |  | 29 | Network Control and Instrumentation | Very high | 47 | 26 | 17 | 3 | 1 | 0 | Very high | 71 | 50 | 2 | 17 | 2 | 0 | 29 | Network Control and Instrumentation | Very high | 23 | 0 | 17 | 3 | 1 | 2 | Very high | 23 | 0 | 0 | 17 | 3 | 3
[6 empty] | High | 0 | 0 | 0 | 0 | 0 | 0 |  |  |  | High | 0 | 0 | 0 | 0 | 0 | 0 | High | 0 | 0 | 0 | 0 | 0 | 0 |  |  | High | 0 | 0 | 0 | 0 | 0 | 0 | High | 0 | 0 | 0 | 0 | 0 | 0
|  | Reliability |  |  |  | Medium | 0 | 0 | 0 | 0 | 0 | 0 |  |  |  | Medium | 0 | 0 | 0 | 0 | 0 | 0 | Medium | 0 | 0 | 0 | 0 | 0 | 0 |  |  | Medium | 0 | 0 | 0 | 0 | 0 | 0 | Medium | 0 | 0 | 0 | 0 | 0 | 0
[6 empty] | Low | 0 | 0 | 0 | 0 | 0 | 0 |  |  |  | Low | 0 | 0 | 0 | 0 | 0 | 0 | Low | 0 | 0 | 0 | 0 | 0 | 0 |  |  | Low | 0 | 0 | 0 | 0 | 0 | 0 | Low | 0 | 0 | 0 | 0 | 0 | 0
17 | Electrical - safe shutdown | Immediate | Site | Condition | Number of Sites | Very high | 25 | 15 | 9 | 0 | 1 | 0 |  | 17 | Electrical - safe shutdown | Very high | 49 | 39 | 9 | 0 | 0 | 1 | Very high | 73 | 63 | 1 | 9 | 0 | 0 | 17 | Electrical - safe shutdown | Very high | 25 | 15 | 9 | 0 | 0 | 1 | Very high | 25 | 15 | 0 | 9 | 0 | 1
[6 empty] | High | 0 | 0 | 0 | 0 | 0 | 0 |  |  |  | High | 0 | 0 | 0 | 0 | 0 | 0 | High | 0 | 0 | 0 | 0 | 0 | 0 |  |  | High | 0 | 0 | 0 | 0 | 0 | 0 | High | 0 | 0 | 0 | 0 | 0 | 0
|  | Safety |  |  |  | Medium | 0 | 0 | 0 | 0 | 0 | 0 |  |  |  | Medium | 0 | 0 | 0 | 0 | 0 | 0 | Medium | 0 | 0 | 0 | 0 | 0 | 0 |  |  | Medium | 0 | 0 | 0 | 0 | 0 | 0 | Medium | 0 | 0 | 0 | 0 | 0 | 0
[6 empty] | Low | 0 | 0 | 0 | 0 | 0 | 0 |  |  |  | Low | 0 | 0 | 0 | 0 | 0 | 0 | Low | 0 | 0 | 0 | 0 | 0 | 0 |  |  | Low | 0 | 0 | 0 | 0 | 0 | 0 | Low | 0 | 0 | 0 | 0 | 0 | 0
16 | Electrical - including standby generators | Immediate | Site | Condition | Number of Sites | Very high | 33 | 15 | 13 | 4 | 1 | 0 |  | 16 | Electrical - including standby generators | Very high | 57 | 39 | 14 | 4 | 0 | 0 | Very high | 81 | 63 | 3 | 13 | 0 | 2 | 16 | Electrical - including standby generators | Very high | 33 | 15 | 13 | 4 | 0 | 1 | Very high | 33 | 15 | 0 | 13 | 0 | 5
[6 empty] | High | 0 | 0 | 0 | 0 | 0 | 0 |  |  |  | High | 0 | 0 | 0 | 0 | 0 | 0 | High | 0 | 0 | 0 | 0 | 0 | 0 |  |  | High | 0 | 0 | 0 | 0 | 0 | 0 | High | 0 | 0 | 0 | 0 | 0 | 0
|  | Reliability |  |  |  | Medium | 0 | 0 | 0 | 0 | 0 | 0 |  |  |  | Medium | 0 | 0 | 0 | 0 | 0 | 0 | Medium | 0 | 0 | 0 | 0 | 0 | 0 |  |  | Medium | 0 | 0 | 0 | 0 | 0 | 0 | Medium | 0 | 0 | 0 | 0 | 0 | 0
[6 empty] | Low | 0 | 0 | 0 | 0 | 0 | 0 |  |  |  | Low | 0 | 0 | 0 | 0 | 0 | 0 | Low | 0 | 0 | 0 | 0 | 0 | 0 |  |  | Low | 0 | 0 | 0 | 0 | 0 | 0 | Low | 0 | 0 | 0 | 0 | 0 | 0
7 | Civil assets - drainage | Immediate | Site | Condition | Number of Sites | Very high | 0 | 0 | 0 | 0 | 0 | 0 |  | 7 | Civil assets - drainage | Very high | 0 | 0 | 0 | 0 | 0 | 0 | Very high | 0 | 0 | 0 | 0 | 0 | 0 | 7 | Civil assets - drainage | Very high | 0 | 0 | 0 | 0 | 0 | 0 | Very high | 0 | 0 | 0 | 0 | 0 | 0
[6 empty] | High | 0 | 0 | 0 | 0 | 0 | 0 |  |  |  | High | 0 | 0 | 0 | 0 | 0 | 0 | High | 0 | 0 | 0 | 0 | 0 | 0 |  |  | High | 0 | 0 | 0 | 0 | 0 | 0 | High | 0 | 0 | 0 | 0 | 0 | 0
|  | Environmental |  |  |  | Medium | 225 | 2 | 212 | 10 | 1 | 0 |  |  |  | Medium | 182 | 2 | 170 | 5 | 5 | 0 | Medium | 149 | 6 | 71 | 71 | 0 | 1 |  |  | Medium | 218 | 2 | 205 | 5 | 5 | 1 | Medium | 223 | 6 | 100 | 111 | 0 | 6
[6 empty] | Low | 0 | 0 | 0 | 0 | 0 | 0 |  |  |  | Low | 0 | 0 | 0 | 0 | 0 | 0 | Low | 0 | 0 | 0 | 0 | 0 | 0 |  |  | Low | 0 | 0 | 0 | 0 | 0 | 0 | Low | 0 | 0 | 0 | 0 | 0 | 0
8 | Civil assets - access | Immediate | Site | Condition | Number of Sites | Very high | 0 | 0 | 0 | 0 | 0 | 0 |  | 8 | Civil assets - access | Very high | 0 | 0 | 0 | 0 | 0 | 0 | Very high | 0 | 0 | 0 | 0 | 0 | 0 | 8 | Civil assets - access | Very high | 0 | 0 | 0 | 0 | 0 | 0 | Very high | 0 | 0 | 0 | 0 | 0 | 0
[6 empty] | High | 0 | 0 | 0 | 0 | 0 | 0 |  |  |  | High | 0 | 0 | 0 | 0 | 0 | 0 | High | 0 | 0 | 0 | 0 | 0 | 0 |  |  | High | 0 | 0 | 0 | 0 | 0 | 0 | High | 0 | 0 | 0 | 0 | 0 | 0
|  | Safety |  |  |  | Medium | 221 | 2 | 140 | 41 | 23 | 15 |  |  |  | Medium | 178 | 2 | 118 | 20 | 31 | 7 | Medium | 145 | 7 | 124 | 0 | 7 | 7 |  |  | Medium | 214 | 2 | 133 | 20 | 32 | 27 | Medium | 219 | 7 | 133 | 20 | 11 | 48
[6 empty] | Low | 0 | 0 | 0 | 0 | 0 | 0 |  |  |  | Low | 0 | 0 | 0 | 0 | 0 | 0 | Low | 0 | 0 | 0 | 0 | 0 | 0 |  |  | Low | 0 | 0 | 0 | 0 | 0 | 0 | Low | 0 | 0 | 0 | 0 | 0 | 0
5 | Boundary Controllers | Delayed | Network | Condition | Number of Systems | Very high | 17 | 3 | 9 | 2 | 3 | 0 |  | 5 | Boundary Controllers | Very high | 17 | 2 | 5 | 9 | 0 | 1 | Very high | 17 | 4 | 6 | 3 | 4 | 0 | 5 | Boundary Controllers | Very high | 17 | 0 | 3 | 9 | 2 | 3 | Very high | 17 | 0 | 0 | 3 | 9 | 5
[6 empty] | High | 0 | 0 | 0 | 0 | 0 | 0 |  |  |  | High | 0 | 0 | 0 | 0 | 0 | 0 | High | 0 | 0 | 0 | 0 | 0 | 0 |  |  | High | 0 | 0 | 0 | 0 | 0 | 0 | High | 0 | 0 | 0 | 0 | 0 | 0
|  | Safety |  |  |  | Medium | 0 | 0 | 0 | 0 | 0 | 0 |  |  |  | Medium | 0 | 0 | 0 | 0 | 0 | 0 | Medium | 0 | 0 | 0 | 0 | 0 | 0 |  |  | Medium | 0 | 0 | 0 | 0 | 0 | 0 | Medium | 0 | 0 | 0 | 0 | 0 | 0
[6 empty] | Low | 0 | 0 | 0 | 0 | 0 | 0 |  |  |  | Low | 0 | 0 | 0 | 0 | 0 | 0 | Low | 0 | 0 | 0 | 0 | 0 | 0 |  |  | Low | 0 | 0 | 0 | 0 | 0 | 0 | Low | 0 | 0 | 0 | 0 | 0 | 0
11 | Civil Assets - Bridges | Delayed | Network | Condition | Number of Bridges | Very high | 2 | 0 | 0 | 1 | 1 | 0 |  | 11 | Civil Assets - Bridges | Very high | 2 | 0 | 1 | 1 | 0 | 0 | Very high | 2 | 0 | 1 | 1 | 0 | 0 | 11 | Civil Assets - Bridges | Very high | 2 | 0 | 0 | 1 | 1 | 0 | Very high | 2 | 0 | 0 | 1 | 1 | 0
[6 empty] | High | 0 | 0 | 0 | 0 | 0 | 0 |  |  |  | High | 0 | 0 | 0 | 0 | 0 | 0 | High | 0 | 0 | 0 | 0 | 0 | 0 |  |  | High | 0 | 0 | 0 | 0 | 0 | 0 | High | 0 | 0 | 0 | 0 | 0 | 0
|  | Reliability |  |  |  | Medium | 0 | 0 | 0 | 0 | 0 | 0 |  |  |  | Medium | 0 | 0 | 0 | 0 | 0 | 0 | Medium | 0 | 0 | 0 | 0 | 0 | 0 |  |  | Medium | 0 | 0 | 0 | 0 | 0 | 0 | Medium | 0 | 0 | 0 | 0 | 0 | 0
[6 empty] | Low | 0 | 0 | 0 | 0 | 0 | 0 |  |  |  | Low | 0 | 0 | 0 | 0 | 0 | 0 | Low | 0 | 0 | 0 | 0 | 0 | 0 |  |  | Low | 0 | 0 | 0 | 0 | 0 | 0 | Low | 0 | 0 | 0 | 0 | 0 | 0
15 | Cathodic Protection | Delayed | Network | Condition | Number of TR's | Very high | 407 | 36 | 146 | 171 | 49 | 5 |  | 15 | Cathodic Protection | Very high | 411 | 101 | 256 | 0 | 54 | 0 | Very high | 507 | 202 | 140 | 116 | 15 | 34 | 15 | Cathodic Protection | Very high | 411 | 55 | 131 | 0 | 171 | 54 | Very high | 507 | 151 | 0 | 116 | 15 | 225
[6 empty] | High | 0 | 0 | 0 | 0 | 0 | 0 |  |  |  | High | 0 | 0 | 0 | 0 | 0 | 0 | High | 0 | 0 | 0 | 0 | 0 | 0 |  |  | High | 0 | 0 | 0 | 0 | 0 | 0 | High | 0 | 0 | 0 | 0 | 0 | 0
|  | Safety |  |  |  | Medium | 0 | 0 | 0 | 0 | 0 | 0 |  |  |  | Medium | 0 | 0 | 0 | 0 | 0 | 0 | Medium | 0 | 0 | 0 | 0 | 0 | 0 |  |  | Medium | 0 | 0 | 0 | 0 | 0 | 0 | Medium | 0 | 0 | 0 | 0 | 0 | 0
[6 empty] | Low | 0 | 0 | 0 | 0 | 0 | 0 |  |  |  | Low | 0 | 0 | 0 | 0 | 0 | 0 | Low | 0 | 0 | 0 | 0 | 0 | 0 |  |  | Low | 0 | 0 | 0 | 0 | 0 | 0 | Low | 0 | 0 | 0 | 0 | 0 | 0
33 | Below Ground Pipe and Coating | Delayed | Network | Condition | km of pipe covered by CIPS Surveys | Very high | 7633.97 | 1545.17 | 1053.8 | 3028 | 1713 | 294 |  | 33 | Below Ground Pipe and Coating | Very high | 7548.68 | 1739.77 | 1973.91 | 1514 | 2170 | 151 | Very high | 8437.38 | 2433.87 | 2768.51 | 1514 | 656 | 1065 | 33 | Below Ground Pipe and Coating | Very high | 7548.68 | 1739.77 | 973.91 | 1514 | 2170 | 1151 | Very high | 8437.38 | 2433.87 | 1168.51 | 1514 | 656 | 2665
[6 empty] | High | 0 | 0 | 0 | 0 | 0 | 0 |  |  |  | High | 0 | 0 | 0 | 0 | 0 | 0 | High | 0 | 0 | 0 | 0 | 0 | 0 |  |  | High | 0 | 0 | 0 | 0 | 0 | 0 | High | 0 | 0 | 0 | 0 | 0 | 0
|  | Safety |  |  |  | Medium | 0 | 0 | 0 | 0 | 0 | 0 |  |  |  | Medium | 0 | 0 | 0 | 0 | 0 | 0 | Medium | 0 | 0 | 0 | 0 | 0 | 0 |  |  | Medium | 0 | 0 | 0 | 0 | 0 | 0 | Medium | 0 | 0 | 0 | 0 | 0 | 0
[6 empty] | Low | 0 | 0 | 0 | 0 | 0 | 0 |  |  |  | Low | 0 | 0 | 0 | 0 | 0 | 0 | Low | 0 | 0 | 0 | 0 | 0 | 0 |  |  | Low | 0 | 0 | 0 | 0 | 0 | 0 | Low | 0 | 0 | 0 | 0 | 0 | 0
32 | Above Ground Pipe and Coating | Delayed | Network | Condition | Number of Sites | Very high | 175 | 15 | 99 | 30 | 30 | 1 |  | 32 | Above Ground Pipe and Coating | Very high | 132 | 39 | 19 | 52 | 6 | 16 | Very high | 91 | 68 | 15 | 2 | 5 | 1 | 32 | Above Ground Pipe and Coating | Very high | 168 | 15 | 42 | 65 | 30 | 16 | Very high | 173 | 20 | 42 | 15 | 65 | 31
[6 empty] | High | 0 | 0 | 0 | 0 | 0 | 0 |  |  |  | High | 0 | 0 | 0 | 0 | 0 | 0 | High | 0 | 0 | 0 | 0 | 0 | 0 |  |  | High | 0 | 0 | 0 | 0 | 0 | 0 | High | 0 | 0 | 0 | 0 | 0 | 0
|  | Safety |  |  |  | Medium | 0 | 0 | 0 | 0 | 0 | 0 |  |  |  | Medium | 0 | 0 | 0 | 0 | 0 | 0 | Medium | 0 | 0 | 0 | 0 | 0 | 0 |  |  | Medium | 0 | 0 | 0 | 0 | 0 | 0 | Medium | 0 | 0 | 0 | 0 | 0 | 0
[6 empty] | Low | 0 | 0 | 0 | 0 | 0 | 0 |  |  |  | Low | 0 | 0 | 0 | 0 | 0 | 0 | Low | 0 | 0 | 0 | 0 | 0 | 0 |  |  | Low | 0 | 0 | 0 | 0 | 0 | 0 | Low | 0 | 0 | 0 | 0 | 0 | 0
25 | River Crossings | Delayed | Network | Condition | Number of Crossings | Very high | 634 | 0 | 581 | 47 | 6 | 0 |  | 25 | River Crossings | Very high | 622 | 18 | 554 | 47 | 3 | 0 | Very high | 697 | 95 | 552 | 47 | 2 | 1 | 25 | River Crossings | Very high | 622 | 15 | 544 | 47 | 6 | 10 | Very high | 697 | 90 | 534 | 47 | 6 | 20
[6 empty] | High | 0 | 0 | 0 | 0 | 0 | 0 |  |  |  | High | 0 | 0 | 0 | 0 | 0 | 0 | High | 0 | 0 | 0 | 0 | 0 | 0 |  |  | High | 0 | 0 | 0 | 0 | 0 | 0 | High | 0 | 0 | 0 | 0 | 0 | 0
|  | Safety |  |  |  | Medium | 0 | 0 | 0 | 0 | 0 | 0 |  |  |  | Medium | 0 | 0 | 0 | 0 | 0 | 0 | Medium | 0 | 0 | 0 | 0 | 0 | 0 |  |  | Medium | 0 | 0 | 0 | 0 | 0 | 0 | Medium | 0 | 0 | 0 | 0 | 0 | 0
[6 empty] | Low | 0 | 0 | 0 | 0 | 0 | 0 |  |  |  | Low | 0 | 0 | 0 | 0 | 0 | 0 | Low | 0 | 0 | 0 | 0 | 0 | 0 |  |  | Low | 0 | 0 | 0 | 0 | 0 | 0 | Low | 0 | 0 | 0 | 0 | 0 | 0
26 | Markers | Delayed | Network | Condition | Number of Markers | Very high | 0 | 0 | 0 | 0 | 0 | 0 |  | 26 | Markers | Very high | 0 | 0 | 0 | 0 | 0 | 0 | Very high | 0 | 0 | 0 | 0 | 0 | 0 | 26 | Markers | Very high | 0 | 0 | 0 | 0 | 0 | 0 | Very high | 0 | 0 | 0 | 0 | 0 | 0
[6 empty] | High | 0 | 0 | 0 | 0 | 0 | 0 |  |  |  | High | 0 | 0 | 0 | 0 | 0 | 0 | High | 0 | 0 | 0 | 0 | 0 | 0 |  |  | High | 0 | 0 | 0 | 0 | 0 | 0 | High | 0 | 0 | 0 | 0 | 0 | 0
|  | Safety |  |  |  | Medium | 20754 | 210 | 19756 | 539 | 239 | 10 |  |  |  | Medium | 20626 | 1303 | 209 | 19046 | 39 | 29 | Medium | 23246 | 3614 | 1398 | 210 | 17996 | 28 |  |  | Medium | 20626 | 583 | 209 | 19046 | 539 | 249 | Medium | 23246 | 1804 | 1398 | 210 | 19046 | 788
[6 empty] | Low | 0 | 0 | 0 | 0 | 0 | 0 |  |  |  | Low | 0 | 0 | 0 | 0 | 0 | 0 | Low | 0 | 0 | 0 | 0 | 0 | 0 |  |  | Low | 0 | 0 | 0 | 0 | 0 | 0 | Low | 0 | 0 | 0 | 0 | 0 | 0
24 | Impact Protection - Nitrogen Sleeves | Delayed | Network | Condition | Number of Sleeves | Very high | 1091 | 0 | 41 | 920 | 120 | 10 |  | 24 | Impact Protection - Nitrogen Sleeves | Very high | 926 | 0 | 131 | 755 | 40 | 0 | Very high | 926 | 0 | 231 | 525 | 170 | 0 | 24 | Impact Protection - Nitrogen Sleeves | Very high | 926 | 0 | 41 | 755 | 90 | 40 | Very high | 926 | 0 | 41 | 525 | 320 | 40
[6 empty] | High | 0 | 0 | 0 | 0 | 0 | 0 |  |  |  | High | 0 | 0 | 0 | 0 | 0 | 0 | High | 0 | 0 | 0 | 0 | 0 | 0 |  |  | High | 0 | 0 | 0 | 0 | 0 | 0 | High | 0 | 0 | 0 | 0 | 0 | 0
|  | Safety |  |  |  | Medium | 0 | 0 | 0 | 0 | 0 | 0 |  |  |  | Medium | 0 | 0 | 0 | 0 | 0 | 0 | Medium | 0 | 0 | 0 | 0 | 0 | 0 |  |  | Medium | 0 | 0 | 0 | 0 | 0 | 0 | Medium | 0 | 0 | 0 | 0 | 0 | 0
[6 empty] | Low | 0 | 0 | 0 | 0 | 0 | 0 |  |  |  | Low | 0 | 0 | 0 | 0 | 0 | 0 | Low | 0 | 0 | 0 | 0 | 0 | 0 |  |  | Low | 0 | 0 | 0 | 0 | 0 | 0 | Low | 0 | 0 | 0 | 0 | 0 | 0
39 | Security | Delayed | Site | Condition | Number of Sites | Very high | 236 | 2 | 162 | 37 | 35 | 0 |  | 39 | Security | Very high | 193 | 2 | 157 | 0 | 34 | 0 | Very high | 160 | 7 | 5 | 147 | 1 | 0 | 39 | Security | Very high | 229 | 2 | 157 | 0 | 35 | 35 | Very high | 234 | 7 | 0 | 157 | 0 | 70
[6 empty] | High | 0 | 0 | 0 | 0 | 0 | 0 |  |  |  | High | 0 | 0 | 0 | 0 | 0 | 0 | High | 0 | 0 | 0 | 0 | 0 | 0 |  |  | High | 0 | 0 | 0 | 0 | 0 | 0 | High | 0 | 0 | 0 | 0 | 0 | 0
|  | Safety |  |  |  | Medium | 0 | 0 | 0 | 0 | 0 | 0 |  |  |  | Medium | 0 | 0 | 0 | 0 | 0 | 0 | Medium | 0 | 0 | 0 | 0 | 0 | 0 |  |  | Medium | 0 | 0 | 0 | 0 | 0 | 0 | Medium | 0 | 0 | 0 | 0 | 0 | 0
[6 empty] | Low | 0 | 0 | 0 | 0 | 0 | 0 |  |  |  | Low | 0 | 0 | 0 | 0 | 0 | 0 | Low | 0 | 0 | 0 | 0 | 0 | 0 |  |  | Low | 0 | 0 | 0 | 0 | 0 | 0 | Low | 0 | 0 | 0 | 0 | 0 | 0
12 | Civil assets - pipe supports and pits | Delayed | Site | Condition | Number of Sites | Very high | 236 | 2 | 153 | 41 | 40 | 0 |  | 12 | Civil assets - pipe supports and pits | Very high | 193 | 2 | 150 | 0 | 41 | 0 | Very high | 160 | 7 | 147 | 0 | 0 | 6 | 12 | Civil assets - pipe supports and pits | Very high | 229 | 2 | 153 | 0 | 41 | 33 | Very high | 234 | 7 | 153 | 0 | 0 | 74
[6 empty] | High | 0 | 0 | 0 | 0 | 0 | 0 |  |  |  | High | 0 | 0 | 0 | 0 | 0 | 0 | High | 0 | 0 | 0 | 0 | 0 | 0 |  |  | High | 0 | 0 | 0 | 0 | 0 | 0 | High | 0 | 0 | 0 | 0 | 0 | 0
|  | Reliability |  |  |  | Medium | 0 | 0 | 0 | 0 | 0 | 0 |  |  |  | Medium | 0 | 0 | 0 | 0 | 0 | 0 | Medium | 0 | 0 | 0 | 0 | 0 | 0 |  |  | Medium | 0 | 0 | 0 | 0 | 0 | 0 | Medium | 0 | 0 | 0 | 0 | 0 | 0
[6 empty] | Low | 0 | 0 | 0 | 0 | 0 | 0 |  |  |  | Low | 0 | 0 | 0 | 0 | 0 | 0 | Low | 0 | 0 | 0 | 0 | 0 | 0 |  |  | Low | 0 | 0 | 0 | 0 | 0 | 0 | Low | 0 | 0 | 0 | 0 | 0 | 0
10 | Civil Assets - ducting | Delayed | Site | Condition | Number of Sites | Very high | 0 | 0 | 0 | 0 | 0 | 0 |  | 10 | Civil Assets - ducting | Very high | 0 | 0 | 0 | 0 | 0 | 0 | Very high | 0 | 0 | 0 | 0 | 0 | 0 | 10 | Civil Assets - ducting | Very high | 0 | 0 | 0 | 0 | 0 | 0 | Very high | 0 | 0 | 0 | 0 | 0 | 0
[6 empty] | High | 0 | 0 | 0 | 0 | 0 | 0 |  |  |  | High | 0 | 0 | 0 | 0 | 0 | 0 | High | 0 | 0 | 0 | 0 | 0 | 0 |  |  | High | 0 | 0 | 0 | 0 | 0 | 0 | High | 0 | 0 | 0 | 0 | 0 | 0
|  | Reliability |  |  |  | Medium | 28 | 17 | 8 | 2 | 1 | 0 |  |  |  | Medium | 27 | 17 | 9 | 0 | 1 | 0 | Medium | 27 | 17 | 9 | 0 | 0 | 1 |  |  | Medium | 27 | 17 | 8 | 0 | 1 | 1 | Medium | 27 | 17 | 8 | 0 | 0 | 2
[6 empty] | Low | 0 | 0 | 0 | 0 | 0 | 0 |  |  |  | Low | 0 | 0 | 0 | 0 | 0 | 0 | Low | 0 | 0 | 0 | 0 | 0 | 0 |  |  | Low | 0 | 0 | 0 | 0 | 0 | 0 | Low | 0 | 0 | 0 | 0 | 0 | 0
9 | Civil assets - buildings/ enclosures | Delayed | Site | Condition | Number of Sites | Very high | 53 | 15 | 34 | 2 | 2 | 0 |  | 9 | Civil assets - buildings/ enclosures | Very high | 77 | 39 | 34 | 1 | 2 | 1 | Very high | 101 | 63 | 37 | 1 | 0 | 0 | 9 | Civil assets - buildings/ enclosures | Very high | 53 | 15 | 34 | 1 | 2 | 1 | Very high | 53 | 15 | 34 | 1 | 1 | 2
[6 empty] | High | 0 | 0 | 0 | 0 | 0 | 0 |  |  |  | High | 0 | 0 | 0 | 0 | 0 | 0 | High | 0 | 0 | 0 | 0 | 0 | 0 |  |  | High | 0 | 0 | 0 | 0 | 0 | 0 | High | 0 | 0 | 0 | 0 | 0 | 0
|  | Reliability |  |  |  | Medium | 0 | 0 | 0 | 0 | 0 | 0 |  |  |  | Medium | 0 | 0 | 0 | 0 | 0 | 0 | Medium | 0 | 0 | 0 | 0 | 0 | 0 |  |  | Medium | 0 | 0 | 0 | 0 | 0 | 0 | Medium | 0 | 0 | 0 | 0 | 0 | 0
[6 empty] | Low | 0 | 0 | 0 | 0 | 0 | 0 |  |  |  | Low | 0 | 0 | 0 | 0 | 0 | 0 | Low | 0 | 0 | 0 | 0 | 0 | 0 |  |  | Low | 0 | 0 | 0 | 0 | 0 | 0 | Low | 0 | 0 | 0 | 0 | 0 | 0
31 | Pig Trap | Delayed | Unit | Age | Number of Units | Very high | 0 | 0 | 0 | 0 | 0 | 0 |  | 31 | Pig Trap | Very high | 0 | 0 | 0 | 0 | 0 | 0 | Very high | 0 | 0 | 0 | 0 | 0 | 0 | 31 | Pig Trap | Very high | 0 | 0 | 0 | 0 | 0 | 0 | Very high | 0 | 0 | 0 | 0 | 0 | 0
[6 empty] | High | 33 | 0 | 4 | 13 | 15 | 1 |  |  |  | High | 33 | 0 | 18 | 4 | 11 | 0 | High | 34 | 1 | 28 | 0 | 0 | 5 |  |  | High | 33 | 0 | 0 | 4 | 13 | 16 | High | 34 | 1 | 0 | 0 | 4 | 29
|  | Safety |  |  |  | Medium | 0 | 0 | 0 | 0 | 0 | 0 |  |  |  | Medium | 0 | 0 | 0 | 0 | 0 | 0 | Medium | 0 | 0 | 0 | 0 | 0 | 0 |  |  | Medium | 0 | 0 | 0 | 0 | 0 | 0 | Medium | 0 | 0 | 0 | 0 | 0 | 0
[6 empty] | Low | 0 | 0 | 0 | 0 | 0 | 0 |  |  |  | Low | 0 | 0 | 0 | 0 | 0 | 0 | Low | 0 | 0 | 0 | 0 | 0 | 0 |  |  | Low | 0 | 0 | 0 | 0 | 0 | 0 | Low | 0 | 0 | 0 | 0 | 0 | 0
43 | Locally Actuated Valves | Delayed | Site | Condition | Number of Valves | Very high | 0 | 0 | 0 | 0 | 0 | 0 |  | 43 | Locally Actuated Valves | Very high | 0 | 0 | 0 | 0 | 0 | 0 | Very high | 0 | 0 | 0 | 0 | 0 | 0 | 43 | Locally Actuated Valves | Very high | 0 | 0 | 0 | 0 | 0 | 0 | Very high | 0 | 0 | 0 | 0 | 0 | 0
[6 empty] | High | 0 | 0 | 0 | 0 | 0 | 0 |  |  |  | High | 0 | 0 | 0 | 0 | 0 | 0 | High | 0 | 0 | 0 | 0 | 0 | 0 |  |  | High | 0 | 0 | 0 | 0 | 0 | 0 | High | 0 | 0 | 0 | 0 | 0 | 0
|  | Safety |  |  |  | Medium | 1441 | 3 | 347 | 998 | 85 | 8 |  |  |  | Medium | 1182 | 21 | 346 | 789 | 0 | 26 | Medium | 951 | 42 | 346 | 544 | 0 | 19 |  |  | Medium | 1422 | 21 | 346 | 962 | 0 | 93 | Medium | 1443 | 42 | 346 | 962 | 0 | 93
[6 empty] | Low | 0 | 0 | 0 | 0 | 0 | 0 |  |  |  | Low | 0 | 0 | 0 | 0 | 0 | 0 | Low | 0 | 0 | 0 | 0 | 0 | 0 |  |  | Low | 0 | 0 | 0 | 0 | 0 | 0 | Low | 0 | 0 | 0 | 0 | 0 | 0
Replacement priorities - 2012/13
2012/13 | [13 empty] | With investment | [15 empty] | No intervention
NOM Ref | Secondary Asset Group | Units | Asset distribution based on replacement prioirities in 2012/13 |  |  |  | Total population at 31 March 2012/13 | [6 empty] | NOM Ref | Secondary Asset Group | Units | Asset distribution based on replacement prioirities in 2016/17 |  |  |  | Total population at 31 March 2017 | Asset distribution based on replacement prioirities in 2020/21 |  |  |  | Total population at 31 March 2021 |  |  |  | NOM Ref | Secondary Asset Group | Units | Asset distribution based on replacement prioirities in 2016/17 |  |  |  | Total population at 31 March 2017 | Asset distribution based on replacement prioirities in 2020/21 |  |  |  | Total population at 31 March 2021
|  |  | RP1 | RP2 | RP3 | RP4 | [10 empty] | RP1 | RP2 | RP3 | RP4 |  | RP1 | RP2 | RP3 | RP4 | [7 empty] | RP1 | RP2 | RP3 | RP4 |  | RP1 | RP2 | RP3 | RP4
45 | Remote Isolation Valves | Number of Valves | 4 | 2 | 8 | 16 | 30 | [6 empty] | 45 | Remote Isolation Valves | Number of Valves | 3 | 1 | 34 | 18 | 56 | 3 | 1 | 58 | 22 | 84 |  |  |  | 45 | Remote Isolation Valves | Number of Valves | 5 | 1 | 8 | 18 | 32 | 5 | 1 | 8 | 22 | 36
29 | Network Control and Instrumentation | Number of Systems | 2 | 1 | 3 | 17 | 23 | [6 empty] | 29 | Network Control and Instrumentation | Number of Systems | 1 | 3 | 17 | 26 | 47 | 2 | 17 | 2 | 50 | 71 |  |  |  | 29 | Network Control and Instrumentation | Number of Systems | 3 | 3 | 17 | 0 | 23 | 6 | 17 | 0 | 0 | 23
17 | Electrical - safe shutdown | Number of Sites | 1 | 0 | 9 | 15 | 25 | [6 empty] | 17 | Electrical - safe shutdown | Number of Sites | 1 | 0 | 9 | 39 | 49 | 0 | 9 | 1 | 63 | 73 |  |  |  | 17 | Electrical - safe shutdown | Number of Sites | 1 | 0 | 9 | 15 | 25 | 1 | 9 | 0 | 15 | 25
16 | Electrical - including standby generators | Number of Sites | 1 | 4 | 13 | 15 | 33 | [6 empty] | 16 | Electrical - including standby generators | Number of Sites | 0 | 4 | 14 | 39 | 57 | 2 | 13 | 3 | 63 | 81 |  |  |  | 16 | Electrical - including standby generators | Number of Sites | 1 | 4 | 13 | 15 | 33 | 5 | 13 | 0 | 15 | 33
7 | Civil assets - drainage | Number of Sites | 0 | 11 | 212 | 2 | 225 | [6 empty] | 7 | Civil assets - drainage | Number of Sites | 0 | 10 | 170 | 2 | 182 | 1 | 71 | 71 | 6 | 149 |  |  |  | 7 | Civil assets - drainage | Number of Sites | 1 | 10 | 205 | 2 | 218 | 6 | 111 | 100 | 6 | 223
8 | Civil assets - access | Number of Sites | 15 | 64 | 140 | 2 | 221 | [6 empty] | 8 | Civil assets - access | Number of Sites | 7 | 51 | 118 | 2 | 178 | 7 | 7 | 124 | 7 | 145 |  |  |  | 8 | Civil assets - access | Number of Sites | 27 | 52 | 133 | 2 | 214 | 48 | 31 | 133 | 7 | 219
5 | Boundary Controllers | Number of Systems | 3 | 2 | 9 | 3 | 17 | [6 empty] | 5 | Boundary Controllers | Number of Systems | 1 | 9 | 5 | 2 | 17 | 4 | 3 | 6 | 4 | 17 |  |  |  | 5 | Boundary Controllers | Number of Systems | 5 | 9 | 3 | 0 | 17 | 14 | 3 | 0 | 0 | 17
11 | Civil Assets - Bridges | Number of Bridges | 1 | 1 | 0 | 0 | 2 | [6 empty] | 11 | Civil Assets - Bridges | Number of Bridges | 0 | 1 | 1 | 0 | 2 | 0 | 1 | 1 | 0 | 2 |  |  |  | 11 | Civil Assets - Bridges | Number of Bridges | 1 | 1 | 0 | 0 | 2 | 1 | 1 | 0 | 0 | 2
15 | Cathodic Protection | Number of TR's | 54 | 171 | 146 | 36 | 407 | [6 empty] | 15 | Cathodic Protection | Number of TR's | 54 | 0 | 256 | 101 | 411 | 49 | 116 | 140 | 202 | 507 |  |  |  | 15 | Cathodic Protection | Number of TR's | 225 | 0 | 131 | 55 | 411 | 240 | 116 | 0 | 151 | 507
33 | Below Ground Pipe and Coating | km of pipe covered by CIPS Surveys | 2007 | 3028 | 1053.8 | 1545.17 | 7633.97 | [6 empty] | 33 | Below Ground Pipe and Coating | km of pipe covered by CIPS Surveys | 2321 | 1514 | 1973.91 | 1739.77 | 7548.68 | 1721 | 1514 | 2768.51 | 2433.87 | 8437.38 |  |  |  | 33 | Below Ground Pipe and Coating | km of pipe covered by CIPS Surveys | 3321 | 1514 | 973.91 | 1739.77 | 7548.68 | 3321 | 1514 | 1168.51 | 2433.87 | 8437.38
32 | Above Ground Pipe and Coating | Number of Sites | 31 | 30 | 99 | 15 | 175 | [6 empty] | 32 | Above Ground Pipe and Coating | Number of Sites | 22 | 52 | 19 | 39 | 132 | 6 | 2 | 15 | 68 | 91 |  |  |  | 32 | Above Ground Pipe and Coating | Number of Sites | 46 | 65 | 42 | 15 | 168 | 96 | 15 | 42 | 20 | 173
25 | River Crossings | Number of Crossings | 6 | 47 | 581 | 0 | 634 | [6 empty] | 25 | River Crossings | Number of Crossings | 3 | 47 | 554 | 18 | 622 | 3 | 47 | 552 | 95 | 697 |  |  |  | 25 | River Crossings | Number of Crossings | 16 | 47 | 544 | 15 | 622 | 26 | 47 | 534 | 90 | 697
26 | Markers | Number of Markers | 10 | 778 | 19756 | 210 | 20754 | [6 empty] | 26 | Markers | Number of Markers | 29 | 19085 | 209 | 1303 | 20626 | 28 | 18206 | 1398 | 3614 | 23246 |  |  |  | 26 | Markers | Number of Markers | 249 | 19585 | 209 | 583 | 20626 | 788 | 19256 | 1398 | 1804 | 23246
24 | Impact Protection - Nitrogen Sleeves | Number of Sleeves | 130 | 920 | 41 | 0 | 1091 | [6 empty] | 24 | Impact Protection - Nitrogen Sleeves | Number of Sleeves | 40 | 755 | 131 | 0 | 926 | 170 | 525 | 231 | 0 | 926 |  |  |  | 24 | Impact Protection - Nitrogen Sleeves | Number of Sleeves | 130 | 755 | 41 | 0 | 926 | 360 | 525 | 41 | 0 | 926
39 | Security | Number of Sites | 35 | 37 | 162 | 2 | 236 | [6 empty] | 39 | Security | Number of Sites | 34 | 0 | 157 | 2 | 193 | 1 | 147 | 5 | 7 | 160 |  |  |  | 39 | Security | Number of Sites | 70 | 0 | 157 | 2 | 229 | 70 | 157 | 0 | 7 | 234
12 | Civil assets - pipe supports and pits | Number of Sites | 40 | 41 | 153 | 2 | 236 | [6 empty] | 12 | Civil assets - pipe supports and pits | Number of Sites | 41 | 0 | 150 | 2 | 193 | 6 | 0 | 147 | 7 | 160 |  |  |  | 12 | Civil assets - pipe supports and pits | Number of Sites | 74 | 0 | 153 | 2 | 229 | 74 | 0 | 153 | 7 | 234
10 | Civil Assets - ducting | Number of Sites | 0 | 3 | 8 | 17 | 28 | [6 empty] | 10 | Civil Assets - ducting | Number of Sites | 0 | 1 | 9 | 17 | 27 | 1 | 0 | 9 | 17 | 27 |  |  |  | 10 | Civil Assets - ducting | Number of Sites | 1 | 1 | 8 | 17 | 27 | 2 | 0 | 8 | 17 | 27
9 | Civil assets - buildings/ enclosures | Number of Sites | 2 | 2 | 34 | 15 | 53 | [6 empty] | 9 | Civil assets - buildings/ enclosures | Number of Sites | 3 | 1 | 34 | 39 | 77 | 0 | 1 | 37 | 63 | 101 |  |  |  | 9 | Civil assets - buildings/ enclosures | Number of Sites | 3 | 1 | 34 | 15 | 53 | 3 | 1 | 34 | 15 | 53
31 | Pig Trap | Number of Units | 16 | 13 | 4 | 0 | 33 | [6 empty] | 31 | Pig Trap | Number of Units | 11 | 4 | 18 | 0 | 33 | 5 | 0 | 28 | 1 | 34 |  |  |  | 31 | Pig Trap | Number of Units | 29 | 4 | 0 | 0 | 33 | 33 | 0 | 0 | 1 | 34
43 | Locally Actuated Valves | Number of Valves | 8 | 1083 | 347 | 3 | 1441 | [6 empty] | 43 | Locally Actuated Valves | Number of Valves | 26 | 789 | 346 | 21 | 1182 | 19 | 544 | 346 | 42 | 951 |  |  |  | 43 | Locally Actuated Valves | Number of Valves | 93 | 962 | 346 | 21 | 1422 | 93 | 962 | 346 | 42 | 1443

## 5.15.5 Cond & Risk-Multijunctin (hidden)
RIIO-T1 Detailed data table
National Grid Gas - NTS
Business Plan Data Templates
5.15.5 Asset health, criticality and replacement priorities - Multijunctions
Definitions
Asset health index |  |  | Criticality |  |  | Replacement priorities |  |  | Replacement priorities matrix (to be provided by NGG and agreed with Ofgem)
AH1 | New or as new |  | C1 | Very high |  | RP1 | 0-2 years |  |  | AH1 | AH2 | AH3 | AH4 | AH5
AH2 | Good or serviceable condition |  | C2 | High |  | RP2 | 2-5 years |  | C1 | RP4 | RP3 | RP2 | RP1 | RP1
AH3 | Deterioration, requires assessment or monitoring |  | C3 | Medium |  | RP3 | 5-10 years |  | C2 | RP4 | RP3 | RP2 | RP1 | RP1
AH4 | Material deterioration, intervention requires consideration |  | C4 | Low |  | RP4 | 10+ years |  | C3 | RP4 | RP3 | RP2 | RP2 | RP1
AH5 | End of serviceable life, intervention required | [7 empty] | C4 | RP4 | RP3 | RP2 | RP2 | RP1
Asset Condition and Criticality
2012/13 | [13 empty] | With investment | [15 empty] | No intervention
NOM Ref | Secondary Asset Group | Timescale of Impact | Consequence of Failure | Work Driver | Unit of Measurement | Asset and criticality in 2012/13 | [7 empty] | NOM Ref | Secondary Asset Group | Asset and criticality in 2016/17 with investment | [6 empty] | Asset and criticality in 2020/21 with investment | [6 empty] | NOM Ref | Secondary Asset Group | Asset and criticality in 2016/17 with no intervention | [6 empty] | Asset and criticality in 2020/21 with no intervention
|  | Immediate/ Delayed | Unit/ Site/ Network | Age/ Condition/ Duty |  | Criticality | Total population at 31 March 2013 | AH1 | AH2 | AH3 | AH4 | AH5 |  |  |  | Criticality | Total population at 31 March 2017 | AH1 | AH2 | AH3 | AH4 | AH5 | Criticality | Total population at 31 March 2021 | AH1 | AH2 | AH3 | AH4 | AH5 |  |  | Criticality | Total population at 31 March 2017 | AH1 | AH2 | AH3 | AH4 | AH5 | Criticality | Total population at 31 March 2021 | AH1 | AH2 | AH3 | AH4 | AH5
45 | Remote Isolation Valves | Immediate | Network | Condition | Number of Valves | Very high | 405 | 1 | 250 | 123 | 20 | 11 |  | 45 | Remote Isolation Valves | Very high | 453 | 54 | 280 | 57 | 62 | 0 | Very high | 452 | 54 | 310 | 57 | 0 | 31 | 45 | Remote Isolation Valves | Very high | 453 | 53 | 250 | 57 | 72 | 21 | Very high | 452 | 53 | 249 | 57 | 10 | 83
[6 empty] | High | 0 | 0 | 0 | 0 | 0 | 0 |  |  |  | High | 0 | 0 | 0 | 0 | 0 | 0 | High | 0 | 0 | 0 | 0 | 0 | 0 |  |  | High | 0 | 0 | 0 | 0 | 0 | 0 | High | 0 | 0 | 0 | 0 | 0 | 0
|  | Safety |  |  |  | Medium | 0 | 0 | 0 | 0 | 0 | 0 |  |  |  | Medium | 0 | 0 | 0 | 0 | 0 | 0 | Medium | 0 | 0 | 0 | 0 | 0 | 0 |  |  | Medium | 0 | 0 | 0 | 0 | 0 | 0 | Medium | 0 | 0 | 0 | 0 | 0 | 0
[6 empty] | Low | 0 | 0 | 0 | 0 | 0 | 0 |  |  |  | Low | 0 | 0 | 0 | 0 | 0 | 0 | Low | 0 | 0 | 0 | 0 | 0 | 0 |  |  | Low | 0 | 0 | 0 | 0 | 0 | 0 | Low | 0 | 0 | 0 | 0 | 0 | 0
29 | Network Control and Instrumentation | Immediate | Network | Condition | Number of Sites | Very high | 62 | 9 | 34 | 16 | 3 | 0 |  | 29 | Network Control and Instrumentation | Very high | 62 | 15 | 13 | 34 | 0 | 0 | Very high | 61 | 46 | 6 | 9 | 0 | 0 | 29 | Network Control and Instrumentation | Very high | 62 | 0 | 9 | 34 | 16 | 3 | Very high | 61 | 0 | 0 | 9 | 33 | 19
[6 empty] | High | 0 | 0 | 0 | 0 | 0 | 0 |  |  |  | High | 0 | 0 | 0 | 0 | 0 | 0 | High | 0 | 0 | 0 | 0 | 0 | 0 |  |  | High | 0 | 0 | 0 | 0 | 0 | 0 | High | 0 | 0 | 0 | 0 | 0 | 0
|  | Reliability |  |  |  | Medium | 0 | 0 | 0 | 0 | 0 | 0 |  |  |  | Medium | 0 | 0 | 0 | 0 | 0 | 0 | Medium | 0 | 0 | 0 | 0 | 0 | 0 |  |  | Medium | 0 | 0 | 0 | 0 | 0 | 0 | Medium | 0 | 0 | 0 | 0 | 0 | 0
[6 empty] | Low | 0 | 0 | 0 | 0 | 0 | 0 |  |  |  | Low | 0 | 0 | 0 | 0 | 0 | 0 | Low | 0 | 0 | 0 | 0 | 0 | 0 |  |  | Low | 0 | 0 | 0 | 0 | 0 | 0 | Low | 0 | 0 | 0 | 0 | 0 | 0
17 | Electrical - safe shutdown | Immediate | Site | Condition | Number of Sites | Very high | 73 | 1 | 38 | 25 | 6 | 3 |  | 17 | Electrical - safe shutdown | Very high | 73 | 3 | 42 | 25 | 0 | 3 | Very high | 72 | 16 | 10 | 37 | 0 | 9 | 17 | Electrical - safe shutdown | Very high | 73 | 1 | 38 | 25 | 0 | 9 | Very high | 72 | 1 | 0 | 37 | 0 | 34
[6 empty] | High | 0 | 0 | 0 | 0 | 0 | 0 |  |  |  | High | 0 | 0 | 0 | 0 | 0 | 0 | High | 0 | 0 | 0 | 0 | 0 | 0 |  |  | High | 0 | 0 | 0 | 0 | 0 | 0 | High | 0 | 0 | 0 | 0 | 0 | 0
|  | Safety |  |  |  | Medium | 0 | 0 | 0 | 0 | 0 | 0 |  |  |  | Medium | 0 | 0 | 0 | 0 | 0 | 0 | Medium | 0 | 0 | 0 | 0 | 0 | 0 |  |  | Medium | 0 | 0 | 0 | 0 | 0 | 0 | Medium | 0 | 0 | 0 | 0 | 0 | 0
[6 empty] | Low | 0 | 0 | 0 | 0 | 0 | 0 |  |  |  | Low | 0 | 0 | 0 | 0 | 0 | 0 | Low | 0 | 0 | 0 | 0 | 0 | 0 |  |  | Low | 0 | 0 | 0 | 0 | 0 | 0 | Low | 0 | 0 | 0 | 0 | 0 | 0
16 | Electrical - including standby generators | Immediate | Site | Condition | Number of Sites | Very high | 78 | 1 | 31 | 30 | 16 | 0 |  | 16 | Electrical - including standby generators | Very high | 78 | 1 | 43 | 30 | 0 | 4 | Very high | 77 | 8 | 39 | 30 | 0 | 0 | 16 | Electrical - including standby generators | Very high | 78 | 1 | 31 | 30 | 0 | 16 | Very high | 77 | 1 | 0 | 30 | 0 | 46
[6 empty] | High | 0 | 0 | 0 | 0 | 0 | 0 |  |  |  | High | 0 | 0 | 0 | 0 | 0 | 0 | High | 0 | 0 | 0 | 0 | 0 | 0 |  |  | High | 0 | 0 | 0 | 0 | 0 | 0 | High | 0 | 0 | 0 | 0 | 0 | 0
|  | Reliability |  |  |  | Medium | 0 | 0 | 0 | 0 | 0 | 0 |  |  |  | Medium | 0 | 0 | 0 | 0 | 0 | 0 | Medium | 0 | 0 | 0 | 0 | 0 | 0 |  |  | Medium | 0 | 0 | 0 | 0 | 0 | 0 | Medium | 0 | 0 | 0 | 0 | 0 | 0
[6 empty] | Low | 0 | 0 | 0 | 0 | 0 | 0 |  |  |  | Low | 0 | 0 | 0 | 0 | 0 | 0 | Low | 0 | 0 | 0 | 0 | 0 | 0 |  |  | Low | 0 | 0 | 0 | 0 | 0 | 0 | Low | 0 | 0 | 0 | 0 | 0 | 0
7 | Civil assets - drainage | Immediate | Site | Condition | Number of Units | Very high | 0 | 0 | 0 | 0 | 0 | 0 |  | 7 | Civil assets - drainage | Very high | 0 | 0 | 0 | 0 | 0 | 0 | Very high | 0 | 0 | 0 | 0 | 0 | 0 | 7 | Civil assets - drainage | Very high | 0 | 0 | 0 | 0 | 0 | 0 | Very high | 0 | 0 | 0 | 0 | 0 | 0
[6 empty] | High | 0 | 0 | 0 | 0 | 0 | 0 |  |  |  | High | 0 | 0 | 0 | 0 | 0 | 0 | High | 0 | 0 | 0 | 0 | 0 | 0 |  |  | High | 0 | 0 | 0 | 0 | 0 | 0 | High | 0 | 0 | 0 | 0 | 0 | 0
|  | Environmental |  |  |  | Medium | 72 | 1 | 65 | 5 | 1 | 0 |  |  |  | Medium | 72 | 1 | 69 | 2 | 0 | 0 | Medium | 71 | 0 | 36 | 35 | 0 | 0 |  |  | Medium | 72 | 1 | 65 | 2 | 3 | 1 | Medium | 71 | 0 | 32 | 35 | 0 | 4
[6 empty] | Low | 0 | 0 | 0 | 0 | 0 | 0 |  |  |  | Low | 0 | 0 | 0 | 0 | 0 | 0 | Low | 0 | 0 | 0 | 0 | 0 | 0 |  |  | Low | 0 | 0 | 0 | 0 | 0 | 0 | Low | 0 | 0 | 0 | 0 | 0 | 0
8 | Civil assets - access | Immediate | Site | Condition | Number of Sites | Very high | 0 | 0 | 0 | 0 | 0 | 0 |  | 8 | Civil assets - access | Very high | 0 | 0 | 0 | 0 | 0 | 0 | Very high | 0 | 0 | 0 | 0 | 0 | 0 | 8 | Civil assets - access | Very high | 0 | 0 | 0 | 0 | 0 | 0 | Very high | 0 | 0 | 0 | 0 | 0 | 0
[6 empty] | High | 0 | 0 | 0 | 0 | 0 | 0 |  |  |  | High | 0 | 0 | 0 | 0 | 0 | 0 | High | 0 | 0 | 0 | 0 | 0 | 0 |  |  | High | 0 | 0 | 0 | 0 | 0 | 0 | High | 0 | 0 | 0 | 0 | 0 | 0
|  | Safety |  |  |  | Medium | 72 | 1 | 47 | 12 | 10 | 2 |  |  |  | Medium | 72 | 1 | 62 | 6 | 3 | 0 | Medium | 71 | 1 | 67 | 3 | 0 | 0 |  |  | Medium | 72 | 1 | 47 | 6 | 11 | 7 | Medium | 71 | 1 | 46 | 6 | 5 | 13
[6 empty] | Low | 0 | 0 | 0 | 0 | 0 | 0 |  |  |  | Low | 0 | 0 | 0 | 0 | 0 | 0 | Low | 0 | 0 | 0 | 0 | 0 | 0 |  |  | Low | 0 | 0 | 0 | 0 | 0 | 0 | Low | 0 | 0 | 0 | 0 | 0 | 0
30 | Odorisation Plant | Immediate | Site | Condition | Number of Sites | Very high | 0 | 0 | 0 | 0 | 0 | 0 |  | 30 | Odorisation Plant | Very high | 0 | 0 | 0 | 0 | 0 | 0 | Very high | 0 | 0 | 0 | 0 | 0 | 0 | 30 | Odorisation Plant | Very high | 0 | 0 | 0 | 0 | 0 | 0 | Very high | 0 | 0 | 0 | 0 | 0 | 0
[6 empty] | High | 1 | 0 | 0 | 0 | 1 | 0 |  |  |  | High | 1 | 0 | 0 | 0 | 0 | 1 | High | 0 | 0 | 0 | 0 | 0 | 0 |  |  | High | 1 | 0 | 0 | 0 | 0 | 1 | High | 0 | 0 | 0 | 0 | 0 | 0
|  | Safety |  |  |  | Medium | 0 | 0 | 0 | 0 | 0 | 0 |  |  |  | Medium | 0 | 0 | 0 | 0 | 0 | 0 | Medium | 0 | 0 | 0 | 0 | 0 | 0 |  |  | Medium | 0 | 0 | 0 | 0 | 0 | 0 | Medium | 0 | 0 | 0 | 0 | 0 | 0
[6 empty] | Low | 0 | 0 | 0 | 0 | 0 | 0 |  |  |  | Low | 0 | 0 | 0 | 0 | 0 | 0 | Low | 0 | 0 | 0 | 0 | 0 | 0 |  |  | Low | 0 | 0 | 0 | 0 | 0 | 0 | Low | 0 | 0 | 0 | 0 | 0 | 0
1 | Cladding | Immediate | Site | Condition | Number of Sites | Very high | 0 | 0 | 0 | 0 | 0 | 0 |  | 1 | Cladding | Very high | 0 | 0 | 0 | 0 | 0 | 0 | Very high | 0 | 0 | 0 | 0 | 0 | 0 | 1 | Cladding | Very high | 0 | 0 | 0 | 0 | 0 | 0 | Very high | 0 | 0 | 0 | 0 | 0 | 0
[6 empty] | High | 0 | 0 | 0 | 0 | 0 | 0 |  |  |  | High | 0 | 0 | 0 | 0 | 0 | 0 | High | 0 | 0 | 0 | 0 | 0 | 0 |  |  | High | 0 | 0 | 0 | 0 | 0 | 0 | High | 0 | 0 | 0 | 0 | 0 | 0
|  | Environmental |  |  |  | Medium | 10 | 0 | 3 | 3 | 2 | 2 |  |  |  | Medium | 10 | 0 | 4 | 3 | 3 | 0 | Medium | 9 | 0 | 8 | 0 | 0 | 1 |  |  | Medium | 10 | 0 | 0 | 3 | 3 | 4 | Medium | 9 | 0 | 0 | 0 | 2 | 7
[6 empty] | Low | 0 | 0 | 0 | 0 | 0 | 0 |  |  |  | Low | 0 | 0 | 0 | 0 | 0 | 0 | Low | 0 | 0 | 0 | 0 | 0 | 0 |  |  | Low | 0 | 0 | 0 | 0 | 0 | 0 | Low | 0 | 0 | 0 | 0 | 0 | 0
19 | Fire & Gas Detection | Immediate | Site | Condition | Number of Sites | Very high | 4 | 0 | 1 | 2 | 1 | 0 |  | 19 | Fire & Gas Detection | Very high | 4 | 0 | 0 | 1 | 2 | 1 | Very high | 3 | 0 | 2 | 0 | 0 | 1 | 19 | Fire & Gas Detection | Very high | 4 | 0 | 0 | 1 | 2 | 1 | Very high | 3 | 0 | 0 | 0 | 0 | 3
[6 empty] | High | 0 | 0 | 0 | 0 | 0 | 0 |  |  |  | High | 0 | 0 | 0 | 0 | 0 | 0 | High | 0 | 0 | 0 | 0 | 0 | 0 |  |  | High | 0 | 0 | 0 | 0 | 0 | 0 | High | 0 | 0 | 0 | 0 | 0 | 0
|  | Safety |  |  |  | Medium | 0 | 0 | 0 | 0 | 0 | 0 |  |  |  | Medium | 0 | 0 | 0 | 0 | 0 | 0 | Medium | 0 | 0 | 0 | 0 | 0 | 0 |  |  | Medium | 0 | 0 | 0 | 0 | 0 | 0 | Medium | 0 | 0 | 0 | 0 | 0 | 0
[6 empty] | Low | 0 | 0 | 0 | 0 | 0 | 0 |  |  |  | Low | 0 | 0 | 0 | 0 | 0 | 0 | Low | 0 | 0 | 0 | 0 | 0 | 0 |  |  | Low | 0 | 0 | 0 | 0 | 0 | 0 | Low | 0 | 0 | 0 | 0 | 0 | 0
47 | Slam shut | Immediate | Unit | Condition | Number of Systems | Very high | 34 | 0 | 25 | 5 | 3 | 1 |  | 47 | Slam shut | Very high | 34 | 0 | 28 | 0 | 5 | 1 | Very high | 29 | 0 | 24 | 0 | 0 | 5 | 47 | Slam shut | Very high | 34 | 0 | 25 | 0 | 5 | 4 | Very high | 29 | 0 | 20 | 0 | 0 | 9
[6 empty] | High | 0 | 0 | 0 | 0 | 0 | 0 |  |  |  | High | 0 | 0 | 0 | 0 | 0 | 0 | High | 0 | 0 | 0 | 0 | 0 | 0 |  |  | High | 0 | 0 | 0 | 0 | 0 | 0 | High | 0 | 0 | 0 | 0 | 0 | 0
|  | Safety |  |  |  | Medium | 0 | 0 | 0 | 0 | 0 | 0 |  |  |  | Medium | 0 | 0 | 0 | 0 | 0 | 0 | Medium | 0 | 0 | 0 | 0 | 0 | 0 |  |  | Medium | 0 | 0 | 0 | 0 | 0 | 0 | Medium | 0 | 0 | 0 | 0 | 0 | 0
[6 empty] | Low | 0 | 0 | 0 | 0 | 0 | 0 |  |  |  | Low | 0 | 0 | 0 | 0 | 0 | 0 | Low | 0 | 0 | 0 | 0 | 0 | 0 |  |  | Low | 0 | 0 | 0 | 0 | 0 | 0 | Low | 0 | 0 | 0 | 0 | 0 | 0
22 | Gas analyser | Immediate | Unit | Condition | Number of Systems | Very high | 48 | 18 | 6 | 4 | 18 | 2 |  | 22 | Gas analyser | Very high | 48 | 8 | 20 | 6 | 4 | 10 | Very high | 47 | 10 | 4 | 17 | 6 | 10 | 22 | Gas analyser | Very high | 48 | 0 | 18 | 6 | 4 | 20 | Very high | 47 | 0 | 0 | 17 | 6 | 24
[6 empty] | High | 0 | 0 | 0 | 0 | 0 | 0 |  |  |  | High | 0 | 0 | 0 | 0 | 0 | 0 | High | 0 | 0 | 0 | 0 | 0 | 0 |  |  | High | 0 | 0 | 0 | 0 | 0 | 0 | High | 0 | 0 | 0 | 0 | 0 | 0
|  | Reliability |  |  |  | Medium | 0 | 0 | 0 | 0 | 0 | 0 |  |  |  | Medium | 0 | 0 | 0 | 0 | 0 | 0 | Medium | 0 | 0 | 0 | 0 | 0 | 0 |  |  | Medium | 0 | 0 | 0 | 0 | 0 | 0 | Medium | 0 | 0 | 0 | 0 | 0 | 0
[6 empty] | Low | 0 | 0 | 0 | 0 | 0 | 0 |  |  |  | Low | 0 | 0 | 0 | 0 | 0 | 0 | Low | 0 | 0 | 0 | 0 | 0 | 0 |  |  | Low | 0 | 0 | 0 | 0 | 0 | 0 | Low | 0 | 0 | 0 | 0 | 0 | 0
21 | Flow or pressure regulator | Immediate | Unit | Condition | Number of Systems | Very high | 24 | 0 | 17 | 5 | 2 | 0 |  | 21 | Flow or pressure regulator | Very high | 50 | 26 | 19 | 0 | 5 | 0 | Very high | 47 | 23 | 7 | 17 | 0 | 0 | 21 | Flow or pressure regulator | Very high | 50 | 26 | 17 | 0 | 5 | 2 | Very high | 47 | 20 | 3 | 17 | 0 | 7
[6 empty] | High | 0 | 0 | 0 | 0 | 0 | 0 |  |  |  | High | 0 | 0 | 0 | 0 | 0 | 0 | High | 0 | 0 | 0 | 0 | 0 | 0 |  |  | High | 0 | 0 | 0 | 0 | 0 | 0 | High | 0 | 0 | 0 | 0 | 0 | 0
|  | Reliability |  |  |  | Medium | 0 | 0 | 0 | 0 | 0 | 0 |  |  |  | Medium | 0 | 0 | 0 | 0 | 0 | 0 | Medium | 0 | 0 | 0 | 0 | 0 | 0 |  |  | Medium | 0 | 0 | 0 | 0 | 0 | 0 | Medium | 0 | 0 | 0 | 0 | 0 | 0
[6 empty] | Low | 0 | 0 | 0 | 0 | 0 | 0 |  |  |  | Low | 0 | 0 | 0 | 0 | 0 | 0 | Low | 0 | 0 | 0 | 0 | 0 | 0 |  |  | Low | 0 | 0 | 0 | 0 | 0 | 0 | Low | 0 | 0 | 0 | 0 | 0 | 0
27 | Metering | Immediate | Unit | Condition | Number of Systems | Very high | 0 | 0 | 0 | 0 | 0 | 0 |  | 27 | Metering | Very high | 0 | 0 | 0 | 0 | 0 | 0 | Very high | 0 | 0 | 0 | 0 | 0 | 0 | 27 | Metering | Very high | 0 | 0 | 0 | 0 | 0 | 0 | Very high | 0 | 0 | 0 | 0 | 0 | 0
[6 empty] | High | 0 | 0 | 0 | 0 | 0 | 0 |  |  |  | High | 0 | 0 | 0 | 0 | 0 | 0 | High | 0 | 0 | 0 | 0 | 0 | 0 |  |  | High | 0 | 0 | 0 | 0 | 0 | 0 | High | 0 | 0 | 0 | 0 | 0 | 0
|  | Reliability |  |  |  | Medium | 0 | 0 | 0 | 0 | 0 | 0 |  |  |  | Medium | 0 | 0 | 0 | 0 | 0 | 0 | Medium | 0 | 0 | 0 | 0 | 0 | 0 |  |  | Medium | 0 | 0 | 0 | 0 | 0 | 0 | Medium | 0 | 0 | 0 | 0 | 0 | 0
[6 empty] | Low | 12 | 0 | 4 | 3 | 3 | 2 |  |  |  | Low | 38 | 26 | 5 | 4 | 1 | 2 | Low | 37 | 2 | 34 | 0 | 1 | 0 |  |  | Low | 38 | 26 | 0 | 4 | 3 | 5 | Low | 37 | 0 | 25 | 0 | 4 | 8
44 | Non Return Valve | Immediate | Unit | Condition | Number of Valves | Very high | 4 | 0 | 3 | 1 | 0 | 0 |  | 44 | Non Return Valve | Very high | 4 | 0 | 3 | 0 | 1 | 0 | Very high | 4 | 0 | 1 | 3 | 0 | 0 | 44 | Non Return Valve | Very high | 4 | 0 | 3 | 0 | 1 | 0 | Very high | 4 | 0 | 0 | 3 | 0 | 1
[6 empty] | High | 0 | 0 | 0 | 0 | 0 | 0 |  |  |  | High | 0 | 0 | 0 | 0 | 0 | 0 | High | 0 | 0 | 0 | 0 | 0 | 0 |  |  | High | 0 | 0 | 0 | 0 | 0 | 0 | High | 0 | 0 | 0 | 0 | 0 | 0
|  | Reliability |  |  |  | Medium | 0 | 0 | 0 | 0 | 0 | 0 |  |  |  | Medium | 0 | 0 | 0 | 0 | 0 | 0 | Medium | 0 | 0 | 0 | 0 | 0 | 0 |  |  | Medium | 0 | 0 | 0 | 0 | 0 | 0 | Medium | 0 | 0 | 0 | 0 | 0 | 0
[6 empty] | Low | 0 | 0 | 0 | 0 | 0 | 0 |  |  |  | Low | 0 | 0 | 0 | 0 | 0 | 0 | Low | 0 | 0 | 0 | 0 | 0 | 0 |  |  | Low | 0 | 0 | 0 | 0 | 0 | 0 | Low | 0 | 0 | 0 | 0 | 0 | 0
5 | Boundary Controllers | Delayed | Network | Condition | Number of Valves | Very high | 0 | 0 | 0 | 0 | 0 | 0 |  | 5 | Boundary Controllers | Very high | 0 | 0 | 0 | 0 | 0 | 0 | Very high | 0 | 0 | 0 | 0 | 0 | 0 | 5 | Boundary Controllers | Very high | 0 | 0 | 0 | 0 | 0 | 0 | Very high | 0 | 0 | 0 | 0 | 0 | 0
[6 empty] | High | 0 | 0 | 0 | 0 | 0 | 0 |  |  |  | High | 0 | 0 | 0 | 0 | 0 | 0 | High | 0 | 0 | 0 | 0 | 0 | 0 |  |  | High | 0 | 0 | 0 | 0 | 0 | 0 | High | 0 | 0 | 0 | 0 | 0 | 0
|  | Safety |  |  |  | Medium | 0 | 0 | 0 | 0 | 0 | 0 |  |  |  | Medium | 0 | 0 | 0 | 0 | 0 | 0 | Medium | 0 | 0 | 0 | 0 | 0 | 0 |  |  | Medium | 0 | 0 | 0 | 0 | 0 | 0 | Medium | 0 | 0 | 0 | 0 | 0 | 0
[6 empty] | Low | 0 | 0 | 0 | 0 | 0 | 0 |  |  |  | Low | 0 | 0 | 0 | 0 | 0 | 0 | Low | 0 | 0 | 0 | 0 | 0 | 0 |  |  | Low | 0 | 0 | 0 | 0 | 0 | 0 | Low | 0 | 0 | 0 | 0 | 0 | 0
15 | Cathodic Protection | Delayed | Network | Condition | Number of Valves | Very high | 41 | 0 | 7 | 18 | 14 | 2 |  | 15 | Cathodic Protection | Very high | 41 | 2 | 21 | 0 | 18 | 0 | Very high | 40 | 4 | 25 | 6 | 0 | 5 | 15 | Cathodic Protection | Very high | 41 | 0 | 7 | 0 | 18 | 16 | Very high | 40 | 0 | 0 | 6 | 0 | 34
[6 empty] | High | 0 | 0 | 0 | 0 | 0 | 0 |  |  |  | High | 0 | 0 | 0 | 0 | 0 | 0 | High | 0 | 0 | 0 | 0 | 0 | 0 |  |  | High | 0 | 0 | 0 | 0 | 0 | 0 | High | 0 | 0 | 0 | 0 | 0 | 0
|  | Safety |  |  |  | Medium | 0 | 0 | 0 | 0 | 0 | 0 |  |  |  | Medium | 0 | 0 | 0 | 0 | 0 | 0 | Medium | 0 | 0 | 0 | 0 | 0 | 0 |  |  | Medium | 0 | 0 | 0 | 0 | 0 | 0 | Medium | 0 | 0 | 0 | 0 | 0 | 0
[6 empty] | Low | 0 | 0 | 0 | 0 | 0 | 0 |  |  |  | Low | 0 | 0 | 0 | 0 | 0 | 0 | Low | 0 | 0 | 0 | 0 | 0 | 0 |  |  | Low | 0 | 0 | 0 | 0 | 0 | 0 | Low | 0 | 0 | 0 | 0 | 0 | 0
33 | Below Ground Pipe and Coating | Delayed | Network | Condition | Number of Valves | Very high | 83 | 15 | 51 | 12 | 3 | 2 |  | 33 | Below Ground Pipe and Coating | Very high | 83 | 15 | 55 | 6 | 7 | 0 | Very high | 82 | 15 | 58 | 6 | 0 | 3 | 33 | Below Ground Pipe and Coating | Very high | 83 | 15 | 51 | 6 | 7 | 4 | Very high | 82 | 15 | 51 | 6 | 0 | 10
[6 empty] | High | 0 | 0 | 0 | 0 | 0 | 0 |  |  |  | High | 0 | 0 | 0 | 0 | 0 | 0 | High | 0 | 0 | 0 | 0 | 0 | 0 |  |  | High | 0 | 0 | 0 | 0 | 0 | 0 | High | 0 | 0 | 0 | 0 | 0 | 0
|  | Safety |  |  |  | Medium | 0 | 0 | 0 | 0 | 0 | 0 |  |  |  | Medium | 0 | 0 | 0 | 0 | 0 | 0 | Medium | 0 | 0 | 0 | 0 | 0 | 0 |  |  | Medium | 0 | 0 | 0 | 0 | 0 | 0 | Medium | 0 | 0 | 0 | 0 | 0 | 0
[6 empty] | Low | 0 | 0 | 0 | 0 | 0 | 0 |  |  |  | Low | 0 | 0 | 0 | 0 | 0 | 0 | Low | 0 | 0 | 0 | 0 | 0 | 0 |  |  | Low | 0 | 0 | 0 | 0 | 0 | 0 | Low | 0 | 0 | 0 | 0 | 0 | 0
32 | Above Ground Pipe and Coating | Delayed | Network | Condition | Number of Units | Very high | 82 | 1 | 26 | 36 | 17 | 2 |  | 32 | Above Ground Pipe and Coating | Very high | 82 | 1 | 30 | 31 | 10 | 10 | Very high | 81 | 1 | 61 | 17 | 0 | 2 | 32 | Above Ground Pipe and Coating | Very high | 82 | 1 | 13 | 31 | 26 | 11 | Very high | 81 | 1 | 13 | 17 | 21 | 29
[6 empty] | High | 0 | 0 | 0 | 0 | 0 | 0 |  |  |  | High | 0 | 0 | 0 | 0 | 0 | 0 | High | 0 | 0 | 0 | 0 | 0 | 0 |  |  | High | 0 | 0 | 0 | 0 | 0 | 0 | High | 0 | 0 | 0 | 0 | 0 | 0
|  | Safety |  |  |  | Medium | 0 | 0 | 0 | 0 | 0 | 0 |  |  |  | Medium | 0 | 0 | 0 | 0 | 0 | 0 | Medium | 0 | 0 | 0 | 0 | 0 | 0 |  |  | Medium | 0 | 0 | 0 | 0 | 0 | 0 | Medium | 0 | 0 | 0 | 0 | 0 | 0
[6 empty] | Low | 0 | 0 | 0 | 0 | 0 | 0 |  |  |  | Low | 0 | 0 | 0 | 0 | 0 | 0 | Low | 0 | 0 | 0 | 0 | 0 | 0 |  |  | Low | 0 | 0 | 0 | 0 | 0 | 0 | Low | 0 | 0 | 0 | 0 | 0 | 0
26 | Markers | Delayed | Network | Condition | Number of Systems | Very high | 0 | 0 | 0 | 0 | 0 | 0 |  | 26 | Markers | Very high | 0 | 0 | 0 | 0 | 0 | 0 | Very high | 0 | 0 | 0 | 0 | 0 | 0 | 26 | Markers | Very high | 0 | 0 | 0 | 0 | 0 | 0 | Very high | 0 | 0 | 0 | 0 | 0 | 0
[6 empty] | High | 0 | 0 | 0 | 0 | 0 | 0 |  |  |  | High | 0 | 0 | 0 | 0 | 0 | 0 | High | 0 | 0 | 0 | 0 | 0 | 0 |  |  | High | 0 | 0 | 0 | 0 | 0 | 0 | High | 0 | 0 | 0 | 0 | 0 | 0
|  | Safety |  |  |  | Medium | 83 | 1 | 8 | 46 | 25 | 3 |  |  |  | Medium | 83 | 0 | 30 | 8 | 39 | 6 | Medium | 82 | 0 | 81 | 1 | 0 | 0 |  |  | Medium | 83 | 0 | 1 | 8 | 46 | 28 | Medium | 82 | 0 | 0 | 1 | 7 | 74
[6 empty] | Low | 0 | 0 | 0 | 0 | 0 | 0 |  |  |  | Low | 0 | 0 | 0 | 0 | 0 | 0 | Low | 0 | 0 | 0 | 0 | 0 | 0 |  |  | Low | 0 | 0 | 0 | 0 | 0 | 0 | Low | 0 | 0 | 0 | 0 | 0 | 0
18 | Filters and Scrubbers (incl. Condensate Tanks) | Delayed | Site | Age | Number of Units | Very high | 13 | 0 | 6 | 7 | 0 | 0 |  | 18 | Filters and Scrubbers (incl. Condensate Tanks) | Very high | 13 | 0 | 3 | 6 | 4 | 0 | Very high | 10 | 0 | 10 | 0 | 0 | 0 | 18 | Filters and Scrubbers (incl. Condensate Tanks) | Very high | 13 | 0 | 0 | 6 | 7 | 0 | Very high | 10 | 0 | 0 | 0 | 3 | 7
[6 empty] | High | 0 | 0 | 0 | 0 | 0 | 0 |  |  |  | High | 0 | 0 | 0 | 0 | 0 | 0 | High | 0 | 0 | 0 | 0 | 0 | 0 |  |  | High | 0 | 0 | 0 | 0 | 0 | 0 | High | 0 | 0 | 0 | 0 | 0 | 0
|  | Reliability |  |  |  | Medium | 0 | 0 | 0 | 0 | 0 | 0 |  |  |  | Medium | 0 | 0 | 0 | 0 | 0 | 0 | Medium | 0 | 0 | 0 | 0 | 0 | 0 |  |  | Medium | 0 | 0 | 0 | 0 | 0 | 0 | Medium | 0 | 0 | 0 | 0 | 0 | 0
[6 empty] | Low | 0 | 0 | 0 | 0 | 0 | 0 |  |  |  | Low | 0 | 0 | 0 | 0 | 0 | 0 | Low | 0 | 0 | 0 | 0 | 0 | 0 |  |  | Low | 0 | 0 | 0 | 0 | 0 | 0 | Low | 0 | 0 | 0 | 0 | 0 | 0
39 | Security | Delayed | Site | Condition | Number of Systems | Very high | 74 | 1 | 42 | 20 | 10 | 1 |  | 39 | Security | Very high | 74 | 3 | 51 | 0 | 20 | 0 | Very high | 73 | 7 | 19 | 41 | 0 | 6 | 39 | Security | Very high | 74 | 1 | 42 | 0 | 20 | 11 | Very high | 73 | 1 | 0 | 41 | 0 | 31
[6 empty] | High | 0 | 0 | 0 | 0 | 0 | 0 |  |  |  | High | 0 | 0 | 0 | 0 | 0 | 0 | High | 0 | 0 | 0 | 0 | 0 | 0 |  |  | High | 0 | 0 | 0 | 0 | 0 | 0 | High | 0 | 0 | 0 | 0 | 0 | 0
|  | Safety |  |  |  | Medium | 0 | 0 | 0 | 0 | 0 | 0 |  |  |  | Medium | 0 | 0 | 0 | 0 | 0 | 0 | Medium | 0 | 0 | 0 | 0 | 0 | 0 |  |  | Medium | 0 | 0 | 0 | 0 | 0 | 0 | Medium | 0 | 0 | 0 | 0 | 0 | 0
[6 empty] | Low | 0 | 0 | 0 | 0 | 0 | 0 |  |  |  | Low | 0 | 0 | 0 | 0 | 0 | 0 | Low | 0 | 0 | 0 | 0 | 0 | 0 |  |  | Low | 0 | 0 | 0 | 0 | 0 | 0 | Low | 0 | 0 | 0 | 0 | 0 | 0
12 | Civil assets - pipe supports and pits | Delayed | Site | Condition | Number of Units | Very high | 83 | 1 | 32 | 45 | 5 | 0 |  | 12 | Civil assets - pipe supports and pits | Very high | 83 | 1 | 36 | 0 | 45 | 1 | Very high | 82 | 1 | 51 | 0 | 0 | 30 | 12 | Civil assets - pipe supports and pits | Very high | 83 | 1 | 32 | 0 | 45 | 5 | Very high | 82 | 1 | 31 | 0 | 0 | 50
[6 empty] | High | 0 | 0 | 0 | 0 | 0 | 0 |  |  |  | High | 0 | 0 | 0 | 0 | 0 | 0 | High | 0 | 0 | 0 | 0 | 0 | 0 |  |  | High | 0 | 0 | 0 | 0 | 0 | 0 | High | 0 | 0 | 0 | 0 | 0 | 0
|  | Reliability |  |  |  | Medium | 0 | 0 | 0 | 0 | 0 | 0 |  |  |  | Medium | 0 | 0 | 0 | 0 | 0 | 0 | Medium | 0 | 0 | 0 | 0 | 0 | 0 |  |  | Medium | 0 | 0 | 0 | 0 | 0 | 0 | Medium | 0 | 0 | 0 | 0 | 0 | 0
[6 empty] | Low | 0 | 0 | 0 | 0 | 0 | 0 |  |  |  | Low | 0 | 0 | 0 | 0 | 0 | 0 | Low | 0 | 0 | 0 | 0 | 0 | 0 |  |  | Low | 0 | 0 | 0 | 0 | 0 | 0 | Low | 0 | 0 | 0 | 0 | 0 | 0
10 | Civil Assets - ducting | Delayed | Site | Condition | Number of Units | Very high | 0 | 0 | 0 | 0 | 0 | 0 |  | 10 | Civil Assets - ducting | Very high | 0 | 0 | 0 | 0 | 0 | 0 | Very high | 0 | 0 | 0 | 0 | 0 | 0 | 10 | Civil Assets - ducting | Very high | 0 | 0 | 0 | 0 | 0 | 0 | Very high | 0 | 0 | 0 | 0 | 0 | 0
[6 empty] | High | 0 | 0 | 0 | 0 | 0 | 0 |  |  |  | High | 0 | 0 | 0 | 0 | 0 | 0 | High | 0 | 0 | 0 | 0 | 0 | 0 |  |  | High | 0 | 0 | 0 | 0 | 0 | 0 | High | 0 | 0 | 0 | 0 | 0 | 0
|  | Reliability |  |  |  | Medium | 78 | 1 | 60 | 11 | 4 | 2 |  |  |  | Medium | 78 | 1 | 66 | 5 | 6 | 0 | Medium | 77 | 1 | 71 | 5 | 0 | 0 |  |  | Medium | 78 | 1 | 60 | 5 | 8 | 4 | Medium | 77 | 1 | 59 | 5 | 2 | 10
[6 empty] | Low | 0 | 0 | 0 | 0 | 0 | 0 |  |  |  | Low | 0 | 0 | 0 | 0 | 0 | 0 | Low | 0 | 0 | 0 | 0 | 0 | 0 |  |  | Low | 0 | 0 | 0 | 0 | 0 | 0 | Low | 0 | 0 | 0 | 0 | 0 | 0
9 | Civil assets - buildings/ enclosures | Delayed | Site | Condition | Number of Units | Very high | 74 | 1 | 52 | 17 | 4 | 0 |  | 9 | Civil assets - buildings/ enclosures | Very high | 74 | 3 | 52 | 8 | 9 | 2 | Very high | 73 | 12 | 53 | 8 | 0 | 0 | 9 | Civil assets - buildings/ enclosures | Very high | 74 | 1 | 52 | 8 | 11 | 2 | Very high | 73 | 1 | 51 | 8 | 2 | 11
[6 empty] | High | 0 | 0 | 0 | 0 | 0 | 0 |  |  |  | High | 0 | 0 | 0 | 0 | 0 | 0 | High | 0 | 0 | 0 | 0 | 0 | 0 |  |  | High | 0 | 0 | 0 | 0 | 0 | 0 | High | 0 | 0 | 0 | 0 | 0 | 0
|  | Reliability |  |  |  | Medium | 0 | 0 | 0 | 0 | 0 | 0 |  |  |  | Medium | 0 | 0 | 0 | 0 | 0 | 0 | Medium | 0 | 0 | 0 | 0 | 0 | 0 |  |  | Medium | 0 | 0 | 0 | 0 | 0 | 0 | Medium | 0 | 0 | 0 | 0 | 0 | 0
[6 empty] | Low | 0 | 0 | 0 | 0 | 0 | 0 |  |  |  | Low | 0 | 0 | 0 | 0 | 0 | 0 | Low | 0 | 0 | 0 | 0 | 0 | 0 |  |  | Low | 0 | 0 | 0 | 0 | 0 | 0 | Low | 0 | 0 | 0 | 0 | 0 | 0
20 | Fire Suppression | Delayed | Site | Condition | Number of Systems | Very high | 1 | 1 | 0 | 0 | 0 | 0 |  | 20 | Fire Suppression | Very high | 1 | 0 | 1 | 0 | 0 | 0 | Very high | 1 | 0 | 0 | 1 | 0 | 0 | 20 | Fire Suppression | Very high | 1 | 0 | 1 | 0 | 0 | 0 | Very high | 1 | 0 | 0 | 1 | 0 | 0
[6 empty] | High | 0 | 0 | 0 | 0 | 0 | 0 |  |  |  | High | 0 | 0 | 0 | 0 | 0 | 0 | High | 0 | 0 | 0 | 0 | 0 | 0 |  |  | High | 0 | 0 | 0 | 0 | 0 | 0 | High | 0 | 0 | 0 | 0 | 0 | 0
|  | Safety |  |  |  | Medium | 0 | 0 | 0 | 0 | 0 | 0 |  |  |  | Medium | 0 | 0 | 0 | 0 | 0 | 0 | Medium | 0 | 0 | 0 | 0 | 0 | 0 |  |  | Medium | 0 | 0 | 0 | 0 | 0 | 0 | Medium | 0 | 0 | 0 | 0 | 0 | 0
[6 empty] | Low | 0 | 0 | 0 | 0 | 0 | 0 |  |  |  | Low | 0 | 0 | 0 | 0 | 0 | 0 | Low | 0 | 0 | 0 | 0 | 0 | 0 |  |  | Low | 0 | 0 | 0 | 0 | 0 | 0 | Low | 0 | 0 | 0 | 0 | 0 | 0
31 | Pig Trap | Delayed | Unit | Age | Number of Units | Very high | 0 | 0 | 0 | 0 | 0 | 0 |  | 31 | Pig Trap | Very high | 0 | 0 | 0 | 0 | 0 | 0 | Very high | 0 | 0 | 0 | 0 | 0 | 0 | 31 | Pig Trap | Very high | 0 | 0 | 0 | 0 | 0 | 0 | Very high | 0 | 0 | 0 | 0 | 0 | 0
[6 empty] | High | 93 | 5 | 25 | 38 | 25 | 0 |  |  |  | High | 93 | 0 | 48 | 25 | 18 | 2 | High | 93 | 0 | 67 | 5 | 1 | 20 |  |  | High | 93 | 0 | 5 | 25 | 38 | 25 | High | 93 | 0 | 0 | 5 | 25 | 63
|  | Safety |  |  |  | Medium | 0 | 0 | 0 | 0 | 0 | 0 |  |  |  | Medium | 0 | 0 | 0 | 0 | 0 | 0 | Medium | 0 | 0 | 0 | 0 | 0 | 0 |  |  | Medium | 0 | 0 | 0 | 0 | 0 | 0 | Medium | 0 | 0 | 0 | 0 | 0 | 0
[6 empty] | Low | 0 | 0 | 0 | 0 | 0 | 0 |  |  |  | Low | 0 | 0 | 0 | 0 | 0 | 0 | Low | 0 | 0 | 0 | 0 | 0 | 0 |  |  | Low | 0 | 0 | 0 | 0 | 0 | 0 | Low | 0 | 0 | 0 | 0 | 0 | 0
43 | Locally Actuated Valves | Delayed | Unit | Condition | Number of Units | Very high | 0 | 0 | 0 | 0 | 0 | 0 |  | 43 | Locally Actuated Valves | Very high | 0 | 0 | 0 | 0 | 0 | 0 | Very high | 0 | 0 | 0 | 0 | 0 | 0 | 43 | Locally Actuated Valves | Very high | 0 | 0 | 0 | 0 | 0 | 0 | Very high | 0 | 0 | 0 | 0 | 0 | 0
[6 empty] | High | 0 | 0 | 0 | 0 | 0 | 0 |  |  |  | High | 0 | 0 | 0 | 0 | 0 | 0 | High | 0 | 0 | 0 | 0 | 0 | 0 |  |  | High | 0 | 0 | 0 | 0 | 0 | 0 | High | 0 | 0 | 0 | 0 | 0 | 0
|  | Safety |  |  |  | Medium | 1356 | 5 | 590 | 739 | 16 | 6 |  |  |  | Medium | 1374 | 58 | 605 | 705 | 0 | 6 | Medium | 1348 | 62 | 581 | 705 | 0 | 0 |  |  | Medium | 1374 | 57 | 590 | 705 | 0 | 22 | Medium | 1348 | 57 | 564 | 705 | 0 | 22
[6 empty] | Low | 0 | 0 | 0 | 0 | 0 | 0 |  |  |  | Low | 0 | 0 | 0 | 0 | 0 | 0 | Low | 0 | 0 | 0 | 0 | 0 | 0 |  |  | Low | 0 | 0 | 0 | 0 | 0 | 0 | Low | 0 | 0 | 0 | 0 | 0 | 0
35 | Preheaters | Delayed | Unit | Condition | Number of Sites | Very high | 0 | 0 | 0 | 0 | 0 | 0 |  | 35 | Preheaters | Very high | 0 | 0 | 0 | 0 | 0 | 0 | Very high | 0 | 0 | 0 | 0 | 0 | 0 | 35 | Preheaters | Very high | 0 | 0 | 0 | 0 | 0 | 0 | Very high | 0 | 0 | 0 | 0 | 0 | 0
[6 empty] | High | 0 | 0 | 0 | 0 | 0 | 0 |  |  |  | High | 0 | 0 | 0 | 0 | 0 | 0 | High | 0 | 0 | 0 | 0 | 0 | 0 |  |  | High | 0 | 0 | 0 | 0 | 0 | 0 | High | 0 | 0 | 0 | 0 | 0 | 0
|  | Safety |  |  |  | Medium | 6 | 0 | 5 | 1 | 0 | 0 |  |  |  | Medium | 6 | 0 | 1 | 5 | 0 | 0 | Medium | 5 | 1 | 3 | 0 | 1 | 0 |  |  | Medium | 6 | 0 | 0 | 5 | 1 | 0 | Medium | 5 | 0 | 0 | 0 | 4 | 1
[6 empty] | Low | 0 | 0 | 0 | 0 | 0 | 0 |  |  |  | Low | 0 | 0 | 0 | 0 | 0 | 0 | Low | 0 | 0 | 0 | 0 | 0 | 0 |  |  | Low | 0 | 0 | 0 | 0 | 0 | 0 | Low | 0 | 0 | 0 | 0 | 0 | 0
Replacement priorities - 2012/13
2012/13 | [13 empty] | With investment | [15 empty] | No intervention
NOM Ref | Secondary Asset Group | Units | Asset distribution based on replacement prioirities in 2012/13 |  |  |  | Total population at 31 March 2012/13 | [6 empty] | NOM Ref | Secondary Asset Group | Units | Asset distribution based on replacement prioirities in 2016/17 |  |  |  | Total population at 31 March 2017 | Asset distribution based on replacement prioirities in 2020/21 |  |  |  | Total population at 31 March 2021 |  |  |  | NOM Ref | Secondary Asset Group | Units | Asset distribution based on replacement prioirities in 2016/17 |  |  |  | Total population at 31 March 2017 | Asset distribution based on replacement prioirities in 2020/21 |  |  |  | Total population at 31 March 2021
|  |  | RP1 | RP2 | RP3 | RP4 | [10 empty] | RP1 | RP2 | RP3 | RP4 |  | RP1 | RP2 | RP3 | RP4 | [7 empty] | RP1 | RP2 | RP3 | RP4 |  | RP1 | RP2 | RP3 | RP4
45 | Remote Isolation Valves | Number of Valves | 31 | 123 | 250 | 1 | 405 | [6 empty] | 45 | Remote Isolation Valves | Number of Valves | 62 | 57 | 280 | 54 | 453 | 31 | 57 | 310 | 54 | 452 |  |  |  | 45 | Remote Isolation Valves | Number of Valves | 93 | 57 | 250 | 53 | 453 | 93 | 57 | 249 | 53 | 452
29 | Network Control and Instrumentation | Number of Systems | 3 | 16 | 34 | 9 | 62 | [6 empty] | 29 | Network Control and Instrumentation | Number of Systems | 0 | 34 | 13 | 15 | 62 | 0 | 9 | 6 | 46 | 61 |  |  |  | 29 | Network Control and Instrumentation | Number of Systems | 19 | 34 | 9 | 0 | 62 | 52 | 9 | 0 | 0 | 61
17 | Electrical - safe shutdown | Number of Sites | 9 | 25 | 38 | 1 | 73 | [6 empty] | 17 | Electrical - safe shutdown | Number of Sites | 3 | 25 | 42 | 3 | 73 | 9 | 37 | 10 | 16 | 72 |  |  |  | 17 | Electrical - safe shutdown | Number of Sites | 9 | 25 | 38 | 1 | 73 | 34 | 37 | 0 | 1 | 72
16 | Electrical - including standby generators | Number of Sites | 16 | 30 | 31 | 1 | 78 | [6 empty] | 16 | Electrical - including standby generators | Number of Sites | 4 | 30 | 43 | 1 | 78 | 0 | 30 | 39 | 8 | 77 |  |  |  | 16 | Electrical - including standby generators | Number of Sites | 16 | 30 | 31 | 1 | 78 | 46 | 30 | 0 | 1 | 77
7 | Civil assets - drainage | Number of Sites | 0 | 6 | 65 | 1 | 72 | [6 empty] | 7 | Civil assets - drainage | Number of Sites | 0 | 2 | 69 | 1 | 72 | 0 | 35 | 36 | 0 | 71 |  |  |  | 7 | Civil assets - drainage | Number of Sites | 1 | 5 | 65 | 1 | 72 | 4 | 35 | 32 | 0 | 71
8 | Civil assets - access | Number of Sites | 2 | 22 | 47 | 1 | 72 | [6 empty] | 8 | Civil assets - access | Number of Sites | 0 | 9 | 62 | 1 | 72 | 0 | 3 | 67 | 1 | 71 |  |  |  | 8 | Civil assets - access | Number of Sites | 7 | 17 | 47 | 1 | 72 | 13 | 11 | 46 | 1 | 71
30 | Odorisation Plant | Number of Systems | 1 | 0 | 0 | 0 | 1 | [6 empty] | 30 | Odorisation Plant | Number of Systems | 1 | 0 | 0 | 0 | 1 | 0 | 0 | 0 | 0 | 0 |  |  |  | 30 | Odorisation Plant | Number of Systems | 1 | 0 | 0 | 0 | 1 | 0 | 0 | 0 | 0 | 0
1 | Cladding | Number of Sites | 2 | 5 | 3 | 0 | 10 | [6 empty] | 1 | Cladding | Number of Sites | 0 | 6 | 4 | 0 | 10 | 1 | 0 | 8 | 0 | 9 |  |  |  | 1 | Cladding | Number of Sites | 4 | 6 | 0 | 0 | 10 | 7 | 2 | 0 | 0 | 9
19 | Fire & Gas Detection | Number of Sites | 1 | 2 | 1 | 0 | 4 | [6 empty] | 19 | Fire & Gas Detection | Number of Sites | 3 | 1 | 0 | 0 | 4 | 1 | 0 | 2 | 0 | 3 |  |  |  | 19 | Fire & Gas Detection | Number of Sites | 3 | 1 | 0 | 0 | 4 | 3 | 0 | 0 | 0 | 3
47 | Slam shut | Number of Valves | 4 | 5 | 25 | 0 | 34 | [6 empty] | 47 | Slam shut | Number of Valves | 6 | 0 | 28 | 0 | 34 | 5 | 0 | 24 | 0 | 29 |  |  |  | 47 | Slam shut | Number of Valves | 9 | 0 | 25 | 0 | 34 | 9 | 0 | 20 | 0 | 29
22 | Gas analyser | Number of Systems | 20 | 4 | 6 | 18 | 48 | [6 empty] | 22 | Gas analyser | Number of Systems | 14 | 6 | 20 | 8 | 48 | 16 | 17 | 4 | 10 | 47 |  |  |  | 22 | Gas analyser | Number of Systems | 24 | 6 | 18 | 0 | 48 | 30 | 17 | 0 | 0 | 47
21 | Flow or pressure regulator | Number of Streams | 2 | 5 | 17 | 0 | 24 | [6 empty] | 21 | Flow or pressure regulator | Number of Streams | 5 | 0 | 19 | 26 | 50 | 0 | 17 | 7 | 23 | 47 |  |  |  | 21 | Flow or pressure regulator | Number of Streams | 7 | 0 | 17 | 26 | 50 | 7 | 17 | 3 | 20 | 47
27 | Metering | Number of Systems | 2 | 6 | 4 | 0 | 12 | [6 empty] | 27 | Metering | Number of Systems | 2 | 5 | 5 | 26 | 38 | 0 | 1 | 34 | 2 | 37 |  |  |  | 27 | Metering | Number of Systems | 5 | 7 | 0 | 26 | 38 | 8 | 4 | 25 | 0 | 37
44 | Non Return Valve | Number of Valves | 0 | 1 | 3 | 0 | 4 | [6 empty] | 44 | Non Return Valve | Number of Valves | 1 | 0 | 3 | 0 | 4 | 0 | 3 | 1 | 0 | 4 |  |  |  | 44 | Non Return Valve | Number of Valves | 1 | 0 | 3 | 0 | 4 | 1 | 3 | 0 | 0 | 4
5 | Boundary Controllers | Number of Systems | 0 | 0 | 0 | 0 | 0 | [6 empty] | 5 | Boundary Controllers | Number of Systems | 0 | 0 | 0 | 0 | 0 | 0 | 0 | 0 | 0 | 0 |  |  |  | 5 | Boundary Controllers | Number of Systems | 0 | 0 | 0 | 0 | 0 | 0 | 0 | 0 | 0 | 0
15 | Cathodic Protection | Number of Systems | 16 | 18 | 7 | 0 | 41 | [6 empty] | 15 | Cathodic Protection | Number of Systems | 18 | 0 | 21 | 2 | 41 | 5 | 6 | 25 | 4 | 40 |  |  |  | 15 | Cathodic Protection | Number of Systems | 34 | 0 | 7 | 0 | 41 | 34 | 6 | 0 | 0 | 40
33 | Below Ground Pipe and Coating | Number of Sites | 5 | 12 | 51 | 15 | 83 | [6 empty] | 33 | Below Ground Pipe and Coating | Number of Sites | 7 | 6 | 55 | 15 | 83 | 3 | 6 | 58 | 15 | 82 |  |  |  | 33 | Below Ground Pipe and Coating | Number of Sites | 11 | 6 | 51 | 15 | 83 | 10 | 6 | 51 | 15 | 82
32 | Above Ground Pipe and Coating | Number of Sites | 19 | 36 | 26 | 1 | 82 | [6 empty] | 32 | Above Ground Pipe and Coating | Number of Sites | 20 | 31 | 30 | 1 | 82 | 2 | 17 | 61 | 1 | 81 |  |  |  | 32 | Above Ground Pipe and Coating | Number of Sites | 37 | 31 | 13 | 1 | 82 | 50 | 17 | 13 | 1 | 81
26 | Markers | Number of Sites | 3 | 71 | 8 | 1 | 83 | [6 empty] | 26 | Markers | Number of Sites | 6 | 47 | 30 | 0 | 83 | 0 | 1 | 81 | 0 | 82 |  |  |  | 26 | Markers | Number of Sites | 28 | 54 | 1 | 0 | 83 | 74 | 8 | 0 | 0 | 82
18 | Filters and Scrubbers (incl. Condensate Tanks) | Number of Units | 0 | 7 | 6 | 0 | 13 | [6 empty] | 18 | Filters and Scrubbers (incl. Condensate Tanks) | Number of Units | 4 | 6 | 3 | 0 | 13 | 0 | 0 | 10 | 0 | 10 |  |  |  | 18 | Filters and Scrubbers (incl. Condensate Tanks) | Number of Units | 7 | 6 | 0 | 0 | 13 | 10 | 0 | 0 | 0 | 10
39 | Security | Number of Sites | 11 | 20 | 42 | 1 | 74 | [6 empty] | 39 | Security | Number of Sites | 20 | 0 | 51 | 3 | 74 | 6 | 41 | 19 | 7 | 73 |  |  |  | 39 | Security | Number of Sites | 31 | 0 | 42 | 1 | 74 | 31 | 41 | 0 | 1 | 73
12 | Civil assets - pipe supports and pits | Number of Sites | 5 | 45 | 32 | 1 | 83 | [6 empty] | 12 | Civil assets - pipe supports and pits | Number of Sites | 46 | 0 | 36 | 1 | 83 | 30 | 0 | 51 | 1 | 82 |  |  |  | 12 | Civil assets - pipe supports and pits | Number of Sites | 50 | 0 | 32 | 1 | 83 | 50 | 0 | 31 | 1 | 82
10 | Civil Assets - ducting | Number of Sites | 2 | 15 | 60 | 1 | 78 | [6 empty] | 10 | Civil Assets - ducting | Number of Sites | 0 | 11 | 66 | 1 | 78 | 0 | 5 | 71 | 1 | 77 |  |  |  | 10 | Civil Assets - ducting | Number of Sites | 4 | 13 | 60 | 1 | 78 | 10 | 7 | 59 | 1 | 77
9 | Civil assets - buildings/ enclosures | Number of Sites | 4 | 17 | 52 | 1 | 74 | [6 empty] | 9 | Civil assets - buildings/ enclosures | Number of Sites | 11 | 8 | 52 | 3 | 74 | 0 | 8 | 53 | 12 | 73 |  |  |  | 9 | Civil assets - buildings/ enclosures | Number of Sites | 13 | 8 | 52 | 1 | 74 | 13 | 8 | 51 | 1 | 73
20 | Fire Suppression | Number of Systems | 0 | 0 | 0 | 1 | 1 | [6 empty] | 20 | Fire Suppression | Number of Systems | 0 | 0 | 1 | 0 | 1 | 0 | 1 | 0 | 0 | 1 |  |  |  | 20 | Fire Suppression | Number of Systems | 0 | 0 | 1 | 0 | 1 | 0 | 1 | 0 | 0 | 1
31 | Pig Trap | Number of Units | 25 | 38 | 25 | 5 | 93 | [6 empty] | 31 | Pig Trap | Number of Units | 20 | 25 | 48 | 0 | 93 | 21 | 5 | 67 | 0 | 93 |  |  |  | 31 | Pig Trap | Number of Units | 63 | 25 | 5 | 0 | 93 | 88 | 5 | 0 | 0 | 93
43 | Locally Actuated Valves | Number of Valves | 6 | 755 | 590 | 5 | 1356 | [6 empty] | 43 | Locally Actuated Valves | Number of Valves | 6 | 705 | 605 | 58 | 1374 | 0 | 705 | 581 | 62 | 1348 |  |  |  | 43 | Locally Actuated Valves | Number of Valves | 22 | 705 | 590 | 57 | 1374 | 22 | 705 | 564 | 57 | 1348
35 | Preheaters | Number of Systems | 0 | 1 | 5 | 0 | 6 | [6 empty] | 35 | Preheaters | Number of Systems | 0 | 5 | 1 | 0 | 6 | 0 | 1 | 3 | 1 | 5 |  |  |  | 35 | Preheaters | Number of Systems | 0 | 6 | 0 | 0 | 6 | 1 | 4 | 0 | 0 | 5