## Assumption summary (hidden)
Substation Electricity usage
Existing sites | Comments
Energy efficiency measures (LED Replacement, Lighting occupancy control, Roof insulation mineral wool and Roof insulation sprayed) implemented on maximum 85 existing substations in T2 and remaining in T3. Start installation in RIIO-T1 (2021/22) | The number of sites decided based on Bob Kelman paper. It can be manipulated in The model in Substations calculations tab -Electricity usage figures are coming from DNO Supply figures that Finance department records and gets charged for and also napier University study
PV microgeneration (Based on Napier Study recommendation-Assumption of 50 kW array ) to be fitted on the same number of existing substations. Start installation in RIIO-T1 (2021/22) | All existing sites to include PV. Generation volume obtained from 50kV Pannels comes from Napier University study
New sites
All new substations will include Energy efficiency measures (LED Replacement, Lighting occupancy control, Roof insulation mineral wool and Roof insulation sprayed) -18 Substations up to 2030
*number of new substations based on figures provided by William Colville up to the end of T2 and Douglas Hill based on EYTS
All new substations will have PV installed (18 Substations up to 2030)
*number of new substations based on figures provided by William Colville up to the end of T2 and Douglas Hill based on EYTS
Energy usage figures for s/s are assumed at 120,000units at 132kV , 200,000 units at 275kV and 250,000 units at 400kV | Electricity usage figures are coming from DNO Supply figures that Finance department records and gets charged for and also napier University study
From Napier study energy efficiency savings equals to 36% with the measures that we are suggesting to implement
SF6 Alternatives Reduction Measures
Volumes of SF6 are based on figures provided by William Colville up to the end of T2 and Douglas Hill based on EYTS | Look at William's Spreadsheet 'SF6 Summary NLR & LR' Saved in SF6 Data, SBT Models
To assess kg added withing GIS equipment we used number of circuit breakers as a indication of number of bays. We then used average number of kilograms added per bay at different voltage level. This comes from Bevan's calcultaions.
To assess kg added within AIS equipment we used William's spreadsheet that indicated the number of CB, CW and Bus Sections. We then used average of kg from the range of equipment that we used on the network.
Different leakage scenarios considered, depending on the leakage volume
Operational Transport Reduction Measures
Replacement of van fleet by electric vans or alternative vehicles. From 2021/22, we start including EV vehicles on our network. Remaining vehicles will be diesel vehicles.

## Summary Dashboard (hidden)
Implications of applying different SF6 leakage rates to meet 3rd reduction by 2026 and 45% reduction by 2030
LEAKAGE 1%
|  |  | 2018/19 | 2025/26 | 2030/31
|  | Emission totals | #VALUE! | #VALUE! | #VALUE!
|  | Allowed emissions to meet SBT |  | #VALUE! | #VALUE!
|  | Emissions Gap tCO2 |  | #VALUE! | #VALUE!
Options to cover the gap
|  |  |  | 2025/26 | 2030/31 |  | 2025/26 | 2030/31 | 2025/26 | 2030/31 | 2025/26 | 2030/31 |  | 2025/26 | 2025/26
|  |  |  | Forestry |  |  | Solar Panels |  | Wind Turbine |  | SF6 Vol to be eliminated (Mass tCO2) |  |  | Green Tariff option on DNO connected sites (tCO2) | Roll out of 100% Electric Vehicle fleet by 2026 (tCO2)
|  | £10 per tonne |  | #VALUE! | #VALUE! |  | No of 50kW panels |  | Number of 2.5-3MW Turbines
|  | £15 per tonne |  | #VALUE! | #VALUE! |  | #VALUE! | #VALUE! | #VALUE! | #VALUE! | #VALUE! | #VALUE! |  | 343.8593 | 232.3131
|  |  |  | Coverage area (km2) |  |  | Coverage area (km2)
|  | 25 year old forest |  | #VALUE! | #VALUE! |  | #VALUE! | #VALUE! |  |  | #VALUE! | SF6kgMass | #VALUE!
|  | *Investment in forestry is currently not allowed as an insetting mechanism by Science Based Target Initiative |  |  |  | *this amount of solar panels would generate over 3 times as much electricity as our annual demand at our Substations . We will be considered as a generator |  |  |  |  | #VALUE! | kgSF6leakage | #VALUE!
[11 empty] | #VALUE! | kg CO2 | #VALUE!
[11 empty] | #VALUE! | tCO2 | #VALUE!
[7 empty] | Cost of solar panels |  | Cost of Wind Turbine 2.5-3MW
[7 empty] | #VALUE! | #VALUE! | #VALUE! | #VALUE!
Cost of covering the gap - BAU- no alternatives implemented
|  |  | 2018/19 | 2025/26 | 2030/31
|  | Emission totals | #VALUE! | #VALUE! | #VALUE!
|  | Allowed emissions to meet SBT |  | #VALUE! | #VALUE!
|  | Emissions Gap |  | #VALUE! | #VALUE!
Options to cover the gap
|  |  |  | 2025/26 | 2030/31 |  | 2025/26 | 2030/31 | 2025/26 | 2030/31 | 2025/26 | 2030/31 |  | 2025/26 | 2025/26
|  |  |  | Forestry |  |  | Solar Panels |  | Wind Turbine |  | SF6 Vol to be eliminated (Mass tCO2) |  |  | Green Tariff option on DNO connected sites (tCO2) | Roll out of Electric Vehicle fleet by 2026 (tCO2)
|  | £10 per tonne |  | #VALUE! | #VALUE! |  | No of 50kW panels |  | Number of 2.5-3MW Turbines
|  | £15 per tonne |  | #VALUE! | #VALUE! |  | #VALUE! | #VALUE! | #VALUE! | #VALUE! | #VALUE! | #VALUE! |  | 343.8593 | 232.3131
|  |  |  | Coverage area (km2) |  |  | Coverage area (km2)
|  | 25 year old forest |  | #VALUE! | #VALUE! |  | #VALUE! | #VALUE! |  |  | #VALUE! | SF6kgMass | #VALUE!
|  | *Investment in forestry is currently not allowed as an insetting mechanism by Science Based Target Initiative |  |  |  | *this amount of solar panels would generate almost 4 times as much electricity as our annual demand at our Substations. We will be considered as a generator |  |  |  |  | #VALUE! | kgSF6leakage | #VALUE!
[7 empty] | Cost of solar panels |  | Cost of Wind Turbine 2.5-3MW |  | #VALUE! | kg CO2 | #VALUE!
LEAKAGE 0.21% | [6 empty] | #VALUE! | #VALUE! | #VALUE! | #VALUE! | #VALUE! | tCO2 | #VALUE!
|  |  | 2018/19 | 2025/26 | 2030/31
|  | Emission totals | #VALUE! | #VALUE! | #VALUE!
|  | Allowed emissions to meet SBT |  | #VALUE! | #VALUE!
|  | Emissions Gap |  | #VALUE! | #VALUE!
Options to cover the gap
|  |  |  | 2025/26 | 2030/31 |  | 2025/26 | 2030/31 | 2025/26 | 2030/31 | 2025/26 | 2030/31 |  | 2025/26 | 2025/26
|  |  |  | Forestry |  |  | Solar Panels |  | Wind Turbine |  | SF6 Vol to be eliminated (Mass tCO2) |  |  | Green Tariff option on DNO connected sites (tCO2) | Roll out of Electric Vehicle fleet by 2026 (tCO2)
|  | £10 per tonne |  | #VALUE! | #VALUE! |  | No of 50kW panels |  | Number of 2.5-3MW Turbines
|  | £15 per tonne |  | #VALUE! | #VALUE! |  | #VALUE! | #VALUE! | #VALUE! | #VALUE! | #VALUE! | #VALUE! |  | 343.8593 | 232.3131
|  |  |  | Coverage area (km2) |  |  | Coverage area (km2)
|  | 25 year old forest |  | #VALUE! | #VALUE! |  | #VALUE! | #VALUE! |  |  | #VALUE! | SF6kgMass | #VALUE!
|  | *Investment in forestry is currently not allowed as an insetting mechanism by Science Based Target Initiative | [8 empty] | #VALUE! | kgSF6leakage | #VALUE!
[7 empty] | Cost of solar panels |  | Cost of Wind Turbine 2.5-3MW |  | #VALUE! | kg CO2 | #VALUE!
[7 empty] | #VALUE! | #VALUE! | #VALUE! | #VALUE! | #VALUE! | tCO2 | #VALUE!
LEAKAGE 0.12%
|  |  | 2018/19 | 2025/26 | 2030/31
|  | Emission totals | #VALUE! | #VALUE! | #VALUE!
|  | Allowed emissions to meet SBT |  | #VALUE! | #VALUE!
|  | Emissions Gap |  | #VALUE! | #VALUE!
Options to cover the gap
|  |  |  | 2025/26 | 2030/31 |  | 2025/26 | 2030/31 | 2025/26 | 2030/31 | 2025/26 | 2030/31 |  | 2025/26 | 2025/26
|  |  |  | Forestry |  |  | Solar Panels |  | Wind Turbine |  | SF6 Vol to be eliminated (Mass tCO2) |  |  | Green Tariff option on DNO connected sites (tCO2) | Roll out of Electric Vehicle fleet by 2026 (tCO2)
|  | £10 per tonne |  | #VALUE! |  |  | No of 50kW panels |  | Number of 2.5-3MW Turbines
|  | £15 per tonne |  | #VALUE! |  |  | #VALUE! | #VALUE! | #VALUE! | #VALUE! | #VALUE! | #VALUE! |  | 343.8593 | 232.3131
|  |  |  | Coverage area (km2) |  |  | Coverage area (km2)
|  | 25 year old forest |  | #VALUE! | #VALUE! |  | #VALUE! | #VALUE! |  |  | #VALUE! | SF6kgMass | #VALUE!
|  | *Investment in forestry is currently not allowed as an insetting mechanism by Science Based Target Initiative | [8 empty] | #VALUE! | kgSF6leakage | #VALUE!
[7 empty] | Cost of solar panels |  | Cost of Wind Turbine 2.5-3MW |  | #VALUE! | kg CO2 | #VALUE!
[7 empty] | #VALUE! | #VALUE! | #VALUE! | #VALUE! | #VALUE! | tCO2 | #VALUE!
LEAKAGE 0.15%
|  |  | 2018/19 | 2025/26 | 2030/31
|  | Emission totals | #VALUE! | #VALUE! | #VALUE!
|  | Allowed emissions to meet SBT |  | #VALUE! | #VALUE!
|  | Emissions Gap |  | #VALUE! | #VALUE!
Options to cover the gap
|  |  |  | 2025/26 | 2030/31 |  | 2025/26 | 2030/31 | 2025/26 | 2030/31 | 2025/26 | 2030/31 |  | 2025/26 | 2025/26
|  |  |  | Forestry |  |  | Solar Panels |  | Wind Turbine |  | SF6 Vol to be eliminated (Mass tCO2) |  |  | Green Tariff option on DNO connected sites (tCO2) | Roll out of Electric Vehicle fleet by 2026 (tCO2)
|  | £10 per tonne |  | #VALUE! | #VALUE! |  | No of 50kW panels |  | Number of 2.5-3MW Turbines
|  | £15 per tonne |  | #VALUE! | #VALUE! |  | #VALUE! | #VALUE! | #VALUE! | #VALUE! | #VALUE! | #VALUE! |  | 343.8593 | 232.3131
|  |  |  | Coverage area (km2) |  |  | Coverage area (km2)
|  | 25 year old forest |  | #VALUE! | #VALUE! |  | #VALUE! | #VALUE! |  |  | #VALUE! | SF6kgMass | #VALUE!
|  | *Investment in forestry is currently not allowed as an insetting mechanism by Science Based Target Initiative | [8 empty] | #VALUE! | kgSF6leakage | #VALUE!
[11 empty] | #VALUE! | kg CO2 | #VALUE!
[11 empty] | #VALUE! | tCO2 | #VALUE!
1
Assumptions
SF6
Alternatives applied on all voltages from 2025/26
Model developed includes: Certain view projects up to 2026, NLR Projects and Crossover schemes. 2026-2030 SF6 is based on projection/assumptions of network development from EYTS model
Substations
The number of substations build on our network Certain view projects up to 2026, NLR Projects and Crossover schemes
Estimations of the electricty usage at the substations -based on Napier University study and DNO Supply meter readings
Estimation of energy generation by PV
Estimation of energy savings achievable at the Substations
Operational Transport
Rollout of EV will be completed by 2030 on our network, taking into consideration alternatives available and development of charging infrastructure
1860 tCO2 Gap
2,199 tCO2 Reductions achieved
1856 tCO2 Reduction achieved
1942tCO2 Reduction Achieved
646 tCO2 Gap

## Energy Scenarios2025 26 ALTERN (hidden)
Emissions without any measures | [9 empty] | RIIO T2 |  |  |  |  | RIIO T3
| pre RIIO-T1 | 2013/14 | 2014/15 | 2015/16 | 2016/17 | 2017/18 | 2018/19 | 2019/20 | 2020/21 | 2021/22 | 2022/23 | 2023/24 | 2024/25 | 2025/26 | 2026/27 | 2027/28 | 2028/29 | 2029/30 | 2030/31
Substation Electricity | [6 empty] | 5650.0772 | 5320.4894 | 5195.9386 | 4936.8823 | 4691.9796 | 4435.2351 | 4069.9805 | 3746.5966 | 3433.073 | 3057.5806 | 2682.0883 | 2331.9542 | 1973.564
SF6 | [6 empty] | #VALUE! | #VALUE! | #VALUE! | #VALUE! | #VALUE! | #VALUE! | #VALUE! | #VALUE! | #VALUE! | #VALUE! | #VALUE! | #VALUE! | #VALUE!
Operational transport | [6 empty] | 562.573 | 562.573 | 580.3384 | 592.1821 | 604.0257 | 615.8694 | 615.8694 | 615.8694 | 627.713 | 627.713 | 627.713 | 627.713 | 633.6348
Buildings electricty | [6 empty] | 189.8281 | 184.1873 | 176.0465 | 167.474 | 158.4698 | 149.0337 | 139.1659 | 128.8663 | 118.135 | 106.9719 | 95.377 | 83.3504 | 70.892
Total CO2 emissions | [6 empty] | #VALUE! | #VALUE! | #VALUE! | #VALUE! | #VALUE! | #VALUE! | #VALUE! | #VALUE! | #VALUE! | #VALUE! | #VALUE! | #VALUE! | #VALUE!
Science Based Target 45% reduction by 2030 | [6 empty] | #VALUE! | #VALUE! | #VALUE! | #VALUE! | #VALUE! | #VALUE! | #VALUE! | #VALUE! | #VALUE! | #VALUE! | #VALUE! | #VALUE! | #VALUE!
Science Based Target 33.3% reduction by 2026 |  | 2018/19: #VALUE!; 2019/20: #VALUE!; 2020/21: #VALUE!; RIIO T2 2021/22: #VALUE!; RIIO T2 2022/23: #VALUE!; RIIO T2 2023/24: #VALUE!; RIIO T2 2024/25: #VALUE!; RIIO T2 2025/26: #VALUE!
With emission reduction measures
Substation Electricity usage
Existing Substations-non-efficient cummulative | [6 empty] | 5650.0772 | 5320.4894 | 4990.9015 | 4147.5416 | 3322.5813 | 2604.5978 | 2000.0311 | 1505.6729 | 1192.6683 | 738.1758 | 363.2732 | 93.3187 | -20.381
Existing Substations-efficient cummulative | [6 empty] | 0 | 0 | 0 | 330.9994 | 650.1448 | 900.37 | 1077.5261 | 1183.68 | 1172.9962 | 1253.4664 | 1282.6606 | 1244.2416 | 1105.155
New Substations- non-efficient cummulative | [6 empty] | 0 | 0 | 0 | 0 | 0 | 0 | 0 | 0 | 0 | 0 | 0 | 0 | 0
New Substations- efficient cummulative | [6 empty] | 0 | 0 | 132.0958 | 177.536 | 232.0947 | 279.0243 | 256.0458 | 260.0427 | 270.3922 | 240.818 | 211.2439 | 198.0069 | 179.4509
[7 empty] | 5650.0772 | 5320.4894 | 5122.9973 | 4656.0771 | 4204.8208 | 3783.9921 | 3333.603 | 2949.3956 | 2636.0566 | 2232.4602 | 1857.1777 | 1535.5673 | 1264.2249
Microgeneration PV
Existing Substations PV- Cummulative | [6 empty] | 0 | 0 | 0 | -85.9401 | -172.3536 | -233.0267 | -274.1868 | -301.2991 | -300.6677 | -328.528 | -341.4683 | -333.5869 | -295.7228
New Substations PV- Cummulative | [6 empty] | 0 | 0 | -43.8989 | -54.4514 | -67.2685 | -85.4821 | -78.4424 | -81.1472 | -84.8292 | -75.551 | -66.2728 | -62.8962 | -57.5982
[7 empty] | 0 | 0 | -43.8989 | -140.3915 | -239.6221 | -318.5088 | -352.6292 | -382.4463 | -385.497 | -404.079 | -407.7411 | -396.4831 | -353.321
Electricity Substations Net emissions tCO2 | [6 empty] | 5650.0772 | 5320.4894 | 5079.0984 | 4515.6856 | 3965.1987 | 3465.4833 | 2980.9738 | 2566.9493 | 2250.5597 | 1828.3812 | 1449.4366 | 1139.0841 | 910.9039
SF6
Net emissions SF6 Leakage tCO2 | [6 empty] | #VALUE! | #VALUE! | #VALUE! | #VALUE! | #VALUE! | #VALUE! | #VALUE! | #VALUE! | #VALUE! | #VALUE! | #VALUE! | #VALUE! | #VALUE!
Operational Transport
Net emissions from Operational Transport tCO2 | [6 empty] | 562.573 | 562.573 | 581.018 | 496.5501 | 458.9274 | 436.3828 | 418.8159 | 295.1202 | 166.0051 | 101.4476 | 46.1125 | 0 | 0
Buildings Emissions
Net emissions from buildings | [6 empty] | 0 | 0 | 0 | 0 | 0 | 0 | 0 | 0 | 0 | 0 | 0 | 0 | 0
Total Net Emissions 2018/19- Baseline Year | #VALUE!
Total Net Emissions 2025/26 | #VALUE!
Total Net Emissions 2030/31- Target Year | #VALUE!
Allowed to meet SBT 45% by 2030 | #VALUE!
Allowed to meet SBT 33.3% by 2026 | #VALUE!
Gap to meet the emissions 25/26 | #VALUE!
Gap to meet the emissions 30/31 | #VALUE!
[12 empty] | Emissions predcited | Delta % | Gap
[11 empty] | 2018/19 | #VALUE!
[11 empty] | 2025/26 | #VALUE! | #VALUE! | #VALUE!
[11 empty] | 2030/31 | #VALUE! | #VALUE! | #VALUE!
[12 empty] | Allowed emissions | Excess | %
[11 empty] | 2025/26 | #VALUE! | #VALUE! | #VALUE!
[11 empty] | 2030/31 | #VALUE! | #VALUE! | #VALUE!

## Scenario 2030 SF6 BAU (hidden)
Emissions without any measures | [9 empty] | RIIO T2 |  |  |  |  | RIIO T3 | [5 empty] | Without any measures
| pre RIIO-T1 | 2013/14 | 2014/15 | 2015/16 | 2016/17 | 2017/18 | 2018/19 | 2019/20 | 2020/21 | 2021/22 | 2022/23 | 2023/24 | 2024/25 | 2025/26 | 2026/27 | 2027/28 | 2028/29 | 2029/30 | 2030/31 |  | Current proportion of carbon | % split | Future proportion of carbon | %
Substation Electricity | [6 empty] | 5650.0772 | 5320.4894 | 5195.9386 | 4936.8823 | 4691.9796 | 4435.2351 | 4069.9805 | 3746.5966 | 3433.073 | 3057.5806 | 2682.0883 | 2331.9542 | 1973.564 | Substation Electricity | 5650.0772 | #VALUE! | 1973.564 | #VALUE!
SF6 | [6 empty] | #VALUE! | #VALUE! | #VALUE! | #VALUE! | #VALUE! | #VALUE! | #VALUE! | #VALUE! | #VALUE! | #VALUE! | #VALUE! | #VALUE! | #VALUE! | SF6 | #VALUE! | #VALUE! | #VALUE! | #VALUE!
Operational transport | [6 empty] | 562.573 | 562.573 | 580.3384 | 592.1821 | 604.0257 | 615.8694 | 615.8694 | 615.8694 | 627.713 | 627.713 | 627.713 | 627.713 | 633.6348 | Operational transport | 562.573 | #VALUE! | 633.6348 | #VALUE!
Buildings electricty | [6 empty] | 189.8281 | 184.1873 | 176.0465 | 167.474 | 158.4698 | 149.0337 | 139.1659 | 128.8663 | 118.135 | 106.9719 | 95.377 | 83.3504 | 70.892 | Buildings electricty | 189.8281 | #VALUE! | 70.892 | #VALUE!
Total CO2 emissions | [6 empty] | #VALUE! | #VALUE! | #VALUE! | #VALUE! | #VALUE! | #VALUE! | #VALUE! | #VALUE! | #VALUE! | #VALUE! | #VALUE! | #VALUE! | #VALUE! |  | #VALUE! |  | #VALUE!
Science Based Target 45% reduction by 2030 | [6 empty] | #VALUE! | #VALUE! | #VALUE! | #VALUE! | #VALUE! | #VALUE! | #VALUE! | #VALUE! | #VALUE! | #VALUE! | #VALUE! | #VALUE! | #VALUE!
Science Based Target 33.3% reduction by 2026 | [6 empty] | #VALUE! | #VALUE! | #VALUE! | #VALUE! | #VALUE! | #VALUE! | #VALUE! | #VALUE! | #VALUE! | #VALUE! | #VALUE! | #VALUE! | #VALUE!
With emission reduction measures | [20 empty] | With suggested measures
Substation Electricity usage | [20 empty] | Current proportion of carbon | % | Future proportion of carbon | %
Existing Substations-non-efficient cummulative | [6 empty] | 5650.0772 | 5320.4894 | 4990.9015 | 4147.5416 | 3322.5813 | 2604.5978 | 2000.0311 | 1505.6729 | 1192.6683 | 738.1758 | 363.2732 | 93.3187 | -20.381 | Substation Electricity | 5650.0772 | #VALUE! | 910.9039 | #VALUE!
Existing Substations-efficient cummulative | [6 empty] | 0 | 0 | 0 | 330.9994 | 650.1448 | 900.37 | 1077.5261 | 1183.68 | 1172.9962 | 1253.4664 | 1282.6606 | 1244.2416 | 1105.155 | SF6 | #VALUE! | #VALUE! | #VALUE! | #VALUE!
New Substations- non-efficient cummulative | [6 empty] | 0 | 0 | 0 | 0 | 0 | 0 | 0 | 0 | 0 | 0 | 0 | 0 | 0 | Operational transport | 562.573 | #VALUE! | 633.6348 | #VALUE!
New Substations- efficient cummulative | [6 empty] | 0 | 0 | 132.0958 | 177.536 | 232.0947 | 279.0243 | 256.0458 | 260.0427 | 270.3922 | 240.818 | 211.2439 | 198.0069 | 179.4509 | Buildings electricty | 189.8281 | #VALUE! | 0 | #VALUE!
[7 empty] | 5650.0772 | 5320.4894 | 5122.9973 | 4656.0771 | 4204.8208 | 3783.9921 | 3333.603 | 2949.3956 | 2636.0566 | 2232.4602 | 1857.1777 | 1535.5673 | 1264.2249 |  | #VALUE! |  | #VALUE!
Microgeneration PV
Existing Substations PV- Cummulative | [6 empty] | 0 | 0 | 0 | -85.9401 | -172.3536 | -233.0267 | -274.1868 | -301.2991 | -300.6677 | -328.528 | -341.4683 | -333.5869 | -295.7228
New Substations PV- Cummulative | [6 empty] | 0 | 0 | -43.8989 | -54.4514 | -67.2685 | -85.4821 | -78.4424 | -81.1472 | -84.8292 | -75.551 | -66.2728 | -62.8962 | -57.5982
[7 empty] | 0 | 0 | -43.8989 | -140.3915 | -239.6221 | -318.5088 | -352.6292 | -382.4463 | -385.497 | -404.079 | -407.7411 | -396.4831 | -353.321
Electricity Substations Net emissions tCO2 | [6 empty] | 5650.0772 | 5320.4894 | 5079.0984 | 4515.6856 | 3965.1987 | 3465.4833 | 2980.9738 | 2566.9493 | 2250.5597 | 1828.3812 | 1449.4366 | 1139.0841 | 910.9039
SF6
Net emissions SF6 Leakage tCO2 | [6 empty] | #VALUE! | #VALUE! | #VALUE! | #VALUE! | #VALUE! | #VALUE! | #VALUE! | #VALUE! | #VALUE! | #VALUE! | #VALUE! | #VALUE! | #VALUE!
Operational Transport
Net emissions from Operational Transport tCO2 | [6 empty] | 562.573 | 562.573 | 580.3384 | 592.1821 | 604.0257 | 615.8694 | 615.8694 | 615.8694 | 627.713 | 627.713 | 627.713 | 627.713 | 633.6348
Buildings Emissions
Net emissions from buildings | [6 empty] | 189.8281 | 181.1114 | 0 | 0 | 0 | 0 | 0 | 0 | 0 | 0 | 0 | 0 | 0
Reductions (%)
Total Net Emissions 2018/19- Baseline Year | #VALUE! | 2013/14: #VALUE!
Total Net Emissions 2025/26 | #VALUE! | 2013/14: #VALUE!; 2015/16: #VALUE!
Total Net Emissions 2030/31- Target Year | #VALUE! | 2015/16: #VALUE!
Allowed to meet SBT 2030 45% reduction | #VALUE!
Allowed to meet SBT 33.3% by 2026 | #VALUE!
Gap to meet the emissions 25/26 | #VALUE!
Gap to meet the emissions 30/31 | #VALUE!
| Reduction % annually | 2013/14: Reduction tCO2 annually; 2014/15: Actual figures to meet SBT
50% | 4.1667 | 2013/14: #VALUE!
2025/26 |  | 2013/14: #VALUE!; 2014/15: #VALUE!
2030/31 |  | 2013/14: #VALUE!; 2014/15: #VALUE!
Summary of targets 33.3% and 45%
| 2018/19 | 2013/14: 2026; 2014/15: 2030
Total Net Emissions 2018/19- Baseline Year | #VALUE!
Allowed to meet SBT 33.3% by 2026 |  | 2013/14: #VALUE!
Allowed to meet SBT 2030 45% reduction |  | 2014/15: #VALUE!
[12 empty] | Emissions predcited | Delta % | Gap
2026 emission reduction gap |  | 2013/14: #VALUE!; RIIO T2 2022/23: 2018/19; RIIO T2 2023/24: #VALUE!
2030 emission reduction gap |  | 2014/15: #VALUE!; RIIO T2 2022/23: 2025/26; RIIO T2 2023/24: #VALUE!; RIIO T2 2024/25: #VALUE!; RIIO T2 2025/26: #VALUE!
[11 empty] | 2030/31 | #VALUE! | #VALUE! | #VALUE!
|  | % redcution achieved 2026 | % redcution achieved 2030
Total Net Emissions 2018/19- Baseline Year | #VALUE! | RIIO T2 2023/24: Allowed emissions; RIIO T2 2024/25: Excess; RIIO T2 2025/26: %
Total Net Emissions 2025/26 | #VALUE! | 2013/14: #VALUE!; RIIO T2 2022/23: 2025/26; RIIO T2 2023/24: #VALUE!; RIIO T2 2024/25: #VALUE!; RIIO T2 2025/26: #VALUE!
Total Net Emissions 2030/31- Target Year | #VALUE! | 2014/15: #VALUE!; RIIO T2 2022/23: 2030/31; RIIO T2 2023/24: #VALUE!; RIIO T2 2024/25: #VALUE!; RIIO T2 2025/26: #VALUE!
Allowed to meet SBT 33.3% by 2026 | #VALUE!
Allowed to meet SBT 2030 45% reduction | #VALUE!

## Scenario 2030 SF6 ALTERN (1%) (hidden)
Emissions without any measures | [9 empty] | RIIO T2 |  |  |  |  | RIIO T3 | [5 empty] | Without any measures
| pre RIIO-T1 | 2013/14 | 2014/15 | 2015/16 | 2016/17 | 2017/18 | 2018/19 | 2019/20 | 2020/21 | 2021/22 | 2022/23 | 2023/24 | 2024/25 | 2025/26 | 2026/27 | 2027/28 | 2028/29 | 2029/30 | 2030/31 |  | Current proportion of carbon | % split | Future proportion of carbon | %
Substation Electricity | [6 empty] | 5650.0772 | 5320.4894 | 5195.9386 | 4936.8823 | 4691.9796 | 4435.2351 | 4069.9805 | 3746.5966 | 3433.073 | 3057.5806 | 2682.0883 | 2331.9542 | 1973.564 | Substation Electricity | 5650.0772 | #VALUE! | 1973.564 | #VALUE!
SF6 | [6 empty] | #VALUE! | #VALUE! | #VALUE! | #VALUE! | #VALUE! | #VALUE! | #VALUE! | #VALUE! | #VALUE! | #VALUE! | #VALUE! | #VALUE! | #VALUE! | SF6 | #VALUE! | #VALUE! | #VALUE! | #VALUE!
Operational transport | [6 empty] | 562.573 | 562.573 | 580.3384 | 592.1821 | 604.0257 | 615.8694 | 615.8694 | 615.8694 | 627.713 | 627.713 | 627.713 | 627.713 | 633.6348 | Operational transport | 562.573 | #VALUE! | 633.6348 | #VALUE!
Buildings electricty | [6 empty] | 189.8281 | 184.1873 | 176.0465 | 167.474 | 158.4698 | 149.0337 | 139.1659 | 128.8663 | 118.135 | 106.9719 | 95.377 | 83.3504 | 70.892 | Buildings electricty | 189.8281 | #VALUE! | 70.892 | #VALUE!
Total CO2 emissions | [6 empty] | #VALUE! | #VALUE! | #VALUE! | #VALUE! | #VALUE! | #VALUE! | #VALUE! | #VALUE! | #VALUE! | #VALUE! | #VALUE! | #VALUE! | #VALUE! |  | #VALUE! |  | #VALUE!
Science Based Target 45% reduction by 2030 | [6 empty] | #VALUE! | #VALUE! | #VALUE! | #VALUE! | #VALUE! | #VALUE! | #VALUE! | #VALUE! | #VALUE! | #VALUE! | #VALUE! | #VALUE! | #VALUE!
Science Based Target 33.3% reduction by 2026 | [6 empty] | #VALUE! | #VALUE! | #VALUE! | #VALUE! | #VALUE! | #VALUE! | #VALUE! | #VALUE! | #VALUE! | #VALUE! | #VALUE! | #VALUE! | #VALUE!
With emission reduction measures | [20 empty] | With suggested measures
Substation Electricity usage | [20 empty] | Current proportion of carbon | % | Future proportion of carbon | %
Existing Substations-non-efficient cummulative | [6 empty] | 5650.0772 | 5320.4894 | 4990.9015 | 4147.5416 | 3322.5813 | 2604.5978 | 2000.0311 | 1505.6729 | 1192.6683 | 738.1758 | 363.2732 | 93.3187 | -20.381 | Substation Electricity | 5650.0772 | #VALUE! | 910.9039 | #VALUE!
Existing Substations-efficient cummulative | [6 empty] | 0 | 0 | 0 | 330.9994 | 650.1448 | 900.37 | 1077.5261 | 1183.68 | 1172.9962 | 1253.4664 | 1282.6606 | 1244.2416 | 1105.155 | SF6 | #VALUE! | #VALUE! | #VALUE! | #VALUE!
New Substations- non-efficient cummulative | [6 empty] | 0 | 0 | 0 | 0 | 0 | 0 | 0 | 0 | 0 | 0 | 0 | 0 | 0 | Operational transport | 562.573 | #VALUE! | 232.3131 | #VALUE!
New Substations- efficient cummulative | [6 empty] | 0 | 0 | 132.0958 | 177.536 | 232.0947 | 279.0243 | 256.0458 | 260.0427 | 270.3922 | 240.818 | 211.2439 | 198.0069 | 179.4509 | Buildings electricty | 189.8281 | #VALUE! | 0 | #VALUE!
[7 empty] | 5650.0772 | 5320.4894 | 5122.9973 | 4656.0771 | 4204.8208 | 3783.9921 | 3333.603 | 2949.3956 | 2636.0566 | 2232.4602 | 1857.1777 | 1535.5673 | 1264.2249 |  | #VALUE! |  | #VALUE!
Microgeneration PV
Existing Substations PV- Cummulative | [6 empty] | 0 | 0 | 0 | -85.9401 | -172.3536 | -233.0267 | -274.1868 | -301.2991 | -300.6677 | -328.528 | -341.4683 | -333.5869 | -295.7228
New Substations PV- Cummulative | [6 empty] | 0 | 0 | -43.8989 | -54.4514 | -67.2685 | -85.4821 | -78.4424 | -81.1472 | -84.8292 | -75.551 | -66.2728 | -62.8962 | -57.5982
[7 empty] | 0 | 0 | -43.8989 | -140.3915 | -239.6221 | -318.5088 | -352.6292 | -382.4463 | -385.497 | -404.079 | -407.7411 | -396.4831 | -353.321
Electricity Substations Net emissions tCO2 | [6 empty] | 5650.0772 | 5320.4894 | 5079.0984 | 4515.6856 | 3965.1987 | 3465.4833 | 2980.9738 | 2566.9493 | 2250.5597 | 1828.3812 | 1449.4366 | 1139.0841 | 910.9039
SF6
Net emissions SF6 Leakage tCO2 | [6 empty] | #VALUE! | #VALUE! | #VALUE! | #VALUE! | #VALUE! | #VALUE! | #VALUE! | #VALUE! | #VALUE! | #VALUE! | #VALUE! | #VALUE! | #VALUE!
Operational Transport
Net emissions from Operational Transport tCO2 | [6 empty] | 562.573 | 562.573 | 581.018 | 496.5501 | 458.9274 | 436.3828 | 418.8159 | 412.9602 | 334.348 | 293.3584 | 258.2245 | 228.9462 | 232.3131
Buildings Emissions
Net emissions from buildings | [6 empty] | 189.8281 | 181.1114 | 0 | 0 | 0 | 0 | 0 | 0 | 0 | 0 | 0 | 0 | 0
BAU-Emissions 2025/26 | #VALUE!
BAU-Emissions 2030/31 | #VALUE!
Reductions (%)
Total Net Emissions 2018/19- Baseline Year | #VALUE! | 2013/14: #VALUE!
Total Net Emissions 2025/26 | #VALUE! | 2013/14: #VALUE!; 2015/16: #VALUE!
Total Net Emissions 2030/31- Target Year | #VALUE! | 2015/16: #VALUE!
Reductions achieved to date
Allowed to meet SBT 2030 45% reduction | #VALUE! | 2014/15: #VALUE!
Allowed to meet SBT 33.3% by 2026 | #VALUE!
Gap to meet the emissions 25/26 | #VALUE!
Gap to meet the emissions 30/31 | #VALUE!
| Reduction % annually | 2013/14: Reduction tCO2 annually; 2014/15: Actual figures to meet SBT
50% | 4.1667 | 2013/14: #VALUE!
2025/26 |  | 2013/14: #VALUE!; 2014/15: #VALUE!
2030/31 |  | 2013/14: #VALUE!; 2014/15: #VALUE!
Summary of targets 33.3% and 45%
| 2018/19 | 2013/14: 2026; 2014/15: 2030
Total Net Emissions 2018/19- Baseline Year | 8955.1375
Allowed to meet SBT 33.3% by 2026 |  | 2013/14: 5999.9421
Allowed to meet SBT 2030 45% reduction |  | 2014/15: #VALUE!
2026 emission reduction gap |  | 2013/14: #VALUE!; RIIO T2 2023/24: Emissions predcited; RIIO T2 2024/25: Delta %; RIIO T2 2025/26: Gap
2030 emission reduction gap |  | 2014/15: #VALUE!; RIIO T2 2022/23: 2018/19; RIIO T2 2023/24: #VALUE!
[11 empty] | 2025/26 | #VALUE! | #VALUE! | #VALUE!
|  | % redcution achieved 2026 | % redcution achieved 2030 | [7 empty] | 2030/31 | #VALUE! | #VALUE! | #VALUE!
Total Net Emissions 2018/19- Baseline Year | #VALUE!
Total Net Emissions 2025/26 | #VALUE! | 2013/14: #VALUE!; RIIO T2 2023/24: Allowed emissions to meet SBT; RIIO T2 2024/25: Excess; RIIO T2 2025/26: %
Total Net Emissions 2030/31- Target Year | #VALUE! | 2014/15: #VALUE!; RIIO T2 2022/23: 2025/26; RIIO T2 2023/24: #VALUE!; RIIO T2 2024/25: #VALUE!; RIIO T2 2025/26: #VALUE!
[11 empty] | 2030/31 | #VALUE! | #VALUE! | #VALUE!
Allowed to meet SBT 33.3% by 2026 | #VALUE!
Allowed to meet SBT 2030 45% reduction | #VALUE!

## 2030 SF6 ALTERN (0.21%) (hidden)
Emissions without any measures | [9 empty] | RIIO T2 |  |  |  |  | RIIO T3 | [5 empty] | Without any measures
| pre RIIO-T1 | 2013/14 | 2014/15 | 2015/16 | 2016/17 | 2017/18 | 2018/19 | 2019/20 | 2020/21 | 2021/22 | 2022/23 | 2023/24 | 2024/25 | 2025/26 | 2026/27 | 2027/28 | 2028/29 | 2029/30 | 2030/31 |  | Current proportion of carbon | % split | Future proportion of carbon | %
Substation Electricity | [6 empty] | 5650.0772 | 5320.4894 | 5195.9386 | 4936.8823 | 4691.9796 | 4435.2351 | 4069.9805 | 3746.5966 | 3433.073 | 3057.5806 | 2682.0883 | 2331.9542 | 1973.564 | Substation Electricity | 5650.0772 | #VALUE! | 1973.564 | #VALUE!
SF6 | [6 empty] | #VALUE! | #VALUE! | #VALUE! | #VALUE! | #VALUE! | #VALUE! | #VALUE! | #VALUE! | #VALUE! | #VALUE! | #VALUE! | #VALUE! | #VALUE! | SF6 | #VALUE! | #VALUE! | #VALUE! | #VALUE!
Operational transport | [6 empty] | 562.573 | 562.573 | 580.3384 | 592.1821 | 604.0257 | 615.8694 | 615.8694 | 615.8694 | 627.713 | 627.713 | 627.713 | 627.713 | 633.6348 | Operational transport | 562.573 | #VALUE! | 633.6348 | #VALUE!
Buildings electricty | [6 empty] | 189.8281 | 184.1873 | 176.0465 | 167.474 | 158.4698 | 149.0337 | 139.1659 | 128.8663 | 118.135 | 106.9719 | 95.377 | 83.3504 | 70.892 | Buildings electricty | 189.8281 | #VALUE! | 70.892 | #VALUE!
Total CO2 emissions | [6 empty] | #VALUE! | #VALUE! | #VALUE! | #VALUE! | #VALUE! | #VALUE! | #VALUE! | #VALUE! | #VALUE! | #VALUE! | #VALUE! | #VALUE! | #VALUE! |  | #VALUE! |  | #VALUE!
Science Based Target 45% reduction by 2030 | [6 empty] | #VALUE! | #VALUE! | #VALUE! | #VALUE! | #VALUE! | #VALUE! | #VALUE! | #VALUE! | #VALUE! | #VALUE! | #VALUE! | #VALUE! | #VALUE!
Science Based Target 33.3% reduction by 2026 | [6 empty] | #VALUE! | #VALUE! | #VALUE! | #VALUE! | #VALUE! | #VALUE! | #VALUE! | #VALUE! | #VALUE! | #VALUE! | #VALUE! | #VALUE! | #VALUE!
With emission reduction measures | [20 empty] | With suggested measures
Substation Electricity usage | [20 empty] | Current proportion of carbon | % | Future proportion of carbon | %
Existing Substations-non-efficient cummulative | [6 empty] | 5650.0772 | 5320.4894 | 4990.9015 | 4147.5416 | 3322.5813 | 2604.5978 | 2000.0311 | 1505.6729 | 1192.6683 | 738.1758 | 363.2732 | 93.3187 | -20.381 | Substation Electricity | 5650.0772 | #VALUE! | 910.9039 | #VALUE!
Existing Substations-efficient cummulative | [6 empty] | 0 | 0 | 0 | 330.9994 | 650.1448 | 900.37 | 1077.5261 | 1183.68 | 1172.9962 | 1253.4664 | 1282.6606 | 1244.2416 | 1105.155 | SF6 | #VALUE! | #VALUE! | #VALUE! | #VALUE!
New Substations- non-efficient cummulative | [6 empty] | 0 | 0 | 0 | 0 | 0 | 0 | 0 | 0 | 0 | 0 | 0 | 0 | 0 | Operational transport | 562.573 | #VALUE! | 232.3131 | #VALUE!
New Substations- efficient cummulative | [6 empty] | 0 | 0 | 132.0958 | 177.536 | 232.0947 | 279.0243 | 256.0458 | 260.0427 | 270.3922 | 240.818 | 211.2439 | 198.0069 | 179.4509 | Buildings electricty | 189.8281 | #VALUE! | 0 | #VALUE!
[7 empty] | 5650.0772 | 5320.4894 | 5122.9973 | 4656.0771 | 4204.8208 | 3783.9921 | 3333.603 | 2949.3956 | 2636.0566 | 2232.4602 | 1857.1777 | 1535.5673 | 1264.2249 |  | #VALUE! |  | #VALUE!
Microgeneration PV
Existing Substations PV- Cummulative | [6 empty] | 0 | 0 | 0 | -85.9401 | -172.3536 | -233.0267 | -274.1868 | -301.2991 | -300.6677 | -328.528 | -341.4683 | -333.5869 | -295.7228
New Substations PV- Cummulative | [6 empty] | 0 | 0 | -43.8989 | -54.4514 | -67.2685 | -85.4821 | -78.4424 | -81.1472 | -84.8292 | -75.551 | -66.2728 | -62.8962 | -57.5982
[7 empty] | 0 | 0 | -43.8989 | -140.3915 | -239.6221 | -318.5088 | -352.6292 | -382.4463 | -385.497 | -404.079 | -407.7411 | -396.4831 | -353.321
Electricity Substations Net emissions tCO2 | [6 empty] | 5650.0772 | 5320.4894 | 5079.0984 | 4515.6856 | 3965.1987 | 3465.4833 | 2980.9738 | 2566.9493 | 2250.5597 | 1828.3812 | 1449.4366 | 1139.0841 | 910.9039
SF6
Net emissions SF6 Leakage tCO2 | [6 empty] | #VALUE! | #VALUE! | #VALUE! | #VALUE! | #VALUE! | #VALUE! | #VALUE! | #VALUE! | #VALUE! | #VALUE! | #VALUE! | #VALUE! | #VALUE!
Operational Transport
Net emissions from Operational Transport tCO2 | [6 empty] | 562.573 | 562.573 | 581.018 | 496.5501 | 458.9274 | 436.3828 | 418.8159 | 412.9602 | 334.348 | 293.3584 | 258.2245 | 228.9462 | 232.3131
Buildings Emissions
Net emissions from buildings | [6 empty] | 189.8281 | 181.1114 | 0 | 0 | 0 | 0 | 0 | 0 | 0 | 0 | 0 | 0 | 0
BAU-Emissions 2025/26 | #VALUE!
BAU-Emissions 2030/31 | #VALUE!
Reductions (%)
Total Net Emissions 2018/19- Baseline Year | #VALUE! | 2013/14: #VALUE!
Total Net Emissions 2025/26 | #VALUE! | 2013/14: #VALUE!; 2015/16: #VALUE!
Total Net Emissions 2030/31- Target Year | #VALUE! | 2015/16: #VALUE!
Reduction achieved
Allowed to meet SBT 2030 45% reduction | #VALUE! | 2014/15: #VALUE!
Allowed to meet SBT 33.3% by 2026 | #VALUE!
Gap to meet the emissions 25/26 | #VALUE!
Gap to meet the emissions 30/31 | #VALUE!
| Reduction % annually | 2013/14: Reduction tCO2 annually; 2014/15: Actual figures to meet SBT
50% | 4.1667 | 2013/14: #VALUE!
2025/26 |  | 2013/14: #VALUE!; 2014/15: #VALUE!
2030/31 |  | 2013/14: #VALUE!; 2014/15: #VALUE!
Summary of targets 33.3% and 45%
| 2018/19 | 2013/14: 2026; 2014/15: 2030
Total Net Emissions 2018/19- Baseline Year | 8955.1375
Allowed to meet SBT 33.3% by 2026 |  | 2013/14: 5999.9421
Allowed to meet SBT 2030 45% reduction |  | 2014/15: #VALUE!
2026 emission reduction gap |  | 2013/14: #VALUE!; RIIO T2 2023/24: Emissions predcited; RIIO T2 2024/25: Delta %; RIIO T2 2025/26: Gap
2030 emission reduction gap |  | 2014/15: #VALUE!; RIIO T2 2022/23: 2018/19; RIIO T2 2023/24: #VALUE!
[11 empty] | 2025/26 | #VALUE! | #VALUE! | #VALUE!
|  | % redcution achieved 2026 | % redcution achieved 2030 | [7 empty] | 2030/31 | #VALUE! | #VALUE! | #VALUE!
Total Net Emissions 2018/19- Baseline Year | #VALUE!
Total Net Emissions 2025/26 | #VALUE! | 2013/14: #VALUE!; RIIO T2 2023/24: Allowed emissions to meet SBT; RIIO T2 2024/25: Excess; RIIO T2 2025/26: %
Total Net Emissions 2030/31- Target Year | #VALUE! | 2014/15: #VALUE!; RIIO T2 2022/23: 2025/26; RIIO T2 2023/24: #VALUE!; RIIO T2 2024/25: #VALUE!; RIIO T2 2025/26: #VALUE!
[11 empty] | 2030/31 | #VALUE! | #VALUE! | #VALUE!
Allowed to meet SBT 33.3% by 2026 | #VALUE!
Allowed to meet SBT 2030 45% reduction | #VALUE!
SF6
|  |  |  | 0.21 |  | SF6 Benefit | 2018/19 | 2019/20 | 2020/21 | 2021/22 | 2022/23 | 2023/24 | 2024/25 | 2025/26 | 2026/27 | 2027/28 | 2028/29 | 2029/30 | 2030/31
[6 empty] | SF6 BAU | #VALUE! | #VALUE! | #VALUE! | #VALUE! | #VALUE! | #VALUE! | #VALUE! | #VALUE! | #VALUE! | #VALUE! | #VALUE! | #VALUE! | #VALUE!
[6 empty] | SF6 Alternatives | #VALUE! | #VALUE! | #VALUE! | #VALUE! | #VALUE! | #VALUE! | #VALUE! | #VALUE! | #VALUE! | #VALUE! | #VALUE! | #VALUE! | #VALUE!
[7 empty] | #VALUE! | #VALUE! | #VALUE! | #VALUE! | #VALUE! | #VALUE! | #VALUE! | #VALUE! | #VALUE! | #VALUE! | #VALUE! | #VALUE! | #VALUE!
|  |  |  | Benefit |  |  | #VALUE! | #VALUE! | #VALUE! | #VALUE! | #VALUE! | #VALUE! | #VALUE! | #VALUE! | #VALUE! | #VALUE! | #VALUE! | #VALUE! | #VALUE!
|  |  | Carbon cost | 63 |  | BAU Total | #VALUE! | #VALUE! | #VALUE! | #VALUE! | #VALUE! | #VALUE! | #VALUE! | #VALUE! | #VALUE! | #VALUE! | #VALUE! | #VALUE! | #VALUE!
[6 empty] | Initiatives | #VALUE! | #VALUE! | #VALUE! | #VALUE! | #VALUE! | #VALUE! | #VALUE! | #VALUE! | #VALUE! | #VALUE! | #VALUE! | #VALUE! | #VALUE!
[6 empty] | Difference | #VALUE! | #VALUE! | #VALUE! | #VALUE! | #VALUE! | #VALUE! | #VALUE! | #VALUE! | #VALUE! | #VALUE! | #VALUE! | #VALUE! | #VALUE!
[6 empty] | £ | #VALUE! | #VALUE! | #VALUE! | #VALUE! | #VALUE! | #VALUE! | #VALUE! | #VALUE! | #VALUE! | #VALUE! | #VALUE! | #VALUE! | #VALUE!

## 2030 SF6 ALTERN (0.15%) (hidden)
Emissions without any measures | [9 empty] | RIIO T2 |  |  |  |  | RIIO T3 | [5 empty] | Without any measures
| pre RIIO-T1 | 2013/14 | 2014/15 | 2015/16 | 2016/17 | 2017/18 | 2018/19 | 2019/20 | 2020/21 | 2021/22 | 2022/23 | 2023/24 | 2024/25 | 2025/26 | 2026/27 | 2027/28 | 2028/29 | 2029/30 | 2030/31 |  | Current proportion of carbon | % split | Future proportion of carbon | %
Substation Electricity | [6 empty] | 5650.0772 | 5320.4894 | 5195.9386 | 4936.8823 | 4691.9796 | 4435.2351 | 4069.9805 | 3746.5966 | 3433.073 | 3057.5806 | 2682.0883 | 2331.9542 | 1973.564 | Substation Electricity | 5650.0772 | #VALUE! | 1973.564 | #VALUE!
SF6 | [6 empty] | #VALUE! | #VALUE! | #VALUE! | #VALUE! | #VALUE! | #VALUE! | #VALUE! | #VALUE! | #VALUE! | #VALUE! | #VALUE! | #VALUE! | #VALUE! | SF6 | #VALUE! | #VALUE! | #VALUE! | #VALUE!
Operational transport | [6 empty] | 562.573 | 562.573 | 580.3384 | 592.1821 | 604.0257 | 615.8694 | 615.8694 | 615.8694 | 627.713 | 627.713 | 627.713 | 627.713 | 633.6348 | Operational transport | 562.573 | #VALUE! | 633.6348 | #VALUE!
Buildings electricty | [6 empty] | 189.8281 | 184.1873 | 176.0465 | 167.474 | 158.4698 | 149.0337 | 139.1659 | 128.8663 | 118.135 | 106.9719 | 95.377 | 83.3504 | 70.892 | Buildings electricty | 189.8281 | #VALUE! | 70.892 | #VALUE!
Total CO2 emissions | [6 empty] | #VALUE! | #VALUE! | #VALUE! | #VALUE! | #VALUE! | #VALUE! | #VALUE! | #VALUE! | #VALUE! | #VALUE! | #VALUE! | #VALUE! | #VALUE! |  | #VALUE! |  | #VALUE!
Science Based Target 45% reduction by 2030 | [6 empty] | #VALUE! | #VALUE! | #VALUE! | #VALUE! | #VALUE! | #VALUE! | #VALUE! | #VALUE! | #VALUE! | #VALUE! | #VALUE! | #VALUE! | #VALUE!
Science Based Target 33.3% reduction by 2026 | [6 empty] | #VALUE! | #VALUE! | #VALUE! | #VALUE! | #VALUE! | #VALUE! | #VALUE! | #VALUE! | #VALUE! | #VALUE! | #VALUE! | #VALUE! | #VALUE!
With emission reduction measures | [20 empty] | With suggested measures
Substation Electricity usage | [20 empty] | Current proportion of carbon | % | Future proportion of carbon | %
Existing Substations-non-efficient cummulative | [6 empty] | 5650.0772 | 5320.4894 | 4990.9015 | 4147.5416 | 3322.5813 | 2604.5978 | 2000.0311 | 1505.6729 | 1192.6683 | 738.1758 | 363.2732 | 93.3187 | -20.381 | Substation Electricity | 5650.0772 | #VALUE! | 910.9039 | #VALUE!
Existing Substations-efficient cummulative | [6 empty] | 0 | 0 | 0 | 330.9994 | 650.1448 | 900.37 | 1077.5261 | 1183.68 | 1172.9962 | 1253.4664 | 1282.6606 | 1244.2416 | 1105.155 | SF6 | #VALUE! | #VALUE! | #VALUE! | #VALUE!
New Substations- non-efficient cummulative | [6 empty] | 0 | 0 | 0 | 0 | 0 | 0 | 0 | 0 | 0 | 0 | 0 | 0 | 0 | Operational transport | 562.573 | #VALUE! | 232.3131 | #VALUE!
New Substations- efficient cummulative | [6 empty] | 0 | 0 | 132.0958 | 177.536 | 232.0947 | 279.0243 | 256.0458 | 260.0427 | 270.3922 | 240.818 | 211.2439 | 198.0069 | 179.4509 | Buildings electricty | 189.8281 | #VALUE! | 0 | #VALUE!
[7 empty] | 5650.0772 | 5320.4894 | 5122.9973 | 4656.0771 | 4204.8208 | 3783.9921 | 3333.603 | 2949.3956 | 2636.0566 | 2232.4602 | 1857.1777 | 1535.5673 | 1264.2249 |  | #VALUE! |  | #VALUE!
Microgeneration PV
Existing Substations PV- Cummulative | [6 empty] | 0 | 0 | 0 | -85.9401 | -172.3536 | -233.0267 | -274.1868 | -301.2991 | -300.6677 | -328.528 | -341.4683 | -333.5869 | -295.7228
New Substations PV- Cummulative | [6 empty] | 0 | 0 | -43.8989 | -54.4514 | -67.2685 | -85.4821 | -78.4424 | -81.1472 | -84.8292 | -75.551 | -66.2728 | -62.8962 | -57.5982
[7 empty] | 0 | 0 | -43.8989 | -140.3915 | -239.6221 | -318.5088 | -352.6292 | -382.4463 | -385.497 | -404.079 | -407.7411 | -396.4831 | -353.321
Electricity Substations Net emissions tCO2 | [6 empty] | 5650.0772 | 5320.4894 | 5079.0984 | 4515.6856 | 3965.1987 | 3465.4833 | 2980.9738 | 2566.9493 | 2250.5597 | 1828.3812 | 1449.4366 | 1139.0841 | 910.9039
SF6
Net emissions SF6 Leakage tCO2 | [6 empty] | #VALUE! | #VALUE! | #VALUE! | #VALUE! | #VALUE! | #VALUE! | #VALUE! | #VALUE! | #VALUE! | #VALUE! | #VALUE! | #VALUE! | #VALUE!
Operational Transport
Net emissions from Operational Transport tCO2 | [6 empty] | 562.573 | 562.573 | 581.018 | 496.5501 | 458.9274 | 436.3828 | 418.8159 | 412.9602 | 334.348 | 293.3584 | 258.2245 | 228.9462 | 232.3131
Buildings Emissions
Net emissions from buildings | [6 empty] | 189.8281 | 181.1114 | 0 | 0 | 0 | 0 | 0 | 0 | 0 | 0 | 0 | 0 | 0
BAU-Emissions 2025/26 | #VALUE!
BAU-Emissions 2030/31 | #VALUE!
Reductions (%)
Total Net Emissions 2018/19- Baseline Year | #VALUE! | 2013/14: #VALUE!
Total Net Emissions 2025/26 | #VALUE! | 2013/14: #VALUE!; 2015/16: #VALUE!
Total Net Emissions 2030/31- Target Year | #VALUE! | 2015/16: #VALUE!
Allowed to meet SBT 2030 45% reduction | #VALUE! | 2014/15: #VALUE!
Allowed to meet SBT 33.3% by 2026 | #VALUE!
Gap to meet the emissions 25/26 | #VALUE!
Gap to meet the emissions 30/31 | #VALUE!
| Reduction % annually | 2013/14: Reduction tCO2 annually; 2014/15: Actual figures to meet SBT
50% | 4.1667 | 2013/14: #VALUE!
2025/26 |  | 2013/14: #VALUE!; 2014/15: #VALUE!
2030/31 |  | 2013/14: #VALUE!; 2014/15: #VALUE!
Summary of targets 33.3% and 45%
| 2018/19 | 2013/14: 2026; 2014/15: 2030
Total Net Emissions 2018/19- Baseline Year | 8955.1375
Allowed to meet SBT 33.3% by 2026 |  | 2013/14: 5999.9421
Allowed to meet SBT 2030 45% reduction |  | 2014/15: #VALUE!
2026 emission reduction gap |  | 2013/14: #VALUE!; RIIO T2 2023/24: Emissions predcited; RIIO T2 2024/25: Delta %; RIIO T2 2025/26: Gap
2030 emission reduction gap |  | 2014/15: #VALUE!; RIIO T2 2022/23: 2018/19; RIIO T2 2023/24: #VALUE!
[11 empty] | 2025/26 | #VALUE! | #VALUE! | #VALUE!
|  | % redcution achieved 2026 | % redcution achieved 2030 | [7 empty] | 2030/31 | #VALUE! | #VALUE! | #VALUE!
Total Net Emissions 2018/19- Baseline Year | #VALUE!
Total Net Emissions 2025/26 | #VALUE! | 2013/14: #VALUE!; RIIO T2 2023/24: Allowed emissions to meet SBT; RIIO T2 2024/25: Excess; RIIO T2 2025/26: %
Total Net Emissions 2030/31- Target Year | #VALUE! | 2014/15: #VALUE!; RIIO T2 2022/23: 2025/26; RIIO T2 2023/24: #VALUE!; RIIO T2 2024/25: #VALUE!; RIIO T2 2025/26: #VALUE!
[11 empty] | 2030/31 | #VALUE! | #VALUE! | #VALUE!
Allowed to meet SBT 33.3% by 2026 | #VALUE!
Allowed to meet SBT 2030 45% reduction | #VALUE!
SF6
|  |  |  | 0.21 |  | SF6 Benefit | 2018/19 | 2019/20 | 2020/21 | 2021/22 | 2022/23 | 2023/24 | 2024/25 | 2025/26 | 2026/27 | 2027/28 | 2028/29 | 2029/30 | 2030/31
[6 empty] | SF6 BAU | #VALUE! | #VALUE! | #VALUE! | #VALUE! | #VALUE! | #VALUE! | #VALUE! | #VALUE! | #VALUE! | #VALUE! | #VALUE! | #VALUE! | #VALUE!
[6 empty] | SF6 Alternatives | #VALUE! | #VALUE! | #VALUE! | #VALUE! | #VALUE! | #VALUE! | #VALUE! | #VALUE! | #VALUE! | #VALUE! | #VALUE! | #VALUE! | #VALUE!
[7 empty] | #VALUE! | #VALUE! | #VALUE! | #VALUE! | #VALUE! | #VALUE! | #VALUE! | #VALUE! | #VALUE! | #VALUE! | #VALUE! | #VALUE! | #VALUE!
|  |  |  | Benefit |  |  | #VALUE! | #VALUE! | #VALUE! | #VALUE! | #VALUE! | #VALUE! | #VALUE! | #VALUE! | #VALUE! | #VALUE! | #VALUE! | #VALUE! | #VALUE!
|  |  | Carbon cost | 63 |  | BAU Total | #VALUE! | #VALUE! | #VALUE! | #VALUE! | #VALUE! | #VALUE! | #VALUE! | #VALUE! | #VALUE! | #VALUE! | #VALUE! | #VALUE! | #VALUE!
[6 empty] | Initiatives | #VALUE! | #VALUE! | #VALUE! | #VALUE! | #VALUE! | #VALUE! | #VALUE! | #VALUE! | #VALUE! | #VALUE! | #VALUE! | #VALUE! | #VALUE!
[6 empty] | Difference | #VALUE! | #VALUE! | #VALUE! | #VALUE! | #VALUE! | #VALUE! | #VALUE! | #VALUE! | #VALUE! | #VALUE! | #VALUE! | #VALUE! | #VALUE!
[6 empty] | £ | #VALUE! | #VALUE! | #VALUE! | #VALUE! | #VALUE! | #VALUE! | #VALUE! | #VALUE! | #VALUE! | #VALUE! | #VALUE! | #VALUE! | #VALUE!

## Scenario 2030 SF6 ALTERN(0.12%) (hidden)
Emissions without any measures | [9 empty] | RIIO T2 |  |  |  |  | RIIO T3 | [5 empty] | Without any measures
| pre RIIO-T1 | 2013/14 | 2014/15 | 2015/16 | 2016/17 | 2017/18 | 2018/19 | 2019/20 | 2020/21 | 2021/22 | 2022/23 | 2023/24 | 2024/25 | 2025/26 | 2026/27 | 2027/28 | 2028/29 | 2029/30 | 2030/31 |  | Current proportion of carbon | % split | Future proportion of carbon | %
Substation Electricity | [6 empty] | 5650.0772 | 5320.4894 | 5195.9386 | 4936.8823 | 4691.9796 | 4435.2351 | 4069.9805 | 3746.5966 | 3433.073 | 3057.5806 | 2682.0883 | 2331.9542 | 1973.564 | Substation Electricity | 5650.0772 | #VALUE! | 1973.564 | #VALUE!
SF6 | [6 empty] | #VALUE! | #VALUE! | #VALUE! | #VALUE! | #VALUE! | #VALUE! | #VALUE! | #VALUE! | #VALUE! | #VALUE! | #VALUE! | #VALUE! | #VALUE! | SF6 | #VALUE! | #VALUE! | #VALUE! | #VALUE!
Operational transport | [6 empty] | 562.573 | 562.573 | 580.3384 | 592.1821 | 604.0257 | 615.8694 | 615.8694 | 615.8694 | 627.713 | 627.713 | 627.713 | 627.713 | 633.6348 | Operational transport | 562.573 | #VALUE! | 633.6348 | #VALUE!
Buildings electricty | [6 empty] | 189.8281 | 184.1873 | 176.0465 | 167.474 | 158.4698 | 149.0337 | 139.1659 | 128.8663 | 118.135 | 106.9719 | 95.377 | 83.3504 | 70.892 | Buildings electricty | 189.8281 | #VALUE! | 70.892 | #VALUE!
Total CO2 emissions | [6 empty] | #VALUE! | #VALUE! | #VALUE! | #VALUE! | #VALUE! | #VALUE! | #VALUE! | #VALUE! | #VALUE! | #VALUE! | #VALUE! | #VALUE! | #VALUE! |  | #VALUE! |  | #VALUE!
Science Based Target 45% reduction by 2030 | [6 empty] | #VALUE! | #VALUE! | #VALUE! | #VALUE! | #VALUE! | #VALUE! | #VALUE! | #VALUE! | #VALUE! | #VALUE! | #VALUE! | #VALUE! | #VALUE!
Science Based Target 33.3% reduction by 2026 | [6 empty] | #VALUE! | #VALUE! | #VALUE! | #VALUE! | #VALUE! | #VALUE! | #VALUE! | #VALUE! | #VALUE! | #VALUE! | #VALUE! | #VALUE! | #VALUE!
With emission reduction measures | [20 empty] | With suggested measures
Substation Electricity usage | [20 empty] | Current proportion of carbon | % | Future proportion of carbon | %
Existing Substations-non-efficient cummulative | [6 empty] | 5650.0772 | 5320.4894 | 4990.9015 | 4147.5416 | 3322.5813 | 2604.5978 | 2000.0311 | 1505.6729 | 1192.6683 | 738.1758 | 363.2732 | 93.3187 | -20.381 | Substation Electricity | 5650.0772 | #VALUE! | 910.9039 | #VALUE!
Existing Substations-efficient cummulative | [6 empty] | 0 | 0 | 0 | 330.9994 | 650.1448 | 900.37 | 1077.5261 | 1183.68 | 1172.9962 | 1253.4664 | 1282.6606 | 1244.2416 | 1105.155 | SF6 | #VALUE! | #VALUE! | #VALUE! | #VALUE!
New Substations- non-efficient cummulative | [6 empty] | 0 | 0 | 0 | 0 | 0 | 0 | 0 | 0 | 0 | 0 | 0 | 0 | 0 | Operational transport | 562.573 | #VALUE! | 232.3131 | #VALUE!
New Substations- efficient cummulative | [6 empty] | 0 | 0 | 132.0958 | 177.536 | 232.0947 | 279.0243 | 256.0458 | 260.0427 | 270.3922 | 240.818 | 211.2439 | 198.0069 | 179.4509 | Buildings electricty | 189.8281 | #VALUE! | 0 | #VALUE!
[7 empty] | 5650.0772 | 5320.4894 | 5122.9973 | 4656.0771 | 4204.8208 | 3783.9921 | 3333.603 | 2949.3956 | 2636.0566 | 2232.4602 | 1857.1777 | 1535.5673 | 1264.2249 |  | #VALUE! |  | #VALUE!
Microgeneration PV
Existing Substations PV- Cummulative | [6 empty] | 0 | 0 | 0 | -85.9401 | -172.3536 | -233.0267 | -274.1868 | -301.2991 | -300.6677 | -328.528 | -341.4683 | -333.5869 | -295.7228
New Substations PV- Cummulative | [6 empty] | 0 | 0 | -43.8989 | -54.4514 | -67.2685 | -85.4821 | -78.4424 | -81.1472 | -84.8292 | -75.551 | -66.2728 | -62.8962 | -57.5982
[7 empty] | 0 | 0 | -43.8989 | -140.3915 | -239.6221 | -318.5088 | -352.6292 | -382.4463 | -385.497 | -404.079 | -407.7411 | -396.4831 | -353.321
Electricity Substations Net emissions tCO2 | [6 empty] | 5650.0772 | 5320.4894 | 5079.0984 | 4515.6856 | 3965.1987 | 3465.4833 | 2980.9738 | 2566.9493 | 2250.5597 | 1828.3812 | 1449.4366 | 1139.0841 | 910.9039
SF6
Net emissions SF6 Leakage tCO2 | [6 empty] | #VALUE! | #VALUE! | #VALUE! | #VALUE! | #VALUE! | #VALUE! | #VALUE! | #VALUE! | #VALUE! | #VALUE! | #VALUE! | #VALUE! | #VALUE!
Operational Transport
Net emissions from Operational Transport tCO2 | [6 empty] | 562.573 | 562.573 | 581.018 | 496.5501 | 458.9274 | 436.3828 | 418.8159 | 412.9602 | 334.348 | 293.3584 | 258.2245 | 228.9462 | 232.3131
Buildings Emissions
Net emissions from buildings | [6 empty] | 189.8281 | 181.1114 | 0 | 0 | 0 | 0 | 0 | 0 | 0 | 0 | 0 | 0 | 0
BAU-Emissions 2025/26 | #VALUE!
BAU-Emissions 2030/31 | #VALUE!
Reductions (%)
Total Net Emissions 2018/19- Baseline Year | #VALUE! | 2013/14: #VALUE!
Total Net Emissions 2025/26 | #VALUE! | 2013/14: #VALUE!; 2015/16: #VALUE!
Total Net Emissions 2030/31- Target Year | #VALUE! | 2015/16: #VALUE!
Allowed to meet SBT 2030 45% reduction | #VALUE!
Allowed to meet SBT 33.3% by 2026 | #VALUE! | 2014/15: #VALUE!
Gap to meet the emissions 25/26 | #VALUE!
Gap to meet the emissions 30/31 | #VALUE!
| Reduction % annually | 2013/14: Reduction tCO2 annually; 2014/15: Actual figures to meet SBT
50% | 4.1667 | 2013/14: #VALUE!
2025/26 |  | 2013/14: #VALUE!; 2014/15: #VALUE!
2030/31 |  | 2013/14: #VALUE!; 2014/15: #VALUE!
Summary of targets 33.3% and 45%
| 2018/19 | 2013/14: 2026; 2014/15: 2030
Total Net Emissions 2018/19- Baseline Year | 8955.1375
Allowed to meet SBT 33.3% by 2026 |  | 2013/14: 5999.9421
Allowed to meet SBT 2030 45% reduction |  | 2014/15: #VALUE!
2026 emission reduction gap |  | 2013/14: #VALUE!; RIIO T2 2023/24: Emissions predcited; RIIO T2 2024/25: Delta %; RIIO T2 2025/26: Gap
2030 emission reduction gap |  | 2014/15: #VALUE!; RIIO T2 2022/23: 2018/19; RIIO T2 2023/24: #VALUE!
[11 empty] | 2025/26 | #VALUE! | #VALUE! | #VALUE!
|  | % redcution achieved 2026 | % redcution achieved 2030 | [7 empty] | 2030/31 | #VALUE! | #VALUE! | #VALUE!
Total Net Emissions 2018/19- Baseline Year | #VALUE!
Total Net Emissions 2025/26 | #VALUE! | 2013/14: #VALUE!; RIIO T2 2023/24: Allowed emissions to meet SBT; RIIO T2 2024/25: Excess; RIIO T2 2025/26: %
Total Net Emissions 2030/31- Target Year | #VALUE! | 2014/15: #VALUE!; RIIO T2 2022/23: 2025/26; RIIO T2 2023/24: #VALUE!; RIIO T2 2024/25: #VALUE!; RIIO T2 2025/26: #VALUE!
[11 empty] | 2030/31 | #VALUE! | #VALUE! | #VALUE!
Allowed to meet SBT 33.3% by 2026 | #VALUE!
Allowed to meet SBT 2030 45% reduction | #VALUE!

## Substations calculations (hidden)
Substation Numbers
[10 empty] | RIIO T2 |  |  |  |  | RIIO T3
| pre RIIO-T1 | 2013/14 | 2014/15 | 2015/16 | 2016/17 | 2017/18 | 2018/19 | 2019/20 | 2020/21 | 2021/22 | 2022/23 | 2023/24 | 2024/25 | 2025/26 | 2026/27 | 2027/28 | 2028/29 | 2029/30 | 2030/31
Number of existing substations
Substations 132kV |  |  |  | 91 | 94 | 97 | 113 | 113 | 113 | 113 | 113 | 113 | 113 | 113 | 113 | 113 | 113 | 113 | 113
Substations 275kV |  |  |  | 19 | 20 | 22 | 27 | 27 | 27 | 27 | 27 | 27 | 27 | 27 | 27 | 27 | 27 | 27 | 27
Substations 400kV |  |  |  | 2 | 2 | 4 | 4 | 4 | 4 | 4 | 4 | 4 | 4 | 4 | 4 | 4 | 4 | 4 | 4
New substations added
Substations 132kV | [6 empty] | 0 | 0 | 1 | 3 | 4 | 0 | 0 | 0 | 1 | 0 | 0 | 0 | 0 | Number of new substations built- Douglas Hill Spreadsheet and William Colville spreadsheet
Substations 275kV | [6 empty] | 0 | 0 | 1 | 0 | 0 | 0 | 0 | 0 | 0 | 0 | 0 | 0 | 0
Substations 400kV | [6 empty] | 0 | 0 | 2 | 0 | 0 | 2 | 0 | 1 | 1 | 0 | 0 | 1 | 1
Number of new substations- cummulative
Substations 132kV | [6 empty] | 0 | 0 | 1 | 4 | 8 | 8 | 8 | 8 | 9 | 9 | 9 | 9 | 9
Substations 275kV | [6 empty] | 0 | 0 | 1 | 1 | 1 | 1 | 1 | 1 | 1 | 1 | 1 | 1 | 1
Substations 400kV | [6 empty] | 0 | 0 | 2 | 2 | 2 | 4 | 4 | 5 | 6 | 6 | 6 | 7 | 8
[7 empty] | 0 | 0 | 4 | 7 | 11 | 13 | 13 | 14 | 16 | 16 | 16 | 17 | 18
All substations
Substations 132kV | [6 empty] | 113 | 113 | 114 | 117 | 121 | 121 | 121 | 121 | 122 | 122 | 122 | 122 | 122
Substations 275kV | [6 empty] | 27 | 27 | 28 | 28 | 28 | 28 | 28 | 28 | 28 | 28 | 28 | 28 | 28
Substations 400kV | [6 empty] | 4 | 4 | 6 | 6 | 6 | 8 | 8 | 9 | 10 | 10 | 10 | 11 | 12
Total | [6 empty] | 144 | 144 | 148 | 151 | 155 | 157 | 157 | 158 | 160 | 160 | 160 | 161 | 162
Energy Efficiency schemes
Existing Substations-efficient
Substations 132kV | [6 empty] | 0 | 0 | 0 | 15 | 15 | 16 | 16 | 14 | 7 | 8 | 8 | 8 | 8 | 115 | Use this cells to manipulate the number of EE schemes on existing substations
Substations 275kV | [6 empty] | 0 | 0 | 0 | 2 | 2 | 2 | 1 | 1 | 0 | 6 | 6 | 6 | 1 | 27
Substations 400kV | [6 empty] | 0 |  | 0 | 0 | 1 | 0 | 0 | 0 | 1 | 1 | 1 | 0 | 0 | 4
Existing Substations-efficient cummulative
Substations 132kV | [6 empty] | 0 | 0 | 0 | 15 | 30 | 46 | 62 | 76 | 83 | 91 | 99 | 107 | 115
Substations 275kV | [6 empty] | 0 | 0 | 0 | 2 | 4 | 6 | 7 | 8 | 8 | 14 | 20 | 26 | 27
Substations 400kV | [6 empty] | 0 | 0 | 0 | 0 | 1 | 1 | 1 | 1 | 2 | 3 | 4 | 4 | 4
[7 empty] | 0 | 0 | 0 | 17 | 35 | 53 | 70 | 85 | 93 | 108 | 123 | 137 | 146
Existing Substations-non-efficient cummulative
Substations 132kV | [6 empty] | 113 | 113 | 113 | 98 | 83 | 67 | 51 | 37 | 30 | 22 | 14 | 6 | -2
Substations 275kV | [6 empty] | 27 | 27 | 27 | 25 | 23 | 21 | 20 | 19 | 19 | 13 | 7 | 1 | 0
Substations 400kV | [6 empty] | 4 | 4 | 4 | 4 | 3 | 3 | 3 | 3 | 2 | 1 | 0 | 0 | 0
[7 empty] | 144 | 144 | 144 | 127 | 109 | 91 | 74 | 59 | 51 | 36 | 21 | 7 | -2
New Substations- efficient
Substations 132kV | [6 empty] | 0 | 0 | 1 | 3 | 4 | 0 | 0 | 0 | 1 | 0 | 0 | 0 | 0 | 9 | Use this to manipulate the number of EE schemes on new substations
Substations 275kV | [6 empty] | 0 | 0 | 1 | 0 | 0 | 0 | 0 | 0 | 0 | 0 | 0 | 0 | 0 | 1
Substations 400kV | [6 empty] | 0 | 0 | 2 | 0 | 0 | 2 | 0 | 1 | 1 | 0 | 0 | 1 | 1 | 8
New Substations- efficient cummulative
Substations 132kV | [6 empty] | 0 | 0 | 1 | 4 | 8 | 8 | 8 | 8 | 9 | 9 | 9 | 9 | 9
Substations 275kV | [6 empty] | 0 | 0 | 1 | 1 | 1 | 1 | 1 | 1 | 1 | 1 | 1 | 1 | 1
Substations 400kV | [6 empty] | 0 | 0 | 2 | 2 | 2 | 4 | 4 | 5 | 6 | 6 | 6 | 7 | 8
[7 empty] | 0 | 0 | 4 | 7 | 11 | 13 | 13 | 14 | 16 | 16 | 16 | 17 | 18
New Substations- non-efficient cummulative
Substations 132kV | [6 empty] | 0 | 0 | 0 | 0 | 0 | 0 | 0 | 0 | 0 | 0 | 0 | 0 | 0
Substations 275kV | [6 empty] | 0 | 0 | 0 | 0 | 0 | 0 | 0 | 0 | 0 | 0 | 0 | 0 | 0
Substations 400kV | [6 empty] | 0 | 0 | 0 | 0 | 0 | 0 | 0 | 0 | 0 | 0 | 0 | 0 | 0
[7 empty] | 0 | 0 | 0 | 0 | 0 | 0 | 0 | 0 | 0 | 0 | 0 | 0 | 0
Microgeneration PV
Existing Substations PV
Substations 132kV | [6 empty] | 0 | 0 | 0 | 15 | 15 | 15 | 15 | 14 | 7 | 8 | 8 | 8 | 8 | 113
Substations 275kV | [6 empty] | 0 | 0 | 0 | 2 | 2 | 2 | 1 | 1 | 0 | 6 | 6 | 6 | 1 | 27
Substations 400kV | [6 empty] | 0 |  | 0 | 0 | 1 | 0 | 0 | 0 | 1 | 1 | 1 | 0 | 0 | 4
Existing Substations PV- Cummulative
Substations 132kV | [6 empty] | 0 | 0 | 0 | 15 | 30 | 45 | 60 | 74 | 81 | 89 | 97 | 105 | 113
Substations 275kV | [6 empty] | 0 | 0 | 0 | 2 | 4 | 6 | 7 | 8 | 8 | 14 | 20 | 26 | 27
Substations 400kV | [6 empty] | 0 | 0 | 0 | 0 | 1 | 1 | 1 | 1 | 2 | 3 | 4 | 4 | 4
New Substations PV
Substations 132kV | [6 empty] | 0 | 0 | 1 | 3 | 4 | 0 | 0 | 0 | 1 | 0 | 0 | 0 | 0
Substations 275kV | [6 empty] | 0 | 0 | 1 | 0 | 0 | 0 | 0 | 0 | 0 | 0 | 0 | 0 | 0
Substations 400kV | [6 empty] | 0 | 0 | 2 | 0 | 0 | 2 | 0 | 1 | 1 | 0 | 0 | 1 | 1
New Substations PV- Cummulative
Substations 132kV | [6 empty] | 0 | 0 | 1 | 4 | 8 | 8 | 8 | 8 | 9 | 9 | 9 | 9 | 9
Substations 275kV | [6 empty] | 0 | 0 | 1 | 1 | 1 | 1 | 1 | 1 | 1 | 1 | 1 | 1 | 1
Substations 400kV | [6 empty] | 0 | 0 | 2 | 2 | 2 | 4 | 4 | 5 | 6 | 6 | 6 | 7 | 8

## Benefit Calcs - Dashboard
SBT - Total Benefits |  |  |  | Assumes no growth in substations beyond 2030/31
Reduction Activity | Benefits | Comments | Timeframe
Total Benefit from Energy Efficiency Measures on Existing Substations | 13100476.0995 | Cost savings from reduced carbon emissions and electricity costs, as a result of energy efficiency measures applied to existing substations. | Includes cost savings from the RIIO-T2 period plus 20 years from the end of RIIO-T2 as an estimate of remaining asset life for existing substations.
Total Benefit from Energy Efficiency Measures on New Substations | 3399983.2097 | Cost savings from reduced carbon emissions and electricity costs, as a result of energy efficiency measures applied to new substations. | Includes cost savings from the RIIO-T2 period plus 40 years from the end of RIIO-T2 as an estimate of design life for new substations.
Total Benefit from Solar PV Installations on Existing Substations | 6320732.9023 | Cost savings from reduced carbon emissions and electricity costs, as a result of the installation of solar PV panels at existing substations. | Includes cost savings from the RIIO-T2 period plus 25 years from the end of RIIO-T2 as an estimate of remaining asset life for existing substations and design life of PV installations.
Total Benefit from Solar PV Installations on New Substations | 1307656.4325 | Cost savings from reduced carbon emissions and electricity costs, as a result of the installation of solar PV panels at new substations. | Includes cost savings from the RIIO-T2 period plus 25 years from the end of RIIO-T2 as an estimate of design life of PV installations.
Total Benefit from Operational Fleet Electrification | 1656100.2831 | Cost savings from reduced carbon emissions, as a result of the gradual replacement of diesel vans in the operational fleet with electric alternatives. | Includes cost savings from the RIIO-T2 period plus 20 years from the end of RIIO-T2 as an estimate of design life of electric charging infrastructure.
Total Benefit from IIG Reduction (Forecast vs Target) | 1591556.6959 | Cost savings from reduced carbon emissions, as a result of achieving the forecast leakage rate (0.15%-0.20%) for IIGs instead of the target leakage rate (0.39%) | Includes cost savings from the RIIO-T2 period
Total Benefit from SF6 Avoidance through Alternative IIGs | 5534897.3216 | Cost savings from reduced carbon emissions, as a result of avoided SF6 leakage through its replacement with alternatives. | Includes cost savings from the RIIO-T2 period plus 40 years from the end of RIIO-T2 as an estimate of design life of IIG-containing equipment. Assumes a 0.15% rate for avoided leakage across the 40 year design life.
Total Benefits from SBT | 32911402.9446

## Benefit Calcs - High Level (hidden)
SBT - High Level View | [15 empty] | Assumes no growth in substations beyond 2030/31
|  |  |  | RIIO T2 |  |  |  |  | RIIO T3
| 2018/19 | 2019/20 | 2020/21 | 2021/22 | 2022/23 | 2023/24 | 2024/25 | 2025/26 | 2026/27 | 2027/28 | 2028/29 | 2029/30 | 2030/31 | 2031/32 | 2032/33 | 2033/34 | 2034/35 | 2035/36 | 2036/37 | 2037/38 | 2038/39 | 2039/40 | 2040/41 | 2041/42 | 2042/43 | 2043/44 | 2044/45 | 2045/46 | 2046/47 | 2047/48 | 2048/49 | 2049/50 | 2050/51 | 2051/52 | 2052/53 | 2053/54 | 2054/55 | 2055/56 | 2056/57 | 2057/58 | 2058/59 | 2059/60 | 2060/61 | 2061/62 | 2062/63 | 2063/64 | 2064/65 | 2065/66
Carbon Reduction (tCO2e)
Carbon Emissions - Absolute 1/3 Reduction | 0 | 0 | 0 | 0 | 0 | 0 | 0 | 2813240 | 2813240 | 2813240 | 2813240 | 2813240 | 2813240 | 2813240 | 2813240 | 2813240 | 2813240 | 2813240 | 2813240 | 2813240 | 2813240 | 2813240 | 2813240 | 2813240 | 2813240 | 2813240 | 2813240 | 2813240 | 2813240 | 2813240 | 2813240 | 2813240 | 2813240 | 2813240 | 2813240 | 2813240 | 2813240 | 2813240 | 2813240 | 2813240 | 2813240 | 2813240 | 2813240 | 2813240 | 2813240 | 2813240 | 2813240 | 2813240
Carbon Emissions - Actual Reduction from Certain View (with 0.15%) | 0 | 0 | 0 | 0 | 0 | 0 | 0 | 3369000 | 3369000 | 3369000 | 3369000 | 3369000 | 3369000 | 3369000 | 3369000 | 3369000 | 3369000 | 3369000 | 3369000 | 3369000 | 3369000 | 3369000 | 3369000 | 3369000 | 3369000 | 3369000 | 3369000 | 3369000 | 3369000 | 3369000 | 3369000 | 3369000 | 3369000 | 3369000 | 3369000 | 3369000 | 3369000 | 3369000 | 3369000 | 3369000 | 3369000 | 3369000 | 3369000 | 3369000 | 3369000 | 3369000 | 3369000 | 3369000
Carbon Cost Savings (£)
BEIS non-traded carbon price, central - 2018 prices | 0.067246 | 0.068255 | 0.069279 | 0.070433 | 0.071588 | 0.072743 | 0.073897 | 0.075052 | 0.076207 | 0.077361 | 0.078516 | 0.07967 | 0.080825 | 0.08833 | 0.095835 | 0.10334 | 0.11085 | 0.11835 | 0.12586 | 0.13336 | 0.14087 | 0.14837 | 0.15588 | 0.16338 | 0.17089 | 0.17839 | 0.1859 | 0.1934 | 0.20091 | 0.20841 | 0.21592 | 0.22342 | 0.23093 | 0.2391 | 0.24701 | 0.25496 | 0.26291 | 0.27061 | 0.27835 | 0.28582 | 0.2931 | 0.30026 | 0.30725 | 0.31279 | 0.3183 | 0.32325 | 0.32794 | 0.33206
Carbon Emissions - Absolute 1/3 Reduction | 0 | 0 | 0 | 0 | 0 | 0 | 0 | 211138.9466 | 214387.2381 | 217635.5296 | 220883.8211 | 224132.1126 | 227380.404 | 248494.2987 | 269608.1934 | 290722.088 | 311835.9827 | 332949.8774 | 354063.772 | 375177.6667 | 396291.5613 | 417405.456 | 438519.3507 | 459633.2453 | 480747.14 | 501861.0346 | 522974.9293 | 544088.824 | 565202.7186 | 586316.6133 | 607430.5079 | 628544.4026 | 649658.2973 | 672632.7979 | 694889.3627 | 717254.1913 | 739626.8306 | 761286.3393 | 783074.3825 | 804069.3417 | 824564.9686 | 844716.684 | 864361.6869 | 879953.7287 | 895451.6118 | 909379.5293 | 922560.3919 | 934152.9766
Carbon Emissions - Actual Reduction from Certain View (with 0.15%) | 0 | 0 | 0 | 0 | 0 | 0 | 0 | 252849.7786 | 256739.7752 | 260629.7718 | 264519.7684 | 268409.765 | 272299.7616 | 297584.7394 | 322869.7173 | 348154.6951 | 373439.673 | 398724.6509 | 424009.6287 | 449294.6066 | 474579.5844 | 499864.5623 | 525149.5402 | 550434.518 | 575719.4959 | 601004.4737 | 626289.4516 | 651574.4295 | 676859.4073 | 702144.3852 | 727429.363 | 752714.3409 | 777999.3188 | 805512.4683 | 832165.8525 | 858948.8882 | 885741.2778 | 911679.6566 | 937771.9621 | 962914.5086 | 987459.0789 | 1011591.7975 | 1035117.7017 | 1053789.976 | 1072349.4904 | 1089028.8898 | 1104813.6527 | 1118696.3708
Energy Savings from EE and PV (kWh)
Annual Energy Savings from EE Measures on 95 Sites | 0 | 0 | 0 | 0 | 0 | 0 | 0 | 10115238 | 10115238 | 10115238 | 10115238 | 10115238 | 10115238 | 10115238 | 10115238 | 10115238 | 10115238 | 10115238 | 10115238 | 10115238 | 10115238 | 10115238 | 10115238 | 10115238 | 10115238 | 10115238 | 10115238 | 10115238 | 10115238 | 10115238 | 10115238 | 10115238 | 10115238 | 10115238 | 10115238 | 10115238 | 10115238 | 10115238 | 10115238 | 10115238 | 10115238 | 10115238 | 10115238 | 10115238 | 10115238 | 10115238 | 10115238 | 10115238
Annual Energy Savings from PV Measures on 95 Sites | 0 | 0 | 0 | 0 | 0 | 0 | 0 | 3720000 | 3720000 | 3720000 | 3720000 | 3720000 | 3720000 | 3720000 | 3720000 | 3720000 | 3720000 | 3720000 | 3720000 | 3720000 | 3720000 | 3720000 | 3720000 | 3720000 | 3720000 | 3720000 | 3720000 | 3720000 | 3720000 | 3720000 | 3720000 | 3720000 | 0 | 0 | 0 | 0 | 0 | 0 | 0 | 0 | 0 | 0 | 0 | 0 | 0 | 0 | 0 | 0
Energy Costs Savings from EE and PV (£)
Ofgem wholesale cost of losses (p/kWh 2018 Prices) | 0.0653 | 0.06 | 0.06 | 0.06 | 0.06 | 0.06 | 0.06 | 0.06 | 0.06 | 0.07 | 0.06 | 0.06 | 0.07 | 0.064 | 0.0648 | 0.06376 | 0.064512 | 0.065414 | 0.064497 | 0.064597 | 0.064556 | 0.064715 | 0.064756 | 0.064624 | 0.06465 | 0.06466 | 0.064681 | 0.064674 | 0.064674 | 0.064674 | 0.064674 | 0.064674 | 0.064674 | 0.064674 | 0.064674 | 0.064674 | 0.064674 | 0.064674 | 0.064674 | 0.064674 | 0.064674 | 0.064674 | 0.064674 | 0.064674 | 0.064674 | 0.064674 | 0.064674 | 0.064674
Annual Energy Savings from EE Measures on 95 Sites | 0 | 0 | 0 | 0 | 0 | 0 | 0 | 606914.28 | 606914.28 | 708066.66 | 606914.28 | 606914.28 | 708066.66 | 647375.232 | 655467.4224 | 644947.5749 | 652554.2339 | 661682.2246 | 652405.3376 | 653411.3587 | 653000.1459 | 654610.6601 | 655021.9454 | 653689.8895 | 653946.7999 | 654053.8882 | 654264.6366 | 654195.4319 | 654195.4319 | 654195.4319 | 654195.4319 | 654195.4319 | 654195.4319 | 654195.4319 | 654195.4319 | 654195.4319 | 654195.4319 | 654195.4319 | 654195.4319 | 654195.4319 | 654195.4319 | 654195.4319 | 654195.4319 | 654195.4319 | 654195.4319 | 654195.4319 | 654195.4319 | 654195.4319
Annual Energy Savings from PV Measures on 95 Sites | 0 | 0 | 0 | 0 | 0 | 0 | 0 | 223200 | 223200 | 260400 | 223200 | 223200 | 260400 | 238080 | 241056 | 237187.2 | 239984.64 | 243341.568 | 239929.8816 | 240299.8579 | 240148.6295 | 240740.9154 | 240892.1705 | 240402.291 | 240496.7729 | 240536.1558 | 240613.6611 | 240588.2103 | 240588.2103 | 240588.2103 | 240588.2103 | 240588.2103 | 0 | 0 | 0 | 0 | 0 | 0 | 0 | 0 | 0 | 0 | 0 | 0 | 0 | 0 | 0 | 0
Total Cost Savings
Absolute 1/3 Reduction | 0 | 0 | 0 | 0 | 0 | 0 | 0 | 1041253.2266 | 1044501.5181 | 1186102.1896 | 1050998.1011 | 1054246.3926 | 1195847.064 | 1133949.5307 | 1166131.6158 | 1172856.8629 | 1204374.8565 | 1237973.67 | 1246398.9912 | 1268888.8833 | 1289440.3368 | 1312757.0315 | 1334433.4665 | 1353725.4258 | 1375190.7128 | 1396451.0787 | 1417853.227 | 1438872.4661 | 1459986.3608 | 1481100.2555 | 1502214.1501 | 1523328.0448 | 1303853.7292 | 1326828.2298 | 1349084.7946 | 1371449.6232 | 1393822.2626 | 1415481.7712 | 1437269.8144 | 1458264.7736 | 1478760.4005 | 1498912.1159 | 1518557.1188 | 1534149.1607 | 1549647.0438 | 1563574.9612 | 1576755.8238 | 1588348.4085
Actual Reduction from Certain View (with 0.15%) | 0 | 0 | 0 | 0 | 0 | 0 | 0 | 1082964.0586 | 1086854.0552 | 1229096.4318 | 1094634.0484 | 1098524.045 | 1240766.4216 | 1183039.9714 | 1219393.1397 | 1230289.47 | 1265978.5469 | 1303748.4435 | 1316344.8479 | 1343005.8232 | 1367728.3599 | 1395216.1378 | 1421063.656 | 1444526.6985 | 1470163.0687 | 1495594.5178 | 1521167.7493 | 1546358.0716 | 1571643.0495 | 1596928.0274 | 1622213.0052 | 1647497.9831 | 1432194.7507 | 1459707.9002 | 1486361.2845 | 1513144.3202 | 1539936.7097 | 1565875.0885 | 1591967.394 | 1617109.9405 | 1641654.5109 | 1665787.2294 | 1689313.1336 | 1707985.4079 | 1726544.9223 | 1743224.3218 | 1759009.0846 | 1772891.8027
Total - Absolute 1/3 Reduction | 2018/19: 55253635.4906
Total - Actual Reduction from Certain View (with 0.15%) | 2018/19: 59707447.4293

## Benefit Calcs - Substations
Number of Substations with EE or PV | [13 empty] | Assumes no growth in substations beyond 2030/31
|  |  |  | RIIO T2 |  |  |  |  | RIIO T3
| 2018/19 | 2019/20 | 2020/21 | 2021/22 | 2022/23 | 2023/24 | 2024/25 | 2025/26 | 2026/27 | 2027/28 | 2028/29 | 2029/30 | 2030/31 | 2031/32 | 2032/33 | 2033/34 | 2034/35 | 2035/36 | 2036/37 | 2037/38 | 2038/39 | 2039/40 | 2040/41 | 2041/42 | 2042/43 | 2043/44 | 2044/45 | 2045/46 | 2046/47 | 2047/48 | 2048/49 | 2049/50 | 2050/51 | 2051/52 | 2052/53 | 2053/54 | 2054/55 | 2055/56 | 2056/57 | 2057/58 | 2058/59 | 2059/60 | 2060/61 | 2061/62 | 2062/63 | 2063/64 | 2064/65 | 2065/66
Existing Substations-efficient cummulative
Substations 132kV | 0 | 0 | 0 | 15 | 30 | 46 | 62 | 76 | 83 | 91 | 99 | 107 | 115 | 115 | 115 | 115 | 115 | 115 | 115 | 115 | 115 | 115 | 115 | 115 | 115 | 115 | 115 | 115 | 115 | 115 | 115 | 115 | 115 | 115 | 115 | 115 | 115 | 115 | 115 | 115 | 115 | 115 | 115 | 115 | 115 | 115 | 115 | 115
Substations 275kV | 0 | 0 | 0 | 2 | 4 | 6 | 7 | 8 | 8 | 14 | 20 | 26 | 27 | 27 | 27 | 27 | 27 | 27 | 27 | 27 | 27 | 27 | 27 | 27 | 27 | 27 | 27 | 27 | 27 | 27 | 27 | 27 | 27 | 27 | 27 | 27 | 27 | 27 | 27 | 27 | 27 | 27 | 27 | 27 | 27 | 27 | 27 | 27
Substations 400kV | 0 | 0 | 0 | 0 | 1 | 1 | 1 | 1 | 2 | 3 | 4 | 4 | 4 | 4 | 4 | 4 | 4 | 4 | 4 | 4 | 4 | 4 | 4 | 4 | 4 | 4 | 4 | 4 | 4 | 4 | 4 | 4 | 4 | 4 | 4 | 4 | 4 | 4 | 4 | 4 | 4 | 4 | 4 | 4 | 4 | 4 | 4 | 4
New Substations- efficient cummulative
Substations 132kV | 0 | 0 | 1 | 4 | 8 | 8 | 8 | 8 | 9 | 9 | 9 | 9 | 9 | 9 | 9 | 9 | 9 | 9 | 9 | 9 | 9 | 9 | 9 | 9 | 9 | 9 | 9 | 9 | 9 | 9 | 9 | 9 | 9 | 9 | 9 | 9 | 9 | 9 | 9 | 9 | 9 | 9 | 9 | 9 | 9 | 9 | 9 | 9
Substations 275kV | 0 | 0 | 1 | 1 | 1 | 1 | 1 | 1 | 1 | 1 | 1 | 1 | 1 | 1 | 1 | 1 | 1 | 1 | 1 | 1 | 1 | 1 | 1 | 1 | 1 | 1 | 1 | 1 | 1 | 1 | 1 | 1 | 1 | 1 | 1 | 1 | 1 | 1 | 1 | 1 | 1 | 1 | 1 | 1 | 1 | 1 | 1 | 1
Substations 400kV | 0 | 0 | 2 | 2 | 2 | 4 | 4 | 5 | 6 | 6 | 6 | 7 | 8 | 8 | 8 | 8 | 8 | 8 | 8 | 8 | 8 | 8 | 8 | 8 | 8 | 8 | 8 | 8 | 8 | 8 | 8 | 8 | 8 | 8 | 8 | 8 | 8 | 8 | 8 | 8 | 8 | 8 | 8 | 8 | 8 | 8 | 8 | 8
Existing Substations PV- Cummulative
Substations 132kV | 0 | 0 | 0 | 15 | 30 | 45 | 60 | 74 | 81 | 89 | 97 | 105 | 113 | 113 | 113 | 113 | 113 | 113 | 113 | 113 | 113 | 113 | 113 | 113 | 113 | 113 | 113 | 113 | 113 | 113 | 113 | 113 | 113 | 113 | 113 | 113 | 113 | 113 | 113 | 113 | 113 | 113 | 113 | 113 | 113 | 113 | 113 | 113
Substations 275kV | 0 | 0 | 0 | 2 | 4 | 6 | 7 | 8 | 8 | 14 | 20 | 26 | 27 | 27 | 27 | 27 | 27 | 27 | 27 | 27 | 27 | 27 | 27 | 27 | 27 | 27 | 27 | 27 | 27 | 27 | 27 | 27 | 27 | 27 | 27 | 27 | 27 | 27 | 27 | 27 | 27 | 27 | 27 | 27 | 27 | 27 | 27 | 27
Substations 400kV | 0 | 0 | 0 | 0 | 1 | 1 | 1 | 1 | 2 | 3 | 4 | 4 | 4 | 4 | 4 | 4 | 4 | 4 | 4 | 4 | 4 | 4 | 4 | 4 | 4 | 4 | 4 | 4 | 4 | 4 | 4 | 4 | 4 | 4 | 4 | 4 | 4 | 4 | 4 | 4 | 4 | 4 | 4 | 4 | 4 | 4 | 4 | 4
New Substations PV- Cummulative
Substations 132kV | 0 | 0 | 1 | 4 | 8 | 8 | 8 | 8 | 9 | 9 | 9 | 9 | 9 | 9 | 9 | 9 | 9 | 9 | 9 | 9 | 9 | 9 | 9 | 9 | 9 | 9 | 9 | 9 | 9 | 9 | 9 | 9 | 9 | 9 | 9 | 9 | 9 | 9 | 9 | 9 | 9 | 9 | 9 | 9 | 9 | 9 | 9 | 9
Substations 275kV | 0 | 0 | 1 | 1 | 1 | 1 | 1 | 1 | 1 | 1 | 1 | 1 | 1 | 1 | 1 | 1 | 1 | 1 | 1 | 1 | 1 | 1 | 1 | 1 | 1 | 1 | 1 | 1 | 1 | 1 | 1 | 1 | 1 | 1 | 1 | 1 | 1 | 1 | 1 | 1 | 1 | 1 | 1 | 1 | 1 | 1 | 1 | 1
Substations 400kV | 0 | 0 | 2 | 2 | 2 | 4 | 4 | 5 | 6 | 6 | 6 | 7 | 8 | 8 | 8 | 8 | 8 | 8 | 8 | 8 | 8 | 8 | 8 | 8 | 8 | 8 | 8 | 8 | 8 | 8 | 8 | 8 | 8 | 8 | 8 | 8 | 8 | 8 | 8 | 8 | 8 | 8 | 8 | 8 | 8 | 8 | 8 | 8
Substation Energy Use Per Annum (kWh)
Existing Substations-efficient
Substations 132kV | 0 | 0 | 0 | 1159656.1205 | 2319312.2409 | 3556278.7694 | 4793245.298 | 5875591.0104 | 6416763.8666 | 7035247.1309 | 7653730.3951 | 8272213.6594 | 8890696.9236 | 8890696.9236 | 8890696.9236 | 8890696.9236 | 8890696.9236 | 8890696.9236 | 8890696.9236 | 8890696.9236 | 8890696.9236 | 8890696.9236 | 8890696.9236 | 8890696.9236 | 8890696.9236 | 8890696.9236 | 8890696.9236 | 8890696.9236 | 8890696.9236 | 8890696.9236 | 8890696.9236 | 8890696.9236 | 8890696.9236 | 8890696.9236 | 8890696.9236 | 8890696.9236 | 8890696.9236 | 8890696.9236 | 8890696.9236 | 8890696.9236 | 8890696.9236 | 8890696.9236 | 8890696.9236 | 8890696.9236 | 8890696.9236 | 8890696.9236 | 8890696.9236 | 8890696.9236
Substations 275kV | 0 | 0 | 0 | 257701.3601 | 515402.7202 | 773104.0803 | 901954.7604 | 1030805.4404 | 1030805.4404 | 1803909.5207 | 2577013.601 | 3350117.6814 | 3478968.3614 | 3478968.3614 | 3478968.3614 | 3478968.3614 | 3478968.3614 | 3478968.3614 | 3478968.3614 | 3478968.3614 | 3478968.3614 | 3478968.3614 | 3478968.3614 | 3478968.3614 | 3478968.3614 | 3478968.3614 | 3478968.3614 | 3478968.3614 | 3478968.3614 | 3478968.3614 | 3478968.3614 | 3478968.3614 | 3478968.3614 | 3478968.3614 | 3478968.3614 | 3478968.3614 | 3478968.3614 | 3478968.3614 | 3478968.3614 | 3478968.3614 | 3478968.3614 | 3478968.3614 | 3478968.3614 | 3478968.3614 | 3478968.3614 | 3478968.3614 | 3478968.3614 | 3478968.3614
Substations 400kV | 0 | 0 | 0 | 0 | 161063.3501 | 161063.3501 | 161063.3501 | 161063.3501 | 322126.7001 | 483190.0502 | 644253.4003 | 644253.4003 | 644253.4003 | 644253.4003 | 644253.4003 | 644253.4003 | 644253.4003 | 644253.4003 | 644253.4003 | 644253.4003 | 644253.4003 | 644253.4003 | 644253.4003 | 644253.4003 | 644253.4003 | 644253.4003 | 644253.4003 | 644253.4003 | 644253.4003 | 644253.4003 | 644253.4003 | 644253.4003 | 644253.4003 | 644253.4003 | 644253.4003 | 644253.4003 | 644253.4003 | 644253.4003 | 644253.4003 | 644253.4003 | 644253.4003 | 644253.4003 | 644253.4003 | 644253.4003 | 644253.4003 | 644253.4003 | 644253.4003 | 644253.4003
Existing Substations-no change
Substations 132kV | 0 | 0 | 0 | 1800000 | 3600000 | 5520000 | 7440000 | 9120000 | 9960000 | 10920000 | 11880000 | 12840000 | 13800000 | 13800000 | 13800000 | 13800000 | 13800000 | 13800000 | 13800000 | 13800000 | 13800000 | 13800000 | 13800000 | 13800000 | 13800000 | 13800000 | 13800000 | 13800000 | 13800000 | 13800000 | 13800000 | 13800000 | 13800000 | 13800000 | 13800000 | 13800000 | 13800000 | 13800000 | 13800000 | 13800000 | 13800000 | 13800000 | 13800000 | 13800000 | 13800000 | 13800000 | 13800000 | 13800000
Substations 275kV | 0 | 0 | 0 | 400000 | 800000 | 1200000 | 1400000 | 1600000 | 1600000 | 2800000 | 4000000 | 5200000 | 5400000 | 5400000 | 5400000 | 5400000 | 5400000 | 5400000 | 5400000 | 5400000 | 5400000 | 5400000 | 5400000 | 5400000 | 5400000 | 5400000 | 5400000 | 5400000 | 5400000 | 5400000 | 5400000 | 5400000 | 5400000 | 5400000 | 5400000 | 5400000 | 5400000 | 5400000 | 5400000 | 5400000 | 5400000 | 5400000 | 5400000 | 5400000 | 5400000 | 5400000 | 5400000 | 5400000
Substations 400kV | 0 | 0 | 0 | 0 | 250000 | 250000 | 250000 | 250000 | 500000 | 750000 | 1000000 | 1000000 | 1000000 | 1000000 | 1000000 | 1000000 | 1000000 | 1000000 | 1000000 | 1000000 | 1000000 | 1000000 | 1000000 | 1000000 | 1000000 | 1000000 | 1000000 | 1000000 | 1000000 | 1000000 | 1000000 | 1000000 | 1000000 | 1000000 | 1000000 | 1000000 | 1000000 | 1000000 | 1000000 | 1000000 | 1000000 | 1000000 | 1000000 | 1000000 | 1000000 | 1000000 | 1000000 | 1000000
New Substations- efficient cummulative
Substations 132kV | 0 | 0 | 77310.408 | 309241.6321 | 618483.2643 | 618483.2643 | 618483.2643 | 618483.2643 | 695793.6723 | 695793.6723 | 695793.6723 | 695793.6723 | 695793.6723 | 695793.6723 | 695793.6723 | 695793.6723 | 695793.6723 | 695793.6723 | 695793.6723 | 695793.6723 | 695793.6723 | 695793.6723 | 695793.6723 | 695793.6723 | 695793.6723 | 695793.6723 | 695793.6723 | 695793.6723 | 695793.6723 | 695793.6723 | 695793.6723 | 695793.6723 | 695793.6723 | 695793.6723 | 695793.6723 | 695793.6723 | 695793.6723 | 695793.6723 | 695793.6723 | 695793.6723 | 695793.6723 | 695793.6723 | 695793.6723 | 695793.6723 | 695793.6723 | 695793.6723 | 695793.6723 | 695793.6723
Substations 275kV | 0 | 0 | 128850.6801 | 128850.6801 | 128850.6801 | 128850.6801 | 128850.6801 | 128850.6801 | 128850.6801 | 128850.6801 | 128850.6801 | 128850.6801 | 128850.6801 | 128850.6801 | 128850.6801 | 128850.6801 | 128850.6801 | 128850.6801 | 128850.6801 | 128850.6801 | 128850.6801 | 128850.6801 | 128850.6801 | 128850.6801 | 128850.6801 | 128850.6801 | 128850.6801 | 128850.6801 | 128850.6801 | 128850.6801 | 128850.6801 | 128850.6801 | 128850.6801 | 128850.6801 | 128850.6801 | 128850.6801 | 128850.6801 | 128850.6801 | 128850.6801 | 128850.6801 | 128850.6801 | 128850.6801 | 128850.6801 | 128850.6801 | 128850.6801 | 128850.6801 | 128850.6801 | 128850.6801
Substations 400kV | 0 | 0 | 322126.7001 | 322126.7001 | 322126.7001 | 644253.4003 | 644253.4003 | 805316.7503 | 966380.1004 | 966380.1004 | 966380.1004 | 1127443.4505 | 1288506.8005 | 1288506.8005 | 1288506.8005 | 1288506.8005 | 1288506.8005 | 1288506.8005 | 1288506.8005 | 1288506.8005 | 1288506.8005 | 1288506.8005 | 1288506.8005 | 1288506.8005 | 1288506.8005 | 1288506.8005 | 1288506.8005 | 1288506.8005 | 1288506.8005 | 1288506.8005 | 1288506.8005 | 1288506.8005 | 1288506.8005 | 1288506.8005 | 1288506.8005 | 1288506.8005 | 1288506.8005 | 1288506.8005 | 1288506.8005 | 1288506.8005 | 1288506.8005 | 1288506.8005 | 1288506.8005 | 1288506.8005 | 1288506.8005 | 1288506.8005 | 1288506.8005 | 1288506.8005
New Substations- no change
Substations 132kV | 0 | 0 | 120000 | 480000 | 960000 | 960000 | 960000 | 960000 | 1080000 | 1080000 | 1080000 | 1080000 | 1080000 | 1080000 | 1080000 | 1080000 | 1080000 | 1080000 | 1080000 | 1080000 | 1080000 | 1080000 | 1080000 | 1080000 | 1080000 | 1080000 | 1080000 | 1080000 | 1080000 | 1080000 | 1080000 | 1080000 | 1080000 | 1080000 | 1080000 | 1080000 | 1080000 | 1080000 | 1080000 | 1080000 | 1080000 | 1080000 | 1080000 | 1080000 | 1080000 | 1080000 | 1080000 | 1080000
Substations 275kV | 0 | 0 | 200000 | 200000 | 200000 | 200000 | 200000 | 200000 | 200000 | 200000 | 200000 | 200000 | 200000 | 200000 | 200000 | 200000 | 200000 | 200000 | 200000 | 200000 | 200000 | 200000 | 200000 | 200000 | 200000 | 200000 | 200000 | 200000 | 200000 | 200000 | 200000 | 200000 | 200000 | 200000 | 200000 | 200000 | 200000 | 200000 | 200000 | 200000 | 200000 | 200000 | 200000 | 200000 | 200000 | 200000 | 200000 | 200000
Substations 400kV | 0 | 0 | 500000 | 500000 | 500000 | 1000000 | 1000000 | 1250000 | 1500000 | 1500000 | 1500000 | 1750000 | 2000000 | 2000000 | 2000000 | 2000000 | 2000000 | 2000000 | 2000000 | 2000000 | 2000000 | 2000000 | 2000000 | 2000000 | 2000000 | 2000000 | 2000000 | 2000000 | 2000000 | 2000000 | 2000000 | 2000000 | 2000000 | 2000000 | 2000000 | 2000000 | 2000000 | 2000000 | 2000000 | 2000000 | 2000000 | 2000000 | 2000000 | 2000000 | 2000000 | 2000000 | 2000000 | 2000000
Existing Substations PV- Cummulative
Substations 132kV | 0 | 0 | 0 | 1512000 | 3024000 | 4536000 | 6048000 | 7459200 | 8164800 | 8971200 | 9777600 | 10584000 | 11390400 | 11390400 | 11390400 | 11390400 | 11390400 | 11390400 | 11390400 | 11390400 | 11390400 | 11390400 | 11390400 | 11390400 | 11390400 | 11390400 | 11390400 | 11390400 | 11390400 | 11390400 | 11390400 | 11390400 | 11390400 | 11390400 | 11390400 | 11390400 | 11390400 | 11390400 | 11390400 | 11390400 | 11390400 | 11390400 | 11390400 | 11390400 | 11390400 | 11390400 | 11390400 | 11390400
Substations 275kV | 0 | 0 | 0 | 320000 | 640000 | 960000 | 1120000 | 1280000 | 1280000 | 2240000 | 3200000 | 4160000 | 4320000 | 4320000 | 4320000 | 4320000 | 4320000 | 4320000 | 4320000 | 4320000 | 4320000 | 4320000 | 4320000 | 4320000 | 4320000 | 4320000 | 4320000 | 4320000 | 4320000 | 4320000 | 4320000 | 4320000 | 4320000 | 4320000 | 4320000 | 4320000 | 4320000 | 4320000 | 4320000 | 4320000 | 4320000 | 4320000 | 4320000 | 4320000 | 4320000 | 4320000 | 4320000 | 4320000
Substations 400kV | 0 | 0 | 0 | 0 | 191818 | 191818 | 191818 | 191818 | 383636 | 575454 | 767272 | 767272 | 767272 | 767272 | 767272 | 767272 | 767272 | 767272 | 767272 | 767272 | 767272 | 767272 | 767272 | 767272 | 767272 | 767272 | 767272 | 767272 | 767272 | 767272 | 767272 | 767272 | 767272 | 767272 | 767272 | 767272 | 767272 | 767272 | 767272 | 767272 | 767272 | 767272 | 767272 | 767272 | 767272 | 767272 | 767272 | 767272
Existing Substations PV- no change
Substations 132kV | 0 | 0 | 0 | 1800000 | 3600000 | 5400000 | 7200000 | 8880000 | 9720000 | 10680000 | 11640000 | 12600000 | 13560000 | 13560000 | 13560000 | 13560000 | 13560000 | 13560000 | 13560000 | 13560000 | 13560000 | 13560000 | 13560000 | 13560000 | 13560000 | 13560000 | 13560000 | 13560000 | 13560000 | 13560000 | 13560000 | 13560000 | 13560000 | 13560000 | 13560000 | 13560000 | 13560000 | 13560000 | 13560000 | 13560000 | 13560000 | 13560000 | 13560000 | 13560000 | 13560000 | 13560000 | 13560000 | 13560000
Substations 275kV | 0 | 0 | 0 | 400000 | 800000 | 1200000 | 1400000 | 1600000 | 1600000 | 2800000 | 4000000 | 5200000 | 5400000 | 5400000 | 5400000 | 5400000 | 5400000 | 5400000 | 5400000 | 5400000 | 5400000 | 5400000 | 5400000 | 5400000 | 5400000 | 5400000 | 5400000 | 5400000 | 5400000 | 5400000 | 5400000 | 5400000 | 5400000 | 5400000 | 5400000 | 5400000 | 5400000 | 5400000 | 5400000 | 5400000 | 5400000 | 5400000 | 5400000 | 5400000 | 5400000 | 5400000 | 5400000 | 5400000
Substations 400kV | 0 | 0 | 0 | 0 | 250000 | 250000 | 250000 | 250000 | 500000 | 750000 | 1000000 | 1000000 | 1000000 | 1000000 | 1000000 | 1000000 | 1000000 | 1000000 | 1000000 | 1000000 | 1000000 | 1000000 | 1000000 | 1000000 | 1000000 | 1000000 | 1000000 | 1000000 | 1000000 | 1000000 | 1000000 | 1000000 | 1000000 | 1000000 | 1000000 | 1000000 | 1000000 | 1000000 | 1000000 | 1000000 | 1000000 | 1000000 | 1000000 | 1000000 | 1000000 | 1000000 | 1000000 | 1000000
New Substations PV- Cummulative
Substations 132kV | 0 | 0 | 58110.408 | 232441.6321 | 464883.2643 | 464883.2643 | 464883.2643 | 464883.2643 | 522993.6723 | 522993.6723 | 522993.6723 | 522993.6723 | 522993.6723 | 522993.6723 | 522993.6723 | 522993.6723 | 522993.6723 | 522993.6723 | 522993.6723 | 522993.6723 | 522993.6723 | 522993.6723 | 522993.6723 | 522993.6723 | 522993.6723 | 522993.6723 | 522993.6723 | 522993.6723 | 522993.6723 | 522993.6723 | 522993.6723 | 522993.6723 | 522993.6723 | 522993.6723 | 522993.6723 | 522993.6723 | 522993.6723 | 522993.6723 | 522993.6723 | 522993.6723 | 522993.6723 | 522993.6723 | 522993.6723 | 522993.6723 | 522993.6723 | 522993.6723 | 522993.6723 | 522993.6723
Substations 275kV | 0 | 0 | 88850.6801 | 88850.6801 | 88850.6801 | 88850.6801 | 88850.6801 | 88850.6801 | 88850.6801 | 88850.6801 | 88850.6801 | 88850.6801 | 88850.6801 | 88850.6801 | 88850.6801 | 88850.6801 | 88850.6801 | 88850.6801 | 88850.6801 | 88850.6801 | 88850.6801 | 88850.6801 | 88850.6801 | 88850.6801 | 88850.6801 | 88850.6801 | 88850.6801 | 88850.6801 | 88850.6801 | 88850.6801 | 88850.6801 | 88850.6801 | 88850.6801 | 88850.6801 | 88850.6801 | 88850.6801 | 88850.6801 | 88850.6801 | 88850.6801 | 88850.6801 | 88850.6801 | 88850.6801 | 88850.6801 | 88850.6801 | 88850.6801 | 88850.6801 | 88850.6801 | 88850.6801
Substations 400kV | 0 | 0 | 205762.7001 | 205762.7001 | 205762.7001 | 411525.4003 | 411525.4003 | 514406.7503 | 617288.1004 | 617288.1004 | 617288.1004 | 720169.4505 | 823050.8005 | 823050.8005 | 823050.8005 | 823050.8005 | 823050.8005 | 823050.8005 | 823050.8005 | 823050.8005 | 823050.8005 | 823050.8005 | 823050.8005 | 823050.8005 | 823050.8005 | 823050.8005 | 823050.8005 | 823050.8005 | 823050.8005 | 823050.8005 | 823050.8005 | 823050.8005 | 823050.8005 | 823050.8005 | 823050.8005 | 823050.8005 | 823050.8005 | 823050.8005 | 823050.8005 | 823050.8005 | 823050.8005 | 823050.8005 | 823050.8005 | 823050.8005 | 823050.8005 | 823050.8005 | 823050.8005 | 823050.8005
New Substations PV- No Change
Substations 132kV | 0 | 0 | 77310.408 | 309241.6321 | 618483.2643 | 618483.2643 | 618483.2643 | 618483.2643 | 695793.6723 | 695793.6723 | 695793.6723 | 695793.6723 | 695793.6723 | 695793.6723 | 695793.6723 | 695793.6723 | 695793.6723 | 695793.6723 | 695793.6723 | 695793.6723 | 695793.6723 | 695793.6723 | 695793.6723 | 695793.6723 | 695793.6723 | 695793.6723 | 695793.6723 | 695793.6723 | 695793.6723 | 695793.6723 | 695793.6723 | 695793.6723 | 695793.6723 | 695793.6723 | 695793.6723 | 695793.6723 | 695793.6723 | 695793.6723 | 695793.6723 | 695793.6723 | 695793.6723 | 695793.6723 | 695793.6723 | 695793.6723 | 695793.6723 | 695793.6723 | 695793.6723 | 695793.6723
Substations 275kV | 0 | 0 | 128850.6801 | 128850.6801 | 128850.6801 | 128850.6801 | 128850.6801 | 128850.6801 | 128850.6801 | 128850.6801 | 128850.6801 | 128850.6801 | 128850.6801 | 128850.6801 | 128850.6801 | 128850.6801 | 128850.6801 | 128850.6801 | 128850.6801 | 128850.6801 | 128850.6801 | 128850.6801 | 128850.6801 | 128850.6801 | 128850.6801 | 128850.6801 | 128850.6801 | 128850.6801 | 128850.6801 | 128850.6801 | 128850.6801 | 128850.6801 | 128850.6801 | 128850.6801 | 128850.6801 | 128850.6801 | 128850.6801 | 128850.6801 | 128850.6801 | 128850.6801 | 128850.6801 | 128850.6801 | 128850.6801 | 128850.6801 | 128850.6801 | 128850.6801 | 128850.6801 | 128850.6801
Substations 400kV | 0 | 0 | 322126.7001 | 322126.7001 | 322126.7001 | 644253.4003 | 644253.4003 | 805316.7503 | 966380.1004 | 966380.1004 | 966380.1004 | 1127443.4505 | 1288506.8005 | 1288506.8005 | 1288506.8005 | 1288506.8005 | 1288506.8005 | 1288506.8005 | 1288506.8005 | 1288506.8005 | 1288506.8005 | 1288506.8005 | 1288506.8005 | 1288506.8005 | 1288506.8005 | 1288506.8005 | 1288506.8005 | 1288506.8005 | 1288506.8005 | 1288506.8005 | 1288506.8005 | 1288506.8005 | 1288506.8005 | 1288506.8005 | 1288506.8005 | 1288506.8005 | 1288506.8005 | 1288506.8005 | 1288506.8005 | 1288506.8005 | 1288506.8005 | 1288506.8005 | 1288506.8005 | 1288506.8005 | 1288506.8005 | 1288506.8005 | 1288506.8005 | 1288506.8005
Energy Savings from EE on Existing S/S
Substations 132kV | 0 | 0 | 0 | 640343.8795 | 1280687.7591 | 1963721.2306 | 2646754.702 | 3244408.9896 | 3543236.1334 | 3884752.8691 | 4226269.6049 | 4567786.3406 | 4909303.0764 | 4909303.0764 | 4909303.0764 | 4909303.0764 | 4909303.0764 | 4909303.0764 | 4909303.0764 | 4909303.0764 | 4909303.0764 | 4909303.0764 | 4909303.0764 | 4909303.0764 | 4909303.0764 | 4909303.0764 | 4909303.0764 | 4909303.0764 | 4909303.0764 | 4909303.0764 | 4909303.0764 | 4909303.0764 | 4909303.0764 | 4909303.0764 | 4909303.0764 | 4909303.0764 | 4909303.0764 | 4909303.0764 | 4909303.0764 | 4909303.0764 | 4909303.0764 | 4909303.0764 | 4909303.0764 | 4909303.0764 | 4909303.0764 | 4909303.0764 | 4909303.0764 | 4909303.0764
Substations 275kV | 0 | 0 | 0 | 142298.6399 | 284597.2798 | 426895.9197 | 498045.2396 | 569194.5596 | 569194.5596 | 996090.4793 | 1422986.399 | 1849882.3186 | 1921031.6386 | 1921031.6386 | 1921031.6386 | 1921031.6386 | 1921031.6386 | 1921031.6386 | 1921031.6386 | 1921031.6386 | 1921031.6386 | 1921031.6386 | 1921031.6386 | 1921031.6386 | 1921031.6386 | 1921031.6386 | 1921031.6386 | 1921031.6386 | 1921031.6386 | 1921031.6386 | 1921031.6386 | 1921031.6386 | 1921031.6386 | 1921031.6386 | 1921031.6386 | 1921031.6386 | 1921031.6386 | 1921031.6386 | 1921031.6386 | 1921031.6386 | 1921031.6386 | 1921031.6386 | 1921031.6386 | 1921031.6386 | 1921031.6386 | 1921031.6386 | 1921031.6386 | 1921031.6386
Substations 400kV | 0 | 0 | 0 | 0 | 88936.6499 | 88936.6499 | 88936.6499 | 88936.6499 | 177873.2999 | 266809.9498 | 355746.5997 | 355746.5997 | 355746.5997 | 355746.5997 | 355746.5997 | 355746.5997 | 355746.5997 | 355746.5997 | 355746.5997 | 355746.5997 | 355746.5997 | 355746.5997 | 355746.5997 | 355746.5997 | 355746.5997 | 355746.5997 | 355746.5997 | 355746.5997 | 355746.5997 | 355746.5997 | 355746.5997 | 355746.5997 | 355746.5997 | 355746.5997 | 355746.5997 | 355746.5997 | 355746.5997 | 355746.5997 | 355746.5997 | 355746.5997 | 355746.5997 | 355746.5997 | 355746.5997 | 355746.5997 | 355746.5997 | 355746.5997 | 355746.5997 | 355746.5997
Energy Savings from EE on New S/S
Substations 132kV | 0 | 0 | 42689.592 | 170758.3679 | 341516.7357 | 341516.7357 | 341516.7357 | 341516.7357 | 384206.3277 | 384206.3277 | 384206.3277 | 384206.3277 | 384206.3277 | 384206.3277 | 384206.3277 | 384206.3277 | 384206.3277 | 384206.3277 | 384206.3277 | 384206.3277 | 384206.3277 | 384206.3277 | 384206.3277 | 384206.3277 | 384206.3277 | 384206.3277 | 384206.3277 | 384206.3277 | 384206.3277 | 384206.3277 | 384206.3277 | 384206.3277 | 384206.3277 | 384206.3277 | 384206.3277 | 384206.3277 | 384206.3277 | 384206.3277 | 384206.3277 | 384206.3277 | 384206.3277 | 384206.3277 | 384206.3277 | 384206.3277 | 384206.3277 | 384206.3277 | 384206.3277 | 384206.3277
Substations 275kV | 0 | 0 | 71149.3199 | 71149.3199 | 71149.3199 | 71149.3199 | 71149.3199 | 71149.3199 | 71149.3199 | 71149.3199 | 71149.3199 | 71149.3199 | 71149.3199 | 71149.3199 | 71149.3199 | 71149.3199 | 71149.3199 | 71149.3199 | 71149.3199 | 71149.3199 | 71149.3199 | 71149.3199 | 71149.3199 | 71149.3199 | 71149.3199 | 71149.3199 | 71149.3199 | 71149.3199 | 71149.3199 | 71149.3199 | 71149.3199 | 71149.3199 | 71149.3199 | 71149.3199 | 71149.3199 | 71149.3199 | 71149.3199 | 71149.3199 | 71149.3199 | 71149.3199 | 71149.3199 | 71149.3199 | 71149.3199 | 71149.3199 | 71149.3199 | 71149.3199 | 71149.3199 | 71149.3199
Substations 400kV | 0 | 0 | 177873.2999 | 177873.2999 | 177873.2999 | 355746.5997 | 355746.5997 | 444683.2497 | 533619.8996 | 533619.8996 | 533619.8996 | 622556.5495 | 711493.1995 | 711493.1995 | 711493.1995 | 711493.1995 | 711493.1995 | 711493.1995 | 711493.1995 | 711493.1995 | 711493.1995 | 711493.1995 | 711493.1995 | 711493.1995 | 711493.1995 | 711493.1995 | 711493.1995 | 711493.1995 | 711493.1995 | 711493.1995 | 711493.1995 | 711493.1995 | 711493.1995 | 711493.1995 | 711493.1995 | 711493.1995 | 711493.1995 | 711493.1995 | 711493.1995 | 711493.1995 | 711493.1995 | 711493.1995 | 711493.1995 | 711493.1995 | 711493.1995 | 711493.1995 | 711493.1995 | 711493.1995
Energy Savings from PV on Existing S/S
Substations 132kV | 0 | 0 | 0 | 288000 | 576000 | 864000 | 1152000 | 1420800 | 1555200 | 1708800 | 1862400 | 2016000 | 2169600 | 2169600 | 2169600 | 2169600 | 2169600 | 2169600 | 2169600 | 2169600 | 2169600 | 2169600 | 2169600 | 2169600 | 2169600 | 2169600 | 2169600 | 2169600 | 2169600 | 2169600 | 2169600 | 2169600 | 2169600 | 2169600 | 2169600 | 2169600 | 2169600 | 2169600 | 2169600 | 2169600 | 2169600 | 2169600 | 2169600 | 2169600 | 2169600 | 2169600 | 2169600 | 2169600
Substations 275kV | 0 | 0 | 0 | 80000 | 160000 | 240000 | 280000 | 320000 | 320000 | 560000 | 800000 | 1040000 | 1080000 | 1080000 | 1080000 | 1080000 | 1080000 | 1080000 | 1080000 | 1080000 | 1080000 | 1080000 | 1080000 | 1080000 | 1080000 | 1080000 | 1080000 | 1080000 | 1080000 | 1080000 | 1080000 | 1080000 | 1080000 | 1080000 | 1080000 | 1080000 | 1080000 | 1080000 | 1080000 | 1080000 | 1080000 | 1080000 | 1080000 | 1080000 | 1080000 | 1080000 | 1080000 | 1080000
Substations 400kV | 0 | 0 | 0 | 0 | 58182 | 58182 | 58182 | 58182 | 116364 | 174546 | 232728 | 232728 | 232728 | 232728 | 232728 | 232728 | 232728 | 232728 | 232728 | 232728 | 232728 | 232728 | 232728 | 232728 | 232728 | 232728 | 232728 | 232728 | 232728 | 232728 | 232728 | 232728 | 232728 | 232728 | 232728 | 232728 | 232728 | 232728 | 232728 | 232728 | 232728 | 232728 | 232728 | 232728 | 232728 | 232728 | 232728 | 232728
Energy Savings from PV on New S/S
Substations 132kV | 0 | 0 | 19200 | 76800 | 153600 | 153600 | 153600 | 153600 | 172800 | 172800 | 172800 | 172800 | 172800 | 172800 | 172800 | 172800 | 172800 | 172800 | 172800 | 172800 | 172800 | 172800 | 172800 | 172800 | 172800 | 172800 | 172800 | 172800 | 172800 | 172800 | 172800 | 172800 | 172800 | 172800 | 172800 | 172800 | 172800 | 172800 | 172800 | 172800 | 172800 | 172800 | 172800 | 172800 | 172800 | 172800 | 172800 | 172800
Substations 275kV | 0 | 0 | 40000 | 40000 | 40000 | 40000 | 40000 | 40000 | 40000 | 40000 | 40000 | 40000 | 40000 | 40000 | 40000 | 40000 | 40000 | 40000 | 40000 | 40000 | 40000 | 40000 | 40000 | 40000 | 40000 | 40000 | 40000 | 40000 | 40000 | 40000 | 40000 | 40000 | 40000 | 40000 | 40000 | 40000 | 40000 | 40000 | 40000 | 40000 | 40000 | 40000 | 40000 | 40000 | 40000 | 40000 | 40000 | 40000
Substations 400kV | 0 | 0 | 116364 | 116364 | 116364 | 232728 | 232728 | 290910 | 349092 | 349092 | 349092 | 407274 | 465456 | 465456 | 465456 | 465456 | 465456 | 465456 | 465456 | 465456 | 465456 | 465456 | 465456 | 465456 | 465456 | 465456 | 465456 | 465456 | 465456 | 465456 | 465456 | 465456 | 465456 | 465456 | 465456 | 465456 | 465456 | 465456 | 465456 | 465456 | 465456 | 465456 | 465456 | 465456 | 465456 | 465456 | 465456 | 465456
Carbon Savings (kgCO2e)
Carbon Factor (kgCO2e/kWh)
BEIS UK electricity grid mix | 0.28307 | 0.26656 | 0.25005 | 0.23353 | 0.21702 | 0.20051 | 0.184 | 0.16748 | 0.15097 | 0.13446 | 0.11795 | 0.10143 | 0.084921 | 0.080675 | 0.076429 | 0.072183 | 0.067937 | 0.063691 | 0.059445 | 0.055199 | 0.050953 | 0.046707 | 0.04246 | 0.038214 | 0.033968 | 0.029722 | 0.025476 | 0.02123 | 0.016984 | 0.012738 | 0.0084921 | 0.0042461 | 0 | 0 | 0 | 0 | 0 | 0 | 0 | 0 | 0 | 0 | 0 | 0 | 0 | 0 | 0 | 0
Carbon Savings from EE on Existing S/S
Substations 132kV | 0 | 0 | 0 | 149541.2671 | 277935.2844 | 393741.6529 | 486990.9548 | 543383.6212 | 534924.7212 | 522337.0725 | 498470.8904 | 463326.1751 | 416902.9265 | 396057.7802 | 375212.6339 | 354367.4876 | 333522.3412 | 312677.1949 | 291832.0486 | 270986.9023 | 250141.7559 | 229296.6096 | 208451.4633 | 187606.3169 | 166761.1706 | 145916.0243 | 125070.878 | 104225.7316 | 83380.5853 | 62535.439 | 41690.2927 | 20845.1463 | 0 | 0 | 0 | 0 | 0 | 0 | 0 | 0 | 0 | 0 | 0 | 0 | 0 | 0 | 0 | 0
Substations 275kV | 0 | 0 | 0 | 33231.3927 | 61763.3965 | 85596.0115 | 91638.0829 | 95330.4599 | 85931.6821 | 133932.5827 | 167835.3166 | 187639.884 | 163135.9278 | 154979.1314 | 146822.335 | 138665.5386 | 130508.7422 | 122351.9458 | 114195.1494 | 106038.3531 | 97881.5567 | 89724.7603 | 81567.9639 | 73411.1675 | 65254.3711 | 57097.5747 | 48940.7783 | 40783.9819 | 32627.1856 | 24470.3892 | 16313.5928 | 8156.7964 | 0 | 0 | 0 | 0 | 0 | 0 | 0 | 0 | 0 | 0 | 0 | 0 | 0 | 0 | 0 | 0
Substations 400kV | 0 | 0 | 0 | 0 | 19301.0614 | 17832.5024 | 16363.9434 | 14895.3844 | 26853.6507 | 35874.7989 | 41958.8292 | 36084.5931 | 30210.357 | 28699.8391 | 27189.3213 | 25678.8034 | 24168.2856 | 22657.7677 | 21147.2499 | 19636.732 | 18126.2142 | 16615.6963 | 15105.1785 | 13594.6606 | 12084.1428 | 10573.6249 | 9063.1071 | 7552.5892 | 6042.0714 | 4531.5535 | 3021.0357 | 1510.5178 | 0 | 0 | 0 | 0 | 0 | 0 | 0 | 0 | 0 | 0 | 0 | 0 | 0 | 0 | 0 | 0
Carbon Savings from EE on New S/S
Substations 132kV | 0 | 0 | 10674.3261 | 39877.6712 | 74116.0758 | 68476.8092 | 62837.5426 | 57198.2759 | 58003.8854 | 51659.7105 | 45315.5355 | 38971.3605 | 32627.1856 | 30995.8263 | 29364.467 | 27733.1077 | 26101.7484 | 24470.3892 | 22839.0299 | 21207.6706 | 19576.3113 | 17944.9521 | 16313.5928 | 14682.2335 | 13050.8742 | 11419.5149 | 9788.1557 | 8156.7964 | 6525.4371 | 4894.0778 | 3262.7186 | 1631.3593 | 0 | 0 | 0 | 0 | 0 | 0 | 0 | 0 | 0 | 0 | 0 | 0 | 0 | 0 | 0 | 0
Substations 275kV | 0 | 0 | 17790.5436 | 16615.6963 | 15440.8491 | 14266.0019 | 13091.1547 | 11916.3075 | 10741.4603 | 9566.613 | 8391.7658 | 7216.9186 | 6042.0714 | 5739.9678 | 5437.8643 | 5135.7607 | 4833.6571 | 4531.5535 | 4229.45 | 3927.3464 | 3625.2428 | 3323.1393 | 3021.0357 | 2718.9321 | 2416.8286 | 2114.725 | 1812.6214 | 1510.5178 | 1208.4143 | 906.3107 | 604.2071 | 302.1036 | 0 | 0 | 0 | 0 | 0 | 0 | 0 | 0 | 0 | 0 | 0 | 0 | 0 | 0 | 0 | 0
Substations 400kV | 0 | 0 | 44476.3589 | 41539.2409 | 38602.1228 | 71330.0096 | 65455.7735 | 74476.9218 | 80560.952 | 71749.5979 | 62938.2437 | 63148.0379 | 60420.714 | 57399.6783 | 54378.6426 | 51357.6069 | 48336.5712 | 45315.5355 | 42294.4998 | 39273.4641 | 36252.4284 | 33231.3927 | 30210.357 | 27189.3213 | 24168.2856 | 21147.2499 | 18126.2142 | 15105.1785 | 12084.1428 | 9063.1071 | 6042.0714 | 3021.0357 | 0 | 0 | 0 | 0 | 0 | 0 | 0 | 0 | 0 | 0 | 0 | 0 | 0 | 0 | 0 | 0
Carbon Savings from PV on Existing S/S
Substations 132kV | 0 | 0 | 0 | 67257.432 | 125003.712 | 173238.84 | 211962.816 | 237959.9648 | 234789.5808 | 229762.2576 | 219662.32 | 204489.768 | 184244.6016 | 175032.3715 | 165820.1414 | 156607.9114 | 147395.6813 | 138183.4512 | 128971.2211 | 119758.991 | 110546.761 | 101334.5309 | 92122.3008 | 82910.0707 | 73697.8406 | 64485.6106 | 55273.3805 | 46061.1504 | 36848.9203 | 27636.6902 | 18424.4602 | 9212.2301 | 0 | 0 | 0 | 0 | 0 | 0 | 0 | 0 | 0 | 0 | 0 | 0 | 0 | 0 | 0 | 0
Substations 275kV | 0 | 0 | 0 | 18682.62 | 34723.2533 | 48121.9 | 51518.74 | 53594.5867 | 48310.6133 | 75296.62 | 94356.6667 | 105490.7533 | 91714.68 | 87128.946 | 82543.212 | 77957.478 | 73371.744 | 68786.01 | 64200.276 | 59614.542 | 55028.808 | 50443.074 | 45857.34 | 41271.606 | 36685.872 | 32100.138 | 27514.404 | 22928.67 | 18342.936 | 13757.202 | 9171.468 | 4585.734 | 0 | 0 | 0 | 0 | 0 | 0 | 0 | 0 | 0 | 0 | 0 | 0 | 0 | 0 | 0 | 0
Substations 400kV | 0 | 0 | 0 | 0 | 12626.677 | 11665.9516 | 10705.2262 | 9744.5008 | 17567.5507 | 23469.1497 | 27449.2979 | 23606.3962 | 19763.4945 | 18775.3198 | 17787.145 | 16798.9703 | 15810.7956 | 14822.6209 | 13834.4461 | 12846.2714 | 11858.0967 | 10869.922 | 9881.7472 | 8893.5725 | 7905.3978 | 6917.2231 | 5929.0483 | 4940.8736 | 3952.6989 | 2964.5242 | 1976.3494 | 988.1747 | 0 | 0 | 0 | 0 | 0 | 0 | 0 | 0 | 0 | 0 | 0 | 0 | 0 | 0 | 0 | 0
Carbon Savings from PV on New S/S
Substations 132kV | 0 | 0 | 4800.8672 | 17935.3152 | 33334.3232 | 30798.016 | 28261.7088 | 25725.4016 | 26087.7312 | 23234.3856 | 20381.04 | 17527.6944 | 14674.3488 | 13940.6314 | 13206.9139 | 12473.1965 | 11739.479 | 11005.7616 | 10272.0442 | 9538.3267 | 8804.6093 | 8070.8918 | 7337.1744 | 6603.457 | 5869.7395 | 5136.0221 | 4402.3046 | 3668.5872 | 2934.8698 | 2201.1523 | 1467.4349 | 733.7174 | 0 | 0 | 0 | 0 | 0 | 0 | 0 | 0 | 0 | 0 | 0 | 0 | 0 | 0 | 0 | 0
Substations 275kV | 0 | 0 | 10001.8067 | 9341.31 | 8680.8133 | 8020.3167 | 7359.82 | 6699.3233 | 6038.8267 | 5378.33 | 4717.8333 | 4057.3367 | 3396.84 | 3226.998 | 3057.156 | 2887.314 | 2717.472 | 2547.63 | 2377.788 | 2207.946 | 2038.104 | 1868.262 | 1698.42 | 1528.578 | 1358.736 | 1188.894 | 1019.052 | 849.21 | 679.368 | 509.526 | 339.684 | 169.842 | 0 | 0 | 0 | 0 | 0 | 0 | 0 | 0 | 0 | 0 | 0 | 0 | 0 | 0 | 0 | 0
Substations 400kV | 0 | 0 | 29096.2558 | 27174.8049 | 25253.3541 | 46663.8064 | 42820.9047 | 48722.5038 | 52702.652 | 46938.2994 | 41173.9469 | 41311.1933 | 39526.989 | 37550.6395 | 35574.2901 | 33597.9406 | 31621.5912 | 29645.2417 | 27668.8923 | 25692.5428 | 23716.1934 | 21739.8439 | 19763.4945 | 17787.145 | 15810.7956 | 13834.4461 | 11858.0967 | 9881.7472 | 7905.3978 | 5929.0483 | 3952.6989 | 1976.3494 | 0 | 0 | 0 | 0 | 0 | 0 | 0 | 0 | 0 | 0 | 0 | 0 | 0 | 0 | 0 | 0
Cost Savings (£)
Carbon Price Forecast (£/kgCO2e)
BEIS non-traded carbon price, central - 2018 prices | 0.067246 | 0.068255 | 0.069279 | 0.070433 | 0.071588 | 0.072743 | 0.073897 | 0.075052 | 0.076207 | 0.077361 | 0.078516 | 0.07967 | 0.080825 | 0.08833 | 0.095835 | 0.10334 | 0.11085 | 0.11835 | 0.12586 | 0.13336 | 0.14087 | 0.14837 | 0.15588 | 0.16338 | 0.17089 | 0.17839 | 0.1859 | 0.1934 | 0.20091 | 0.20841 | 0.21592 | 0.22342 | 0.23093 | 0.2391 | 0.24701 | 0.25496 | 0.26291 | 0.27061 | 0.27835 | 0.28582 | 0.2931 | 0.30026 | 0.30725 | 0.31279 | 0.3183 | 0.32325 | 0.32794 | 0.33206
Direct Cost of Losses (£/kWh)
Ofgem wholesale cost of losses (p/kWh 2018 Prices) | 0.0653 | 0.06 | 0.06 | 0.06 | 0.06 | 0.06 | 0.06 | 0.06 | 0.06 | 0.07 | 0.06 | 0.06 | 0.07 | 0.064 | 0.0648 | 0.06376 | 0.064512 | 0.065414 | 0.064497 | 0.064597 | 0.064556 | 0.064715 | 0.064756 | 0.064624 | 0.06465 | 0.06466 | 0.064681 | 0.064674 | 0.064674 | 0.064674 | 0.064674 | 0.064674 | 0.064674 | 0.064674 | 0.064674 | 0.064674 | 0.064674 | 0.064674 | 0.064674 | 0.064674 | 0.064674 | 0.064674 | 0.064674 | 0.064674 | 0.064674 | 0.064674 | 0.064674 | 0.064674
Carbon Cost Savings from EE on Existing S/S
Substations 132kV | 0 | 0 | 0 | 10532.6851 | 19896.816 | 28641.7876 | 35987.2846 | 40781.9615 | 40764.7529 | 40408.6055 | 39137.8464 | 36913.4075 | 33696.2207 | 34983.8977 | 35958.6812 | 36620.5713 | 36969.5678 | 37005.6709 | 36728.8805 | 36139.1967 | 35236.6193 | 34021.1485 | 32492.7842 | 30651.5265 | 28497.3752 | 26030.3305 | 23250.3923 | 20157.5606 | 16751.8354 | 13033.2168 | 9001.7047 | 4657.2991 | 0 | 0 | 0 | 0 | 0 | 0 | 0 | 0 | 0 | 0 | 0 | 0 | 0 | 0 | 0 | 0
Substations 275kV | 0 | 0 | 0 | 2340.5967 | 4421.5147 | 6226.4756 | 6771.8009 | 7154.7301 | 6548.5547 | 10361.1809 | 13177.7261 | 14949.3551 | 13185.4777 | 13689.3513 | 14070.7883 | 14329.7888 | 14466.3526 | 14480.4799 | 14372.1706 | 14141.4248 | 13788.2424 | 13312.6233 | 12714.5677 | 11994.0756 | 11151.1468 | 10185.7815 | 9097.9796 | 7887.7411 | 6555.066 | 5099.9544 | 3522.4062 | 1822.4214 | 0 | 0 | 0 | 0 | 0 | 0 | 0 | 0 | 0 | 0 | 0 | 0 | 0 | 0 | 0 | 0
Substations 400kV | 0 | 0 | 0 | 0 | 1381.7233 | 1297.1824 | 1209.2502 | 1117.9266 | 2046.4233 | 2775.3163 | 3294.4315 | 2874.876 | 2441.7551 | 2535.0651 | 2605.7015 | 2653.6646 | 2678.9542 | 2681.5704 | 2661.5131 | 2618.7824 | 2553.3782 | 2465.3006 | 2354.5496 | 2221.1251 | 2065.0272 | 1886.2558 | 1684.811 | 1460.6928 | 1213.9011 | 944.436 | 652.2974 | 337.4854 | 0 | 0 | 0 | 0 | 0 | 0 | 0 | 0 | 0 | 0 | 0 | 0 | 0 | 0 | 0 | 0
Carbon Cost Savings from EE on New S/S
Substations 132kV | 0 | 0 | 739.503 | 2808.716 | 5305.8176 | 4981.1804 | 4643.5206 | 4292.8381 | 4420.2744 | 3996.4555 | 3557.986 | 3104.866 | 2637.0955 | 2737.8703 | 2814.1577 | 2865.9578 | 2893.2705 | 2896.096 | 2874.4341 | 2828.285 | 2757.6485 | 2662.5247 | 2542.9135 | 2398.8151 | 2230.2294 | 2037.1563 | 1819.5959 | 1577.5482 | 1311.0132 | 1019.9909 | 704.4812 | 364.4843 | 0 | 0 | 0 | 0 | 0 | 0 | 0 | 0 | 0 | 0 | 0 | 0 | 0 | 0 | 0 | 0
Substations 275kV | 0 | 0 | 1232.505 | 1170.2983 | 1105.3787 | 1037.7459 | 967.4001 | 894.3413 | 818.5693 | 740.0844 | 658.8863 | 574.9752 | 488.351 | 507.013 | 521.1403 | 530.7329 | 535.7908 | 536.3141 | 532.3026 | 523.7565 | 510.6756 | 493.0601 | 470.9099 | 444.225 | 413.0054 | 377.2512 | 336.9622 | 292.1386 | 242.7802 | 188.8872 | 130.4595 | 67.4971 | 0 | 0 | 0 | 0 | 0 | 0 | 0 | 0 | 0 | 0 | 0 | 0 | 0 | 0 | 0 | 0
Substations 400kV | 0 | 0 | 3081.2624 | 2925.7459 | 2763.4467 | 5188.7296 | 4837.0006 | 5589.6329 | 6139.27 | 5550.6326 | 4941.6473 | 5031.0329 | 4883.5102 | 5070.1301 | 5211.4031 | 5307.3292 | 5357.9084 | 5363.1407 | 5323.0262 | 5237.5647 | 5106.7564 | 4930.6012 | 4709.0992 | 4442.2502 | 4130.0544 | 3772.5117 | 3369.6221 | 2921.3856 | 2427.8022 | 1888.872 | 1304.5949 | 674.9709 | 0 | 0 | 0 | 0 | 0 | 0 | 0 | 0 | 0 | 0 | 0 | 0 | 0 | 0 | 0 | 0
Carbon Cost Savings from PV on Existing S/S
Substations 132kV | 0 | 0 | 0 | 4737.163 | 8948.7589 | 12601.8419 | 15663.4659 | 17859.3424 | 17892.4975 | 17774.6764 | 17246.9653 | 16291.793 | 14891.5883 | 15460.6597 | 15891.4521 | 16183.9655 | 16338.1998 | 16354.155 | 16231.8313 | 15971.2285 | 15572.3467 | 15035.1858 | 14359.7459 | 13546.027 | 12594.029 | 11503.752 | 10275.1959 | 8908.3609 | 7403.2468 | 5759.8536 | 3978.1815 | 2058.2302 | 0 | 0 | 0 | 0 | 0 | 0 | 0 | 0 | 0 | 0 | 0 | 0 | 0 | 0 | 0 | 0
Substations 275kV | 0 | 0 | 0 | 1315.8786 | 2485.7664 | 3500.5116 | 3807.0924 | 4022.3744 | 3681.5839 | 5825.0344 | 7408.4902 | 8404.4964 | 7412.8482 | 7696.1249 | 7910.568 | 8056.1775 | 8132.9534 | 8140.8958 | 8080.0045 | 7950.2797 | 7751.7212 | 7484.3292 | 7148.1036 | 6743.0444 | 6269.1516 | 5726.4252 | 5114.8652 | 4434.4717 | 3685.2445 | 2867.1838 | 1980.2894 | 1024.5615 | 0 | 0 | 0 | 0 | 0 | 0 | 0 | 0 | 0 | 0 | 0 | 0 | 0 | 0 | 0 | 0
Substations 400kV | 0 | 0 | 0 | 0 | 903.9179 | 848.6115 | 791.0866 | 731.3431 | 1338.7619 | 1815.6008 | 2155.2039 | 1880.7323 | 1597.3864 | 1658.4294 | 1704.6395 | 1736.0167 | 1752.5611 | 1754.2726 | 1741.1512 | 1713.1969 | 1670.4098 | 1612.7898 | 1540.3369 | 1453.0511 | 1350.9325 | 1233.981 | 1102.1966 | 955.5794 | 794.1292 | 617.8462 | 426.7304 | 220.7816 | 0 | 0 | 0 | 0 | 0 | 0 | 0 | 0 | 0 | 0 | 0 | 0 | 0 | 0 | 0 | 0
Carbon Cost Savings from PV on New S/S
Substations 132kV | 0 | 0 | 332.5976 | 1263.2435 | 2386.3357 | 2240.3274 | 2088.4621 | 1930.7397 | 1988.0553 | 1797.4392 | 1600.2339 | 1396.4394 | 1186.0557 | 1231.38 | 1265.6909 | 1288.9884 | 1301.2725 | 1302.5433 | 1292.8007 | 1272.0447 | 1240.2754 | 1197.4927 | 1143.6966 | 1078.8871 | 1003.0643 | 916.228 | 818.3784 | 709.5155 | 589.6391 | 458.7494 | 316.8463 | 163.9298 | 0 | 0 | 0 | 0 | 0 | 0 | 0 | 0 | 0 | 0 | 0 | 0 | 0 | 0 | 0 | 0
Substations 275kV | 0 | 0 | 692.9117 | 657.9393 | 621.4416 | 583.4186 | 543.8703 | 502.7968 | 460.198 | 416.0739 | 370.4245 | 323.2499 | 274.5499 | 285.0417 | 292.984 | 298.3769 | 301.2205 | 301.5147 | 299.2594 | 294.4548 | 287.1008 | 277.1974 | 264.7446 | 249.7424 | 232.1908 | 212.0898 | 189.4395 | 164.2397 | 136.4905 | 106.192 | 73.3441 | 37.9467 | 0 | 0 | 0 | 0 | 0 | 0 | 0 | 0 | 0 | 0 | 0 | 0 | 0 | 0 | 0 | 0
Substations 400kV | 0 | 0 | 2015.7495 | 1914.0112 | 1807.8357 | 3394.4461 | 3164.3464 | 3656.7154 | 4016.2858 | 3631.2016 | 3232.8058 | 3291.2816 | 3194.7728 | 3316.8588 | 3409.279 | 3472.0335 | 3505.1222 | 3508.5452 | 3482.3024 | 3426.3939 | 3340.8196 | 3225.5796 | 3080.6738 | 2906.1023 | 2701.865 | 2467.962 | 2204.3933 | 1911.1587 | 1588.2585 | 1235.6925 | 853.4607 | 441.5632 | 0 | 0 | 0 | 0 | 0 | 0 | 0 | 0 | 0 | 0 | 0 | 0 | 0 | 0 | 0 | 0
Avoided Losses Cost Savings from EE on Existing S/S
Substations 132kV | 0 | 0 | 0 | 38420.6328 | 76841.2655 | 117823.2738 | 158805.2821 | 194664.5394 | 212594.168 | 271932.7008 | 253576.1763 | 274067.1804 | 343651.2153 | 314195.3969 | 318122.8393 | 313017.1641 | 316708.9601 | 321139.1152 | 316636.6951 | 317124.9548 | 316925.3779 | 317707.0206 | 317906.6327 | 317260.1362 | 317384.8244 | 317436.7984 | 317539.0825 | 317505.4948 | 317505.4948 | 317505.4948 | 317505.4948 | 317505.4948 | 317505.4948 | 317505.4948 | 317505.4948 | 317505.4948 | 317505.4948 | 317505.4948 | 317505.4948 | 317505.4948 | 317505.4948 | 317505.4948 | 317505.4948 | 317505.4948 | 317505.4948 | 317505.4948 | 317505.4948 | 317505.4948
Substations 275kV | 0 | 0 | 0 | 8537.9184 | 17075.8368 | 25613.7552 | 29882.7144 | 34151.6736 | 34151.6736 | 69726.3335 | 85379.1839 | 110992.9391 | 134472.2147 | 122946.0249 | 124482.8502 | 122484.9773 | 123929.5931 | 125663.132 | 123901.3155 | 124092.3736 | 124014.2783 | 124320.1385 | 124398.2476 | 124145.2707 | 124194.0617 | 124214.3994 | 124254.4236 | 124241.2806 | 124241.2806 | 124241.2806 | 124241.2806 | 124241.2806 | 124241.2806 | 124241.2806 | 124241.2806 | 124241.2806 | 124241.2806 | 124241.2806 | 124241.2806 | 124241.2806 | 124241.2806 | 124241.2806 | 124241.2806 | 124241.2806 | 124241.2806 | 124241.2806 | 124241.2806 | 124241.2806
Substations 400kV | 0 | 0 | 0 | 0 | 5336.199 | 5336.199 | 5336.199 | 5336.199 | 10672.398 | 18676.6965 | 21344.796 | 21344.796 | 24902.262 | 22767.7824 | 23052.3797 | 22682.4032 | 22949.9246 | 23270.9504 | 22944.6881 | 22980.0692 | 22965.6071 | 23022.2479 | 23036.7125 | 22989.8649 | 22998.9003 | 23002.6665 | 23010.0784 | 23007.6446 | 23007.6446 | 23007.6446 | 23007.6446 | 23007.6446 | 23007.6446 | 23007.6446 | 23007.6446 | 23007.6446 | 23007.6446 | 23007.6446 | 23007.6446 | 23007.6446 | 23007.6446 | 23007.6446 | 23007.6446 | 23007.6446 | 23007.6446 | 23007.6446 | 23007.6446 | 23007.6446
Avoided Losses Cost Savings from EE on New S/S
Substations 132kV | 0 | 0 | 2561.3755 | 10245.5021 | 20491.0041 | 20491.0041 | 20491.0041 | 20491.0041 | 23052.3797 | 26894.4429 | 23052.3797 | 23052.3797 | 26894.4429 | 24589.205 | 24896.57 | 24496.9955 | 24785.9186 | 25132.6264 | 24780.2631 | 24818.4747 | 24802.8557 | 24864.0277 | 24879.6495 | 24829.0541 | 24838.8123 | 24842.8799 | 24850.8847 | 24848.2561 | 24848.2561 | 24848.2561 | 24848.2561 | 24848.2561 | 24848.2561 | 24848.2561 | 24848.2561 | 24848.2561 | 24848.2561 | 24848.2561 | 24848.2561 | 24848.2561 | 24848.2561 | 24848.2561 | 24848.2561 | 24848.2561 | 24848.2561 | 24848.2561 | 24848.2561 | 24848.2561
Substations 275kV | 0 | 0 | 4268.9592 | 4268.9592 | 4268.9592 | 4268.9592 | 4268.9592 | 4268.9592 | 4268.9592 | 4980.4524 | 4268.9592 | 4268.9592 | 4980.4524 | 4553.5565 | 4610.4759 | 4536.4806 | 4589.9849 | 4654.1901 | 4588.9376 | 4596.0138 | 4593.1214 | 4604.4496 | 4607.3425 | 4597.973 | 4599.7801 | 4600.5333 | 4602.0157 | 4601.5289 | 4601.5289 | 4601.5289 | 4601.5289 | 4601.5289 | 4601.5289 | 4601.5289 | 4601.5289 | 4601.5289 | 4601.5289 | 4601.5289 | 4601.5289 | 4601.5289 | 4601.5289 | 4601.5289 | 4601.5289 | 4601.5289 | 4601.5289 | 4601.5289 | 4601.5289 | 4601.5289
Substations 400kV | 0 | 0 | 10672.398 | 10672.398 | 10672.398 | 21344.796 | 21344.796 | 26680.995 | 32017.194 | 37353.393 | 32017.194 | 37353.393 | 49804.524 | 45535.5648 | 46104.7593 | 45364.8064 | 45899.8493 | 46541.9007 | 45889.3761 | 45960.1384 | 45931.2142 | 46044.4957 | 46073.425 | 45979.7299 | 45997.8006 | 46005.3331 | 46020.1569 | 46015.2891 | 46015.2891 | 46015.2891 | 46015.2891 | 46015.2891 | 46015.2891 | 46015.2891 | 46015.2891 | 46015.2891 | 46015.2891 | 46015.2891 | 46015.2891 | 46015.2891 | 46015.2891 | 46015.2891 | 46015.2891 | 46015.2891 | 46015.2891 | 46015.2891 | 46015.2891 | 46015.2891
Avoided Losses Savings from PV on Existing S/S
Substations 132kV | 0 | 0 | 0 | 17280 | 34560 | 51840 | 69120 | 85248 | 93312 | 119616 | 111744 | 120960 | 151872 | 138854.4 | 140590.08 | 138333.696 | 139965.2352 | 141923.0822 | 139933.2987 | 140149.0784 | 140060.8781 | 140406.3145 | 140494.5304 | 140208.82 | 140263.9243 | 140286.8935 | 140332.0965 | 140317.253 | 140317.253 | 140317.253 | 140317.253 | 140317.253 | 140317.253 | 140317.253 | 140317.253 | 140317.253 | 140317.253 | 140317.253 | 140317.253 | 140317.253 | 140317.253 | 140317.253 | 140317.253 | 140317.253 | 140317.253 | 140317.253 | 140317.253 | 140317.253
Substations 275kV | 0 | 0 | 0 | 4800 | 9600 | 14400 | 16800 | 19200 | 19200 | 39200 | 48000 | 62400 | 75600 | 69120 | 69984 | 68860.8 | 69672.96 | 70647.552 | 69657.0624 | 69764.4749 | 69720.5699 | 69892.5238 | 69936.4366 | 69794.2135 | 69821.6437 | 69833.0775 | 69855.579 | 69848.1901 | 69848.1901 | 69848.1901 | 69848.1901 | 69848.1901 | 69848.1901 | 69848.1901 | 69848.1901 | 69848.1901 | 69848.1901 | 69848.1901 | 69848.1901 | 69848.1901 | 69848.1901 | 69848.1901 | 69848.1901 | 69848.1901 | 69848.1901 | 69848.1901 | 69848.1901 | 69848.1901
Substations 400kV | 0 | 0 | 0 | 0 | 3490.92 | 3490.92 | 3490.92 | 3490.92 | 6981.84 | 12218.22 | 13963.68 | 13963.68 | 16290.96 | 14894.592 | 15080.7744 | 14838.7373 | 15013.7487 | 15223.7625 | 15010.323 | 15033.4692 | 15024.0081 | 15061.0623 | 15070.525 | 15039.8775 | 15045.7884 | 15048.2523 | 15053.1011 | 15051.5089 | 15051.5089 | 15051.5089 | 15051.5089 | 15051.5089 | 15051.5089 | 15051.5089 | 15051.5089 | 15051.5089 | 15051.5089 | 15051.5089 | 15051.5089 | 15051.5089 | 15051.5089 | 15051.5089 | 15051.5089 | 15051.5089 | 15051.5089 | 15051.5089 | 15051.5089 | 15051.5089
Avoided Losses Savings from PV on New S/S
Substations 132kV | 0 | 0 | 1152 | 4608 | 9216 | 9216 | 9216 | 9216 | 10368 | 12096 | 10368 | 10368 | 12096 | 11059.2 | 11197.44 | 11017.728 | 11147.6736 | 11303.6083 | 11145.13 | 11162.316 | 11155.2912 | 11182.8038 | 11189.8299 | 11167.0742 | 11171.463 | 11173.2924 | 11176.8926 | 11175.7104 | 11175.7104 | 11175.7104 | 11175.7104 | 11175.7104 | 11175.7104 | 11175.7104 | 11175.7104 | 11175.7104 | 11175.7104 | 11175.7104 | 11175.7104 | 11175.7104 | 11175.7104 | 11175.7104 | 11175.7104 | 11175.7104 | 11175.7104 | 11175.7104 | 11175.7104 | 11175.7104
Substations 275kV | 0 | 0 | 2400 | 2400 | 2400 | 2400 | 2400 | 2400 | 2400 | 2800 | 2400 | 2400 | 2800 | 2560 | 2592 | 2550.4 | 2580.48 | 2616.576 | 2579.8912 | 2583.8694 | 2582.2433 | 2588.612 | 2590.2384 | 2584.9709 | 2585.9868 | 2586.4103 | 2587.2437 | 2586.97 | 2586.97 | 2586.97 | 2586.97 | 2586.97 | 2586.97 | 2586.97 | 2586.97 | 2586.97 | 2586.97 | 2586.97 | 2586.97 | 2586.97 | 2586.97 | 2586.97 | 2586.97 | 2586.97 | 2586.97 | 2586.97 | 2586.97 | 2586.97
Substations 400kV | 0 | 0 | 6981.84 | 6981.84 | 6981.84 | 13963.68 | 13963.68 | 17454.6 | 20945.52 | 24436.44 | 20945.52 | 24436.44 | 32581.92 | 29789.184 | 30161.5488 | 29677.4746 | 30027.4975 | 30447.525 | 30020.646 | 30066.9384 | 30048.0163 | 30122.1246 | 30141.05 | 30079.755 | 30091.5769 | 30096.5046 | 30106.2022 | 30103.0177 | 30103.0177 | 30103.0177 | 30103.0177 | 30103.0177 | 30103.0177 | 30103.0177 | 30103.0177 | 30103.0177 | 30103.0177 | 30103.0177 | 30103.0177 | 30103.0177 | 30103.0177 | 30103.0177 | 30103.0177 | 30103.0177 | 30103.0177 | 30103.0177 | 30103.0177 | 30103.0177
Total Cost Savings from EE on Existing S/S | 0 | 0 | 0 | 59831.833 | 124953.3554 | 184938.6736 | 237992.5312 | 283207.0301 | 306777.9705 | 413880.8336 | 415910.1602 | 461142.554 | 552349.1455 | 511117.5182 | 518293.2403 | 511788.5692 | 517703.3524 | 524240.9188 | 517245.2629 | 517096.8014 | 515483.5031 | 514848.4794 | 512903.4944 | 509261.999 | 506291.3357 | 502756.2321 | 498836.7674 | 494260.4145 | 489275.2225 | 483832.0271 | 477930.8283 | 471571.6259 | 464754.42 | 464754.42 | 464754.42 | 464754.42 | 464754.42 | 464754.42 | 464754.42 | 464754.42 | 464754.42 | 464754.42 | 464754.42 | 464754.42 | 464754.42 | 464754.42 | 464754.42 | 464754.42
Total Cost Savings from EE on New S/S | 0 | 0 | 22556.0031 | 32091.6195 | 44607.0043 | 57312.4153 | 56552.6807 | 62217.7705 | 70716.6466 | 79515.4608 | 68497.0524 | 73385.606 | 89688.3761 | 82993.3396 | 84158.5063 | 83102.3023 | 84062.7226 | 85124.268 | 83988.3397 | 83964.2331 | 83702.2718 | 83599.159 | 83283.3397 | 82692.0474 | 82209.6822 | 81635.6654 | 80999.2375 | 80256.1465 | 79446.6698 | 78562.8242 | 77604.6097 | 76572.0264 | 75465.0741 | 75465.0741 | 75465.0741 | 75465.0741 | 75465.0741 | 75465.0741 | 75465.0741 | 75465.0741 | 75465.0741 | 75465.0741 | 75465.0741 | 75465.0741 | 75465.0741 | 75465.0741 | 75465.0741 | 75465.0741
Total Cost Savings from PV on Existing S/S | 0 | 0 | 0 | 28133.0416 | 59989.3632 | 86681.8851 | 109672.5649 | 130551.9799 | 142406.6833 | 196449.5316 | 200518.3394 | 223900.7017 | 267664.7829 | 247684.206 | 251161.514 | 248009.393 | 250875.6582 | 254043.7201 | 250653.6711 | 250581.7276 | 249799.9338 | 249492.2054 | 248549.6784 | 246785.0336 | 245345.4696 | 243632.3815 | 241733.0345 | 239515.3638 | 237099.5724 | 234461.8355 | 231602.1532 | 228520.5253 | 225216.9519 | 225216.9519 | 225216.9519 | 225216.9519 | 225216.9519 | 225216.9519 | 225216.9519 | 225216.9519 | 225216.9519 | 225216.9519 | 225216.9519 | 225216.9519 | 225216.9519 | 225216.9519 | 225216.9519 | 225216.9519
Total Cost Savings from PV on New S/S | 0 | 0 | 13575.0989 | 17825.034 | 23413.453 | 31797.8722 | 31376.3589 | 35160.8519 | 40178.0591 | 45177.1547 | 38916.9842 | 42215.4109 | 52133.2985 | 48241.6644 | 48918.9427 | 48305.0014 | 48863.2663 | 49480.3124 | 48820.0297 | 48806.0172 | 48653.7465 | 48593.81 | 48410.2332 | 48066.5318 | 47786.1467 | 47452.4871 | 47082.5497 | 46650.6121 | 46180.0863 | 45666.332 | 45109.3493 | 44509.138 | 43865.6982 | 43865.6982 | 43865.6982 | 43865.6982 | 43865.6982 | 43865.6982 | 43865.6982 | 43865.6982 | 43865.6982 | 43865.6982 | 43865.6982 | 43865.6982 | 43865.6982 | 43865.6982 | 43865.6982 | 43865.6982

## Benefit Calcs - Ops Fleet
Number of Vans on Network | [13 empty] | Assumes no growth in vans beyond 2030/31
|  |  |  | RIIO T2 |  |  |  |  | RIIO T3
| 2018/19 | 2019/20 | 2020/21 | 2021/22 | 2022/23 | 2023/24 | 2024/25 | 2025/26 | 2026/27 | 2027/28 | 2028/29 | 2029/30 | 2030/31 | 2031/32 | 2032/33 | 2033/34 | 2034/35 | 2035/36 | 2036/37 | 2037/38 | 2038/39 | 2039/40 | 2040/41 | 2041/42 | 2042/43 | 2043/44 | 2044/45 | 2045/46 | 2046/47 | 2047/48 | 2048/49 | 2049/50 | 2050/51 | 2051/52 | 2052/53 | 2053/54 | 2054/55 | 2055/56 | 2056/57 | 2057/58 | 2058/59 | 2059/60 | 2060/61 | 2061/62 | 2062/63 | 2063/64 | 2064/65 | 2065/66
Number of Vans on Network by Type
Total Van Requirement | 61 | 61 | 63 | 64 | 65 | 67 | 67 | 67 | 68 | 68 | 68 | 68 | 69 | 69 | 69 | 69 | 69 | 69 | 69 | 69 | 69 | 69 | 69 | 69 | 69 | 69 | 69 | 69 | 69 | 69 | 69 | 69 | 69 | 69 | 69 | 69 | 69 | 69 | 69 | 69 | 69 | 69 | 69 | 69 | 69 | 69 | 69 | 69
Total Diesel Vans | 61 | 61 | 63 | 48 | 41 | 36 | 33 | 32 | 18 | 11 | 5 | 0 | 0 | 0 | 0 | 0 | 0 | 0 | 0 | 0 | 0 | 0 | 0 | 0 | 0 | 0 | 0 | 0 | 0 | 0 | 0 | 0 | 0 | 0 | 0 | 0 | 0 | 0 | 0 | 0 | 0 | 0 | 0 | 0 | 0 | 0 | 0 | 0
Total Electric Vans | 0 | 0 | 0 | 16 | 24 | 31 | 34 | 35 | 50 | 57 | 63 | 68 | 69 | 69 | 69 | 69 | 69 | 69 | 69 | 69 | 69 | 69 | 69 | 69 | 69 | 69 | 69 | 69 | 69 | 69 | 69 | 69 | 69 | 69 | 69 | 69 | 69 | 69 | 69 | 69 | 69 | 69 | 69 | 69 | 69 | 69 | 69 | 69
Carbon Savings (kgCO2e)
Annual Carbon Emissions (kgCO2e)
Diesel Vans - No Change (based on BEIS diesel factor) | 562572.9723 | 562572.9723 | 581017.9878 | 592182.0761 | 604025.7176 | 615869.3592 | 615869.3592 | 615869.3592 | 627713.0007 | 627713.0007 | 627713.0007 | 627713.0007 | 633634.8215 | 633634.8215 | 633634.8215 | 633634.8215 | 633634.8215 | 633634.8215 | 633634.8215 | 633634.8215 | 633634.8215 | 633634.8215 | 633634.8215 | 633634.8215 | 633634.8215 | 633634.8215 | 633634.8215 | 633634.8215 | 633634.8215 | 633634.8215 | 633634.8215 | 633634.8215 | 633634.8215 | 633634.8215 | 633634.8215 | 633634.8215 | 633634.8215 | 633634.8215 | 633634.8215 | 633634.8215 | 633634.8215 | 633634.8215 | 633634.8215 | 633634.8215 | 633634.8215 | 633634.8215 | 633634.8215 | 633634.8215
Diesel Vans - EV100 (based on BEIS diesel factor) | 562572.9723 | 562572.9723 | 581017.9878 | 442680.3717 | 378122.8175 | 332010.2787 | 304342.7555 | 295120.2478 | 166005.1394 | 101447.5852 | 46112.5387 | 0 | 0 | 0 | 0 | 0 | 0 | 0 | 0 | 0 | 0 | 0 | 0 | 0 | 0 | 0 | 0 | 0 | 0 | 0 | 0 | 0 | 0 | 0 | 0 | 0 | 0 | 0 | 0 | 0 | 0 | 0 | 0 | 0 | 0 | 0 | 0 | 0
Electric Vans - EV100 (based on BEIS EV km factor) | 0 | 0 | 0 | 53869.7018 | 80804.5527 | 104372.5473 | 114473.1164 | 117839.9727 | 168342.8182 | 191910.8127 | 212111.9509 | 228946.2327 | 232313.0891 | 232313.0891 | 232313.0891 | 232313.0891 | 232313.0891 | 232313.0891 | 232313.0891 | 232313.0891 | 232313.0891 | 232313.0891 | 232313.0891 | 232313.0891 | 232313.0891 | 232313.0891 | 232313.0891 | 232313.0891 | 232313.0891 | 232313.0891 | 232313.0891 | 232313.0891 | 232313.0891 | 232313.0891 | 232313.0891 | 232313.0891 | 232313.0891 | 232313.0891 | 232313.0891 | 232313.0891 | 232313.0891 | 232313.0891 | 232313.0891 | 232313.0891 | 232313.0891 | 232313.0891 | 232313.0891 | 232313.0891
Total Carbon Saving - No Renewable Tarriff | 0 | 0 | 0 | 95632.0026 | 145098.3475 | 179486.5331 | 197053.4873 | 202909.1387 | 293365.0431 | 334354.6028 | 369488.5111 | 398766.768 | 401321.7324 | 401321.7324 | 401321.7324 | 401321.7324 | 401321.7324 | 401321.7324 | 401321.7324 | 401321.7324 | 401321.7324 | 401321.7324 | 401321.7324 | 401321.7324 | 401321.7324 | 401321.7324 | 401321.7324 | 401321.7324 | 401321.7324 | 401321.7324 | 401321.7324 | 401321.7324 | 401321.7324 | 401321.7324 | 401321.7324 | 401321.7324 | 401321.7324 | 401321.7324 | 401321.7324 | 401321.7324 | 401321.7324 | 401321.7324 | 401321.7324 | 401321.7324 | 401321.7324 | 401321.7324 | 401321.7324 | 401321.7324
Total Carbon Saving - Renewable Tarriff | 0 | 0 | 0 | 149501.7045 | 225902.9002 | 283859.0804 | 311526.6037 | 320749.1114 | 461707.8613 | 526265.4155 | 581600.462 | 627713.0007 | 633634.8215 | 633634.8215 | 633634.8215 | 633634.8215 | 633634.8215 | 633634.8215 | 633634.8215 | 633634.8215 | 633634.8215 | 633634.8215 | 633634.8215 | 633634.8215 | 633634.8215 | 633634.8215 | 633634.8215 | 633634.8215 | 633634.8215 | 633634.8215 | 633634.8215 | 633634.8215 | 633634.8215 | 633634.8215 | 633634.8215 | 633634.8215 | 633634.8215 | 633634.8215 | 633634.8215 | 633634.8215 | 633634.8215 | 633634.8215 | 633634.8215 | 633634.8215 | 633634.8215 | 633634.8215 | 633634.8215 | 633634.8215
Total Carbon Saving - Based off High Level Values | 0 | 0 | 0 | 0 | 0 | 0 | 0 | 0 | 284000 | 284000 | 284000 | 284000 | 284000 | 284000 | 284000 | 284000 | 284000 | 284000 | 284000 | 284000 | 284000 | 284000 | 284000 | 284000 | 284000 | 284000 | 284000 | 284000 | 284000 | 284000 | 284000 | 284000 | 284000 | 284000 | 284000 | 284000 | 284000 | 284000 | 284000 | 284000 | 284000 | 284000 | 284000 | 284000 | 284000 | 284000 | 284000 | 284000
Cost Savings (£)
Carbon Price Forecast (£/kgCO2e)
BEIS non-traded carbon price, central - 2018 prices | 0.067246 | 0.068255 | 0.069279 | 0.070433 | 0.071588 | 0.072743 | 0.073897 | 0.075052 | 0.076207 | 0.077361 | 0.078516 | 0.07967 | 0.080825 | 0.08833 | 0.095835 | 0.10334 | 0.11085 | 0.11835 | 0.12586 | 0.13336 | 0.14087 | 0.14837 | 0.15588 | 0.16338 | 0.17089 | 0.17839 | 0.1859 | 0.1934 | 0.20091 | 0.20841 | 0.21592 | 0.22342 | 0.23093 | 0.2391 | 0.24701 | 0.25496 | 0.26291 | 0.27061 | 0.27835 | 0.28582 | 0.2931 | 0.30026 | 0.30725 | 0.31279 | 0.3183 | 0.32325 | 0.32794 | 0.33206
Carbon Cost Savings (£)
Carbon Cost Saving from EV Replacement - No Tarriff | 0 | 0 | 0 | 6735.6777 | 10387.2926 | 13056.3153 | 14561.7077 | 15228.712 | 22356.3298 | 25866.0623 | 29010.6902 | 31769.9301 | 32436.8691 | 35448.8641 | 38460.8591 | 41472.8541 | 44484.8491 | 47496.8441 | 50508.839 | 53520.834 | 56532.829 | 59544.824 | 62556.819 | 65568.814 | 68580.809 | 71592.804 | 74604.799 | 77616.7939 | 80628.7889 | 83640.7839 | 86652.7789 | 89664.7739 | 92676.7689 | 95954.1879 | 99129.1901 | 102319.6366 | 105511.1974 | 108601.0268 | 111709.1922 | 114704.2204 | 117628.0167 | 120502.7523 | 123305.2031 | 125529.4802 | 127740.3251 | 129727.2071 | 131607.5183 | 133261.2542
Carbon Cost Saving from EV Replacement - With Tarriff | 0 | 0 | 0 | 10529.8986 | 16171.9245 | 20648.6447 | 23020.9544 | 24072.8233 | 35185.1506 | 40712.5067 | 45664.8321 | 50010.1808 | 51213.5977 | 55969.1461 | 60724.6945 | 65480.2428 | 70235.7912 | 74991.3396 | 79746.8879 | 84502.4363 | 89257.9846 | 94013.533 | 98769.0814 | 103524.6297 | 108280.1781 | 113035.7264 | 117791.2748 | 122546.8232 | 127302.3715 | 132057.9199 | 136813.4683 | 141569.0166 | 146324.565 | 151499.1834 | 156512.099 | 161549.3991 | 166588.4584 | 171466.8971 | 176374.2861 | 181103.0462 | 185719.3402 | 190258.1739 | 194682.8792 | 198194.7234 | 201685.36 | 204822.3883 | 207791.1551 | 210402.1891
Carbon Cost Saving from EV Replacement - High Level | 0 | 0 | 0 | 0 | 0 | 0 | 0 | 0 | 21642.6525 | 21970.5714 | 22298.4904 | 22626.4094 | 22954.3284 | 25085.8017 | 27217.2751 | 29348.7484 | 31480.2218 | 33611.6951 | 35743.1685 | 37874.6418 | 40006.1152 | 42137.5885 | 44269.0619 | 46400.5352 | 48532.0086 | 50663.4819 | 52794.9553 | 54926.4286 | 57057.902 | 59189.3753 | 61320.8487 | 63452.322 | 65583.7953 | 67903.0991 | 70149.9264 | 72407.6831 | 74666.2282 | 76852.782 | 79052.3114 | 81171.7781 | 83240.8366 | 85275.1768 | 87258.3637 | 88832.3993 | 90396.9294 | 91802.9696 | 93133.5938 | 94303.8793

## Benefit Calcs - SF6
SF6 Holdings | [13 empty] | Assumes no growth in SF6/G3 beyond 2029/30
|  |  |  | RIIO T2 |  |  |  |  | RIIO T3
| 2018/19 | 2019/20 | 2020/21 | 2021/22 | 2022/23 | 2023/24 | 2024/25 | 2025/26 | 2026/27 | 2027/28 | 2028/29 | 2029/30 | 2030/31 | 2031/32 | 2032/33 | 2033/34 | 2034/35 | 2035/36 | 2036/37 | 2037/38 | 2038/39 | 2039/40 | 2040/41 | 2041/42 | 2042/43 | 2043/44 | 2044/45 | 2045/46 | 2046/47 | 2047/48 | 2048/49 | 2049/50 | 2050/51 | 2051/52 | 2052/53 | 2053/54 | 2054/55 | 2055/56 | 2056/57 | 2057/58 | 2058/59 | 2059/60 | 2060/61 | 2061/62 | 2062/63 | 2063/64 | 2064/65 | 2065/66
Insulating Gas volume on network (kg)
SF6 - Existing Methodology - no alternatives | 39712.595 | 56990.235 | 72011.865 | 72085.185 | 81198.305 | 100569.795 | 102196.615 | 104317.645 | 106167.835 | 106167.835 | 107553.015 | 114942.895 | 114942.895 | 114942.895 | 114942.895 | 114942.895 | 114942.895 | 114942.895 | 114942.895 | 114942.895 | 114942.895 | 114942.895 | 114942.895 | 114942.895 | 114942.895 | 114942.895 | 114942.895 | 114942.895 | 114942.895 | 114942.895 | 114942.895 | 114942.895 | 114942.895 | 114942.895 | 114942.895 | 114942.895 | 114942.895 | 114942.895 | 114942.895 | 114942.895 | 114942.895 | 114942.895 | 114942.895 | 114942.895 | 114942.895 | 114942.895 | 114942.895 | 114942.895
SF6 - New Methodology - with alternatives | 39712.595 | 56990.235 | 71722.865 | 71792.375 | 78405.845 | 92569.115 | 92778.305 | 91879.265 | 91919.735 | 91919.735 | 91919.735 | 91919.735 | 91919.735 | 91919.735 | 91919.735 | 91919.735 | 91919.735 | 91919.735 | 91919.735 | 91919.735 | 91919.735 | 91919.735 | 91919.735 | 91919.735 | 91919.735 | 91919.735 | 91919.735 | 91919.735 | 91919.735 | 91919.735 | 91919.735 | 91919.735 | 91919.735 | 91919.735 | 91919.735 | 91919.735 | 91919.735 | 91919.735 | 91919.735 | 91919.735 | 91919.735 | 91919.735 | 91919.735 | 91919.735 | 91919.735 | 91919.735 | 91919.735 | 91919.735
G3 - Alternative | 0 | 0 | 1263 | 1263 | 1263 | 6541 | 6541 | 7140.86 | 7140.86 | 7140.86 | 7140.86 | 7140.86 | 7140.86 | 7140.86 | 7140.86 | 7140.86 | 7140.86 | 7140.86 | 7140.86 | 7140.86 | 7140.86 | 7140.86 | 7140.86 | 7140.86 | 7140.86 | 7140.86 | 7140.86 | 7140.86 | 7140.86 | 7140.86 | 7140.86 | 7140.86 | 7140.86 | 7140.86 | 7140.86 | 7140.86 | 7140.86 | 7140.86 | 7140.86 | 7140.86 | 7140.86 | 7140.86 | 7140.86 | 7140.86 | 7140.86 | 7140.86 | 7140.86 | 7140.86
SF6 Saving with new methodology & alternatives | 0 | 0 | 289 | 292.81 | 2792.46 | 8000.68 | 9418.31 | 12438.38 | 14248.1 | 14248.1 | 15633.28 | 23023.16 | 23023.16 | 23023.16 | 23023.16 | 23023.16 | 23023.16 | 23023.16 | 23023.16 | 23023.16 | 23023.16 | 23023.16 | 23023.16 | 23023.16 | 23023.16 | 23023.16 | 23023.16 | 23023.16 | 23023.16 | 23023.16 | 23023.16 | 23023.16 | 23023.16 | 23023.16 | 23023.16 | 23023.16 | 23023.16 | 23023.16 | 23023.16 | 23023.16 | 23023.16 | 23023.16 | 23023.16 | 23023.16 | 23023.16 | 23023.16 | 23023.16 | 23023.16
Insulating Gas Avoided (kg) - Alternative Option
SF6 Avoided | 0 | 0 | 0 | 0 | 0 | 0 | 0 | 0 | 19900 | 19900 | 19900 | 19900 | 19900 | 19900 | 19900 | 19900 | 19900 | 19900 | 19900 | 19900 | 19900 | 19900 | 19900 | 19900 | 19900 | 19900 | 19900 | 19900 | 19900 | 19900 | 19900 | 19900 | 19900 | 19900 | 19900 | 19900 | 19900 | 19900 | 19900 | 19900 | 19900 | 19900 | 19900 | 19900 | 19900 | 19900 | 19900 | 19900
G3 Added | 0 | 0 | 0 | 0 | 0 | 0 | 0 | 0 | 7141 | 7141 | 7141 | 7141 | 7141 | 7141 | 7141 | 7141 | 7141 | 7141 | 7141 | 7141 | 7141 | 7141 | 7141 | 7141 | 7141 | 7141 | 7141 | 7141 | 7141 | 7141 | 7141 | 7141 | 7141 | 7141 | 7141 | 7141 | 7141 | 7141 | 7141 | 7141 | 7141 | 7141 | 7141 | 7141 | 7141 | 7141 | 7141 | 7141
Leakage Per Annnum (kg)
Insulating Gas Leakage Rate (%) - Forecast | 0.21% | 0.21% | 0.15% | 0.15% | 0.18% | 0.2% | 0.18% | 0.15% | 0.15% | 0.15% | 0.15% | 0.15% | 0.15% | 0.15% | 0.15% | 0.15% | 0.15% | 0.15% | 0.15% | 0.15% | 0.15% | 0.15% | 0.15% | 0.15% | 0.15% | 0.15% | 0.15% | 0.15% | 0.15% | 0.15% | 0.15% | 0.15% | 0.15% | 0.15% | 0.15% | 0.15% | 0.15% | 0.15% | 0.15% | 0.15% | 0.15% | 0.15% | 0.15% | 0.15% | 0.15% | 0.15% | 0.15% | 0.15%
Insulating Gas Leakage Rate (%) - Target | 0.39% | 0.39% | 0.39% | 0.39% | 0.39% | 0.39% | 0.39% | 0.39% | 0.39% | 0.39% | 0.39% | 0.39% | 0.39% | 0.39% | 0.39% | 0.39% | 0.39% | 0.39% | 0.39% | 0.39% | 0.39% | 0.39% | 0.39% | 0.39% | 0.39% | 0.39% | 0.39% | 0.39% | 0.39% | 0.39% | 0.39% | 0.39% | 0.39% | 0.39% | 0.39% | 0.39% | 0.39% | 0.39% | 0.39% | 0.39% | 0.39% | 0.39% | 0.39% | 0.39% | 0.39% | 0.39% | 0.39% | 0.39%
SF6 Leakage - Existing Methodology - no alternatives | 83.3964 | 119.6795 | 108.0178 | 108.1278 | 146.1569 | 201.1396 | 183.9539 | 156.4765 | 159.2518 | 159.2518 | 161.3295 | 172.4143 | 172.4143 | 172.4143 | 172.4143 | 172.4143 | 172.4143 | 172.4143 | 172.4143 | 172.4143 | 172.4143 | 172.4143 | 172.4143 | 172.4143 | 172.4143 | 172.4143 | 172.4143 | 172.4143 | 172.4143 | 172.4143 | 172.4143 | 172.4143 | 172.4143 | 172.4143 | 172.4143 | 172.4143 | 172.4143 | 172.4143 | 172.4143 | 172.4143 | 172.4143 | 172.4143 | 172.4143 | 172.4143 | 172.4143 | 172.4143 | 172.4143 | 172.4143
SF6 Leakage - New Methodology - with alternatives - Forecast | 83.3964 | 119.6795 | 107.5843 | 107.6886 | 141.1305 | 185.1382 | 167.0009 | 137.8189 | 137.8796 | 137.8796 | 137.8796 | 137.8796 | 137.8796 | 137.8796 | 137.8796 | 137.8796 | 137.8796 | 137.8796 | 137.8796 | 137.8796 | 137.8796 | 137.8796 | 137.8796 | 137.8796 | 137.8796 | 137.8796 | 137.8796 | 137.8796 | 137.8796 | 137.8796 | 137.8796 | 137.8796 | 137.8796 | 137.8796 | 137.8796 | 137.8796 | 137.8796 | 137.8796 | 137.8796 | 137.8796 | 137.8796 | 137.8796 | 137.8796 | 137.8796 | 137.8796 | 137.8796 | 137.8796 | 137.8796
SF6 Leakage - New Methodology - with alternatives - Target | 154.8791 | 222.2619 | 279.7192 | 279.9903 | 305.7828 | 361.0195 | 361.8354 | 358.3291 | 358.487 | 358.487 | 358.487 | 358.487 | 358.487 | 358.487 | 358.487 | 358.487 | 358.487 | 358.487 | 358.487 | 358.487 | 358.487 | 358.487 | 358.487 | 358.487 | 358.487 | 358.487 | 358.487 | 358.487 | 358.487 | 358.487 | 358.487 | 358.487 | 358.487 | 358.487 | 358.487 | 358.487 | 358.487 | 358.487 | 358.487 | 358.487 | 358.487 | 358.487 | 358.487 | 358.487 | 358.487 | 358.487 | 358.487 | 358.487
G3 Leakage - Alternative - Forecast | 0 | 0 | 1.8945 | 1.8945 | 2.2734 | 13.082 | 11.7738 | 10.7113 | 10.7113 | 10.7113 | 10.7113 | 10.7113 | 10.7113 | 10.7113 | 10.7113 | 10.7113 | 10.7113 | 10.7113 | 10.7113 | 10.7113 | 10.7113 | 10.7113 | 10.7113 | 10.7113 | 10.7113 | 10.7113 | 10.7113 | 10.7113 | 10.7113 | 10.7113 | 10.7113 | 10.7113 | 10.7113 | 10.7113 | 10.7113 | 10.7113 | 10.7113 | 10.7113 | 10.7113 | 10.7113 | 10.7113 | 10.7113 | 10.7113 | 10.7113 | 10.7113 | 10.7113 | 10.7113 | 10.7113
G3 Leakage - Alternative - Target | 0 | 0 | 4.9257 | 4.9257 | 4.9257 | 25.5099 | 25.5099 | 27.8494 | 27.8494 | 27.8494 | 27.8494 | 27.8494 | 27.8494 | 27.8494 | 27.8494 | 27.8494 | 27.8494 | 27.8494 | 27.8494 | 27.8494 | 27.8494 | 27.8494 | 27.8494 | 27.8494 | 27.8494 | 27.8494 | 27.8494 | 27.8494 | 27.8494 | 27.8494 | 27.8494 | 27.8494 | 27.8494 | 27.8494 | 27.8494 | 27.8494 | 27.8494 | 27.8494 | 27.8494 | 27.8494 | 27.8494 | 27.8494 | 27.8494 | 27.8494 | 27.8494 | 27.8494 | 27.8494 | 27.8494
SF6 Leakage Reduction - Forecast vs Existing Methodology | 0 | 0 | 0.4335 | 0.43921 | 5.0264 | 16.0014 | 16.953 | 18.6576 | 21.3722 | 21.3722 | 23.4499 | 34.5347 | 34.5347 | 34.5347 | 34.5347 | 34.5347 | 34.5347 | 34.5347 | 34.5347 | 34.5347 | 34.5347 | 34.5347 | 34.5347 | 34.5347 | 34.5347 | 34.5347 | 34.5347 | 34.5347 | 34.5347 | 34.5347 | 34.5347 | 34.5347 | 34.5347 | 34.5347 | 34.5347 | 34.5347 | 34.5347 | 34.5347 | 34.5347 | 34.5347 | 34.5347 | 34.5347 | 34.5347 | 34.5347 | 34.5347 | 34.5347 | 34.5347 | 34.5347
SF6 Leakage Reduction - Forecast vs Target | 71.4827 | 102.5824 | 172.1349 | 172.3017 | 164.6523 | 175.8813 | 194.8344 | 220.5102 | 220.6074 | 220.6074 | 220.6074 | 220.6074 | 220.6074 | 220.6074 | 220.6074 | 220.6074 | 220.6074 | 220.6074 | 220.6074 | 220.6074 | 220.6074 | 220.6074 | 220.6074 | 220.6074 | 220.6074 | 220.6074 | 220.6074 | 220.6074 | 220.6074 | 220.6074 | 220.6074 | 220.6074 | 220.6074 | 220.6074 | 220.6074 | 220.6074 | 220.6074 | 220.6074 | 220.6074 | 220.6074 | 220.6074 | 220.6074 | 220.6074 | 220.6074 | 220.6074 | 220.6074 | 220.6074 | 220.6074
G3 Leakage Reduction - Forecast vs Target | 0 | 0 | 3.0312 | 3.0312 | 2.6523 | 12.4279 | 13.7361 | 17.1381 | 17.1381 | 17.1381 | 17.1381 | 17.1381 | 17.1381 | 17.1381 | 17.1381 | 17.1381 | 17.1381 | 17.1381 | 17.1381 | 17.1381 | 17.1381 | 17.1381 | 17.1381 | 17.1381 | 17.1381 | 17.1381 | 17.1381 | 17.1381 | 17.1381 | 17.1381 | 17.1381 | 17.1381 | 17.1381 | 17.1381 | 17.1381 | 17.1381 | 17.1381 | 17.1381 | 17.1381 | 17.1381 | 17.1381 | 17.1381 | 17.1381 | 17.1381 | 17.1381 | 17.1381 | 17.1381 | 17.1381
Leakage Per Annum (kg) - Alternative Option
SF6 Leakage with a 0.39% leakage rate | 0 | 0 | 0 | 0 | 0 | 0 | 0 | 0 | 358.487 | 358.487 | 358.487 | 358.487 | 358.487 | 358.487 | 358.487 | 358.487 | 358.487 | 358.487 | 358.487 | 358.487 | 358.487 | 358.487 | 358.487 | 358.487 | 358.487 | 358.487 | 358.487 | 358.487 | 358.487 | 358.487 | 358.487 | 358.487 | 358.487 | 358.487 | 358.487 | 358.487 | 358.487 | 358.487 | 358.487 | 358.487 | 358.487 | 358.487 | 358.487 | 358.487 | 358.487 | 358.487 | 358.487 | 358.487
SF6 Leakage with a 0.21% leakage rate | 0 | 0 | 0 | 0 | 0 | 0 | 0 | 0 | 193.0314 | 193.0314 | 193.0314 | 193.0314 | 193.0314 | 193.0314 | 193.0314 | 193.0314 | 193.0314 | 193.0314 | 193.0314 | 193.0314 | 193.0314 | 193.0314 | 193.0314 | 193.0314 | 193.0314 | 193.0314 | 193.0314 | 193.0314 | 193.0314 | 193.0314 | 193.0314 | 193.0314 | 193.0314 | 193.0314 | 193.0314 | 193.0314 | 193.0314 | 193.0314 | 193.0314 | 193.0314 | 193.0314 | 193.0314 | 193.0314 | 193.0314 | 193.0314 | 193.0314 | 193.0314 | 193.0314
SF6 Leakage with a 0.15% leakage rate | 0 | 0 | 0 | 0 | 0 | 0 | 0 | 0 | 137.8796 | 137.8796 | 137.8796 | 137.8796 | 137.8796 | 137.8796 | 137.8796 | 137.8796 | 137.8796 | 137.8796 | 137.8796 | 137.8796 | 137.8796 | 137.8796 | 137.8796 | 137.8796 | 137.8796 | 137.8796 | 137.8796 | 137.8796 | 137.8796 | 137.8796 | 137.8796 | 137.8796 | 137.8796 | 137.8796 | 137.8796 | 137.8796 | 137.8796 | 137.8796 | 137.8796 | 137.8796 | 137.8796 | 137.8796 | 137.8796 | 137.8796 | 137.8796 | 137.8796 | 137.8796 | 137.8796
SF6 Leakage with a 0.39% leakage rate - Avoided Only | 0 | 0 | 0 | 0 | 0 | 0 | 0 | 0 | 77.61 | 77.61 | 77.61 | 77.61 | 77.61 | 77.61 | 77.61 | 77.61 | 77.61 | 77.61 | 77.61 | 77.61 | 77.61 | 77.61 | 77.61 | 77.61 | 77.61 | 77.61 | 77.61 | 77.61 | 77.61 | 77.61 | 77.61 | 77.61 | 77.61 | 77.61 | 77.61 | 77.61 | 77.61 | 77.61 | 77.61 | 77.61 | 77.61 | 77.61 | 77.61 | 77.61 | 77.61 | 77.61 | 77.61 | 77.61
G3 Leakage with a 0.39% leakage rate - Added Only | 0 | 0 | 0 | 0 | 0 | 0 | 0 | 0 | 27.8499 | 27.8499 | 27.8499 | 27.8499 | 27.8499 | 27.8499 | 27.8499 | 27.8499 | 27.8499 | 27.8499 | 27.8499 | 27.8499 | 27.8499 | 27.8499 | 27.8499 | 27.8499 | 27.8499 | 27.8499 | 27.8499 | 27.8499 | 27.8499 | 27.8499 | 27.8499 | 27.8499 | 27.8499 | 27.8499 | 27.8499 | 27.8499 | 27.8499 | 27.8499 | 27.8499 | 27.8499 | 27.8499 | 27.8499 | 27.8499 | 27.8499 | 27.8499 | 27.8499 | 27.8499 | 27.8499
SF6 Leakage with a 0.21% leakage rate - Avoided Only | 0 | 0 | 0 | 0 | 0 | 0 | 0 | 0 | 41.79 | 41.79 | 41.79 | 41.79 | 41.79 | 41.79 | 41.79 | 41.79 | 41.79 | 41.79 | 41.79 | 41.79 | 41.79 | 41.79 | 41.79 | 41.79 | 41.79 | 41.79 | 41.79 | 41.79 | 41.79 | 41.79 | 41.79 | 41.79 | 41.79 | 41.79 | 41.79 | 41.79 | 41.79 | 41.79 | 41.79 | 41.79 | 41.79 | 41.79 | 41.79 | 41.79 | 41.79 | 41.79 | 41.79 | 41.79
G3 Leakage with a 0.21% leakage rate - Added Only | 0 | 0 | 0 | 0 | 0 | 0 | 0 | 0 | 14.9961 | 14.9961 | 14.9961 | 14.9961 | 14.9961 | 14.9961 | 14.9961 | 14.9961 | 14.9961 | 14.9961 | 14.9961 | 14.9961 | 14.9961 | 14.9961 | 14.9961 | 14.9961 | 14.9961 | 14.9961 | 14.9961 | 14.9961 | 14.9961 | 14.9961 | 14.9961 | 14.9961 | 14.9961 | 14.9961 | 14.9961 | 14.9961 | 14.9961 | 14.9961 | 14.9961 | 14.9961 | 14.9961 | 14.9961 | 14.9961 | 14.9961 | 14.9961 | 14.9961 | 14.9961 | 14.9961
SF6 Leakage with a 0.15% leakage rate - Avoided Only | 0 | 0 | 0 | 0 | 0 | 0 | 0 | 0 | 29.85 | 29.85 | 29.85 | 29.85 | 29.85 | 29.85 | 29.85 | 29.85 | 29.85 | 29.85 | 29.85 | 29.85 | 29.85 | 29.85 | 29.85 | 29.85 | 29.85 | 29.85 | 29.85 | 29.85 | 29.85 | 29.85 | 29.85 | 29.85 | 29.85 | 29.85 | 29.85 | 29.85 | 29.85 | 29.85 | 29.85 | 29.85 | 29.85 | 29.85 | 29.85 | 29.85 | 29.85 | 29.85 | 29.85 | 29.85
G3 Leakage with a 0.15% leakage rate - Added Only | 0 | 0 | 0 | 0 | 0 | 0 | 0 | 0 | 10.7115 | 10.7115 | 10.7115 | 10.7115 | 10.7115 | 10.7115 | 10.7115 | 10.7115 | 10.7115 | 10.7115 | 10.7115 | 10.7115 | 10.7115 | 10.7115 | 10.7115 | 10.7115 | 10.7115 | 10.7115 | 10.7115 | 10.7115 | 10.7115 | 10.7115 | 10.7115 | 10.7115 | 10.7115 | 10.7115 | 10.7115 | 10.7115 | 10.7115 | 10.7115 | 10.7115 | 10.7115 | 10.7115 | 10.7115 | 10.7115 | 10.7115 | 10.7115 | 10.7115 | 10.7115 | 10.7115
Avoided SF6 Emissions from Reduced Leakage Rate - Total Volume | 0 | 0 | 0 | 0 | 0 | 0 | 0 | 0 | 55.1518 | 55.1518 | 55.1518 | 55.1518 | 55.1518 | 55.1518 | 55.1518 | 55.1518 | 55.1518 | 55.1518 | 55.1518 | 55.1518 | 55.1518 | 55.1518 | 55.1518 | 55.1518 | 55.1518 | 55.1518 | 55.1518 | 55.1518 | 55.1518 | 55.1518 | 55.1518 | 55.1518 | 55.1518 | 55.1518 | 55.1518 | 55.1518 | 55.1518 | 55.1518 | 55.1518 | 55.1518 | 55.1518 | 55.1518 | 55.1518 | 55.1518 | 55.1518 | 55.1518 | 55.1518 | 55.1518
Avoided SF6 Emissions from Reduced Leakage Rate - Avoided Only
Carbon Savings (kgCO2e)
Carbon Factor (kgCO2e)
SF6 GWP | 23500 | 23500 | 23500 | 23500 | 23500 | 23500 | 23500 | 23500 | 23500 | 23500 | 23500 | 23500 | 23500 | 23500 | 23500 | 23500 | 23500 | 23500 | 23500 | 23500 | 23500 | 23500 | 23500 | 23500 | 23500 | 23500 | 23500 | 23500 | 23500 | 23500 | 23500 | 23500 | 23500 | 23500 | 23500 | 23500 | 23500 | 23500 | 23500 | 23500 | 23500 | 23500 | 23500 | 23500 | 23500 | 23500 | 23500 | 23500
G3 GWP | 400 | 400 | 400 | 400 | 400 | 400 | 400 | 400 | 400 | 400 | 400 | 400 | 400 | 400 | 400 | 400 | 400 | 400 | 400 | 400 | 400 | 400 | 400 | 400 | 400 | 400 | 400 | 400 | 400 | 400 | 400 | 400 | 400 | 400 | 400 | 400 | 400 | 400 | 400 | 400 | 400 | 400 | 400 | 400 | 400 | 400 | 400 | 400
Annual Carbon Emissions (kgCO2e)
SF6 Carbon Emissions - Existing Methodology - no alternatives | 1959816.5633 | 2812468.0972 | 2538418.2412 | 2541002.7712 | 3434688.3015 | 4726780.365 | 4322916.8145 | 3677196.9862 | 3742416.1837 | 3742416.1837 | 3791243.7788 | 4051737.0488 | 4051737.0488 | 4051737.0488 | 4051737.0488 | 4051737.0488 | 4051737.0488 | 4051737.0488 | 4051737.0488 | 4051737.0488 | 4051737.0488 | 4051737.0488 | 4051737.0488 | 4051737.0488 | 4051737.0488 | 4051737.0488 | 4051737.0488 | 4051737.0488 | 4051737.0488 | 4051737.0488 | 4051737.0488 | 4051737.0488 | 4051737.0488 | 4051737.0488 | 4051737.0488 | 4051737.0488 | 4051737.0488 | 4051737.0488 | 4051737.0488 | 4051737.0488 | 4051737.0488 | 4051737.0488 | 4051737.0488 | 4051737.0488 | 4051737.0488 | 4051737.0488 | 4051737.0488 | 4051737.0488
SF6 Carbon Emissions - New Methodology - with alternatives | 1959816.5633 | 2812468.0972 | 2528230.9912 | 2530681.2188 | 3316567.2435 | 4350748.405 | 3924522.3015 | 3238744.0912 | 3240170.6587 | 3240170.6587 | 3240170.6587 | 3240170.6587 | 3240170.6587 | 3240170.6587 | 3240170.6587 | 3240170.6587 | 3240170.6587 | 3240170.6587 | 3240170.6587 | 3240170.6587 | 3240170.6587 | 3240170.6587 | 3240170.6587 | 3240170.6587 | 3240170.6587 | 3240170.6587 | 3240170.6587 | 3240170.6587 | 3240170.6587 | 3240170.6587 | 3240170.6587 | 3240170.6587 | 3240170.6587 | 3240170.6587 | 3240170.6587 | 3240170.6587 | 3240170.6587 | 3240170.6587 | 3240170.6587 | 3240170.6587 | 3240170.6587 | 3240170.6587 | 3240170.6587 | 3240170.6587 | 3240170.6587 | 3240170.6587 | 3240170.6587 | 3240170.6587
G3 Carbon Emissions - Alternative | 0 | 0 | 757.8 | 757.8 | 909.36 | 5232.8 | 4709.52 | 4284.516 | 4284.516 | 4284.516 | 4284.516 | 4284.516 | 4284.516 | 4284.516 | 4284.516 | 4284.516 | 4284.516 | 4284.516 | 4284.516 | 4284.516 | 4284.516 | 4284.516 | 4284.516 | 4284.516 | 4284.516 | 4284.516 | 4284.516 | 4284.516 | 4284.516 | 4284.516 | 4284.516 | 4284.516 | 4284.516 | 4284.516 | 4284.516 | 4284.516 | 4284.516 | 4284.516 | 4284.516 | 4284.516 | 4284.516 | 4284.516 | 4284.516 | 4284.516 | 4284.516 | 4284.516 | 4284.516 | 4284.516
Total Carbon Savings from New Methodology & Alternatives | 0 | 0 | 10945.05 | 11079.3525 | 119030.418 | 381264.76 | 403104.033 | 442737.411 | 506530.041 | 506530.041 | 555357.636 | 815850.906 | 815850.906 | 815850.906 | 815850.906 | 815850.906 | 815850.906 | 815850.906 | 815850.906 | 815850.906 | 815850.906 | 815850.906 | 815850.906 | 815850.906 | 815850.906 | 815850.906 | 815850.906 | 815850.906 | 815850.906 | 815850.906 | 815850.906 | 815850.906 | 815850.906 | 815850.906 | 815850.906 | 815850.906 | 815850.906 | 815850.906 | 815850.906 | 815850.906 | 815850.906 | 815850.906 | 815850.906 | 815850.906 | 815850.906 | 815850.906 | 815850.906 | 815850.906
Carbon Savings from SF6 Leakage Reduction - Forecast vs Target | 1679842.7685 | 2410686.9405 | 4045169.586 | 4049089.95 | 3869328.4508 | 4133210.9847 | 4578609.3518 | 5181990.546 | 5184273.054 | 5184273.054 | 5184273.054 | 5184273.054 | 5184273.054 | 5184273.054 | 5184273.054 | 5184273.054 | 5184273.054 | 5184273.054 | 5184273.054 | 5184273.054 | 5184273.054 | 5184273.054 | 5184273.054 | 5184273.054 | 5184273.054 | 5184273.054 | 5184273.054 | 5184273.054 | 5184273.054 | 5184273.054 | 5184273.054 | 5184273.054 | 5184273.054 | 5184273.054 | 5184273.054 | 5184273.054 | 5184273.054 | 5184273.054 | 5184273.054 | 5184273.054 | 5184273.054 | 5184273.054 | 5184273.054 | 5184273.054 | 5184273.054 | 5184273.054 | 5184273.054 | 5184273.054
Carbon Savings from G3 Leakage Reduction - Forecast vs Target | 0 | 0 | 1212.48 | 1212.48 | 1060.92 | 4971.16 | 5494.44 | 6855.2256 | 6855.2256 | 6855.2256 | 6855.2256 | 6855.2256 | 6855.2256 | 6855.2256 | 6855.2256 | 6855.2256 | 6855.2256 | 6855.2256 | 6855.2256 | 6855.2256 | 6855.2256 | 6855.2256 | 6855.2256 | 6855.2256 | 6855.2256 | 6855.2256 | 6855.2256 | 6855.2256 | 6855.2256 | 6855.2256 | 6855.2256 | 6855.2256 | 6855.2256 | 6855.2256 | 6855.2256 | 6855.2256 | 6855.2256 | 6855.2256 | 6855.2256 | 6855.2256 | 6855.2256 | 6855.2256 | 6855.2256 | 6855.2256 | 6855.2256 | 6855.2256 | 6855.2256 | 6855.2256
Total Carbon Savings from IIG Leakage Reduction | 1679842.7685 | 2410686.9405 | 4046382.066 | 4050302.43 | 3870389.3708 | 4138182.1447 | 4584103.7918 | 5188845.7716 | 5191128.2796 | 5191128.2796 | 5191128.2796 | 5191128.2796 | 5191128.2796 | 5191128.2796 | 5191128.2796 | 5191128.2796 | 5191128.2796 | 5191128.2796 | 5191128.2796 | 5191128.2796 | 5191128.2796 | 5191128.2796 | 5191128.2796 | 5191128.2796 | 5191128.2796 | 5191128.2796 | 5191128.2796 | 5191128.2796 | 5191128.2796 | 5191128.2796 | 5191128.2796 | 5191128.2796 | 5191128.2796 | 5191128.2796 | 5191128.2796 | 5191128.2796 | 5191128.2796 | 5191128.2796 | 5191128.2796 | 5191128.2796 | 5191128.2796 | 5191128.2796 | 5191128.2796 | 5191128.2796 | 5191128.2796 | 5191128.2796 | 5191128.2796 | 5191128.2796
Carbon Saving from Avoided SF6 (kgCO2e) - Alternative Option
Avoided SF6 Carbon Emissions from Alternatives | 0 | 0 | 0 | 0 | 0 | 0 | 0 | 0 | 467650000 | 467650000 | 467650000 | 467650000 | 467650000 | 467650000 | 467650000 | 467650000 | 467650000 | 467650000 | 467650000 | 467650000 | 467650000 | 467650000 | 467650000 | 467650000 | 467650000 | 467650000 | 467650000 | 467650000 | 467650000 | 467650000 | 467650000 | 467650000 | 467650000 | 467650000 | 467650000 | 467650000 | 467650000 | 467650000 | 467650000 | 467650000 | 467650000 | 467650000 | 467650000 | 467650000 | 467650000 | 467650000 | 467650000 | 467650000
Added G3 Carbon Emissions | 0 | 0 | 0 | 0 | 0 | 0 | 0 | 0 | 2856400 | 2856400 | 2856400 | 2856400 | 2856400 | 2856400 | 2856400 | 2856400 | 2856400 | 2856400 | 2856400 | 2856400 | 2856400 | 2856400 | 2856400 | 2856400 | 2856400 | 2856400 | 2856400 | 2856400 | 2856400 | 2856400 | 2856400 | 2856400 | 2856400 | 2856400 | 2856400 | 2856400 | 2856400 | 2856400 | 2856400 | 2856400 | 2856400 | 2856400 | 2856400 | 2856400 | 2856400 | 2856400 | 2856400 | 2856400
Net Emissions Avoided | 0 | 0 | 0 | 0 | 0 | 0 | 0 | 0 | 464793600 | 464793600 | 464793600 | 464793600 | 464793600 | 464793600 | 464793600 | 464793600 | 464793600 | 464793600 | 464793600 | 464793600 | 464793600 | 464793600 | 464793600 | 464793600 | 464793600 | 464793600 | 464793600 | 464793600 | 464793600 | 464793600 | 464793600 | 464793600 | 464793600 | 464793600 | 464793600 | 464793600 | 464793600 | 464793600 | 464793600 | 464793600 | 464793600 | 464793600 | 464793600 | 464793600 | 464793600 | 464793600 | 464793600 | 464793600
Carbon Emissions from SF6 Total Volume Leakage - 0.39% Rate | 0 | 0 | 0 | 0 | 0 | 0 | 0 | 0 | 8424443.7127 | 8424443.7127 | 8424443.7127 | 8424443.7127 | 8424443.7127 | 8424443.7127 | 8424443.7127 | 8424443.7127 | 8424443.7127 | 8424443.7127 | 8424443.7127 | 8424443.7127 | 8424443.7127 | 8424443.7127 | 8424443.7127 | 8424443.7127 | 8424443.7127 | 8424443.7127 | 8424443.7127 | 8424443.7127 | 8424443.7127 | 8424443.7127 | 8424443.7127 | 8424443.7127 | 8424443.7127 | 8424443.7127 | 8424443.7127 | 8424443.7127 | 8424443.7127 | 8424443.7127 | 8424443.7127 | 8424443.7127 | 8424443.7127 | 8424443.7127 | 8424443.7127 | 8424443.7127 | 8424443.7127 | 8424443.7127 | 8424443.7127 | 8424443.7127
Carbon Emissions from SF6 Total Volume Leakage - 0.21% Rate | 0 | 0 | 0 | 0 | 0 | 0 | 0 | 0 | 4536238.9222 | 4536238.9222 | 4536238.9222 | 4536238.9222 | 4536238.9222 | 4536238.9222 | 4536238.9222 | 4536238.9222 | 4536238.9222 | 4536238.9222 | 4536238.9222 | 4536238.9222 | 4536238.9222 | 4536238.9222 | 4536238.9222 | 4536238.9222 | 4536238.9222 | 4536238.9222 | 4536238.9222 | 4536238.9222 | 4536238.9222 | 4536238.9222 | 4536238.9222 | 4536238.9222 | 4536238.9222 | 4536238.9222 | 4536238.9222 | 4536238.9222 | 4536238.9222 | 4536238.9222 | 4536238.9222 | 4536238.9222 | 4536238.9222 | 4536238.9222 | 4536238.9222 | 4536238.9222 | 4536238.9222 | 4536238.9222 | 4536238.9222 | 4536238.9222
Carbon Emissions from SF6 Total Volume Leakage - 0.15% Rate | 0 | 0 | 0 | 0 | 0 | 0 | 0 | 0 | 3240170.6587 | 3240170.6587 | 3240170.6587 | 3240170.6587 | 3240170.6587 | 3240170.6587 | 3240170.6587 | 3240170.6587 | 3240170.6587 | 3240170.6587 | 3240170.6587 | 3240170.6587 | 3240170.6587 | 3240170.6587 | 3240170.6587 | 3240170.6587 | 3240170.6587 | 3240170.6587 | 3240170.6587 | 3240170.6587 | 3240170.6587 | 3240170.6587 | 3240170.6587 | 3240170.6587 | 3240170.6587 | 3240170.6587 | 3240170.6587 | 3240170.6587 | 3240170.6587 | 3240170.6587 | 3240170.6587 | 3240170.6587 | 3240170.6587 | 3240170.6587 | 3240170.6587 | 3240170.6587 | 3240170.6587 | 3240170.6587 | 3240170.6587 | 3240170.6587
Avoided SF6 from Reduction in Leakage Rate (Current Holdings) | 0 | 0 | 0 | 0 | 0 | 0 | 0 | 0 | 1296068.2635 | 1296068.2635 | 1296068.2635 | 1296068.2635 | 1296068.2635 | 1296068.2635 | 1296068.2635 | 1296068.2635 | 1296068.2635 | 1296068.2635 | 1296068.2635 | 1296068.2635 | 1296068.2635 | 1296068.2635 | 1296068.2635 | 1296068.2635 | 1296068.2635 | 1296068.2635 | 1296068.2635 | 1296068.2635 | 1296068.2635 | 1296068.2635 | 1296068.2635 | 1296068.2635 | 1296068.2635 | 1296068.2635 | 1296068.2635 | 1296068.2635 | 1296068.2635 | 1296068.2635 | 1296068.2635 | 1296068.2635 | 1296068.2635 | 1296068.2635 | 1296068.2635 | 1296068.2635 | 1296068.2635 | 1296068.2635 | 1296068.2635 | 1296068.2635
Emissions from Avoided SF6 Leakage - 0.39% Rate | 0 | 0 | 0 | 0 | 0 | 0 | 0 | 0 | 1823835 | 1823835 | 1823835 | 1823835 | 1823835 | 1823835 | 1823835 | 1823835 | 1823835 | 1823835 | 1823835 | 1823835 | 1823835 | 1823835 | 1823835 | 1823835 | 1823835 | 1823835 | 1823835 | 1823835 | 1823835 | 1823835 | 1823835 | 1823835 | 1823835 | 1823835 | 1823835 | 1823835 | 1823835 | 1823835 | 1823835 | 1823835 | 1823835 | 1823835 | 1823835 | 1823835 | 1823835 | 1823835 | 1823835 | 1823835
Emissions from Added G3 Leakage - 0.39% Rate | 0 | 0 | 0 | 0 | 0 | 0 | 0 | 0 | 11139.96 | 11139.96 | 11139.96 | 11139.96 | 11139.96 | 11139.96 | 11139.96 | 11139.96 | 11139.96 | 11139.96 | 11139.96 | 11139.96 | 11139.96 | 11139.96 | 11139.96 | 11139.96 | 11139.96 | 11139.96 | 11139.96 | 11139.96 | 11139.96 | 11139.96 | 11139.96 | 11139.96 | 11139.96 | 11139.96 | 11139.96 | 11139.96 | 11139.96 | 11139.96 | 11139.96 | 11139.96 | 11139.96 | 11139.96 | 11139.96 | 11139.96 | 11139.96 | 11139.96 | 11139.96 | 11139.96
Emissions from Avoided SF6 Leakage - 0.21% Rate | 0 | 0 | 0 | 0 | 0 | 0 | 0 | 0 | 982065 | 982065 | 982065 | 982065 | 982065 | 982065 | 982065 | 982065 | 982065 | 982065 | 982065 | 982065 | 982065 | 982065 | 982065 | 982065 | 982065 | 982065 | 982065 | 982065 | 982065 | 982065 | 982065 | 982065 | 982065 | 982065 | 982065 | 982065 | 982065 | 982065 | 982065 | 982065 | 982065 | 982065 | 982065 | 982065 | 982065 | 982065 | 982065 | 982065
Emissions from Added G3 Leakage - 0.21% Rate | 0 | 0 | 0 | 0 | 0 | 0 | 0 | 0 | 5998.44 | 5998.44 | 5998.44 | 5998.44 | 5998.44 | 5998.44 | 5998.44 | 5998.44 | 5998.44 | 5998.44 | 5998.44 | 5998.44 | 5998.44 | 5998.44 | 5998.44 | 5998.44 | 5998.44 | 5998.44 | 5998.44 | 5998.44 | 5998.44 | 5998.44 | 5998.44 | 5998.44 | 5998.44 | 5998.44 | 5998.44 | 5998.44 | 5998.44 | 5998.44 | 5998.44 | 5998.44 | 5998.44 | 5998.44 | 5998.44 | 5998.44 | 5998.44 | 5998.44 | 5998.44 | 5998.44
Emissions from Avoided SF6 Leakage - 0.15% Rate | 0 | 0 | 0 | 0 | 0 | 0 | 0 | 0 | 701475 | 701475 | 701475 | 701475 | 701475 | 701475 | 701475 | 701475 | 701475 | 701475 | 701475 | 701475 | 701475 | 701475 | 701475 | 701475 | 701475 | 701475 | 701475 | 701475 | 701475 | 701475 | 701475 | 701475 | 701475 | 701475 | 701475 | 701475 | 701475 | 701475 | 701475 | 701475 | 701475 | 701475 | 701475 | 701475 | 701475 | 701475 | 701475 | 701475
Emissions from Added G3 Leakage - 0.15% Rate | 0 | 0 | 0 | 0 | 0 | 0 | 0 | 0 | 4284.6 | 4284.6 | 4284.6 | 4284.6 | 4284.6 | 4284.6 | 4284.6 | 4284.6 | 4284.6 | 4284.6 | 4284.6 | 4284.6 | 4284.6 | 4284.6 | 4284.6 | 4284.6 | 4284.6 | 4284.6 | 4284.6 | 4284.6 | 4284.6 | 4284.6 | 4284.6 | 4284.6 | 4284.6 | 4284.6 | 4284.6 | 4284.6 | 4284.6 | 4284.6 | 4284.6 | 4284.6 | 4284.6 | 4284.6 | 4284.6 | 4284.6 | 4284.6 | 4284.6 | 4284.6 | 4284.6
Net Emissions Avoided - 0.39% Rate | 0 | 0 | 0 | 0 | 0 | 0 | 0 | 0 | 1812695.04 | 1812695.04 | 1812695.04 | 1812695.04 | 1812695.04 | 1812695.04 | 1812695.04 | 1812695.04 | 1812695.04 | 1812695.04 | 1812695.04 | 1812695.04 | 1812695.04 | 1812695.04 | 1812695.04 | 1812695.04 | 1812695.04 | 1812695.04 | 1812695.04 | 1812695.04 | 1812695.04 | 1812695.04 | 1812695.04 | 1812695.04 | 1812695.04 | 1812695.04 | 1812695.04 | 1812695.04 | 1812695.04 | 1812695.04 | 1812695.04 | 1812695.04 | 1812695.04 | 1812695.04 | 1812695.04 | 1812695.04 | 1812695.04 | 1812695.04 | 1812695.04 | 1812695.04
Net Emissions Avoided - 0.21% Rate | 0 | 0 | 0 | 0 | 0 | 0 | 0 | 0 | 976066.56 | 976066.56 | 976066.56 | 976066.56 | 976066.56 | 976066.56 | 976066.56 | 976066.56 | 976066.56 | 976066.56 | 976066.56 | 976066.56 | 976066.56 | 976066.56 | 976066.56 | 976066.56 | 976066.56 | 976066.56 | 976066.56 | 976066.56 | 976066.56 | 976066.56 | 976066.56 | 976066.56 | 976066.56 | 976066.56 | 976066.56 | 976066.56 | 976066.56 | 976066.56 | 976066.56 | 976066.56 | 976066.56 | 976066.56 | 976066.56 | 976066.56 | 976066.56 | 976066.56 | 976066.56 | 976066.56
Net Emissions Avoided - 0.15% Rate | 0 | 0 | 0 | 0 | 0 | 0 | 0 | 0 | 697190.4 | 697190.4 | 697190.4 | 697190.4 | 697190.4 | 697190.4 | 697190.4 | 697190.4 | 697190.4 | 697190.4 | 697190.4 | 697190.4 | 697190.4 | 697190.4 | 697190.4 | 697190.4 | 697190.4 | 697190.4 | 697190.4 | 697190.4 | 697190.4 | 697190.4 | 697190.4 | 697190.4 | 697190.4 | 697190.4 | 697190.4 | 697190.4 | 697190.4 | 697190.4 | 697190.4 | 697190.4 | 697190.4 | 697190.4 | 697190.4 | 697190.4 | 697190.4 | 697190.4 | 697190.4 | 697190.4
Cost Savings (£)
Carbon Price Forecast (£/kgCO2e)
BEIS non-traded carbon price, central - 2018 prices | 0.067246 | 0.068255 | 0.069279 | 0.070433 | 0.071588 | 0.072743 | 0.073897 | 0.075052 | 0.076207 | 0.077361 | 0.078516 | 0.07967 | 0.080825 | 0.08833 | 0.095835 | 0.10334 | 0.11085 | 0.11835 | 0.12586 | 0.13336 | 0.14087 | 0.14837 | 0.15588 | 0.16338 | 0.17089 | 0.17839 | 0.1859 | 0.1934 | 0.20091 | 0.20841 | 0.21592 | 0.22342 | 0.23093 | 0.2391 | 0.24701 | 0.25496 | 0.26291 | 0.27061 | 0.27835 | 0.28582 | 0.2931 | 0.30026 | 0.30725 | 0.31279 | 0.3183 | 0.32325 | 0.32794 | 0.33206
Carbon Cost Savings (£)
Carbon Cost Savings from New Methodology & Alternatives | 0 | 0 | 758.2584 | 780.3554 | 8521.1431 | 27734.1861 | 29788.2731 | 33228.2744 | 38600.8931 | 39185.7551 | 43604.3554 | 64999.2134 | 65941.231 | 72064.3453 | 78187.4596 | 84310.5739 | 90433.6882 | 96556.8025 | 102679.9168 | 108803.0311 | 114926.1454 | 121049.2597 | 127172.374 | 133295.4883 | 139418.6026 | 145541.717 | 151664.8313 | 157787.9456 | 163911.0599 | 170034.1742 | 176157.2885 | 182280.4028 | 188403.5171 | 195066.2146 | 201520.7078 | 208006.598 | 214494.7533 | 220776.0979 | 227094.718 | 233183.3405 | 239127.1547 | 244971.2332 | 250668.3629 | 255190.1177 | 259684.5661 | 263723.7181 | 267546.2213 | 270908.1174
Carbon Cost Savings (£) - Alternative Option
Carbon Cost Savings from Avoided SF6 (Total Volume) | 0 | 0 | 0 | 0 | 0 | 0 | 0 | 0 | 35420304.0587 | 35956975.3323 | 36493646.6059 | 37030317.8795 | 37566989.1531 | 41055352.4316 | 44543715.7101 | 48032078.9886 | 51520442.2672 | 55008805.5457 | 58497168.8242 | 61985532.1027 | 65473895.3812 | 68962258.6597 | 72450621.9382 | 75938985.2167 | 79427348.4952 | 82915711.7737 | 86404075.0522 | 89892438.3307 | 93380801.6092 | 96869164.8877 | 100357528.1662 | 103845891.4447 | 107334254.7232 | 111130020.7674 | 114807171.9796 | 118502210.1445 | 122198538.7906 | 125777046.4921 | 129376790.2189 | 132845503.3959 | 136231718.6569 | 139561114.0666 | 142806792.2199 | 145382854.4349 | 147943360.0746 | 150244481.513 | 152422177.1931 | 154337463.1855
Carbon Cost Savings from Avoided SF6 Leakage - 0.39% Rate | 0 | 0 | 0 | 0 | 0 | 0 | 0 | 0 | 138139.1858 | 140232.2038 | 142325.2218 | 144418.2397 | 146511.2577 | 160115.8745 | 173720.4913 | 187325.1081 | 200929.7248 | 214534.3416 | 228138.9584 | 241743.5752 | 255348.192 | 268952.8088 | 282557.4256 | 296162.0423 | 309766.6591 | 323371.2759 | 336975.8927 | 350580.5095 | 364185.1263 | 377789.7431 | 391394.3598 | 404998.9766 | 418603.5934 | 433407.081 | 447747.9707 | 462158.6196 | 476574.3013 | 490530.4813 | 504569.4819 | 518097.4632 | 531303.7028 | 544288.3449 | 556946.4897 | 566993.1323 | 576979.1043 | 585953.4779 | 594446.4911 | 601916.1064
Carbon Cost Savings from Avoided SF6 Leakage - 0.21% Rate | 0 | 0 | 0 | 0 | 0 | 0 | 0 | 0 | 74382.6385 | 75509.6482 | 76636.6579 | 77763.6675 | 78890.6772 | 86216.2401 | 93541.803 | 100867.3659 | 108192.9288 | 115518.4916 | 122844.0545 | 130169.6174 | 137495.1803 | 144820.7432 | 152146.3061 | 159471.869 | 166797.4318 | 174122.9947 | 181448.5576 | 188774.1205 | 196099.6834 | 203425.2463 | 210750.8091 | 218076.372 | 225401.9349 | 233373.0436 | 241095.0612 | 248854.6413 | 256616.9315 | 264131.7976 | 271691.2595 | 278975.5571 | 286086.6092 | 293078.3395 | 299894.2637 | 305303.9943 | 310681.0562 | 315513.4112 | 320086.5721 | 324108.6727
Carbon Cost Savings from Avoided SF6 Leakage - 0.15% Rate | 0 | 0 | 0 | 0 | 0 | 0 | 0 | 0 | 53130.4561 | 53935.463 | 54740.4699 | 55545.4768 | 56350.4837 | 61583.0286 | 66815.5736 | 72048.1185 | 77280.6634 | 82513.2083 | 87745.7532 | 92978.2982 | 98210.8431 | 103443.388 | 108675.9329 | 113908.4778 | 119141.0227 | 124373.5677 | 129606.1126 | 134838.6575 | 140071.2024 | 145303.7473 | 150536.2922 | 155768.8372 | 161001.3821 | 166695.0312 | 172210.758 | 177753.3152 | 183297.8082 | 188665.5697 | 194065.1853 | 199268.2551 | 204347.578 | 209341.6711 | 214210.1883 | 218074.2817 | 221915.0401 | 225366.7223 | 228633.2658 | 231506.1948
Caution - Having a higher leakage rate increases carbon saving from avoided SF6
Carbon Cost Impact from SF6 Growth - 0.39% Rate | 0 | 0 | 0 | 0 | 0 | 0 | 0 | 0 | 641997.5616 | 651724.7973 | 661452.0331 | 671179.2689 | 680906.5047 | 744133.5373 | 807360.5698 | 870587.6024 | 933814.635 | 997041.6676 | 1060268.7002 | 1123495.7327 | 1186722.7653 | 1249949.7979 | 1313176.8305 | 1376403.8631 | 1439630.8956 | 1502857.9282 | 1566084.9608 | 1629311.9934 | 1692539.0259 | 1755766.0585 | 1818993.0911 | 1882220.1237 | 1945447.1563 | 2014245.9035 | 2080894.7416 | 2147867.783 | 2214864.2146 | 2279725.1264 | 2344970.944 | 2407841.8159 | 2469217.4026 | 2529563.1221 | 2588391.4556 | 2635082.9142 | 2681492.4079 | 2723200.5296 | 2762671.5435 | 2797386.3482
Carbon Cost Impact from SF6 Growth - 0.21% Rate | 0 | 0 | 0 | 0 | 0 | 0 | 0 | 0 | 345690.9947 | 350928.737 | 356166.4794 | 361404.2217 | 366641.9641 | 400687.2893 | 434732.6145 | 468777.9398 | 502823.265 | 536868.5902 | 570913.9155 | 604959.2407 | 639004.5659 | 673049.8912 | 707095.2164 | 741140.5416 | 775185.8669 | 809231.1921 | 843276.5173 | 877321.8426 | 911367.1678 | 945412.493 | 979457.8183 | 1013503.1435 | 1047548.4688 | 1084593.948 | 1120481.7839 | 1156544.1909 | 1192619.1925 | 1227544.2989 | 1262676.6621 | 1296530.2086 | 1329578.6014 | 1362072.4504 | 1393749.2453 | 1418890.7999 | 1443880.5273 | 1466338.7467 | 1487592.3696 | 1506284.9567
Carbon Cost Impact from SF6 Growth - 0.15% Rate | 0 | 0 | 0 | 0 | 0 | 0 | 0 | 0 | 246922.1391 | 250663.3836 | 254404.6281 | 258145.8727 | 261887.1172 | 286205.2066 | 310523.2961 | 334841.3855 | 359159.475 | 383477.5645 | 407795.6539 | 432113.7434 | 456431.8328 | 480749.9223 | 505068.0117 | 529386.1012 | 553704.1906 | 578022.2801 | 602340.3695 | 626658.459 | 650976.5484 | 675294.6379 | 699612.7273 | 723930.8168 | 748248.9063 | 774709.9629 | 800344.1314 | 826102.9935 | 851870.8518 | 876817.3563 | 901911.9015 | 926093.0061 | 949699.001 | 972908.8931 | 995535.1752 | 1013493.4285 | 1031343.2338 | 1047384.8191 | 1062565.9783 | 1075917.8262
Total Carbon Cost Savings from IIG Leakage Reduction | 112962.946 | 164541.0383 | 280327.9155 | 285276.1716 | 277073.2238 | 301022.0867 | 338752.5915 | 389432.6223 | 395597.8354 | 401591.742 | 407585.6486 | 413579.5552 | 419573.4618 | 458533.8547 | 497494.2476 | 536454.6404 | 575415.0333 | 614375.4262 | 653335.8191 | 692296.212 | 731256.6048 | 770216.9977 | 809177.3906 | 848137.7835 | 887098.1764 | 926058.5692 | 965018.9621 | 1003979.355 | 1042939.7479 | 1081900.1408 | 1120860.5337 | 1159820.9265 | 1198781.3194 | 1241174.9936 | 1282243.8974 | 1323512.5748 | 1364795.6651 | 1404762.8517 | 1444967.2165 | 1483708.1438 | 1521527.6787 | 1558712.6113 | 1594962.5331 | 1623733.7326 | 1652331.1858 | 1678031.6614 | 1702353.635 | 1723744.8402
Note on A2: MacDonald, Garry: Values copied from Copy of SHETL - SF6 (RRP 2019) Summary of SF6 Data position 18 Nov 19 Kintore

## Benefit Calcs - Buildings
Building Energy Use | [13 empty] | Assumes no growth in building energy use beyond 2030/31
|  |  |  | RIIO T2 |  |  |  |  | RIIO T3
| 2018/19 | 2019/20 | 2020/21 | 2021/22 | 2022/23 | 2023/24 | 2024/25 | 2025/26 | 2026/27 | 2027/28 | 2028/29 | 2029/30 | 2030/31 | 2031/32 | 2032/33 | 2033/34 | 2034/35 | 2035/36 | 2036/37 | 2037/38 | 2038/39 | 2039/40 | 2040/41 | 2041/42 | 2042/43 | 2043/44 | 2044/45 | 2045/46 | 2046/47 | 2047/48 | 2048/49 | 2049/50 | 2050/51 | 2051/52 | 2052/53 | 2053/54 | 2054/55 | 2055/56 | 2056/57 | 2057/58 | 2058/59 | 2059/60 | 2060/61 | 2061/62 | 2062/63 | 2063/64 | 2064/65 | 2065/66
Building Energy Use per Annum (kWh)
Building Energy Use - BAU | 670604.674 | 690985 | 704059 | 717133 | 730207 | 743281 | 756355 | 769429 | 782503 | 795577 | 808651 | 821725 | 834799 | 834799 | 834799 | 834799 | 834799 | 834799 | 834799 | 834799 | 834799 | 834799 | 834799 | 834799 | 834799 | 834799 | 834799 | 834799 | 834799 | 834799 | 834799 | 834799 | 834799 | 834799 | 834799 | 834799 | 834799 | 834799 | 834799 | 834799 | 834799 | 834799 | 834799 | 834799 | 834799 | 834799 | 834799 | 834799
Building Energy Use - EE Initiatives | 670604.674 | 679445.5505 | 692301.2147 | 705156.8789 | 718012.5431 | 730868.2073 | 743723.8715 | 756579.5357 | 769435.1999 | 782290.8641 | 795146.5283 | 808002.1925 | 820857.8567 | 820857.8567 | 820857.8567 | 820857.8567 | 820857.8567 | 820857.8567 | 820857.8567 | 820857.8567 | 820857.8567 | 820857.8567 | 820857.8567 | 820857.8567 | 820857.8567 | 820857.8567 | 820857.8567 | 820857.8567 | 820857.8567 | 820857.8567 | 820857.8567 | 820857.8567 | 820857.8567 | 820857.8567 | 820857.8567 | 820857.8567 | 820857.8567 | 820857.8567 | 820857.8567 | 820857.8567 | 820857.8567 | 820857.8567 | 820857.8567 | 820857.8567 | 820857.8567 | 820857.8567 | 820857.8567 | 820857.8567
Energy Saving from EE Initiatives | 0 | 11539.4495 | 11757.7853 | 11976.1211 | 12194.4569 | 12412.7927 | 12631.1285 | 12849.4643 | 13067.8001 | 13286.1359 | 13504.4717 | 13722.8075 | 13941.1433 | 13941.1433 | 13941.1433 | 13941.1433 | 13941.1433 | 13941.1433 | 13941.1433 | 13941.1433 | 13941.1433 | 13941.1433 | 13941.1433 | 13941.1433 | 13941.1433 | 13941.1433 | 13941.1433 | 13941.1433 | 13941.1433 | 13941.1433 | 13941.1433 | 13941.1433 | 13941.1433 | 13941.1433 | 13941.1433 | 13941.1433 | 13941.1433 | 13941.1433 | 13941.1433 | 13941.1433 | 13941.1433 | 13941.1433 | 13941.1433 | 13941.1433 | 13941.1433 | 13941.1433 | 13941.1433 | 13941.1433
Carbon Savings (kgCO2e)
Carbon Factor (kgCO2e/kWh)
BEIS UK electricity grid mix | 0.28307 | 0.26656 | 0.25005 | 0.23353 | 0.21702 | 0.20051 | 0.184 | 0.16748 | 0.15097 | 0.13446 | 0.11795 | 0.10143 | 0.084921 | 0.080675 | 0.076429 | 0.072183 | 0.067937 | 0.063691 | 0.059445 | 0.055199 | 0.050953 | 0.046707 | 0.04246 | 0.038214 | 0.033968 | 0.029722 | 0.025476 | 0.02123 | 0.016984 | 0.012738 | 0.0084921 | 0.0042461 | 0 | 0 | 0 | 0 | 0 | 0 | 0 | 0 | 0 | 0 | 0 | 0 | 0 | 0 | 0 | 0
Annual Carbon Emissions (kgCO2e)
Building Carbon Emissions - BAU | 189828.0651 | 184187.2917 | 176046.55 | 167474.0416 | 158469.7665 | 149033.7248 | 139165.9164 | 128866.3413 | 118134.9996 | 106971.8912 | 95377.0161 | 83350.3743 | 70891.9659 | 67347.3676 | 63802.7693 | 60258.171 | 56713.5727 | 53168.9744 | 49624.3761 | 46079.7778 | 42535.1795 | 38990.5812 | 35445.9829 | 31901.3846 | 28356.7864 | 24812.1881 | 21267.5898 | 17722.9915 | 14178.3932 | 10633.7949 | 7089.1966 | 3544.5983 | 0 | 0 | 0 | 0 | 0 | 0 | 0 | 0 | 0 | 0 | 0 | 0 | 0 | 0 | 0 | 0
Building Carbon Emissions - EE Initiatives | 189828.0651 | 181111.3639 | 173106.5726 | 164677.2251 | 155823.3214 | 146544.8616 | 136841.8456 | 126714.2734 | 116162.1451 | 105185.4606 | 93784.2199 | 81958.4231 | 69708.07 | 66222.6665 | 62737.263 | 59251.8595 | 55766.456 | 52281.0525 | 48795.649 | 45310.2455 | 41824.842 | 38339.4385 | 34854.035 | 31368.6315 | 27883.228 | 24397.8245 | 20912.421 | 17427.0175 | 13941.614 | 10456.2105 | 6970.807 | 3485.4035 | 0 | 0 | 0 | 0 | 0 | 0 | 0 | 0 | 0 | 0 | 0 | 0 | 0 | 0 | 0 | 0
Carbon Saving from EE Initiatives | 0 | 3075.9278 | 2939.9774 | 2796.8165 | 2646.4451 | 2488.8632 | 2324.0708 | 2152.0679 | 1972.8545 | 1786.4306 | 1592.7962 | 1391.9513 | 1183.8958 | 1124.701 | 1065.5062 | 1006.3115 | 947.1167 | 887.9219 | 828.7271 | 769.5323 | 710.3375 | 651.1427 | 591.9479 | 532.7531 | 473.5583 | 414.3635 | 355.1687 | 295.974 | 236.7792 | 177.5844 | 118.3896 | 59.1948 | 0 | 0 | 0 | 0 | 0 | 0 | 0 | 0 | 0 | 0 | 0 | 0 | 0 | 0 | 0 | 0
Carbon Saving from 100% Renewable Tariff (from 2020) | 0 | 0 | 173106.5726 | 164677.2251 | 155823.3214 | 146544.8616 | 136841.8456 | 126714.2734 | 116162.1451 | 105185.4606 | 93784.2199 | 81958.4231 | 69708.07 | 66222.6665 | 62737.263 | 59251.8595 | 55766.456 | 52281.0525 | 48795.649 | 45310.2455 | 41824.842 | 38339.4385 | 34854.035 | 31368.6315 | 27883.228 | 24397.8245 | 20912.421 | 17427.0175 | 13941.614 | 10456.2105 | 6970.807 | 3485.4035 | 0 | 0 | 0 | 0 | 0 | 0 | 0 | 0 | 0 | 0 | 0 | 0 | 0 | 0 | 0 | 0
Total Carbon Savings | 0 | 3075.9278 | 176046.55 | 167474.0416 | 158469.7665 | 149033.7248 | 139165.9164 | 128866.3413 | 118134.9996 | 106971.8912 | 95377.0161 | 83350.3743 | 70891.9659 | 67347.3676 | 63802.7693 | 60258.171 | 56713.5727 | 53168.9744 | 49624.3761 | 46079.7778 | 42535.1795 | 38990.5812 | 35445.9829 | 31901.3846 | 28356.7864 | 24812.1881 | 21267.5898 | 17722.9915 | 14178.3932 | 10633.7949 | 7089.1966 | 3544.5983 | 0 | 0 | 0 | 0 | 0 | 0 | 0 | 0 | 0 | 0 | 0 | 0 | 0 | 0 | 0 | 0
Cost Savings (£)
Carbon Price Forecast (£/kgCO2e)
BEIS non-traded carbon price, central - 2018 prices | 0.067246 | 0.068255 | 0.069279 | 0.070433 | 0.071588 | 0.072743 | 0.073897 | 0.075052 | 0.076207 | 0.077361 | 0.078516 | 0.07967 | 0.080825 | 0.08833 | 0.095835 | 0.10334 | 0.11085 | 0.11835 | 0.12586 | 0.13336 | 0.14087 | 0.14837 | 0.15588 | 0.16338 | 0.17089 | 0.17839 | 0.1859 | 0.1934 | 0.20091 | 0.20841 | 0.21592 | 0.22342 | 0.23093 | 0.2391 | 0.24701 | 0.25496 | 0.26291 | 0.27061 | 0.27835 | 0.28582 | 0.2931 | 0.30026 | 0.30725 | 0.31279 | 0.3183 | 0.32325 | 0.32794 | 0.33206
Carbon Cost Savings (£)
Carbon Cost Savings from EE & Green Tarriff | 0 | 209.9469 | 12196.2686 | 11795.7496 | 11344.525 | 10841.0991 | 10283.9763 | 9671.661 | 9002.6575 | 8275.4703 | 7488.6038 | 6640.5623 | 5729.8502 | 5948.8124 | 6114.5687 | 6227.1194 | 6286.4642 | 6292.6034 | 6245.5367 | 6145.2644 | 5991.7862 | 5785.1024 | 5525.2127 | 5212.1173 | 4845.8162 | 4426.3093 | 3953.5967 | 3427.6783 | 2848.5541 | 2216.2242 | 1530.6886 | 791.9472 | 0 | 0 | 0 | 0 | 0 | 0 | 0 | 0 | 0 | 0 | 0 | 0 | 0 | 0 | 0 | 0

## Data to use SS PV EE (hidden)
Substation electricty usage- estimation from David Allan usage estimation |  |  |  |  | *This relates to saving 36% of total s/s energy usage
| Number of Substations | Total Estimated electricity usage (kWh) | Energy usage per substation (kWh) |  | Energy efficiency savings at 36% | Efficient substation usage (kWh)
132kV Substation | 97 | 4061297 | 120000 |  | 42689.592 | 77310.408
275kV Substation | 22 | 1334863 | 200000 |  | 71149.3199 | 128850.6801
400kV Substation | 4 | 332788 | 250000 |  | 88936.6499 | 161063.3501
570000
| Number of Substations | Proportion of substations
132kV Substation | 97 | 78.86%
275kV Substation | 22 | 17.89%
400kV Substation | 4 | 3.252%
123
Installing PV Pannels 2018
Napier University Study
Year 2018 | PV Electricity generation (kWh) | Carbon (tCO2e) 2018 | Number of substations 2018
132kV Substation | 19200 | 6.75 | 97
Tealing 275kV Substation | 40000 | 14.0624 | 22
400kV Substation | 58182 | 20.4545 | 4
Total figure
EE Measures from Napier Study
Energy Efficiency saving potential
|  | Savings kwh/yr | Carbon (tCO2e) 2018 | Cost (£)
Tealing substation example 275kV | LED Replacement | 4910 | 1.73 | 7059
| Lighting occupancy control | 3150 | 1.11 | 800
| Roof insulation mineral wool | 50695 | 17.82 | 7716
| Roof insulation sprayed | 9564 | 3.36 | 2120 | 17695
68319
|  | Tealing actual usage | 192044
|  | Savings | 35.57%
|  | kWh |  | kgCO2 | tCO2
| 1 tCO2 | 3516.17 | 1kWh | 0.2844
|  |  | 1000kWh | 284.4 | 0.2844
|  | Area in m2 | 10000kWh | 2844 | 2.844
| One 50kW solar panel | 510
For average weight of CO2 per acre
https://medcraveonline.com/FREIJ/FREIJ-02-00040.pdf
Annual electricty generation kWh
Average wind turbine with capacity 2.5MW-3MW |  | 6000000
https://www.ewea.org/wind-energy-basics/faq/
Cost of purchasing and installing 2-3MW wind turbine |  | 3100000
https://www.renewablesfirst.co.uk/windpower/windpower-learning-centre/how-much-does-a-farm-wind-turbine-small-wind-farm-turbine-cost/

## Carbon Factor (hidden)
Carbon factor reduction
| 2013/14 | 2014/15 | 2015/16 | 2016/17 | 2017/18 | 2018/19 | 2019/20 | 2020/21 | 2021/22 | 2022/23 | 2023/24 | 2024/25 | 2025/26 | 2026/27 | 2027/28 | 2028/29 | 2029/30 | 2030/31 | 2031/32 | 2032/33 | 2033/34 | 2034/35 | 2035/36 | 2036/37 | 2037/38 | 2038/39 | 2039/40 | 2040/41 | 2041/42 | 2042/43 | 2043/44 | 2044/45 | 2045/46 | 2046/47 | 2047/48 | 2048/49 | 2049/50 | 2050/51 | 2051/52 | 2052/53 | 2053/54 | 2054/55 | 2055/56 | 2056/57 | 2057/58 | 2058/59 | 2059/60 | 2060/61 | 2061/62 | 2062/63 | 2063/64 | 2064/65 | 2065/66
Carbon factor reductions kg/CO2 | 0.44238 | 0.49426 | 0.46219 | 0.412 | 0.35156 | 0.28307 | 0.26656 | 0.25005 | 0.23353 | 0.21702 | 0.20051 | 0.184 | 0.16748 | 0.15097 | 0.13446 | 0.11795 | 0.10143 | 0.084921 | 0.080675 | 0.076429 | 0.072183 | 0.067937 | 0.063691 | 0.059445 | 0.055199 | 0.050953 | 0.046707 | 0.04246 | 0.038214 | 0.033968 | 0.029722 | 0.025476 | 0.02123 | 0.016984 | 0.012738 | 0.0084921 | 0.0042461 | 0 | 0 | 0 | 0 | 0 | 0 | 0 | 0 | 0 | 0 | 0 | 0 | 0 | 0 | 0 | 0
%
Carbon reduction to 2030/31 | 2013/14: 70%
Number of Years | 2013/14: 12
% annual reduction | 2013/14: 5.833%
Carbon factor 2018/19 | 2013/14: 0.28307
Carbon factor 2030/31 | 2013/14: 0.084921
Difference | 2013/14: 0.19815
Per annum reduction | 2013/14: 0.016512
Carbon factor 2018/19 | 2013/14: 0.28307
Carbon factor 2030/31 | 2013/14: 0.084921
Difference | 2013/14: 0.19815
Per annum reduction | 2013/14: 0.016512

## SF6 Summary (hidden)
Existing Methodology without consideration of alternatives | [16 empty] | New methodology using alternatives
|  | T1 |  |  | T2 |  |  |  |  | T3 | [8 empty] | T1 |  |  | T2 |  |  |  |  | T3
| Voltage | 2018/19 | 2019/20 | 2020/21 | 2021/22 | 2022/23 | 2023/24 | 2024/25 | 2025/26 | 2026/27 | 2027/28 | 2028/29 | 2029/30 | 2030/31 | Totals T2 | Totals T3 |  | Voltage | 2018/19 | 2019/20 | 2020/21 | 2021/22 | 2022/23 | 2023/24 | 2024/25 | 2025/26 | 2026/27 | 2027/28 | 2028/29 | 2029/30 | 2030/31 | Totals
Circuit Breakers (CBs) | [16 empty] | Circuit Breakers (CBs)
GIS | [16 empty] | GIS
| 33kV | #VALUE! | #VALUE! | #VALUE! | #VALUE! | #VALUE! | #VALUE! | #VALUE! | #VALUE! | #VALUE! | #VALUE! | #VALUE! | #VALUE! | 0 |  |  |  | 33kV | #VALUE! | #VALUE! | #VALUE! | #VALUE! | #VALUE! | #VALUE! | #VALUE! | #VALUE! | #VALUE! | #VALUE! | #VALUE! | #VALUE! | 0
| 132kV | #VALUE! | #VALUE! | #VALUE! | #VALUE! | #VALUE! | #VALUE! | #VALUE! | #VALUE! | #VALUE! | #VALUE! | #VALUE! | #VALUE! | 0 |  |  |  | 132kV | #VALUE! | #VALUE! | #VALUE! | #VALUE! | #VALUE! | #VALUE! | #VALUE! | #VALUE! | #VALUE! | #VALUE! | #VALUE! | #VALUE! | 0
| 275kV | #VALUE! | #VALUE! | #VALUE! | #VALUE! | #VALUE! | #VALUE! | #VALUE! | #VALUE! | #VALUE! | #VALUE! | #VALUE! | #VALUE! | 0 |  |  |  | 275kV | #VALUE! | #VALUE! | #VALUE! | #VALUE! | #VALUE! | #VALUE! | #VALUE! | #VALUE! | #VALUE! | #VALUE! | #VALUE! | #VALUE! | 0
| 400kV | #VALUE! | #VALUE! | #VALUE! | #VALUE! | #VALUE! | #VALUE! | #VALUE! | #VALUE! | #VALUE! | #VALUE! | #VALUE! | #VALUE! | 0 |  |  |  | 400kV | #VALUE! | #VALUE! | #VALUE! | #VALUE! | #VALUE! | #VALUE! | #VALUE! | #VALUE! | #VALUE! | #VALUE! | #VALUE! | #VALUE! | 0
Total additions CBs GIS |  | #VALUE! | #VALUE! | #VALUE! | #VALUE! | #VALUE! | #VALUE! | #VALUE! | #VALUE! | #VALUE! | #VALUE! | #VALUE! | #VALUE! | 0 | #VALUE! | #VALUE! | Totals CBs GIS -SF6 |  | #VALUE! | #VALUE! | #VALUE! | #VALUE! | #VALUE! | #VALUE! | #VALUE! | #VALUE! | #VALUE! | #VALUE! | #VALUE! | #VALUE! | 0 | #VALUE!
GIS CBs Cummulative |  | #VALUE! | #VALUE! | #VALUE! | #VALUE! | #VALUE! | #VALUE! | #VALUE! | #VALUE! | #VALUE! | #VALUE! | #VALUE! | #VALUE! | #VALUE! |  |  | Totals G3 |  | 0 | 0 | 1263 | 0 | 0 | 5278 | 0 | 599.86 | 0 | 0 | 0 | 0 | 0
[17 empty] | GIS CBs Cummulative SF6 |  | #VALUE! | #VALUE! | #VALUE! | #VALUE! | #VALUE! | #VALUE! | #VALUE! | #VALUE! | #VALUE! | #VALUE! | #VALUE! | #VALUE! | #VALUE!
[17 empty] | G3 Cummulative G3 |  | 0 | 0 | 1263 | 1263 | 1263 | 6541 | 6541 | 7140.86 | 7140.86 | 7140.86 | 7140.86 | 7140.86 | 7140.86
|  | T1 2018/19: *figures coming from William Colvile assesment of certain view projects up to 2026. Remaining data from Douglas Hill spreadsheet. |  |  |  |  | *figures coming from William Colvile assesment of certain view projects up to 2026. Remaining data from Douglas Hill spreadsheet.
AIS | [16 empty] | AIS
| 33kV | #VALUE! | #VALUE! | #VALUE! | #VALUE! | #VALUE! | #VALUE! | #VALUE! | #VALUE! | #VALUE! | #VALUE! | #VALUE! | #VALUE! | 0 |  |  |  | 33kV | #VALUE! | #VALUE! | #VALUE! | #VALUE! | #VALUE! | #VALUE! | #VALUE! | #VALUE! | #VALUE! | #VALUE! | #VALUE! | #VALUE! | 0
| 66kV | #VALUE! | #VALUE! | #VALUE! | #VALUE! | #VALUE! | #VALUE! | #VALUE! | #VALUE! | #VALUE! | #VALUE! | #VALUE! | #VALUE! | 0 |  |  |  | 66kV | #VALUE! | #VALUE! | #VALUE! | #VALUE! | #VALUE! | #VALUE! | #VALUE! | #VALUE! | #VALUE! | #VALUE! | #VALUE! | #VALUE! | 0
| 132kV | #VALUE! | #VALUE! | #VALUE! | #VALUE! | #VALUE! | #VALUE! | #VALUE! | #VALUE! | #VALUE! | #VALUE! | #VALUE! | #VALUE! | 0 |  |  |  | 132kV | #VALUE! | #VALUE! | #VALUE! | #VALUE! | #VALUE! | #VALUE! | #VALUE! | #VALUE! | #VALUE! | #VALUE! | #VALUE! | #VALUE! | 0
| 275kV | #VALUE! | #VALUE! | #VALUE! | #VALUE! | #VALUE! | #VALUE! | #VALUE! | #VALUE! | #VALUE! | #VALUE! | #VALUE! | #VALUE! | 0 |  |  |  | 275kV | #VALUE! | #VALUE! | #VALUE! | #VALUE! | #VALUE! | #VALUE! | #VALUE! | #VALUE! | #VALUE! | #VALUE! | #VALUE! | #VALUE! | 0
| 400kV | #VALUE! | #VALUE! | #VALUE! | #VALUE! | #VALUE! | #VALUE! | #VALUE! | #VALUE! | #VALUE! | #VALUE! | #VALUE! | #VALUE! | 0 |  |  |  | 400kV | #VALUE! | #VALUE! | #VALUE! | #VALUE! | #VALUE! | #VALUE! | #VALUE! | #VALUE! | #VALUE! | #VALUE! | #VALUE! | #VALUE! | 0
Totals additions CBs AIS |  | #VALUE! | #VALUE! | #VALUE! | #VALUE! | #VALUE! | #VALUE! | #VALUE! | #VALUE! | #VALUE! | #VALUE! | #VALUE! | #VALUE! | 0 | #VALUE! | #VALUE! | Totals CBs AIS |  | #VALUE! | #VALUE! | #VALUE! | #VALUE! | #VALUE! | #VALUE! | #VALUE! | #VALUE! | #VALUE! | #VALUE! | #VALUE! | #VALUE! | 0 | #VALUE!
AIS CBs Cummulative |  | #VALUE! | #VALUE! | #VALUE! | #VALUE! | #VALUE! | #VALUE! | #VALUE! | #VALUE! | #VALUE! | #VALUE! | #VALUE! | #VALUE! | #VALUE! |  |  | AIS CBs Cummulative |  | #VALUE! | #VALUE! | #VALUE! | #VALUE! | #VALUE! | #VALUE! | #VALUE! | #VALUE! | #VALUE! | #VALUE! | #VALUE! | #VALUE! | #VALUE!
SUM
AIS and GIS additions |  | #VALUE! | #VALUE! | #VALUE! | #VALUE! | #VALUE! | #VALUE! | #VALUE! | #VALUE! | #VALUE! | #VALUE! | #VALUE! | #VALUE! | 0 |  |  | GIS and AIS additions |  | #VALUE! | #VALUE! | #VALUE! | #VALUE! | #VALUE! | #VALUE! | #VALUE! | #VALUE! | #VALUE! | #VALUE! | #VALUE! | #VALUE! | 0
GIS CBs Cummulative |  | #VALUE! | #VALUE! | #VALUE! | #VALUE! | #VALUE! | #VALUE! | #VALUE! | #VALUE! | #VALUE! | #VALUE! | #VALUE! | #VALUE! | #VALUE! | #VALUE! | #VALUE! | GIS and AIS CBs Cummulative |  | #VALUE! | #VALUE! | #VALUE! | #VALUE! | #VALUE! | #VALUE! | #VALUE! | #VALUE! | #VALUE! | #VALUE! | #VALUE! | #VALUE! | #VALUE!
[17 empty] | GIS and AIS Cummulative SF6 |  | #VALUE! | #VALUE! | #VALUE! | #VALUE! | #VALUE! | #VALUE! | #VALUE! | #VALUE! | #VALUE! | #VALUE! | #VALUE! | #VALUE! | #VALUE!
[17 empty] | GIS Cummulative G3 |  | 0 | 0 | 1263 | 1263 | 1263 | 6541 | 6541 | 7140.86 | 7140.86 | 7140.86 | 7140.86 | 7140.86 | 7140.86
|  | T1 2018/19: *figures coming from William Colvile assesment of certain view projects up to 2026. Remaining data from Douglas Hill spreadsheet. |  |  |  |  | *figures coming from William Colvile assesment of certain view projects up to 2026. Remaining data from Douglas Hill spreadsheet.
CT&VTs | [16 empty] | CT&VTs
AIS | [16 empty] | AIS
| 76.2kV | 120 | 0 | 0 | 0 | 0 | 0 | 0 | 0 | 0 | 0 | 0 | 0 | 0 | Increase in asset value |  |  | 76.2kV | 120 | 0 | 0 | 0 | 0 | 0 | 0 | 0 | 0 | 0 | 0 | 0 | 0 | Increase in asset value
| 132kV | 60 | 0 | 0 | 0 | 0 | 0 | 0 | 0 | 0 | 0 | 0 | 0 | 0 | 0 |  |  | 132kV | 60 | 0 | 0 | 0 | 0 | 0 | 0 | 0 | 0 | 0 | 0 | 0 | 0 | 0.02
| Blanks | 919.32 | 0 | 0 | 0 | 0 | 0 | 0 | 0 | 0 | 0 | 0 | 0 | 0 |  |  |  | Blanks | 919.32 | 0 | 0 | 0 | 0 | 0 | 0 | 0 | 0 | 0 | 0 | 0 | 0
Totals additions CT&VTs |  | 1099.32 | 0 | 0 | 0 | 0 | 0 | 0 | 0 | 0 | 0 | 0 | 0 | 0 |  |  | Totals CT&VTs |  | 1099.32 | 0 | 0 | 0 | 0 | 0 | 0 | 0 | 0 | 0 | 0 | 0 | 0
CT&VTs Cummulative |  | 1099.32 | 1099.32 | 1099.32 | 1099.32 | 1099.32 | 1099.32 | 1099.32 | 1099.32 | 1099.32 | 1099.32 | 1099.32 | 1099.32 | 1099.32 |  |  | CT&VTs Cummulative |  | 1099.32 | 1099.32 | 1099.32 | 1099.32 | 1099.32 | 1099.32 | 1099.32 | 1099.32 | 1099.32 | 1099.32 | 1099.32 | 1099.32 | 1099.32
|  | T1 2018/19: *As per Mohan's advice, we will not be adding any more of these assets on the network. |  |  |  |  | *assumed 2% increase in figures as there is no data/ projections available on this asset base
HVDC | [16 empty] | HVDC
GIS | [16 empty] | GIS
| 400kV | #VALUE! | #VALUE! | #VALUE! | #VALUE! | #VALUE! | #VALUE! | #VALUE! | #VALUE! | #VALUE! | #VALUE! | #VALUE! | #VALUE! | 0 |  |  |  | 400kV | 1089.9 | 0 | 0 | 0 | 0 | 0 | 0 | 0 | 0 | 0 | 0 | 0 | 0
Total additions HVDC |  | #VALUE! | #VALUE! | #VALUE! | #VALUE! | #VALUE! | #VALUE! | #VALUE! | #VALUE! | #VALUE! | #VALUE! | #VALUE! | #VALUE! | 0 |  |  | Totals HVDC |  | 1089.9 | 0 | 0 | 0 | 0 | 0 | 0 | 0 | 0 | 0 | 0 | 0 | 0
HVDC Cummulative |  | #VALUE! | #VALUE! | #VALUE! | #VALUE! | #VALUE! | #VALUE! | #VALUE! | #VALUE! | #VALUE! | #VALUE! | #VALUE! | #VALUE! | #VALUE! |  |  | HVDC Cummulative |  | 1089.9 | 1089.9 | 1089.9 | 1089.9 | 1089.9 | 1089.9 | 1089.9 | 1089.9 | 1089.9 | 1089.9 | 1089.9 | 1089.9 | 1089.9
AIS | [16 empty] | AIS
| 400kV | #VALUE! | #VALUE! | #VALUE! | #VALUE! | #VALUE! | #VALUE! | #VALUE! | #VALUE! | #VALUE! | #VALUE! | #VALUE! | #VALUE! | 0 |  |  |  | 400kV | 0 | 0 | 0 | 0 | 0 | 0 | 0 | 0 | 0 | 0 | 0 | 0 | 0
Total additions HVDC |  | #VALUE! | #VALUE! | #VALUE! | #VALUE! | #VALUE! | #VALUE! | #VALUE! | #VALUE! | #VALUE! | #VALUE! | #VALUE! | #VALUE! | 0 |  |  | Totals HVDC |  | 0 | 0 | 0 | 0 | 0 | 0 | 0 | 0 | 0 | 0 | 0 | 0 | 0
HVDC Cummulative |  | #VALUE! | #VALUE! | #VALUE! | #VALUE! | #VALUE! | #VALUE! | #VALUE! | #VALUE! | #VALUE! | #VALUE! | #VALUE! | #VALUE! | #VALUE! |  |  | HVDC Cummulative |  | 0 | 0 | 0 | 0 | 0 | 0 | 0 | 0 | 0 | 0 | 0 | 0 | 0
Bottles | [16 empty] | Bottles
| Highland Field Unit Bottles | 67.65 | 67.65 | 67.65 | 67.65 | 67.65 | 67.65 | 67.65 | 67.65 | 67.65 | 67.65 | 67.65 | 67.65 | 67.65 |  |  |  | Highland Field Unit Bottles | 67.65 | 67.65 | 67.65 | 67.65 | 67.65 | 67.65 | 67.65 | 67.65 | 67.65 | 67.65 | 67.65 | 67.65 | 67.65
| T&C Field Unit Bottles | 230.89 | 230.89 | 230.89 | 230.89 | 230.89 | 230.89 | 230.89 | 230.89 | 230.89 | 230.89 | 230.89 | 230.89 | 230.89 |  |  |  | T&C Field Unit Bottles | 230.89 | 230.89 | 230.89 | 230.89 | 230.89 | 230.89 | 230.89 | 230.89 | 230.89 | 230.89 | 230.89 | 230.89 | 230.89
| NE Field Unit Bottles | 130.3 | 130.3 | 130.3 | 130.3 | 130.3 | 130.3 | 130.3 | 130.3 | 130.3 | 130.3 | 130.3 | 130.3 | 130.3 |  |  |  | NE Field Unit Bottles | 130.3 | 130.3 | 130.3 | 130.3 | 130.3 | 130.3 | 130.3 | 130.3 | 130.3 | 130.3 | 130.3 | 130.3 | 130.3
Totals Bottles |  | 428.84 | 428.84 | 428.84 | 428.84 | 428.84 | 428.84 | 428.84 | 428.84 | 428.84 | 428.84 | 428.84 | 428.84 | 428.84 |  |  | Totals Bottles |  | 428.84 | 428.84 | 428.84 | 428.84 | 428.84 | 428.84 | 428.84 | 428.84 | 428.84 | 428.84 | 428.84 | 428.84 | 428.84
Bottles Cummulative |  | 428.84 | 428.84 | 428.84 | 428.84 | 428.84 | 428.84 | 428.84 | 428.84 | 428.84 | 428.84 | 428.84 | 428.84 | 428.84 |  |  | Bottles Cummulative |  | 428.84 | 428.84 | 428.84 | 428.84 | 428.84 | 428.84 | 428.84 | 428.84 | 428.84 | 428.84 | 428.84 | 428.84 | 428.84
|  | T1 2018/19: *kept the same value as no projections available |  |  |  |  | *kept the same value as no projections available
Total Value of SF6 added in year |  | #VALUE! | #VALUE! | #VALUE! | #VALUE! | #VALUE! | #VALUE! | #VALUE! | #VALUE! | #VALUE! | #VALUE! | #VALUE! | #VALUE! | 428.84 |  |  | Total Value of SF6 added in year |  | #VALUE! | #VALUE! | #VALUE! | #VALUE! | #VALUE! | #VALUE! | #VALUE! | #VALUE! | #VALUE! | #VALUE! | #VALUE! | #VALUE! | 428.84
Cummulative SF6 value |  | #VALUE! | #VALUE! | #VALUE! | #VALUE! | #VALUE! | #VALUE! | #VALUE! | #VALUE! | #VALUE! | #VALUE! | #VALUE! | #VALUE! | #VALUE! |  |  | Cummulative SF6 value |  | #VALUE! | #VALUE! | #VALUE! | #VALUE! | #VALUE! | #VALUE! | #VALUE! | #VALUE! | #VALUE! | #VALUE! | #VALUE! | #VALUE! | #VALUE!
Leakage rate assumed
[17 empty] | Cummulative G3 Value |  | 0 | 0 | 1263 | 1263 | 1263 | 6541 | 6541 | 7140.86 | 7140.86 | 7140.86 | 7140.86 | 7140.86 | 7140.86
LEAKAGE @1% | [14 empty] | 2018/19 | Remining
Leakage from mass holding @1% |  | #VALUE! | #VALUE! | #VALUE! | #VALUE! | #VALUE! | #VALUE! | #VALUE! | #VALUE! | #VALUE! | #VALUE! | #VALUE! | #VALUE! | #VALUE! | #VALUE! | 1%
[17 empty] | LEAKAGE @1% | [14 empty] | Leakage Rates
Carbon Factor | 23500 | [30 empty] | 2018/19 | 2019/20 | 2020/21 | 2021/22 | 2022/23 | 2023/24 | 2024/25 | 2025/26 | 2026/27 | 2027/28 | 2028/29 | 2029/30 | 2030/31
[17 empty] | Leakage from SF6 mass holding |  | #VALUE! | #VALUE! | #VALUE! | #VALUE! | #VALUE! | #VALUE! | #VALUE! | #VALUE! | #VALUE! | #VALUE! | #VALUE! | #VALUE! | #VALUE! | #VALUE! | 1% | 1% | 1% | 1% | 1% | 1% | 1% | 1% | 1% | 1% | 1% | 1%
Carbon Emissions tCO2 |  | #VALUE! | #VALUE! | #VALUE! | #VALUE! | #VALUE! | #VALUE! | #VALUE! | #VALUE! | #VALUE! | #VALUE! | #VALUE! | #VALUE! | #VALUE! |  |  | Leakage from G3 mass holding |  | #VALUE! | #VALUE! | #VALUE! | #VALUE! | #VALUE! | #VALUE! | #VALUE! | #VALUE! | #VALUE! | #VALUE! | #VALUE! | #VALUE! | #VALUE!
[17 empty] | SF6 Carbon Factor | 23500
[17 empty] | G3 Carbon Factor | 400
LEAKAGE @0.21% | [14 empty] | 2018/19 | Remining
Leakage from mass holding @0.21% |  | #VALUE! | #VALUE! | #VALUE! | #VALUE! | #VALUE! | #VALUE! | #VALUE! | #VALUE! | #VALUE! | #VALUE! | #VALUE! | #VALUE! | #VALUE! | #VALUE! | 0.21% | SF6 Carbon Emissions |  | #VALUE! | #VALUE! | #VALUE! | #VALUE! | #VALUE! | #VALUE! | #VALUE! | #VALUE! | #VALUE! | #VALUE! | #VALUE! | #VALUE! | #VALUE!
[17 empty] | G3 Carbon Emissions |  | #VALUE! | #VALUE! | #VALUE! | #VALUE! | #VALUE! | #VALUE! | #VALUE! | #VALUE! | #VALUE! | #VALUE! | #VALUE! | #VALUE! | #VALUE!
Carbon Factor | 23500 | [15 empty] | Total Carbon Emissions tCO2 |  | #VALUE! | #VALUE! | #VALUE! | #VALUE! | #VALUE! | #VALUE! | #VALUE! | #VALUE! | #VALUE! | #VALUE! | #VALUE! | #VALUE! | #VALUE!
Carbon Emissions tCO2 |  | #VALUE! | #VALUE! | #VALUE! | #VALUE! | #VALUE! | #VALUE! | #VALUE! | #VALUE! | #VALUE! | #VALUE! | #VALUE! | #VALUE! | #VALUE!
[17 empty] | LEAKAGE @0.21% | [14 empty] | Leakage Rates 2018/19: Leakage Rates
[32 empty] | 2018/19 | 2019/20 | 2020/21 | 2021/22 | 2022/23 | 2023/24 | 2024/25 | 2025/26 | 2026/27 | 2027/28 | 2028/29 | 2029/30 | 2030/31
[17 empty] | Leakage from SF6 mass holding |  | #VALUE! | #VALUE! | #VALUE! | #VALUE! | #VALUE! | #VALUE! | #VALUE! | #VALUE! | #VALUE! | #VALUE! | #VALUE! | #VALUE! | #VALUE! | Leakage Rates 2018/19: #VALUE!
LEAKAGE @0.12% | [14 empty] | 2018/19 | Remining | Leakage from G3 mass holding |  | #VALUE! | #VALUE! | #VALUE! | #VALUE! | #VALUE! | #VALUE! | #VALUE! | #VALUE! | #VALUE! | #VALUE! | #VALUE! | #VALUE! | #VALUE!
Leakage from mass holding @0.12% |  | #VALUE! | #VALUE! | #VALUE! | #VALUE! | #VALUE! | #VALUE! | #VALUE! | #VALUE! | #VALUE! | #VALUE! | #VALUE! | #VALUE! | #VALUE! | #VALUE! | 0.12%
Carbon Factor | 23500 | [15 empty] | SF6 Carbon Factor | 23500
[17 empty] | G3 Carbon Factor | 400
Carbon Emissions tCO2 |  | #VALUE! | #VALUE! | #VALUE! | #VALUE! | #VALUE! | #VALUE! | #VALUE! | #VALUE! | #VALUE! | #VALUE! | #VALUE! | #VALUE! | #VALUE!
[17 empty] | SF6 Carbon Emissions |  | #VALUE! | #VALUE! | #VALUE! | #VALUE! | #VALUE! | #VALUE! | #VALUE! | #VALUE! | #VALUE! | #VALUE! | #VALUE! | #VALUE! | #VALUE!
[17 empty] | G3 Carbon Emissions |  | #VALUE! | #VALUE! | #VALUE! | #VALUE! | #VALUE! | #VALUE! | #VALUE! | #VALUE! | #VALUE! | #VALUE! | #VALUE! | #VALUE! | #VALUE!
[17 empty] | Total Carbon Emissions tCO2 |  | #VALUE! | #VALUE! | #VALUE! | #VALUE! | #VALUE! | #VALUE! | #VALUE! | #VALUE! | #VALUE! | #VALUE! | #VALUE! | #VALUE! | #VALUE!
LEAKAGE @0.15% | [14 empty] | 2018/19 | Remining
Leakage from mass holding @0.15% |  | #VALUE! | #VALUE! | #VALUE! | #VALUE! | #VALUE! | #VALUE! | #VALUE! | #VALUE! | #VALUE! | #VALUE! | #VALUE! | #VALUE! | #VALUE! | #VALUE! | 0.15%
[17 empty] | LEAKAGE @0.12% | [14 empty] | Leakage Rates 2018/19: Leakage Rates
Carbon Factor | 23500 | [30 empty] | 2018/19 | 2019/20 | 2020/21 | 2021/22 | 2022/23 | 2023/24 | 2024/25 | 2025/26 | 2026/27 | 2027/28 | 2028/29 | 2029/30
[17 empty] | Leakage from SF6 mass holding |  | #VALUE! | #VALUE! | #VALUE! | #VALUE! | #VALUE! | #VALUE! | #VALUE! | #VALUE! | #VALUE! | #VALUE! | #VALUE! | #VALUE! | #VALUE! | Leakage Rates 2018/19: #VALUE!; Leakage Rates 2019/20: 0.12%
Carbon Emissions tCO2 |  | #VALUE! | #VALUE! | #VALUE! | #VALUE! | #VALUE! | #VALUE! | #VALUE! | #VALUE! | #VALUE! | #VALUE! | #VALUE! | #VALUE! | #VALUE! |  |  | Leakage from G3 mass holding |  | 0 | 0 | 2.526 | 2.526 | 2.526 | 13.082 | 13.082 | 14.2817 | 14.2817 | 14.2817 | 14.2817 | 14.2817 | 14.2817 | Leakage Rates 2018/19: 0.2%
[17 empty] | SF6 Carbon Factor | 23500
[17 empty] | G3 Carbon Factor | 400
[17 empty] | SF6 Carbon Emissions |  | #VALUE! | #VALUE! | #VALUE! | #VALUE! | #VALUE! | #VALUE! | #VALUE! | #VALUE! | #VALUE! | #VALUE! | #VALUE! | #VALUE! | #VALUE!
[17 empty] | G3 Carbon Emissions |  | 0 | 0 | 1.0104 | 1.0104 | 1.0104 | 5.2328 | 5.2328 | 5.7127 | 5.7127 | 5.7127 | 5.7127 | 5.7127 | 5.7127
[17 empty] | Total Carbon Emissions tCO2 |  | #VALUE! | #VALUE! | #VALUE! | #VALUE! | #VALUE! | #VALUE! | #VALUE! | #VALUE! | #VALUE! | #VALUE! | #VALUE! | #VALUE! | #VALUE!
[17 empty] | LEAKAGE @0.15% | [14 empty] | Leakage Rates 2018/19: Leakage Rates
[32 empty] | 2018/19 | 2019/20 | 2020/21 | 2021/22 | 2022/23 | 2023/24 | 2024/25 | 2025/26 | 2026/27 | 2027/28 | 2028/29 | 2029/30
[17 empty] | Leakage from SF6 mass holding |  | #VALUE! | #VALUE! | #VALUE! | #VALUE! | #VALUE! | #VALUE! | #VALUE! | #VALUE! | #VALUE! | #VALUE! | #VALUE! | #VALUE! | #VALUE! | Leakage Rates 2018/19: #VALUE!; Leakage Rates 2019/20: 0.15%
[17 empty] | Leakage from G3 mass holding |  | 0 | 0 | 2.526 | 2.526 | 2.526 | 13.082 | 13.082 | 14.2817 | 14.2817 | 14.2817 | 14.2817 | 14.2817 | 14.2817 | Leakage Rates 2018/19: 0.2%
[17 empty] | SF6 Carbon Factor | 23500
[17 empty] | G3 Carbon Factor | 400
[17 empty] | SF6 Carbon Emissions |  | #VALUE! | #VALUE! | #VALUE! | #VALUE! | #VALUE! | #VALUE! | #VALUE! | #VALUE! | #VALUE! | #VALUE! | #VALUE! | #VALUE! | #VALUE!
[17 empty] | G3 Carbon Emissions |  | 0 | 0 | 1.0104 | 1.0104 | 1.0104 | 5.2328 | 5.2328 | 5.7127 | 5.7127 | 5.7127 | 5.7127 | 5.7127 | 5.7127
[17 empty] | Total Carbon Emissions tCO2 |  | #VALUE! | #VALUE! | #VALUE! | #VALUE! | #VALUE! | #VALUE! | #VALUE! | #VALUE! | #VALUE! | #VALUE! | #VALUE! | #VALUE! | #VALUE!

## Operational Transport (hidden)
| pre RIIO-T1 | 2013/14 | 2014/15 | 2015/16 | 2016/17 | 2017/18 | 2018/19 | 2019/20 | 2020/21 | 2021/22 | 2022/23 | 2023/24 | 2024/25 | 2025/26 | 2026/27 | 2027/28 | 2028/29 | 2029/30 | 2029/31
Number of Operational Employees |  | 19 | 23 | 29 | 32 | 38 | 36 | 36 | 37 | 38 | 39 | 39 | 39 | 40 | 40 | 40 | 40 | 40 | 41
Increase in employee number |  |  | 21.05% | 26.09% | 10.34% | 18.75% | -5.263% | 0% | 2.778% | 2.703% | 2.632% | 0% | 0% | 2.564% | 0% | 0% | 0% | 0% | 2.5%
Number of Substations on the network | [6 empty] | 144 | 144 | 148 | 151 | 155 | 157 | 157 | 158 | 160 | 160 | 160 | 161 | 162
Opeational Transport (litres used) |  |  | 146032.9226 | 180671.3733 | 215396.9248 | 223389.0379 | 216360.68 | 211631.7201 | 217510.379 | 223389.0379 | 229267.6968 | 229267.6968 | 229267.6968 | 235146.3556 | 235146.3556 | 235146.3556 | 235146.3556 | 235146.3556 | 241025.0145
Ratio Litres used/Operational Employees |  |  | 6349.2575 | 6230.0474 | 6731.1539 | 5878.6589 | 6010.0189 | 5878.6589 | 5878.6589 | 5878.6589 | 5878.6589 | 5878.6589 | 5878.6589 | 5878.6589 | 5878.6589 | 5878.6589 | 5878.6589 | 5878.6589 | 5878.6589
Operational Transport (tCO2e) No Initiative | [6 empty] | 562.573 | 550.2769 | 565.5624 | 580.8478 | 596.1333 | 596.1333 | 596.1333 | 611.4188 | 611.4188 | 611.4188 | 611.4188 | 611.4188 | 626.7043
Average Litres used per op employee | 5878.6589
Number of employees per substation | 4
Number existing diesel vehicles on the network | [6 empty] | 63 | 63 | 63 | 63 | 63 | 63 | 63 | 63 | 63 | 63 | 63 | 63 | 63
Number of cars needed to operate the network | [7 empty] | 62 | 63 | 65 | 67 | 67 | 67 | 68 | 68 | 68 | 68 | 68 | 70
Number of new cars needed to operate the network | [7 empty] | -1 | 0 | 2 | 4 | 4 | 4 | 5 | 5 | 5 | 5 | 5 | 7
Number of new diesel vehicles on the network (% of all new) | [8 empty] | 0 | 2 | 0 | 0 | 0 | 0 | 0 | 0 | 0 | 0 | 0
Number of new electric vehicles on the network (% of all new) | [8 empty] | 0 | 0 | 4 | 4 | 4 | 5 | 5 | 5 | 5 | 5 | 7
Number of total diesel vehicles | [6 empty] | 63 | 63 | 63 | 65 | 63 | 63 | 63 | 63 | 63 | 63 | 63 | 63 | 63
Number of total electricl vehicles | [6 empty] | 0 | 0 | 0 | 0 | 4 | 4 | 4 | 5 | 5 | 5 | 5 | 5 | 7
tCO2 | [6 empty] | 562.573 | 562.573 | 562.573 | 580.4324 | 563.86 | 563.86 | 563.86 | 564.1818 | 564.1818 | 564.1818 | 564.1818 | 564.1818 | 564.8253
5% reduction in diesel usage-smart schemes/initiatives | [8 empty] | 28.1286 | 29.0216 | 28.1286 | 28.1286 | 28.1286 | 28.1286 | 28.1286 | 28.1286 | 28.1286 | 28.1286 | 28.1286
Total emissions of tCO2 after initiatives | [6 empty] | 562.573 | 562.573 | 534.4443 | 551.4108 | 535.7314 | 535.7314 | 535.7314 | 536.0531 | 536.0531 | 536.0531 | 536.0531 | 536.0531 | 536.6966
Number of new diesel vehicles on the network (% of all new) | 0%
Number of new electric vehicles on the network (% of all new) | 100%
Carbon Factor- electric | 0.09369
Carbon Factor- diesel | 2.6002
Number of existing diesel vehicles | 63
Litres of diesel used per existing vehicles | 3434.2965
Reduction of diesel usage | 0.05

## Operational Transport- New data (hidden)
|  | Van | [8 empty] | Van Total
Lease End Date | Vehicle Derivative | 2018 | 2019 | 2020 | 2021 | 2022 | 2023 | 2024 | 2025 | 2028
2018-02-09 | L/R 110 Defender Hardtop | [9 empty] | 1 | bar: Van 2018
2019-05-12 | T Hilux Diesel Hl2 P Up 2.5 Dc | [9 empty] | 1 | bar: Van 2019
2019-05-20 | T Hilux Diesel Hl2 P Up 2.5 Dc | [9 empty] | 1 | bar: Van 2019
2019-05-26 | T Hilux Diesel Hl2 P Up 2.5 Dc | [9 empty] | 1 | bar: Van 2019
2019-05-27 | T Hilux Diesel Hl2 P Up 2.5 Dc | Van 2019: 2 | 2
2019-06-01 | T Hilux Diesel Hl2 P Up 2.5 Dc | Van 2019: 3 | 3
2019-06-02 | T Hilux Diesel Hl2 P Up 2.5 Dc | [9 empty] | 1 | bar: Van 2019
2019-06-10 | T Hilux Diesel Hl2 P Up 2.5 Dc | [9 empty] | 1 | bar: Van 2019
2019-08-11 | T Hilux Diesel Hl2 P Up 2.5 Dc | [9 empty] | 1 | bar: Van 2019
2020-11-24 | M Sprinter 313Cdi Med B Eff Hr | Van 2020: 3 | 3
2020-11-25 | M Sprinter 313Cdi Med B Eff Hr | [9 empty] | 1 | bar: Van 2020
2020-11-26 | M Sprinter 313Cdi Med B Eff Hr | Van 2020: 2 | 2
2020-12-09 | M Sprinter 313Cdi Med B Eff Hr | [9 empty] | 1 | bar: Van 2020
2021-01-11 | M Sprinter 313Cdi Med B Eff Hr | [9 empty] | 1 | bar: Van 2021
2021-05-31 | Transit Custom 310 Swb Hr Trnd | [9 empty] | 1 | bar: Van 2021
2021-07-21 | Transit 350 L3 Rwd Dc Drop Sde | [9 empty] | 1 | bar: Van 2021
2022-03-23 | T Hilux Dsl Active P Up 2.5 Dc | [9 empty] | 1 | bar: Van 2022
2022-03-24 | T Hilux Dsl Active P Up 2.5 Dc | Van 2022: 5 | 5
2022-04-18 | F Fiesta 1.5 Tdci Econ Van | [9 empty] | 1 | bar: Van 2022
2022-05-05 | T Hilux Dsl Active P Up 2.5 Dc | Van 2022: 4 | 4
2022-05-11 | T Hilux Dsl Active P Up 2.5 Dc | Van 2022: 2 | 2
2022-05-18 | T Hilux Dsl Active P Up 2.5 Dc | [9 empty] | 1 | bar: Van 2022
2022-05-27 | T Hilux Dsl Active P Up 2.5 Dc | [9 empty] | 1 | bar: Van 2022
2022-06-10 | T Hilux Dsl Active P Up 2.5 Dc | [9 empty] | 1 | bar: Van 2022
2022-06-23 | T Hilux Dsl Active P Up 2.5 Dc | [9 empty] | 1 | bar: Van 2022
2022-06-27 | Me Sprinter 314Cdi Medium Diesel 3.5T Blueefficiency High Roof Van | Van 2022: 2 | 2
2022-06-29 | T Hilux Dsl Active P Up 2.5 Dc | [9 empty] | 1 | bar: Van 2022
2022-09-29 | T Hilux Dsl Active P Up 2.5 Dc | Van 2022: 2 | 2
2022-10-28 | T Hilux Dsl Active P Up 2.5 Dc | Van 2022: 2 | 2
2022-11-02 | T Hilux Dsl Active P Up 2.5 Dc | [9 empty] | 1 | bar: Van 2022
2022-11-09 | T Hilux Dsl Active P Up 2.5 Dc | [9 empty] | 1 | bar: Van 2022
2022-11-10 | T Hilux Dsl Active P Up 2.5 Dc | [9 empty] | 1 | bar: Van 2022
2022-12-17 | T Hilux Dsl Active P Up 2.5 Dc | [9 empty] | 1 | bar: Van 2022
2023-02-28 | Merc Benz Sprinter 316 Mwb 4X4 | [9 empty] | 1 | bar: Van 2023
2023-04-04 | Merc Benz Sprinter 316 Mwb 4X4 | [9 empty] | 1 | bar: Van 2023
2023-10-16 | Ford Transit Custom 320L1 High Roof 2.0Tdci 130 Trend | [9 empty] | 1 | bar: Van 2023
2024-09-26 | Me Sprinter 316Cdi Medium Diesel 3.5T Van 4X4 | Van 2024: 3 | 3
2025-06-04 | To Hilux Diesel Active D/Cab Pick Up 2.4 D-4D Tss 17 | [9 empty] | 1 | bar: Van 2025
2025-06-05 | To Hilux Diesel Active D/Cab Pick Up 2.4 D-4D Tss 17 | [9 empty] | 1 | bar: Van 2025
2025-09-05 | To Hilux Diesel Active D/Cab Pick Up 2.4 D-4D Tss | Van 2025: 2 | 2
2028-05-10 | Mercedes Sprinter 314Cdi Medium Diesel 3.5T Blue Efficiency High Roof Van | [9 empty] | 1 | bar: Van 2028
Grand Total |  | 1 | 11 | 7 | 3 | 28 | 3 | 3 | 4 | 1 | 61
| 4 years lease expiry of diesel vans | Van 2022: 1; Van 2023: 11; Van 2024: 7; Van 2025: 3
| Expiry of additional diesel vans purchased | Van 2024: 0; Van 2025: 2; Van 2028: 14 | 7
95
|  |  | 2018/19 | 2019/20 | 2020/21 | 2021/22 | 2022/23 | 2023/24 | 2024/25 | 2025/26 | 2026/27 | 2027/28 | 2028/29 | 2029/30 | 2030/31
| Number of Substations on the network |  | 144 | 144 | 148 | 151 | 155 | 157 | 157 | 158 | 160 | 160 | 160 | 161 | 162
| Number of Operational Employees |  | 95 | 95 | 98 | 100 | 102 | 104 | 104 | 104 | 106 | 106 | 106 | 106 | 107
| Number of operational employees per substation |  | 95 2018/19: 1.5158
| Opeational Transport (litres used) |  | 216360.68 | 216360.68 | 223193.1225 | 227748.0842 | 232303.0459 | 236858.0076 | 236858.0076 | 236858.0076 | 241412.9693 | 241412.9693 | 241412.9693 | 241412.9693 | 243690.4501
| Average Litres used per op employee |  | 95 2018/19: 2277.4808
| Vans needed on the network |  | 61 | 61 | 63 | 64 | 65 | 67 | 67 | 67 | 68 | 68 | 68 | 68 | 69
| Average usage of diesel per van |  | 95 2018/19: 3546.8964
DIESEL | Current Diesel Vans on the network |  | 61 | 61 | 61 | 63 | 48 | 41 | 36 | 33 | 32 | 18 | 11 | 5 | 0
| Additional Diesel vans needed to be purchased |  | 95 2019/20: 0; 95 2020/21: 2
| Diesel vans to be removed |  |  |  |  | 15 | 7 | 5 | 3 | 1 | 14 | 7 | 6 | 5 | 0
| Total diesel Vans |  | 61 | 61 | 63 | 48 | 41 | 36 | 33 | 32 | 18 | 11 | 5 | 0 | 0
EV | Replacement of diesel into EV on the network |  |  |  |  | 15 | 23 | 29 | 34 | 35 | 49 | 57 | 63 | 68 | 68
| New/additional EV vans needed on the network |  |  |  |  | 1 | 1 | 2 | 0 | 0 | 1 | 0 | 0 | 0 | 1
| Total EV Vans |  |  |  |  | 16 | 24 | 31 | 34 | 35 | 50 | 57 | 63 | 68 | 69
| Total number of vans EV and Diesel |  | 61 | 61 | 63 | 64 | 65 | 67 | 67 | 67 | 68 | 68 | 68 | 68 | 69
No emission reduction initiative | tCO2 Diesel vans |  | 562.573 | 562.573 | 580.3384 | 592.1821 | 604.0257 | 615.8694 | 615.8694 | 615.8694 | 627.713 | 627.713 | 627.713 | 627.713 | 633.6348
EV INTRODUCTION
Carbon Factor- electric (km) | 0.09369
Carbon Factor- diesel (l) | 2.6002
Carbon Factor- diesel (km) Van | 0.2568
Carbon Factor- electric (km) Van | 0.06924
| tCO2 Diesel Vans |  | 562.573 | 562.573 | 581.018 | 442.6804 | 378.1228 | 332.0103 | 304.3428 | 295.1202 | 166.0051 | 101.4476 | 46.1125 | 0 | 0
| tCO2 EV Vans |  | 0 | 0 | 0 | 53.8697 | 80.8046 | 104.3725 | 114.4731 | 117.84 | 168.3428 | 191.9108 | 212.112 | 228.9462 | 232.3131
| Total tCO2 |  | 562.573 | 562.573 | 581.018 | 496.5501 | 458.9274 | 436.3828 | 418.8159 | 412.9602 | 334.348 | 293.3584 | 258.2245 | 228.9462 | 232.3131
| Introduction of the green tarrif |  | 562.573 | 562.573 | 581.018 | 496.5501 | 458.9274 | 436.3828 | 418.8159 | 295.1202 | 166.0051 | 101.4476 | 46.1125 | 0 | 0
average fuel usage (litres) per 100km | 9.87
359.3613
| 35936.1337 |  | 95 2019/20: 0.63516

## Op Transport data (hidden)
Count of Registration | Column Labels
Row Labels | 2017 | 2018 | 2019 | 2020 | 2021 | 2022 | 2023 | 2024 | 2025 | (blank) | Grand Total | Available now
F Fiesta 1.5 Tdci Econ Van | [5 empty] | 1 |  |  |  |  | 1 | May be available in the future/change of specs required
Ford Transit Custom 320L1 High Roof 2.0Tdci 130 Trend | [6 empty] | 1 |  |  |  | 1 | Not available
L/R 110 Defender Hardtop |  | 1 | [8 empty] | 1
M Sprinter 313Cdi Med B Eff Hr |  |  |  | 7 | 1 | [5 empty] | 8
Me Sprinter 314Cdi Medium Diesel 3.5T Blueefficiency High Roof Van | [5 empty] | 2 |  |  |  |  | 2
Me Sprinter 316Cdi Medium Diesel 3.5T Van 4X4 | [7 empty] | 3 |  |  | 3
Merc Benz Sprinter 316 Mwb 4X4 | [6 empty] | 2 |  |  |  | 2
Mercedes Sprinter 314Cdi Medium Diesel 3.5T Blue Efficiency High Roof Van | [6 empty] | 1 |  |  |  | 1
T Hilux Diesel Hl2 P Up 2.5 Dc | 1 |  | 12 | [7 empty] | 13
T Hilux Dsl Active P Up 2.5 Dc | [5 empty] | 25 |  |  |  |  | 25
To Hilux Diesel Active D/Cab Pick Up 2.4 D-4D Tss | [8 empty] | 2 |  | 2
To Hilux Diesel Active D/Cab Pick Up 2.4 D-4D Tss 17 | [8 empty] | 2 |  | 2
Transit 350 L3 Rwd Dc Drop Sde |  |  |  |  | 1 | [5 empty] | 1
Transit Custom 310 Swb Hr Trnd |  |  |  |  | 1 | [5 empty] | 1
(blank)
Grand Total | 1 | 1 | 12 | 7 | 3 | 28 | 4 | 3 | 4 |  | 63

## Buildings Electricity (hidden)
BAU
Assumptions |  | 2013/14 | 2014/15 | 2015/16 | 2016/17 | 2017/18 | 2018/19 | 2019/20 | 2020/21 | 2021/22 | 2022/23 | 2023/24 | 2024/25 | 2025/26 | 2026/27 | 2027/28 | 2028/29 | 2029/30 | 2030/31
| Buildings- Electricity usage SHET (kWh) | 1688897.3691 | 1274619.297 | 636621.3029 | 648592.233 | 677380.8169 | 670604.674 | 690985 | 704059 | 717133 | 730207 | 743281 | 756355 | 769429 | 782503 | 795577 | 808651 | 821725 | 834799
| Carbon Factor | [5 empty] | 0.28307 | 0.26656 | 0.25005 | 0.23353 | 0.21702 | 0.20051 | 0.184 | 0.16748 | 0.15097 | 0.13446 | 0.11795 | 0.10143 | 0.084921
| tCO2e | [5 empty] | 189.8281 | 184.1873 | 176.0465 | 167.474 | 158.4698 | 149.0337 | 139.1659 | 128.8663 | 118.135 | 106.9719 | 95.377 | 83.3504 | 70.892
WITH INITIATIVES
| Buildings- Electricity usage SHET (kWh) | 1688897.3691 | 1274619.297 | 636621.3029 | 648592.233 | 677380.8169 | 670604.674 | 690985 | 704059 | 717133 | 730207 | 743281 | 756355 | 769429 | 782503 | 795577 | 808651 | 821725 | 834799
| Less Energy Efficiency savings | [6 empty] | 11539.4495 | 11757.7853 | 11976.1211 | 12194.4569 | 12412.7927 | 12631.1285 | 12849.4643 | 13067.8001 | 13286.1359 | 13504.4717 | 13722.8075 | 13941.1433
| MWh after EE schemes | [5 empty] | 670604.674 | 679445.5505 | 692301.2147 | 705156.8789 | 718012.5431 | 730868.2073 | 743723.8715 | 756579.5357 | 769435.1999 | 782290.8641 | 795146.5283 | 808002.1925 | 820857.8567
| Carbon Factor | [5 empty] | 0.28307 | 0.26656 | 0.25005 | 0.23353 | 0.21702 | 0.20051 | 0.184 | 0.16748 | 0.15097 | 0.13446 | 0.11795 | 0.10143 | 0.084921
| tCO2 after EE schemes | [5 empty] | 189.8281 | 181.1114 | 173.1066 | 164.6772 | 155.8233 | 146.5449 | 136.8418 | 126.7143 | 116.1621 | 105.1855 | 93.7842 | 81.9584 | 69.7081
| 100% renewable tarif introduction 2020 | [7 empty] | 173.1066 | 164.6772 | 155.8233 | 146.5449 | 136.8418 | 126.7143 | 116.1621 | 105.1855 | 93.7842 | 81.9584 | 69.7081
| Total emissions after ALL initiatives | [5 empty] | 189.8281 | 181.1114 | 0 | 0 | 0 | 0 | 0 | 0 | 0 | 0 | 0 | 0 | 0
Assumption: 1.From 2018/19 Buildings energy usage will stay the same if no other measures are introduced 2.100% of renewable energy tariffs 3. 5% of energy efficiency every 3 years (1.67% per year)
The new carbon target set for non-operational buildings to reduce the carbon emissions by 5% every three years up to 2030 E7.1 SSE Annual Corporate Sustainability Report p.13.

## Green Tariff option (hidden)
Site name | Voltage level (kV) | Energy usage per substation (kWh) | tCO2 18/19 | tCO2 2025/26
S/A 91676187 LOCH BUIDHE PS, (DYK689A01), CAMBUSMORE, BONAR BRIDGE, ARDGAY, Sutherland, IV24 | 275 | 200000
S/A 341695226 Bottling Plant, BEAULY, Inverness-Shire, IV4 7JP | 400 | 250000
S/A 191676847 FYRISH 275/132 STATION, (DUK572A01), FYRISH, WEST CONTULLICH, ALNESS, Ross-Shire, IV17 | 275 | 200000
S/A 831684835 AC Zone SPITTAL SUBSTATION SPITTAL KW1 5XS | Not incl as not counted as substation in the methodology
S/A 661653944 Tummel Substation, Tummel Bridge, Pitlochry, Perthshire. PH16 5SB | 132 | 120000
S/A 351672882 Site Compound, Blackhillock Grid Sub Stn Site, Blackhillock, Keith Banffshire AB55 5PA | Not incl as site compound isn't included in the methodology
S/A 931653385 BRACO SUBSTATION WEST (NEW), (EBL256A01), BRACO, DUNBLANE, Perthshire | 275 | 200000
S/A 721652851 Site Code BHS, 3 (EDA568A03), Blackhillock, Keith, Banffshire, AB55 5PA | 132 | 120000
S/A 101651428 Site Code BHS, 1 (EDA568A01), Blackhillock, Keith, Banffshire, AB55 5PA | 275 | 200000
|  | 1290000 | 365.1603 | 343.8593
*Voltage allocated on the basis of estimation
Substation electricty usage- estimation from David Allan usage estimation
| Number of Substations | Total Estimated electricity usage (kWh) | Energy usage per substation (kWh)
132kV Substation | 97 | 4061297 | 120000
275kV Substation | 22 | 1334863 | 200000
400kV Substation | 4 | 332788 | 250000
570000