## Submission Sheet
Please tick | By signing this form I, the landlord / property agent, confirm the below: | [5 empty] | Date (dd/mm/yyyy)
| I will provide the contact details for customers to the energy supplier for the purposes of monitoring exercises undertaken by Ofgem or the funding partner. | [5 empty] | Company name
| The information contained within this spreadsheet is accurate and correct | [5 empty] | Landlord / Property Agent name
| I have also completed and signed the Landlord or Management Company Permission form | [5 empty] | Landlord / Property Agent signature
Please note that where more than one property is listed below, you should first contact the supplier funding the works to establish whether you need to record the contact details
Building_Number | Building_Name | Flat_Name/Number | Street_Name | Town | Post_Code | Unique_Property_Reference_Number_(UPRN) | Customer name | Installation Company Name | Measure | PAS Annexe | Intended Product to be used
Note on G9: You can obtain the UPRN from the EPC xml file

## BBA Insulation (hidden)
Company Name | Product name | Type | CertificateNumber
1st Insulation Partners Ltd | Cosytherm White Wool Cavity Wall Insulation | Blown-in Cavity Wall Insulation | 01/3789
Airpacks Ltd | Korefill Blown-In Cavity Wall Insulation | Blown-in Cavity Wall Insulation | 09/4652
Alsecco (UK) Ltd | Alsecco Awk External Wall Insulation Systems | External Wall Insulation | 96/3238
Alsecco (UK) Ltd | Alsecco External Wall Insulation Systems | External Wall Insulation | 96/3247
Alumasc Exterior Building Products Ltd | Swisslab External Wall Insulation Systems | External Wall Insulation | 93/2914
Alumasc Exterior Building Products Ltd | Swisspan External Wall Insulation System | External Wall Insulation | 97/3410
Alumasc Exterior Building Products Ltd | Swistherm External Wall Insulation Systems | External Wall Insulation | 00/3766
Brillux GmbH & Co. KG | Brillux External Wall Insulation Systems | External Wall Insulation | 11/4832
British Gas Limited | Ecorock External Wall Insulation Systems | External Wall Insulation | 09/4710
Celotex Ltd | Celotex Insulation | Internal Wall Insulation System | 95/3197
Domestic & General Insulation Ltd | Domestic and General Blown-In Cavity Wall Insulation | Blown-in Cavity Wall Insulation | 06/4300
Dryvit UK Ltd | Dryvit External Wall Insulation Systems | External Wall Insulation | 98/3548
Dryvit UK Ltd | Dryvit Outsulation E | External Wall Insulation | ETA-10/0101
Ecobead Ltd | Ecobead and Ecobead Platinum Cavity Wall Insulation | Blown-in Cavity Wall Insulation | 04/4167
Energystore Ltd | Energystore Graphite Plus Cavity Wall Insulation | Blown-in Cavity Wall Insulation | 07/4414
Enewall Ltd | Enewall External Wall Insulation Systems | External Wall Insulation | 13/4973
Envirowall Ltd | Envirowall External Wall Insulation Systems | External Wall Insulation | 05/4206
Euroform Products Ltd | GEN-X Multifoil Insulation | Internal Wall Insulation System | 12/4908
Guardian Building Products | Guardian Fiberglass Insulation White Wool | Blown-in Cavity Wall Insulation | 08/4611
I.V.A.S. Industria Vernici S.p.A. | Termok8 Classico External Wall Insulation Systems | External Wall Insulation | 11/4841
Instafibre Ltd | Instabead Cavity Wall Insulation | Blown-in Cavity Wall Insulation | 11/4867
Instafibre Ltd | InstaClad External Wall Insulation Systems | External Wall Insulation | 12/4944
Instafibre Ltd | Instafibre Cavity Wall Insulation | Blown-in Cavity Wall Insulation | 89/2294
Instafibre Ltd | Instafibre Rockwool Cavity Wall Insulation | Blown-in Cavity Wall Insulation | 95/3149
Instafibre Ltd | Instafibre Yellow Wool Cavity Wall Insulation | Blown-in Cavity Wall Insulation | 88/1976
Instafibre Ltd | Insta-Polypearl Cavity Wall Insulation | Blown-in Cavity Wall Insulation | 11/4865
Insulation Systems Ltd | Insulation Systems Blown-In Cavity Wall Insulation | Blown-in Cavity Wall Insulation | 11/4847
Insuletics Ltd | Insuletics External Wall Insulation System | External Wall Insulation | 12/4918
ISOSYSTEMS AG | Gebrik External Wall Insulation System | External Wall Insulation | 07/4403
JUB d.o.o | JUB External Wall Insulation Systems | External Wall Insulation (12/4955) | 12/4955
JUB d.o.o | Jub External Wall Insulation Systems | External Wall Insulation (11/4838) | 11/4838
Kingspan Insulation Ltd | Kingspan Kooltherm Insulation | Internal Wall Insulation System | 10/4798
Kingspan Insulation Ltd | Kingspan Thermawall Tw52 | Internal Wall Insulation System | 97/3366
Knauf Insulation Ltd | Knauf External Wall Insulation Systems | External Wall Insulation | 12/4953
Knauf Insulation Ltd | Knauf Insulation | Internal Wall Insulation System | 11/4849
Knauf Insulation Ltd | Knauf Insulation Supafil Cavity Wall Insulation | Blown-in Cavity Wall Insulation | 88/2033
Knauf Insulation Ltd | Supafil | Blown-in Cavity Wall Insulation (11/4857) | 11/4857
Knauf Insulation Ltd | Supafil | Blown-in Cavity Wall Insulation (13/4969) | 13/4969
Natural Building Technologies | Nbt Diffutherm External Wall Insulation System | External Wall Insulation | 10/4723
Provincial Seals Ltd | Guardian Fiberglass Insulation White Wool | Blown-in Cavity Wall Insulation | 09/4669
Quinn Therm Ltd | Quinn Therm Ql | Internal Wall Insulation System | 07/4444
Rockwool Ltd | Rockshield External Wall Insulation Systems | External Wall Insulation | 90/2437
Rockwool Ltd | Rockwool Cavity Wall Insulation | Blown-in Cavity Wall Insulation | 89/2316
Saint-Gobain ISOVER UK | Saint-Gobain Isover Cavity Wall Insulation | Blown-in Cavity Wall Insulation | 96/3274
Saint-Gobain Weber Ltd | Weber.Therm External Wall Insulation Systems | External Wall Insulation | 09/4670
SIG | Sig Cavity Wall Insulation | Blown-in Cavity Wall Insulation | 11/4834
SIG | SIG External Wall Insulation System | External Wall Insulation | 12/4935
Sto Ltd | Sto External Wall Insulation Systems | External Wall Insulation | 95/3132
Sto Ltd | Stomix External Wall Insulation Systems | External Wall Insulation | 13/4970
STOMIX spol. s r. o. | Stx External Wall Insulation Systems | External Wall Insulation | 11/4837
Strikotherm BV | Strikotherm External Wall Insulation Systems | External Wall Insulation | 10/4774
Structherm Ltd | Structherm Structural External Wall Insulation Systems | External Wall Insulation | 03/4022
Structherm Ltd | Structherm Thermaphon Non-Structural External Wall Insulation Systems | External Wall Insulation | 96/3243
Superglass Insulation Ltd | Superglass Cavity Wall Insulation | Blown-in Cavity Wall Insulation | 12/4938
Tebway Limited | Polypearl Plus and Polypearl Platinum Cavity Wall Insulation | Blown-in Cavity Wall Insulation | 96/3228
Thermal Economics Ltd | Alreflex Range Of Dry Lining Wall Insulation | Internal Wall Insulation System | 90/2436
Urban West Limited | Stomix External Wall Insulation Systems | External Wall Insulation | 12/4965
Walltransform Ltd | Wallreform | External Wall Insulation (02/3951) | 02/3951
Walltransform Ltd | Wallreform | External Wall Insulation (04/4136) | 04/4136
Walltransform Ltd | Wallreform II External Wall Insulation System | External Wall Insulation | 07/4490
Warmfill Ltd | Warmfill Cavity Wall Insulation | Blown-in Cavity Wall Insulation | 02/3938
weber Building Solutions | Weber.Therm Xm External Wall Insulation Systems | External Wall Insulation | 91/2691
Wetherby Building Systems Limited | Epsicon External Wall Insulation System | External Wall Insulation | 03/4058
Wetherby Building Systems Limited | Wetherby External Wall Insulation Systems | External Wall Insulation | 09/4625
Xtratherm Ltd | Xtratherm Xtb/Tl and Xt/Tl Thermal Liner | Internal Wall Insulation System | 04/4130

## Data format (hidden)
Data Dictionary V.1.1
This document provides a data dictionary and general information for suppliers to complete the Monthly Notification Template. The data dictionary sets out each of the fields to be completed on the Monthly Notification Template, the question suppliers should be answering when completing this field, as well as an explanation of the information suppliers should provide. It then goes on to set out the data field type required, the accepted format and validations involved for each field. The data dictionary also distinguishes between types of data that is provided in the Monthly Notification Template. - Core data: which must be provided in order for a notification to be made. If core data is omitted or not in the provided in a format other than the accepted format the attempt to notify the measure will fail. - Required Data: which must be provided before we can process the notification. If this information is omitted or not provided in the correct format, the notification will be made, but we will be unable to process the notification. - Optional Data: which we request suppliers provide in order to assist our validation and audit processes, and to assist suppliers should they later wish to transfer a measure to another supplier, or re-elect a measure. Suppliers should be aware that Ofgem’s system cannot accept data unless it is notified in accordance with the accepted format (set out in the column to the left). As noted above, where core data is provided in a format other than the accepted format the attempt to notify the measure will fail. Ofgem will perform additional validations to check dependencies of mandatory fields and measure eligibility. Submitting the Notification Template: - File name should be AAA_AAA00_V0.0 where the three letter prefix is the supplier's three letter acronym, AAA00 is the notification month and year and V0.0 refers to the approved template version. - File should be submitted in .csv format. - File should include the heading for each field. - Format "A" - Alphabetic. - Format "N" - Numeric. Completing the Notification Template - When a field is not applicable, or not required for your notification, it should be populated with "N/A". This will be an accepted format entry except when completing the address data. The address fields must not be completed with 'N/A' as this will not be accepted by the system. - Each submission must contain only measures that share the same notification deadline. Associated Documents For further information on any of the field listed below or information on our administration of ECO, refer to our Energy Companies Obligation: Guidance for Suppliers for further information on the requirements of any of the fields listed below. For information on energy efficiency measures which suppliers can use to meet their ECO obligations, including how to differentiate between ‘measure categories’ and ‘measures’, refer to the document List of measures and additional information under the Energy Companies Obligation (Measure List) published to our website.
please note which are mandatory fields
Data | Question | Information | Data Field Type | Accepted Format | Validations | Mandatory | AW Comment
Overall_Obligation_Period | Which Overall Obligation Period has the measure been delivered under? | Although the current overall obligation period for suppliers finishes on 31 March 2015, the Government may extend ECO beyond that date. Indentifying the overall obligation period in which the measure being notified is delivered will allow us to sort notifications by overall obligation period should ECO be extended beyond 31 March 2015 | Alphabetic | ECO ECO 2 Pilot Excess Action Transfer | Only entries corresponding to the list will be accepted | No | ignore
ECO_Supplier_Reference | What is the ECO supplier reference number of the supplier that promoted the measure? | Every supplier is allocated a unique ECO reference number by Ofgem. This takes the form AAANNNNNNNNA. The first three characters will be an acronym identifier for the company name. The eight alphanumeric characters are the licence-holder's company registration number and the final letter denotes the licence type, E = Electricity, G = Gas This entry identifies the supplier whose obligations the measure will be credited towards. The supplier reference number that is provided must be for the supplier that promoted the measure | Alphanumeric | AAANNNNNNNNA | Ofgem’s system cannot accept this data unless it is notified in accordance with the accepted format (set out in the column to the left). Where this data is provided in a format other than the accepted format the attempt to notify the measure will fail | CORE | ignore
Obligation_Category | Which of the obligations is the measure to be credited towards? | This refers to the category of ECO obligation, that the measure is to be credited against (i.e. CERO, CSCO, or HHCRO) There are different requirements for each of the ECO obligations. Therefore, this choice determines which of the subsequent entries must be completed in order for us to deem notification of the measure successful. Where the measure is to be credited towards the rural sub-obligation, indicate "CSCO" as well as completing the 'rural sub-obligation' field below | Alphabetic List Value | CERO CSCO HHCRO | Only entries corresponding to obligation acronyms "CERO", "CSCO" or "HHCRO" will be accepted Ofgem’s system cannot accept this data unless it is notified in accordance with the accepted format (set out in the column to the left). Where this data is provided in a format other than the accepted format the attempt to notify the measure will fail | CORE | ignore
Measure_Type | Which measure was installed at the premises identified below? | This describes the measure type installed at a property (each measure installed at a property is to be reported as a separate row) When completing this field, suppliers must refer to the Measures List published on our website. This sets out the 'Measure Category' and 'Measure Name: format for notifying' Measures need to be notified in the exact naming convention specified in the Measure list under 'Measure Name: format for notifying'. Notifications which do not provide the measure in the format set out in 'Measure Name: format for notifying' will be rejected | Alphanumeric | As per the advised list of measures in the Measure List | Entries not corresponding to those on the measure list will be rejected Ofgem’s system cannot accept this data unless it is notified in accordance with the accepted format (set out in the column to the left). Where this data is provided in a format other than the accepted format the attempt to notify the measure will fail | CORE | dropdown data From tab measure list. I have also added three further columns to allow the detailed measure information to be selected. Column D would automatically fill to match what was selected for column c
Measure_Reference_Number | What is the unique measure reference number that the supplier has generated for this particular measure? | This is the unique reference generated by the supplier and ascribed to the measure being notified. This will allow the measure/notification to be identified by both suppliers and Ofgem | Alphanumeric | AAANNNNNNN | Duplicates will be queried to identify edited entries Ofgem’s system cannot accept this data unless it is notified in accordance with the accepted format (set out in the column to the left). Where this data is provided in a format other than the accepted format the attempt to notify the measure will fail | CORE | I have changed this to installer reference which will just be a free text box for them to complete
Purpose_of_Notification | What is the purpose of this submission? | Indicate the reason for notifying the measure. For example, whether it is a new notification, an edit to a previously notified measure, or notification of a measure for which an extension is sought. | Alphabetic List Value | New Notification Edited Notification Extended Notification | Only entries corresponding to the list will be accepted | Required | ignore
Associated_Measure | Does the measure have an associated primary or secondary measure? | Under CERO, a supplier can install packages of measures. This entry identifies whether the measure being notified has an associated secondary or primary measure. The concept of associated measures is explained in our Guidance for Suppliers and reflects the eligibility criteria for carbon qualifying actions under CERO In responding 'Primary' you are indicating that this measure has an associated primary measure. 'Secondary' indicates that this measure has an associated secondary measure. | Alphabetic List Value | Primary Secondary N/A | Only entries corresponding to the list are valid | Required when (i) 'Obligation Category' = CERO; AND (ii) 'Measure Type' does NOT = HTTC or SWI | auto fill with N/A but allow them to change to Primary or Secondary
Associated_Measure_Reference_Number | Where there is an associated primary or secondary measure, what is the reference number for that measure? | Provide the unique reference number for the associated primary or secondary measure, as applicable | Alphanumeric | AAANNNNNNN N/A | Duplicates will be queried to identify edited entries Only one associated measure reference number should be provided | Required if 'Associated Measure' = Primary or Secondary | this could be the same as the first reference number unless the installer does use different reference numbers for different measures rather than just one per home
Date_of_Completed_Installation | On what date was installation of the measure completed? | Provide the date on which the installation of the measure was 'complete'. Please refer to our Guidance for Suppliers for information on how this date is to be determined | Date Field | dd/mm/yyyy | Only entries in the format dd/mm/yyyy will be accepted. ECO completed actions prior to 01/10/2012 will be rejected (except when notifying of Excess Actions) Ofgem’s system cannot accept this data unless it is notified in accordance with the accepted format (set out in the column to the left). Where this data is provided in a format other than the accepted format the attempt to notify the measure will fail | CORE | This date should not be more than 7 days before the current date as installers are obliged to submit work to us within 7 days of completion. If they enter a date which is more than 7 days old please display a message saying "Date of work more than 7 days old - please contact Happy Energy for authorisation if you wish to submit this work"
Building_Number | What is the name of the building in which the measure was installed (if applicable)? | Provide the name of the building (if applicable) | Alphanumeric | Free Text Max character length of 50 characters | "Like" match against CapScan | CORE when 'Building_Name' is unavailable
Building_Name | Where relevant, what is the name of the building in which the measure was installed? | Provide the number of the building if applicable | Alphanumeric | Free Text Max character length of 100 characters | "Like" match against CapScan | CORE when Building_Number' is unavailable
Flat_Name/Number | Where relevant, what is the name or number of the flat in which the measure was installed? | Provide the name or number of the Flat (if applicable). The word 'Flat' should be entered were appropriate (e.g. Flat 1) | Alphanumeric | Free Text Max character length of 50 characters | "Exact" Match against CapScan If a flat name or number is available it must be provided | No
Street_Name | What is the name of the street on which the premises is located? | Provide the name of the street on which the premises the measure was installed in is located | Alphanumeric | Free Text Max character length of 50 characters | "Like" match against CapScan | No
Town | What is the name of the town or city in which the premises is located? | Provide the town in which the premises the measure was installed in is located (where relevant) | Alphanumeric | Free Text Max character length of 50 characters | "Like" match against CapScan | CORE
Post_Code | What is the post code for the premises? | Suppliers should provide the full Royal Mail postal code corresponding to the address provided | Alphanumeric & 'Space' | AN NAA ANN NAA AAN NAA AANN NAA ANA NAA AANA NAA | "Exact" Match against CapScan. (Postcodes with and without spaces will be accepted) Max character length of 10 characters Ofgem’s system cannot accept this data unless it is notified in accordance with the accepted format (set out in the column to the left). Where this data is provided in a format other than the accepted format the attempt to notify the measure will fail | CORE
Unique_Property_Reference_Number_(UPRN) | What is the premises' UPRN? | A Unique Property Reference Number is the unique twelve digit number assigned to every unit of land and property by the National Land and Property Gazetteer and recorded by local Government | Alphanumeric | NNNNNNNNNNNN N/A | Entry is a 12 digit numeric | No | we can add this at the office end
LSOA/DZ_Code | What is the relevant LSOA or DZ code (as applicable) in which the premises where the measure has been installed is located? | The Lower Layer Super Output Area (England & Wales) or Datazone (Scotland) codes should be determined by reference to the following documents: For England and Wales, the areas specified as a ‘Lower Layer Super Output Area’ in a document entitled ‘Mid-2010 Population Estimates for Lower Layer Super Output Areas in England and Wales by Broad Age and Sex’ (release date 28 September 2011). See http://www.ons.gov.uk/ons/publications/re-reference-tables.html?edition=tcm%3A77-230902 For Scotland, the areas specified as a ‘datazone’ in a document entitled ‘SMID Datazone Lookup’ (version 3 published on 6 March 2012). See http://www.scotland.gov.uk/Topics/Statistics/SIMD/SIMDQuickLookup | Alphanumeric | ANNNNNNNN N/A | Code will be cross referenced to postcode to confirm address is within the specified LSOA/DZ | Required when (i) ‘Obligation_Category’ = CSCO; AND (ii) ‘Low_Income’ = Yes; OR (iii) ‘Adjoining_Installation’ = Yes | I have switched this field and the low income around as the lsoa is only needed if low income is selected as YES
Low_Income | Is the premises in which the measure has been installed located in an area of low income as defined in the order? | Suppliers will need to determine whether the LSOA/DZ code for the premises correlates with one of the areas of low income specified in the document entitled: "Energy Companies Obligation, Carbon saving Community Obligation: Rural and Low Income Areas document ISBN 9780108511608" | Alphabetic List Value | Yes No N/A | Required if 'Obligation Category' = CSCO Only entries corresponding to the list will be accepted | Required when 'Obligation_Category' = CSCO
Adjoining_Installation | Is the measure an adjoining installation as defined in article 14(2) of the Order? | Under CSCO, suppliers can achieve part of their total obligation by carrying out measures to domestic energy users living in specified adjoining areas. To identify those adjoining areas, suppliers will need to determine whether the measure was installed in an area adjoining an area of low income in which a carbon saving community qualifying action was installed. For further information on how to determine whether a premises is situated in an area adjoining an area of low income please refer to our Guidance for Suppliers | Alphabetic List Value | Yes No N/A | Only entries corresponding to the list will be accepted English and Scottish LSOA/DZs cannot be adjoining to one another | Required when: (i)'Obligation_Category' = CSCO; AND (ii) 'Low_Income' = No or N/A AND (iii) 'Rural_Sub_Obligation' = No | if they select yes please pop a message up saying "Adjoining CSCO areas cannot be any more than 25% of the CO2 from the adjacent CSCO area on this claim"
Adjoining_LSOA/DZ_Code | Where the measure being notified is an adjoining installation, what is the LSOA/DZ Code, as applicable, for the area of low income that it adjoins? | Suppliers are required to specify the area of low income that adjoins the area in which the adjoining installation is carried out | Alphanumeric | ANNNNNNNN N/A | Required if 'Adjoining Area LSOA/DZ Qualification' = Yes Code will be cross referenced to postcode to confirm address is within the specified LSOA/DZ | Required when 'Adjoining_Installation' = Yes
Rural_Area | Was the measure installed in a rural area? | "Rural area" is defined in article 13(8) of the Order by reference to the description provided in the document entitled: "Energy Companies Obligation, Carbon saving Community Obligation: Rural and Low Income Areas document ISBN 9780108511608" | Alphabetic List Value | Yes No N/A | Required if 'Obligation_Category' = CSCO. Only entries corresponding to the list will be accepted | Required when 'Obligation_Category' = CSCO
Rural_Sub_Obligation | Is the measure intended to be credited towards the rural sub-obligation? | Where a supplier has elected the "CSCO Obligation" above, it should input a response of "yes" or "no". Only where the supplier has elected an obligation other than CSCO is it acceptable to enter "N/A" | Alphabetic List Value | Yes No N/A | Only entries corresponding to the list will be accepted | Required when: (i) 'Obligation_Category' = CSCO (ii) 'Installed_In_A_Rural_Area' = Yes | ignore
Affordable_Warmth_Group | Has the measure been promoted to either: (i) a member of the Affordable Warmth Group (AWG); or (ii) a householder residing in the same home as a member of the AWG and the measure was carried out in that house? | Where a measure is credited towards either the rural sub-obligation under CSCO, or towards HHCRO, suppliers will need to consider the definition of 'Affordable Warmth Group'. A member of the Affordable Warmth Group is defined in the Order as a person in receipt of one or more of the benefits identified in Schedule 1 to the Order For further information on the definition of Affordable Warmth Group, see our Guidance for Suppliers | Alphabetic List Value | Yes - (i) Yes - (ii) No N/A | Only entries corresponding to the list will be accepted | Required if 'Rural_Sub_Obligation' = Yes, or if 'Obligation_Category' = HHCRO
AWG_Verification_Method | How has AWG membership been determined? | Please refer to our Guidance for Suppliers for information on how to identify whether a person is a member of the Affordable Warmth Group (AWG) "Sighted Documentation" means that the supplier has sighted one or more of the documents specified in our Guidance for Suppliers, evidencing receipt of one or more relevant benefits. Such documentation must be dated in accordance with the rules set out in our Guidance for Suppliers. where the documentation sighted is not specified within our guidance for suppliers but a supplier believes that it is appropriate evidence to determine a person is within the AWG "Other" should be entered | Alphabetic List Value | ESAS WHD Core Group Sighted Document Other N/A | Only entries corresponding to the list will be accepted | Required If 'Affordable_Warmth_Group' = Yes (i) or Yes (ii) | ignore
ESAS_Reference_Number | What is the ESAS reference number that was provided on referral? | Where a customer was referred to the supplier by ESAS, provide the unique reference number for the ESAS referral (7 digit numeric) | Numeric | NNNNNNN N/A | Entry must be a 7 digit numeric | Required if 'AWG_Verification_Method' = ESAS | ignore
Householder | Is the person to whom the measure has been promoted a "householder"? | Indicates whether the person to whom the measure was promoted, meets the criteria set out in Schedule 2 to the Order | Alphabetic List Value | Yes No N/A | Only entries corresponding to the list will be accepted | Required if 'Obligation_Category' = HHCRO
Tenure | What is the tenure of the premises the measure was installed in? | Provide a description of the tenure of the premises the measure was installed in. For example 'Owner Occupier', 'Private Rented Sector', 'Social Housing (RSL)', 'Unknown' | Alphabetic List Value | Owner Occupied Private Rented Sector Social Housing (RSL) Unknown N/A | Only entries corresponding to the list will be accepted | No
Property_Type | What type of property has the measure been delivered to? | Provide a description of the premises | Alphabetic List Value | House Bungalow Flat Maisonette Mobile Home | Only entries corresponding to the list will be accepted | No
Scoring_Method | What scoring method has been used to calculate the savings for the measure? | Refers to the methodology used to determine the associated scores for the measure. Where a measure can be scored using SAP or RdSAP, these methodologies must be used. Where SAP or RdSAP are not available, an Appropriate Methodology may be used | Alphabetic List Value | SAP RdSAP AM iiRdSAP | Only entries corresponding to the list will be accepted | Required | ignore
Name_&_Version_Of_Scoring_Tool_Used | What is the name and version of the tool used to calculate the savings for the measure? | Indicates the name of the approved scoring tool used to determine the scores associated to the measure | Alphanumeric | Free Text Max character length of 150 characters | Must be of the permitted character length | Required | ignore
Appropriate_Methodology_ID | Has an Appropriate Methodology been used to calculate the savings for the measure? If so, what is the reference number for that AM? | If an Appropriate Methodology has been used to calculate the savings of the measure, what is the reference number Ofgem allocated to this appropriate methodology? (Ofgem will provide a unique AM ID upon receipt of submission of a request to use an appropriate methodology) | Alphanumeric | AANNNN N/A | Cross reference with allocated AM IDs for the supplier Measures scored using an appropriate methodology not yet approved will be placed on hold and subject to the approval of that methodology | Required when 'Scoring_Method' = AM | ignore
Annual_Carbon_Saving_(TCO2) | What is the calculated carbon saving achieved by the installation of the measure? | Where the measure is credited towards CERO or CSCO, provide the annual tonnes of carbon dioxide that the qualifying action will save. This saving should be calculated in accordance with SAP, RdSAP, or an Appropriate Methodology | Numeric | NN.NNN N/A | Is of the expected format | Required if 'Obligation_Category' = CERO or CSCO
Annual_Cost_Saving_(£) | What is the calculated cost saving achieved by the installation of the measure? | Where the measure is credited towards HHCRO, provide the annual cost which will be qualifying action will save. This saving should be calculated in accordance with SAP, RdSAP, or an Appropriate Methodology (£) | Numeric | NNNN.NN N/A | Is of the expected format | Required if 'Obligation_Category' = HHCRO
Lifetime_(yrs) | What is the lifetime of the measure installed? | When calculating the savings for a particular measure, the annual savings must be multiplied by the lifetime of that measure. A table of lifetimes is published in our Guidance for Suppliers | Numeric | NN | Only entries as per the measure table will be accepted Is of the expected format | Required | Please lock this field and autopopulate from the measure list
In-Use_Factor | What is the in-use factor of the measure? | When calculating the savings for CERO or CSCO, suppliers must multiply the annual savings by the in-use factor for that measure. The in-use factors are listed in Schedule 3 to the Order and replicated in our Guidance for Suppliers | Numeric | NNN N/A | Only entries as per the ECO Order will be accepted. If 'Obligation Category' = HHCRO then 'N/A' is a valid entry Is of the expected format | Required | Please lock this field and autopopulate from the measure list
Carbon_Score_(TCO2) | What is the Carbon Score for the measure? | Where the measure is credited towards CERO or CSCO, suppliers must provide the Carbon Score for that measure. The Carbon Score is the result of the calculation (Carbon Saving x Lifetime x (100% - In Use Factor)) | Numeric | NNN.NNN N/A | Is of the expected format Ofgem’s system cannot accept this data unless it is notified in accordance with the accepted format (set out in the column to the left). Where this data is provided in a format other than the accepted format the attempt to notify the measure will fail | CORE when 'Obligation_Category' = CERO or CSCO | please lock down. This field is autocalculated from the carbon score multiplied by the lifetime of the measure then multiplied by (1-the in-use factor) to reduce it by the appropriate amount
Cost_Score_(£) | What is the Cost Score for the measure? | Where the measure is credited towards HHCRO, suppliers must provide the Cost Score for that measure. The Cost Score is the result of the calculation (Cost Saving x Lifetime) | Numeric | NNNNN N/A | Is of the expected format Ofgem’s system cannot accept this data unless it is notified in accordance with the accepted format (set out in the column to the left). Where this data is provided in a format other than the accepted format the attempt to notify the measure will fail | CORE when 'Obligation_Category' = HHCRO | locl down. Please multiply the cost saving by the measure lifteime. No in-use factors apply
HTTC_and_SWIs:_The 50%_Rule | Where the measure being notified has an associated primary measure, has the latter been installed to at least 50% of the total exterior-facing walls of the premises? | In general, suppliers must install 100% of a measure unless there is a good reason why they cannot. For further information please refer to Ofgem's Guidance for Suppliers However, in the case of CERO, a measure cannot be eligible as a 'secondary' carbon qualifying action unless the associated primary measure has been installed to at least 50% of the total exterior-facing walls of the premises. For further information and guidance on what is meant by the "total exterior-facing walls of the premises', please refer to our Guidance for Suppliers | Alphabetic List Value | Yes No N/A | Only entries corresponding to the list will be accepted | Required when: (i) 'Obligation_Category' is CERO; AND (ii) 'Associated Measure' = 'Primary' | ignore - I will just tell installers they must do this
Evidence_of_Lifetime_for_Wall_Insulation | Where the measure being report is wall insulation, what guarantees or inspections accompanied the measure or installation process? | Suppliers should ensure that the installation of a measure is carried out in accordance with the relevant standards. In the case of wall insulation, the lifetime that will be awarded to the measure will depend on whether the insulation is accompanied by a CIGA/SWIGA guarantee or equivalent (or in certain instances, sign off by building control and a clerk of works) For further information please refer to our Guidance for Suppliers | Alphabetic List Value | CIGA CIGA Equivalent SWIGA SWIGA Equivalent Building Control & Clerk of Works None N/A | Only entries corresponding to the list will be accepted | Required if 'Measure_Category' = 'Solid Wall Insulation', 'Hard-to-treat Cavity Wall Insulation', 'Cavity Wall Insulation' OR 'Park Home External Wall Insulation'
HTTC_Qualification | Has the insulation been installed in a hard to treat cavity as defined in the Order? If so, what limb of the definition of “hard to treat cavity” does the cavity meet? | Insulation of cavity walls is an eligible measure under all three ECO obligations. However, in the case of CERO, Ofgem must be satisfied that a cavity falls with the definition of "hard to treat cavity" as set out in Article 2 of the Order, before insulation of that cavity is eligible as a primary measure. The definition is complex, and suppliers should familiarise themselves with it and our Guidance for Suppliers before completing this question | Alphabetic List Value | No Yes - a(i) Storeys Yes - a(ii) Non Standard materials or techniques Yes - a(iii) Remedial work Yes - b. Narrow cavity Yes - c. Prefab/metal frame Yes - d. Natural stone N/A | Only entries corresponding to the list will be accepted | Required when 'Measure_Type' = 'HTTC_CWI_solution' or 'HTTC_SWI_solution'
Qualifying_Boiler_Warranty | Where the measure being notified is the repair of a qualifying boiler, was the repair of the boiler accompanied by a one or two year warranty in respect of the proper functioning of the boiler? | Identify the length (in years) of the warranty of the boiler | Numeric | N N/A | Is of the expected format and is either 1 or 2 years | Required when 'Measure_Type' = 'QB_Repair: 1_year' or 'QB_Repair: 2_year'. | ignore I wont be doing boiler repairs
Adequate_Loft_or_Wall_Insulation | Where the measure being notified is a connection to a district heating system, does the premises at which that connection is made already have adequate loft or wall insulation? | A connection to a district heating system will only be a carbon saving community qualifying action where that connection is made to premises which already have loft or wall insulation. By responding "yes" you are indicating that the premises at which the connection is made meets one of the two conditions identified our Guidance for Suppliers | Alphabetic List Value | Yes No N/A | Only entries corresponding to the list will be accepted | Required when (i) 'Measure_Category' = 'District Heating System' AND (ii) 'Obligation Category' = CSCO. | ignore
Primary_Heating_Source_for_the_Property | What is the primary heating source used in the property? | For microgeneration to be eligible the primary heating source needs to be electricity | Alphabetic List Value | Coal Gas Oil LPG Electric Renewable DHS Other | Only entries corresponding to the list will be accepted | Required | For microgeneration to be eligible the primary heating source needs to be electricity so if someone selects this as a measure please pop up a message to that effect and don’t allow them to select anything other than electric when the measure is wind or pv or micro hydro
Recommended_Measure | Is the measure being notified a "recommended measure"? | To be eligible as a qualifying action under CERO or CSCO, a measure (other than a connection to District Heating System) must be a 'recommended measure' in either a Green Deal Advice Report (GDAR) or by Chartered Surveyor in a Chartered Surveyor Report (CSR) | Alphabetic List Value | GDAR CSR Neither N/A | Only entries corresponding to the list will be accepted | Required when (i) 'Measure_Type' = CERO or CSCO; AND (ii) 'Measure_Type' does NOT = DHS | ignore DHS as I wont be allowing district heating
Pre_Installation_EPC_RRN | Was a pre-installation EPC completed and lodged with the appropriate body? | The latest report reference number for an EPC (if generated and lodged in the appropriate EPC Register) generated prior to the installation of the specified measure. | Alphanumeric | 1234-1234-1234-1234-1234 N/A | Is of the expected format Max character entry of 24 characters | No
Post_Installation_EPC_RRN | Was a post-installation EPC completed and lodged with the appropriate body? | The latest report reference Number for an EPC (If generated and lodged in the appropriate EPC Register) generated post the installation of the specified measure | Alphanumeric | 1234-1234-1234-1234-1234 N/A | Is of the expected format Max character entry of 24 characters | No
Green_Deal_Advice_Report_URN | Is the measure a 'recommended measure' in a Green Deal Advice Report? Was the measure installed through a Green Deal Plan? | Where a measure is recommended in a Green Deal Advice Report, provide the reference for that Green Deal Advice Report | Alphanumeric | Free Text Max character length of 50 characters | Is of the expected format | Required when 'Recommended_Measure' = GDAR
Brokerage | Has the measure being notified been purchased through the Brokerage Mechanism? | This refers to whether the measure was purchased through brokerage. Where this information is not known (e.g. the measure is a transfer) N/A should be entered | Alphabetic List Value | Yes No N/A | Only entries corresponding to the list will be accepted | Required | ignore
Brokerage_Lot_Number | Has the measure being notified been purchased through the Brokerage Mechanism? If so, what is the Lot Number of the measure being notified? | Reference associated to the purchase via brokerage | Alphanumeric | Free Text Max character length of 50 characters | Is of the expected format | Required when 'Brokerage' = Yes | ignore
Installed_In_Accordance_with_PAS? | Is the measure being notified referred to in the Publicly Available Specification 2030:2012? If so, has the measure been installed in accordance with the relevant annexes to PAS? | To be eligible as a qualifying action, all measures that are referred to in the PAS 2030:2012 must be installed in accordance with the Specification. For further information on this requirements and what is meant by "in accordance with" please refer to our Guidance for Suppliers | Alphabetic List Value | Yes No N/A | Only entries corresponding to the list will be accepted | Required when 'Measure_Type' is referred to in PAS
Measure_Carried_Out_As_Part_Of_A_Green_Deal_Plan | Has the measure being notified been installed through a Green Deal Plan? | Advise as to whether the measure was installed through a Green Deal Plan | Alphabetic List Value | Yes No N/A | Only entries corresponding to the list will be accepted | Required
Green_Deal_Plan_Reference_Number | Has the measure being notified been installed through a Green Deal Plan? | If installed under a Green Deal Plan, provide the reference number of the Green Deal Plan under which the measure was installed | Alphanumeric | Free Text Max character length of 50 characters | Is of the expected format | Required when 'Measure_Carried_Out_As_Part_Of_A_Green_Deal_Plan' = Yes
Green_Deal_Provider_Registration_ID | What is the Registration ID of the Green Deal Provider? | Provides the Registration ID of the Green Deal Provider | Alphanumeric | Free Text Max character length of 50 characters | Is of the expected format | Required when 'Measure_Carried_Out_As_Part_Of_A_Green_Deal_Plan' = Yes

## Measure List (hidden)
Measure Type | Measure Category | Measure name | Measure name: format for notifying1 | Obligation2 |  |  | Lifetime of Measure (yrs) | In-Use Factor3
|  |  |  | CERO | CSCO | HHCRO |  |  | PAS
Insulation | Solid Wall Insulation | EWI (solid): from 1967 E&W, from 1965 Scotland | EWI_solid_from1967_E&W_from1965_S | E | E | E | 36 | 25% | YES
|  | EWI (solid): pre 1967 E&W, pre 1965 Scotland | EWI_solid_pre1967_E&W_pre1965_S | E | E | E | 36 | 33% | YES
|  | External non-solid Brick Wall Insulation | EWI_non_solid | E | E | E | 36 | 25% | YES
|  | Internal non-solid Brick Wall Insulation | IWI_non_solid | E | E | E | 36 | 25% | YES
|  | IWI (solid): from 1967 E&W, from 1965 Scotland | IWI_solid_from1967_E&W_from1965_S | E | E | E | 36 | 25% | YES
|  | IWI (solid): pre 1967 England & Wales, pre 1965 Scotland | IWI_solid_pre1967_E&W_pre1965_S | E | E | E | 36 | 33% | YES
| Park Home External Wall Insulation | Park Home External Wall Insulation | EWI_Parkhomes | E | E | E | 30 | 25% | YES
| Cavity Wall Insulation | Standard CWI | Standard_CWI | S | E | E | 42 | 35% | YES
| Hard To Treat Cavity Wall Insulation | HTTC: Cavity wall insulation solution | HTTC_CWI_solution | E | E | E | 42 | 35% | YES
|  | HTTC: Solid wall insulation solution | HTTC_SWI_solution | E | E | E | 36 | 35% | YES
| Loft Insulation | Loft Insulation Ceiling Level Topup | LI_ceiling_level_topup | S | E | E | 42 | 35% | YES
|  | Loft Insulation Ceiling Level Virgin | LI_ceiling_level_virgin | S | E | E | 42 | 35% | YES
|  | Loft Insulation Rafter | LI_rafter | S | E | E | 42 | 35% | YES
|  | Room in Roof Insulation | RIRI | S | E | E | 42 | 25% | YES
| Other Insulation | Draught Proofing | DP | S | E | E | 10 | 15% | YES
|  | Flat Roof Insulation | FRI | S | E | E | 20 | 15% | YES
|  | Hot Water Cylinder Insulation | HWCI | S | E |  | 10 | 15% | YES
|  | Passageway Walk-through Doors | PWWD | S | E | E | 15 | 15% | YES
|  | Pipework Insulation | PWI | S | E | E | 15 | 15% | YES
|  | Under Floor Insulation | UFI | S | E | E | 42 | 15% | YES
|  | Window Glazing | WG | S | E | E | 20 | 15% | YES
Heating | Boiler | Boiler: Installation of a Non qualifying boiler | Non_QB_installation |  |  | E | 12 | N/A | YES
|  | Boiler: Repair qualifying boiler 1 year warranty | QB_Repair_1_year |  |  | E | 1 | N/A | YES
|  | Boiler: Repair qualifying boiler 2 year warranty | QB_Repair_2_year |  |  | E | 2 | N/A | YES
|  | Boiler: Replacement qualifying boiler | QB_Replacement |  |  | E | 12 | N/A | YES
| Other Heating | Electric Storage Heaters | Electric_storage_heaters |  |  | E | 20 | N/A | YES
|  | Flue Gas Heat Recovery Devices | Heat_recovery_flue_gas |  |  | E | 12 | N/A | YES
|  | Heat Recovery Ventilation | Heat_recovery_ventilation |  |  | E | 10 | N/A | YES
|  | Heating Controls | Heating_controls |  |  | E | 12 | N/A | YES
|  | Radiator Panels | Radiator_panels |  |  | E | 10 | N/A | YES
|  | Warm Air Units | Warm_air_units |  |  | E | 20 | N/A | YES
| District Heating System | DHS: Biomass boiler upgrades | DHS_biomass_upgrade | S | E | E | 30 | 10% | NO
|  | DHS: Biomass boiler new connections | DHS_biomass_new_connection | S | E | E | 30 | 10% | NO
|  | DHS: Gas/Oil boiler upgrades | DHS_gas/oil_upgrade | S | E | E | 25 | 10% | YES
|  | DHS: Gas/Oil boiler new connections | DHS_gas/oil_new_connection | S | E | E | 25 | 10% | YES
|  | DHS: CHP upgrades | DHS_CHP_upgrade | S | E | E | 15 | 10% | YES
|  | DHS: CHP new connections | DHS_CHP_new_connection | S | E | E | 15 | 10% | YES
|  | DHS: heat meters | DHS_heat_meters | S | E | E | 15 | 10% | NO
Micro-generation | Micro-generation | Air Source Heat Pumps | ASHP |  |  | E | 15 | N/A | NO
|  | Biomass Boilers | Biomass_boilers |  |  | E | 20 | N/A | NO
|  | Ground Source Heat Pumps | GSHP |  |  | E | 20 | N/A | NO
|  | Micro CHP | Micro_CHP |  |  | E | 15 | N/A | NO
|  | Micro hydro | Micro_hydro |  |  | E | 20 | N/A | NO
|  | Micro wind | Micro_wind |  |  | E | 10 | N/A | NO
|  | Photovoltaics | Solar_PV |  |  | E | 25 | N/A | NO
Key
|  |  | Eligible as primary measure |  |  | E
|  |  | Eligible only as secondary measure |  |  | S
Notes
1. This list is non-exhaustive. Other measures may be qualify, subject to review by Ofgem on a case by case basis
2. CERO: Carbon Emission Reduction Obligation; CSCO: Carbon Saving Community Obligation; HHCRO: Home Heating Cost Reduction Obligation
3. In-use factors (IUF) are provided in Schedule 3 of the Order, and are defined under 'relevant in-use factor' in Article 2. They are only applied to measures installed under CERO and CSCO. IUFs will not change unless the legislation does.
Insulation
Heating
Micro-generation

## BBA Companies (hidden)
BBA
1st Insulation Partners Ltd
Airpacks Ltd
Alsecco UK Ltd
Alumasc Exterior Building Products Ltd
Brillux GmbH and Co. KG
British Gas Limited
Celotex Ltd
Domestic and General Insulation Ltd
Dryvit UK Ltd
Ecobead Ltd
Energystore Ltd
Enewall Ltd
Envirowall Ltd
Euroform Products Ltd
Guardian Building Products
IVAS Industria Vernici SpA
Instafibre Ltd
Insulation Systems Ltd
Insuletics Ltd
ISOSYSTEMS AG
JUB d.o.o
Kingspan Insulation Ltd
Knauf Insulation Ltd
Natural Building Technologies
Provincial Seals Ltd
Quinn Therm Ltd
Rockwool Ltd
Saint Gobain ISOVER UK
Saint Gobain Weber Ltd
SIG
Sto Ltd
STOMIX spol s.r.o
Strikotherm BV
Structherm Ltd
Superglass Insulation Ltd
Tebway Limited
Thermal Economics Ltd
Urban West Limited
Walltransform Ltd
Warmfill Ltd
Weber Building Solutions
Wetherby Building Systems Limited
Xtratherm Ltd

## BBA Lookup Table (hidden)
CompanyName | product name | Name | CertificateNumber
1st Insulation Partners Ltd | Cosytherm White Wool Cavity Wall Insulation | Blown-in Cavity Wall Insulation | 01/3789
Airpacks Ltd | Korefill Blown-In Cavity Wall Insulation | Blown-in Cavity Wall Insulation | 09/4652
Alsecco (UK) Ltd | Alsecco External Wall Insulation Systems | External Wall Insulation | 96/3247
Alsecco (UK) Ltd | Alsecco Awk External Wall Insulation Systems | External Wall Insulation | 96/3238
Alumasc Exterior Building Products Ltd | Swisspan External Wall Insulation System | External Wall Insulation | 97/3410
Alumasc Exterior Building Products Ltd | Swisslab External Wall Insulation Systems | External Wall Insulation | 93/2914
Alumasc Exterior Building Products Ltd | Swistherm External Wall Insulation Systems | External Wall Insulation | 00/3766
Brillux GmbH & Co. KG | Brillux External Wall Insulation Systems | External Wall Insulation | 11/4832
British Gas Limited | Ecorock External Wall Insulation Systems | External Wall Insulation | 09/4710
Celotex Ltd | Celotex Insulation | Internal Wall Insulation System | 95/3197
Domestic & General Insulation Ltd | Domestic and General Blown-In Cavity Wall Insulation | Blown-in Cavity Wall Insulation | 06/4300
Dryvit UK Ltd | Dryvit External Wall Insulation Systems | External Wall Insulation | 98/3548
Dryvit UK Ltd | Dryvit Outsulation E | External Wall Insulation | ETA-10/0101
Ecobead Ltd | Ecobead and Ecobead Platinum Cavity Wall Insulation | Blown-in Cavity Wall Insulation | 04/4167
Energystore Ltd | Energystore Graphite Plus Cavity Wall Insulation | Blown-in Cavity Wall Insulation | 07/4414
Enewall Ltd | Enewall External Wall Insulation Systems | External Wall Insulation | 13/4973
Envirowall Ltd | Envirowall External Wall Insulation Systems | External Wall Insulation | 05/4206
Euroform Products Ltd | GEN-X Multifoil Insulation | Internal Wall Insulation System | 12/4908
Guardian Building Products | Guardian Fiberglass Insulation White Wool | Blown-in Cavity Wall Insulation | 08/4611
I.V.A.S. Industria Vernici S.p.A. | Termok8 Classico External Wall Insulation Systems | External Wall Insulation | 11/4841
Instafibre Ltd | Instabead Cavity Wall Insulation | Blown-in Cavity Wall Insulation | 11/4867
Instafibre Ltd | Instafibre Yellow Wool Cavity Wall Insulation | Blown-in Cavity Wall Insulation | 88/1976
Instafibre Ltd | Insta-Polypearl Cavity Wall Insulation | Blown-in Cavity Wall Insulation | 11/4865
Instafibre Ltd | Instafibre Rockwool Cavity Wall Insulation | Blown-in Cavity Wall Insulation | 95/3149
Instafibre Ltd | Instafibre Cavity Wall Insulation | Blown-in Cavity Wall Insulation | 89/2294
Instafibre Ltd | InstaClad External Wall Insulation Systems | External Wall Insulation | 12/4944
Insulation Systems Ltd | Insulation Systems Blown-In Cavity Wall Insulation | Blown-in Cavity Wall Insulation | 11/4847
Insuletics Ltd | Insuletics External Wall Insulation System | External Wall Insulation | 12/4918
ISOSYSTEMS AG | Gebrik External Wall Insulation System | External Wall Insulation | 07/4403
JUB d.o.o | JUB External Wall Insulation Systems | External Wall Insulation (12/4955) | 12/4955
JUB d.o.o | Jub External Wall Insulation Systems | External Wall Insulation (11/4838) | 11/4838
Kingspan Insulation Ltd | Kingspan Kooltherm Insulation | Internal Wall Insulation System | 10/4798
Kingspan Insulation Ltd | Kingspan Thermawall Tw52 | Internal Wall Insulation System | 97/3366
Knauf Insulation Ltd | Knauf External Wall Insulation Systems | External Wall Insulation | 12/4953
Knauf Insulation Ltd | Knauf Insulation | Internal Wall Insulation System | 11/4849
Knauf Insulation Ltd | Knauf Insulation Supafil Cavity Wall Insulation | Blown-in Cavity Wall Insulation | 88/2033
Knauf Insulation Ltd | Supafil | Blown-in Cavity Wall Insulation (11/4857) | 11/4857
Knauf Insulation Ltd | Supafil | Blown-in Cavity Wall Insulation (13/4969) | 13/4969
Natural Building Technologies | Nbt Diffutherm External Wall Insulation System | External Wall Insulation | 10/4723
Provincial Seals Ltd | Guardian Fiberglass Insulation White Wool | Blown-in Cavity Wall Insulation | 09/4669
Quinn Therm Ltd | Quinn Therm Ql | Internal Wall Insulation System | 07/4444
Rockwool Ltd | Rockwool Cavity Wall Insulation | Blown-in Cavity Wall Insulation | 89/2316
Rockwool Ltd | Rockshield External Wall Insulation Systems | External Wall Insulation | 90/2437
Saint-Gobain ISOVER UK | Saint-Gobain Isover Cavity Wall Insulation | Blown-in Cavity Wall Insulation | 96/3274
Saint-Gobain Weber Ltd | Weber.Therm External Wall Insulation Systems | External Wall Insulation | 09/4670
SIG | Sig Cavity Wall Insulation | Blown-in Cavity Wall Insulation | 11/4834
SIG | SIG External Wall Insulation System | External Wall Insulation | 12/4935
Sto Ltd | Sto External Wall Insulation Systems | External Wall Insulation | 95/3132
Sto Ltd | Stomix External Wall Insulation Systems | External Wall Insulation | 13/4970
STOMIX spol. s r. o. | Stx External Wall Insulation Systems | External Wall Insulation | 11/4837
Strikotherm BV | Strikotherm External Wall Insulation Systems | External Wall Insulation | 10/4774
Structherm Ltd | Structherm Structural External Wall Insulation Systems | External Wall Insulation | 03/4022
Structherm Ltd | Structherm Thermaphon Non-Structural External Wall Insulation Systems | External Wall Insulation | 96/3243
Superglass Insulation Ltd | Superglass Cavity Wall Insulation | Blown-in Cavity Wall Insulation | 12/4938
Tebway Limited | Polypearl Plus and Polypearl Platinum Cavity Wall Insulation | Blown-in Cavity Wall Insulation | 96/3228
Thermal Economics Ltd | Alreflex Range Of Dry Lining Wall Insulation | Internal Wall Insulation System | 90/2436
Urban West Limited | Stomix External Wall Insulation Systems | External Wall Insulation | 12/4965
Walltransform Ltd | Wallreform II External Wall Insulation System | External Wall Insulation | 07/4490
Walltransform Ltd | Wallreform | External Wall Insulation (02/3951) | 02/3951
Walltransform Ltd | Wallreform | External Wall Insulation (04/4136) | 04/4136
Warmfill Ltd | Warmfill Cavity Wall Insulation | Blown-in Cavity Wall Insulation | 02/3938
weber Building Solutions | Weber.Therm Xm External Wall Insulation Systems | External Wall Insulation | 91/2691
Wetherby Building Systems Limited | Epsicon External Wall Insulation System | External Wall Insulation | 03/4058
Wetherby Building Systems Limited | Wetherby External Wall Insulation Systems | External Wall Insulation | 09/4625
Xtratherm Ltd | Xtratherm Xtb/Tl and Xt/Tl Thermal Liner | Internal Wall Insulation System | 04/4130

## Boiler Lookup Tables (hidden)
Make | Model | Qualifier | Fuel type | Condensing | Annual efficiency
ACV | HeatMaster 35TC |  | 1 | 2 | 89.7
ACV | HeatMaster 35TC P |  | 1 | 2 | 90.7
ACV | Prestige 24 Excellence |  | 1 | 2 | 89.6
ACV | Prestige 24 Excellence P |  | 1 | 2 | 90.6
ACV | Prestige 24 Solo |  | 1 | 2 | 89.3
ACV | Prestige 24 Solo P |  | 1 | 2 | 90.3
ACV | Prestige 32 Excellence |  | 1 | 2 | 89.6
ACV | Prestige 32 Excellence P |  | 1 | 2 | 90.6
ACV | Prestige 32 Solo |  | 1 | 2 | 89.3
ACV | Prestige 32 Solo P |  | 1 | 2 | 90.3
ACV | Prestige 50 Solo |  | 1 | 2 | 88.9
ACV | Prestige 50 Solo P |  | 1 | 2 | 89.9
ACV | Prestige 75 Solo |  | 1 | 2 | 88.9
ACV | Prestige 75 Solo P |  | 1 | 2 | 89.9
A J Wells and Sons | Charnwood OLX45 Hearth Boiler |  | 1 | 1 | 82.6
Alde | Slimline | 2927 | 1 | 1 | 70
Alpha | 240E |  | 1 | 1 | 78.3
Alpha | 240E | Alpha Combimax 350 | 1 | 1 | 78.7
Alpha | 240p |  | 1 | 1 | 70
Alpha | 240X |  | 1 | 1 | 74.3
Alpha | 240xe |  | 1 | 1 | 70
Alpha | 240xp |  | 1 | 1 | 70
Alpha | 280E | Alpha Combimax 600 | 1 | 1 | 79.3
Alpha | 280E |  | 1 | 1 | 78.9
Alpha | 280P |  | 1 | 1 | 74.9
Alpha | 500E |  | 1 | 1 | 78.6
Alpha | C23 |  | 1 | 1 | 78.9
Alpha | C27 |  | 1 | 1 | 78.9
Alpha | CB24 |  | 1 | 1 | 79.2
Alpha | CB24X |  | 1 | 1 | 79.2
Alpha | CB28 |  | 1 | 1 | 80.1
Alpha | CB28X |  | 1 | 1 | 80.1
Alpha | CB50 |  | 1 | 1 | 80.3
Alpha | CD12S |  | 1 | 2 | 88.6
Alpha | CD13R |  | 1 | 2 | 88.5
Alpha | CD18R |  | 1 | 2 | 88.4
Alpha | CD18S |  | 1 | 2 | 88.6
Alpha | CD20S |  | 1 | 2 | 88.8
Alpha | CD24C |  | 1 | 2 | 88.7
Alpha | CD24R |  | 1 | 2 | 88.6
Alpha | CD24S |  | 1 | 2 | 88.8
Alpha | CD 25 C |  | 1 | 2 | 89
Alpha | CD25X |  | 1 | 2 | 88.6
Alpha | CD 28 C |  | 1 | 2 | 88.7
Alpha | CD28S |  | 1 | 2 | 88.8
Alpha | CD28X |  | 1 | 2 | 88.5
Alpha | CD30S |  | 1 | 2 | 88.6
Alpha | CD32C |  | 1 | 2 | 88.8
Alpha | CD 35 C |  | 1 | 2 | 89.2
Alpha | CD50 |  | 1 | 2 | 89.3
Alpha | CD 50 S |  | 1 | 2 | 88.5
Alpha | CD 70 S |  | 1 | 2 | 88.7
Alpha | Eco |  | 1 | 2 | 88.8
Alpha | HE CB25 |  | 1 | 2 | 85.9
Alpha | HE CB33 |  | 1 | 2 | 85.9
Alpha | HE SY25 |  | 1 | 2 | 86
Alpha | InTec 12S |  | 1 | 2 | 88.8
Alpha | InTec 18S |  | 1 | 2 | 89.3
Alpha | InTec 24X |  | 1 | 2 | 89.2
Alpha | InTec 26C |  | 1 | 2 | 89.2
Alpha | InTec 28S |  | 1 | 2 | 88.9
Alpha | InTec 28X |  | 1 | 2 | 88.2
Alpha | InTec 30C |  | 1 | 2 | 88.2
Alpha | InTec 30GS |  | 1 | 2 | 88.8
Alpha | InTec 34C |  | 1 | 2 | 88.8
Alpha | InTec 40 GS |  | 1 | 2 | 88.9
Alpha | InTec 50 CS |  | 1 | 2 | 89
Alpha | SY24 |  | 1 | 1 | 79.3
Aquaflame | Eco-Avance 25 |  | 1 | 2 | 90.1
Aquaflame | Eco-Avance 28 |  | 1 | 2 | 90.2
Aquaflame | Eco-Avance 30 |  | 1 | 2 | 89.8
Aquaflame | Eco-Avance II 15 |  | 1 | 2 | 89.9
Aquaflame | Eco-Avance II 19 |  | 1 | 2 | 89.9
Aquaflame | Eco-Avance II 24 |  | 1 | 2 | 90.1
Aquaflame | Eco-Avance II 27 |  | 1 | 2 | 90.1
Aquaflame | Eco-Avance II 30 |  | 1 | 2 | 90.1
Aquaflame | Eco-Avance II 38 |  | 1 | 2 | 89.9
Aquaflame | Evolution II 110 |  | 1 | 1 | 84.6
Aquaflame | Evolution II 50 |  | 1 | 1 | 83.9
Aquaflame | Evolution II 65 |  | 1 | 1 | 83.9
Aquaflame | Evolution II 80 |  | 1 | 1 | 83.9
Aquaflame | Evolution II 95 |  | 1 | 1 | 84
Aquaflame | Gem | 50 | 1 | 1 | 70
Aquaflame | Gem | 70 | 1 | 1 | 70
Aquaflame | Gem | 90 | 1 | 1 | 70
Aquaflame | Gem | 50 B | 1 | 1 | 70
Aquaflame | Gem | 50 F | 1 | 1 | 70
Aquaflame | Gem | 70 B | 1 | 1 | 70
Aquaflame | Gem | 70 F | 1 | 1 | 70
Aquaflame | Gem | 90 B | 1 | 1 | 70
Aquaflame | Gem | 90 F | 1 | 1 | 70
Aquaflame | HE 15 |  | 1 | 2 | 90.7
Aquaflame | HE 19 |  | 1 | 2 | 90.6
Aquaflame | HE 22 |  | 1 | 2 | 90
Aquaflame | Quartz | 110 | 1 | 1 | 70
Aquaflame | Quartz | 135 | 1 | 1 | 70
Aquaflame | Quartz | 150 | 1 | 1 | 70
Aquaflame | Quartz | 110 B | 1 | 1 | 70
Aquaflame | Quartz | 110 F | 1 | 1 | 70
Aquaflame | Quartz | 135 B | 1 | 1 | 70
Aquaflame | Quartz | 135 F | 1 | 1 | 70
Aquaflame | Quartz | 160 B | 1 | 1 | 70
Aquaflame | Quartz | 160 F | 1 | 1 | 70
ARCA | Pixel 25 FC |  | 1 | 2 | 89.1
ARCA | Pixel 25 FCR |  | 1 | 2 | 89.2
ARCA | Pixel 31 FC |  | 1 | 2 | 89.1
ARCA | Pixel 31 FCR |  | 1 | 2 | 89.2
ARCA | PIXELfast 120/25 FC |  | 1 | 2 | 89.1
ARCA | PIXELfast 120/26 FCX |  | 1 | 2 | 88.7
ARCA | PIXELfast 120/31 FC |  | 1 | 2 | 89.1
ARCA | PIXELfast 25 FC |  | 1 | 2 | 89.1
ARCA | PIXELfast 25FCR |  | 1 | 2 | 89.2
ARCA | PIXELfast 25 FC Sun |  | 1 | 2 | 89.1
ARCA | PIXELfast 26 FCX |  | 1 | 2 | 88.7
ARCA | PIXELfast 26 FCXR |  | 1 | 2 | 89
ARCA | PIXELfast 26 FCX Sun |  | 1 | 2 | 88.7
ARCA | PIXELfast 31 FC |  | 1 | 2 | 89.1
ARCA | PIXELfast 31 FCR |  | 1 | 2 | 89.2
ARCA | PIXELfast 31 FC Sun |  | 1 | 2 | 89.1
ARCA | PIXELfast B 25 FC |  | 1 | 2 | 89.8
ARCA | PIXELfast B 26 FCX |  | 1 | 2 | 88.7
ARCA | PIXELfast B 31 FC |  | 1 | 2 | 89.8
Ariston | ACO 27 MFFI |  | 1 | 2 | 88.7
Ariston | ACO 27 RFFI |  | 1 | 2 | 88.8
Ariston | ACO 32 MFFI |  | 1 | 2 | 88.9
Ariston | ACO 32 RFFI |  | 1 | 2 | 89
Ariston | ACO 35 HP MFFI | ACO 35 HP MFFI | 1 | 2 | 88.9
Ariston | Clas 21 FF System |  | 1 | 1 | 80.4
Ariston | Clas 24 FF |  | 1 | 1 | 80.3
Ariston | Clas 28 FF System |  | 1 | 1 | 80.4
Ariston | Clas HE 18 System |  | 1 | 2 | 89.3
Ariston | Clas HE 24 |  | 1 | 2 | 88.9
Ariston | Clas HE 24 System |  | 1 | 2 | 89
Ariston | Clas HE 30 |  | 1 | 2 | 88.9
Ariston | Clas HE 38 |  | 1 | 2 | 88.5
Ariston | Clas HE evo 24 |  | 1 | 2 | 88.7
Ariston | Clas HE evo 30 |  | 1 | 2 | 88.7
Ariston | Clas HE evo 38 |  | 1 | 2 | 88.7
Ariston | Clas HE R 12 |  | 1 | 2 | 89.1
Ariston | Clas HE R 18 |  | 1 | 2 | 89.3
Ariston | Clas HE R 24 |  | 1 | 2 | 89
Ariston | Clas HE System 30 |  | 1 | 2 | 89
Ariston | Clas HE System evo 18 |  | 1 | 2 | 88.8
Ariston | Clas HE System evo 24 |  | 1 | 2 | 88.8
Ariston | Clas HE System evo 30 |  | 1 | 2 | 88.8
Ariston | Combi A 24 MFFI | Combi A | 1 | 2 | 89
Ariston | Ecocombi 27 MFFI | microCONDENS Series | 1 | 2 | 89.7
Ariston | Ecogenus 24 MFFI |  | 1 | 2 | 87.2
Ariston | Ecogenus 24 MFFI | Mk2 | 1 | 2 | 88.2
Ariston | Ecogenus 24 RFFI System |  | 1 | 2 | 87.3
Ariston | Ecogenus 24 RFFI System | Mk2 | 1 | 2 | 88.3
Ariston | E-Combi 24 |  | 1 | 2 | 88.9
Ariston | E-Combi 30 |  | 1 | 2 | 88.9
Ariston | E-Combi 38 |  | 1 | 2 | 88.5
Ariston | E-Combi evo 24 |  | 1 | 2 | 88.7
Ariston | E-Combi evo 30 |  | 1 | 2 | 88.7
Ariston | E-Combi evo 38 |  | 1 | 2 | 88.7
Ariston | Ecosystem 27 RFFI | microCONDENS Series | 1 | 2 | 88.8
Ariston | E-System 24 |  | 1 | 2 | 89
Ariston | E-System 30 |  | 1 | 2 | 89
Ariston | E-System evo 24 |  | 1 | 2 | 88.8
Ariston | E-System evo 30 |  | 1 | 2 | 88.8
Ariston | Eurocombi A/23 MFFI |  | 1 | 1 | 78.1
Ariston | Eurocombi A/27 MFFI |  | 1 | 1 | 78.9
Ariston | Excalibur 23 MFFI | Excalibur 80 MFFI | 1 | 1 | 80.1
Ariston | Excalibur 27 MFFI | Excalibur 100 MFFI | 1 | 1 | 79.4
Ariston | Genus 27 BFFI Plus |  | 1 | 1 | 78.1
Ariston | Genus 27 BFFI Plus | Mk2 | 1 | 1 | 80
Ariston | Genus 27 RFFI System |  | 1 | 1 | 79
Ariston | Genus 30 MFFI |  | 1 | 1 | 79.3
Ariston | Genus HE 24 |  | 1 | 2 | 88.9
Ariston | Genus HE 24 System |  | 1 | 2 | 89
Ariston | Genus HE 30 |  | 1 | 2 | 88.9
Ariston | Genus HE 38 |  | 1 | 2 | 88.5
Ariston | Genus HE System 30 |  | 1 | 2 | 89
Ariston | Genus Plus 30 BFFI |  | 1 | 1 | 79.2
Ariston | Genus Plus 30 BFFI |  | 1 | 1 | 79.2
Ariston | Intesa TP 23 MFFI |  | 1 | 1 | 80.2
Ariston | Intesa TP 30 MFFI |  | 1 | 1 | 79.9
Ariston | Microcombi 23 MFFI |  | 1 | 1 | 80.1
Ariston | Microcombi 27 MFFI | Micro Combi Series | 1 | 1 | 79.4
Ariston | Microcombi 27 MFFI | MK2 | 1 | 1 | 81.2
Ariston | Microgenus 23 MFFI |  | 1 | 1 | 80.3
Ariston | Microgenus 24 HE MFFI |  | 1 | 2 | 86.6
Ariston | Microgenus 27 MFFI |  | 1 | 1 | 80.2
Ariston | Microgenus 28 HE MFFI |  | 1 | 2 | 86.3
Ariston | Microgenus 32 HE MFFI |  | 1 | 2 | 86.5
Ariston | Microgenus II 24 MFFI |  | 1 | 1 | 82
Ariston | Microgenus II 28 MFFI |  | 1 | 1 | 81.4
Ariston | Microgenus II 31 MFFI |  | 1 | 1 | 81.7
Ariston | Microsystem 10 RFFI |  | 1 | 1 | 78.2
Ariston | Microsystem 15 RFFI |  | 1 | 1 | 79.9
Ariston | Microsystem 21 RFFI |  | 1 | 1 | 80.4
Ariston | Microsystem 28 RFFI |  | 1 | 1 | 80.3
ATAG | A200S |  | 1 | 2 | 89.4
ATAG | A200S OV |  | 1 | 2 | 89.4
ATAG | A203C |  | 1 | 2 | 89.3
ATAG | A320S |  | 1 | 2 | 89.5
Atag | A320S | X | 1 | 2 | 89.8
ATAG | A325C |  | 1 | 2 | 89.4
Atag | A325C | X | 1 | 2 | 89.7
ATAG | A325EC |  | 1 | 2 | 89.2
ATAG | A325EC | X | 1 | 2 | 89.7
ATAG | Blauwe Engel | SHR 15 | 1 | 2 | 89.3
ATAG | Blauwe Engel | SHR 24 | 1 | 2 | 89.3
ATAG | Blauwe Engel | SHR 24T | 1 | 2 | 89.2
ATAG | Blauwe Engel | SHR 35 | 1 | 2 | 89
ATAG | Blauwe Engel | SHR 35T | 1 | 2 | 88.9
ATAG | Blauwe Engel | SHR 51 | 1 | 2 | 89.2
ATAG | Blauwe Engel | SHR 51 L | 1 | 2 | 89
ATAG | Blauwe Engel | SHR 51 TL | 1 | 2 | 89
ATAG | Blauwe Engel | SHR 51T | 1 | 2 | 89.1
ATAG | Blauwe Engel | SHR 60 | 1 | 2 | 89
Atag | E22C |  | 1 | 2 | 89.4
Atag | E22S |  | 1 | 2 | 89.5
Atag | E32C |  | 1 | 2 | 89.4
Atag | E32S |  | 1 | 2 | 89.5
ATAG | Premier | E-SHR 24 | 1 | 2 | 89
ATAG | Premier | E-SHR 24T | 1 | 2 | 89.3
ATAG | Premier | E-SHR 35 | 1 | 2 | 89
ATAG | Premier | E-SHR 35T | 1 | 2 | 88.9
ATAG | Premier | E-SHR15 | 1 | 2 | 89.3
Atag | Q25C |  | 1 | 2 | 89.3
Atag | Q25S |  | 1 | 2 | 89.6
Atag | Q25SC |  | 1 | 2 | 89.6
Atag | Q38C |  | 1 | 2 | 89.3
Atag | Q38S |  | 1 | 2 | 89.4
Atag | Q38SC |  | 1 | 2 | 89.4
Atag | Q51C |  | 1 | 2 | 89.4
Atag | Q51S |  | 1 | 2 | 89.5
Atag | Q60S |  | 1 | 2 | 89.5
Atag | XL70 |  | 1 | 2 | 89.5
Atlantic 2000 | R22/22 | Oil | 1 | 2 | 91
Atlantic 2000 | R22/40 | Oil | 1 | 2 | 91.1
Atlantic Boilers | KDB | 181 KCA | 1 | 2 | 88.9
Atlantic Boilers | KDB | 201 KCA | 1 | 2 | 88.7
Atlantic Boilers | KDB | 251 KCA | 1 | 2 | 88.8
Atlantic Boilers | KDB | 301 KCA | 1 | 2 | 89
Atlantic Boilers | KDB-200NHC |  | 1 | 2 | 89.4
Atlantic Boilers | KDB-350NHC |  | 1 | 2 | 89.3
Atmos | Atmos Compact Boiler | N30C | 1 | 2 | 89.4
Atmos | Atmos Compact Combi | N30K | 1 | 2 | 89.3
Atmos | Atmos Compact System Boiler | N30B | 1 | 2 | 89.4
Atmos | InterCombi | HE32 | 1 | 2 | 88.9
Atmos | Multi | 24/80 | 1 | 2 | 89.6
Atmos | Multi | 24/80 Plus | 1 | 2 | 89.6
Atmos | Multi | 32/80 | 1 | 2 | 89.5
Atmos | Multi | 32/80 Plus | 1 | 2 | 89.5
Baxi | 100/2 HE Plus |  | 1 | 2 | 88.8
Baxi | 100 HE |  | 1 | 2 | 89.6
Baxi | 50 HE Plus |  | 1 | 2 | 89.4
Baxi | 80 HE Plus |  | 1 | 2 | 89.6
Baxi | Bermuda | 51/5 | 1 | 1 | 78
Baxi | Bermuda | 50/6 Inset | 1 | 1 | 78.1
Baxi | Bermuda BBU | 15 HE | 1 | 2 | 88.8
Baxi | Combi | 100 HE Plus | 1 | 2 | 89.4
Baxi | Combi | 105 e | 1 | 1 | 78.5
Baxi | Combi | 105 HE | 1 | 2 | 86.9
Baxi | Combi | 105 HE A | 1 | 2 | 88.7
Baxi | Combi | 105 HE GC No. 47-075-18 | 1 | 2 | 86.4
Baxi | Combi | 133 HE Plus | 1 | 2 | 88.7
Baxi | Combi | 80 e | 1 | 1 | 78.6
Baxi | Combi | 80 Eco | 1 | 1 | 78.6
Baxi | Combi | 80 HE Plus | 1 | 2 | 89.4
Baxi | Combi | 80 Maxflue | 1 | 1 | 78.5
Baxi | Combi | Instant 105 e | 1 | 1 | 78.5
Baxi | Combi | Instant 105 HE | 1 | 2 | 86.9
Baxi | Combi | Instant 105 HE GC No. 47-075-19 | 1 | 2 | 86.4
Baxi | Combi | Instant 80 e | 1 | 1 | 78.6
Baxi | Combi | Instant 80 HE | 1 | 2 | 86.8
Baxi | Combi | Instant 80 HE GC No. 47-075-17 | 1 | 2 | 86.4
Baxi | Duo-tec 2 Combi | 24 GA | 1 | 2 | 90
Baxi | Duo-tec 2 Combi | 24 GA GC No.41-075-54 | 1 | 2 | 89
Baxi | Duo-tec 2 Combi | 28 GA | 1 | 2 | 90
Baxi | Duo-tec 2 Combi | 28 GA GC No. 41-075-55 | 1 | 2 | 89
Baxi | Duo-tec 2 Combi | 33 GA | 1 | 2 | 90
Baxi | Duo-tec 2 Combi | 33 GA GC No. 47-075-56 | 1 | 2 | 89
Baxi | Duo-tec 2 Combi | 40 GA | 1 | 2 | 90
Baxi | Duo-tec 2 Combi | 40 GA GC No. 47-075-57 | 1 | 2 | 89
Baxi | Duo-tec Combi | 24 HE | 1 | 2 | 88.6
Baxi | Duo-tec Combi | 24 HEA | 1 | 2 | 89
Baxi | Duo-tec Combi | 24 HE LPG | 1 | 2 | 91
Baxi | Duo-tec Combi | 28 HE | 1 | 2 | 88.6
Baxi | Duo-tec Combi | 28 HEA | 1 | 2 | 89
Baxi | Duo-tec Combi | 28 HE LPG | 1 | 2 | 91
Baxi | Duo-tec Combi | 33 HE | 1 | 2 | 88.5
Baxi | Duo-tec Combi | 33 HEA | 1 | 2 | 88.9
Baxi | Duo-tec Combi | 33 HE LPG | 1 | 2 | 90.9
Baxi | Duo-tec Combi | 40 HE | 1 | 2 | 88.5
Baxi | Duo-tec Combi | 40 HEA | 1 | 2 | 88.9
Baxi Heating | Bahama | 100 | 1 | 1 | 79.5
Baxi Heating | Barcelona |  | 1 | 2 | 88.3
Baxi Heating | Bermuda | 401 | 1 | 1 | 65
Baxi Heating | Bermuda | 551 | 1 | 1 | 65
Baxi Heating | Bermuda | 552 | 1 | 1 | 65
Baxi Heating | Bermuda | 41299 | 1 | 1 | 65
Baxi Heating | Bermuda | 45/3E | 1 | 1 | 65
Baxi Heating | Bermuda | 45/3M | 1 | 1 | 65
Baxi Heating | Bermuda | 45/4E | 1 | 1 | 76.8
Baxi Heating | Bermuda | 45/4M | 1 | 1 | 72.7
Baxi Heating | Bermuda | 57/3E | 1 | 1 | 65
Baxi Heating | Bermuda | 57/3M | 1 | 1 | 65
Baxi Heating | Bermuda | 57/4E | 1 | 1 | 75.8
Baxi Heating | Bermuda | 57/4M | 1 | 1 | 71.8
Baxi Heating | Bermuda Inset 2 | 50/4 | 1 | 1 | 72
Baxi Heating | Boston | 40 OF | 1 | 1 | 55
Baxi Heating | Boston | 40 RS | 1 | 1 | 55
Baxi Heating | Boston | 50 OF | 1 | 1 | 55
Baxi Heating | Boston | 50 RS | 1 | 1 | 55
Baxi Heating | Boston | 60 OF | 1 | 1 | 55
Baxi Heating | Boston | 60 RS | 1 | 1 | 55
Baxi Heating | Boston | 70 OF | 1 | 1 | 55
Baxi Heating | Boston | 70 RS | 1 | 1 | 55
Baxi Heating | Boston | 80 OF | 1 | 1 | 55
Baxi Heating | Boston | 80 RS | 1 | 1 | 55
Baxi Heating | Boston 2 | 40 OF | 1 | 1 | 55
Baxi Heating | Boston 2 | 40 RS | 1 | 1 | 55
Baxi Heating | Boston 2 | 50 OF | 1 | 1 | 55
Baxi Heating | Boston 2 | 50 RS | 1 | 1 | 55
Baxi Heating | Boston 2 | 60 OF | 1 | 1 | 55
Baxi Heating | Boston 2 | 60 RS | 1 | 1 | 55
Baxi Heating | Boston 2 | 70 OF | 1 | 1 | 55
Baxi Heating | Boston 2 | 70 RS | 1 | 1 | 55
Baxi Heating | Boston 2 | 80 OF | 1 | 1 | 55
Baxi Heating | Boston 2 | 80 RS | 1 | 1 | 55
Baxi Heating | FF40 from Potterton |  | 1 | 1 | 71.8
Baxi Heating | FF50 from Potterton |  | 1 | 1 | 75.4
Baxi Heating | FF60 from Potterton |  | 1 | 1 | 75.1
Baxi Heating | FF80 from Potterton |  | 1 | 1 | 74.4
Baxi Heating | Genesis | 80 | 1 | 1 | 70
Baxi Heating | Genesis | 96 | 1 | 1 | 70
Baxi Heating | Solo | 20/4 RS | 1 | 1 | 65
Baxi Heating | Solo | 20/4 RS SS | 1 | 1 | 65
Baxi Heating | Solo | 30/4 RS | 1 | 1 | 65
Baxi Heating | Solo | 30/4 RS SS | 1 | 1 | 65
Baxi Heating | Solo | 40/4 RS | 1 | 1 | 65
Baxi Heating | Solo | 40/4 RS SS | 1 | 1 | 65
Baxi Heating | Solo | 50/4 RS | 1 | 1 | 65
Baxi Heating | Solo | 50/4 RS SS | 1 | 1 | 65
Baxi Heating | Solo | 60/4 RS | 1 | 1 | 65
Baxi Heating | Solo | 60/4 RS SS | 1 | 1 | 65
Baxi Heating | Solo | WM 30/4 PF | 1 | 1 | 68
Baxi Heating | Solo | WM 40/4 PF | 1 | 1 | 68
Baxi Heating | Solo | WM 50/4 PF | 1 | 1 | 68
Baxi Heating | Solo | WM 70/4 PF | 1 | 1 | 68
Baxi Heating | Solo 2 | 30 PF | 1 | 1 | 68
Baxi Heating | Solo 2 | 30 RS | 1 | 1 | 65
Baxi Heating | Solo 2 | 40 PF | 1 | 1 | 68
Baxi Heating | Solo 2 | 40 RS | 1 | 1 | 65
Baxi Heating | Solo 2 | 50 PF | 1 | 1 | 68
Baxi Heating | Solo 2 | 50 RS | 1 | 1 | 65
Baxi Heating | Solo 2 | 60 PF | 1 | 1 | 68
Baxi Heating | Solo 2 | 60 RS | 1 | 1 | 65
Baxi Heating | Solo 2 | 70 PF | 1 | 1 | 68
Baxi Heating | Solo 2 | 80 PF | 1 | 1 | 68
Baxi Heating | Solo PF 3 | 30 | 1 | 1 | 78.8
Baxi Heating | Solo PF 3 | 40 | 1 | 1 | 77.8
Baxi Heating | Solo PF 3 | 50 | 1 | 1 | 76.7
Baxi Heating | Solo PF 3 | 60 | 1 | 1 | 77.8
Baxi Heating | Solo PF 3 | 70 | 1 | 1 | 77.7
Baxi Heating | Solo PF 3 | 80 | 1 | 1 | 77.8
Baxi Heating | Wm | 38/3 | 1 | 1 | 65
Baxi Heating | Wm | 51/3 | 1 | 1 | 65
Baxi Heating | Wm | 20/3rs | 1 | 1 | 65
Baxi Heating | Wm | 281rs | 1 | 1 | 65
Baxi Heating | Wm | 282rs | 1 | 1 | 65
Baxi Heating | Wm | 381rs | 1 | 1 | 65
Baxi Heating | Wm | 382rs | 1 | 1 | 65
Baxi Heating | Wm | 401of | 1 | 1 | 65
Baxi Heating | Wm | 402of | 1 | 1 | 65
Baxi Heating | Wm | 40/3of | 1 | 1 | 65
Baxi Heating | Wm | 511rs | 1 | 1 | 65
Baxi Heating | Wm | 512rs | 1 | 1 | 65
Baxi Heating | Wm | 532rs | 1 | 1 | 65
Baxi Heating | Wm | 551of | 1 | 1 | 65
Baxi Heating | Wm | 552of | 1 | 1 | 65
Baxi Heating | Wm | 55/3of | 1 | 1 | 65
Baxi Heating | Wm | 60/3rs | 1 | 1 | 65
Baxi | Maxflow Combi | FS | 1 | 1 | 78.9
Baxi | Maxflow Combi | WM | 1 | 1 | 79
Baxi | Megaflo 2 System | 12 Compact GA GC No 41-075-70 | 1 | 2 | 89.2
Baxi | Megaflo 2 System | 12 Compact GA | 1 | 2 | 90.2
Baxi | Megaflo 2 System | 15 Compact GA GC No 41-075-71 | 1 | 2 | 89.1
Baxi | Megaflo 2 System | 15 Compact GA | 1 | 2 | 90.1
Baxi | Megaflo 2 System | 18 Compact GA GC No 41-075-72 | 1 | 2 | 88.9
Baxi | Megaflo 2 System | 18 Compact GA | 1 | 2 | 90.1
Baxi | Megaflo 2 System | 24 Compact GA 41-075-73 | 1 | 2 | 89.1
Baxi | Megaflo 2 System | 24 Compact GA | 1 | 2 | 90.1
Baxi | Megaflo 2 System | 28 Compact GA GC No 41-075-74 | 1 | 2 | 89.1
Baxi | Megaflo 2 System | 28 Compact GA | 1 | 2 | 90.1
Baxi | Megaflo 2 System | 32 Compact GA GC No 41-075-75 | 1 | 2 | 89.1
Baxi | Megaflo 2 System | 32 Compact GA | 1 | 2 | 90.1
Baxi | Megaflo System | 15 HE | 1 | 2 | 88.7
Baxi | Megaflo System | 15 HE A | 1 | 2 | 89
Baxi | Megaflo System | 18 HE | 1 | 2 | 88.7
Baxi | Megaflo System | 18 HE A | 1 | 2 | 89
Baxi | Megaflo System | 18 HE LPG | 1 | 2 | 91.1
Baxi | Megaflo System | 24 HE | 1 | 2 | 88.7
Baxi | Megaflo System | 24 HE A | 1 | 2 | 89
Baxi | Megaflo System | 28 HE | 1 | 2 | 88.6
Baxi | Megaflo System | 28 HE A | 1 | 2 | 89
Baxi | Megaflo System | 28 HE LPG | 1 | 2 | 91
Baxi | Megaflo System | 32 HE | 1 | 2 | 88.6
Baxi | Megaflo System | 32 HE A | 1 | 2 | 89
Baxi | Megaflo System | 32 HE LPG | 1 | 2 | 91
Baxi | Neta-tec Combi | 24 GA GC No. 47-075-51 | 1 | 2 | 89
Baxi | Neta-tec Combi | 24 GA | 1 | 2 | 90
Baxi | Neta-tec Combi | 28 GA GC No. 47-075-52 | 1 | 2 | 89
Baxi | Neta-tec Combi | 28 GA | 1 | 2 | 90
Baxi | Neta-tec Combi | 33 GA | 1 | 2 | 90
Baxi | Neta-tec Combi | 33 GA GC No. 47-075-53 | 1 | 2 | 89
Baxi | Neta-tec Plus | 24GA | 1 | 2 | 89
Baxi | Neta-tec Plus | 28GA | 1 | 2 | 89
Baxi | Neta-tec Plus | 33GA | 1 | 2 | 89
Baxi | Platinum | 15 HE | 1 | 2 | 89.4
Baxi | Platinum | 24 HE | 1 | 2 | 88.6
Baxi | Platinum | 28 HE | 1 | 2 | 88.6
Baxi | Platinum | 33 HE | 1 | 2 | 88.5
Baxi | Platinum 2 Combi | 28 GA | 1 | 2 | 89
Baxi | Platinum 2 Combi | 33 GA | 1 | 2 | 89
Baxi | Platinum 2 Combi | 40 GA | 1 | 2 | 89
Baxi | Platinum Combi | 24 HE | 1 | 2 | 88.6
Baxi | Platinum Combi | 24 HE A | 1 | 2 | 89
Baxi | Platinum Combi | 28 HE | 1 | 2 | 88.6
Baxi | Platinum Combi | 28 HE A | 1 | 2 | 89
Baxi | Platinum Combi | 33 HE | 1 | 2 | 88.5
Baxi | Platinum Combi | 33 HE A | 1 | 2 | 88.9
Baxi | Platinum Combi | 40 HE | 1 | 2 | 88.5
Baxi | Platinum Combi | 40 HE A | 1 | 2 | 88.9
Baxi | Platinum System | 24 HE | 1 | 2 | 88.7
Baxi Potterton | Baxi Bermuda | Inset 3 50/5 | 1 | 1 | 77
Baxi Potterton | Baxi Bermuda Inset 2 | 50/4E | 1 | 1 | 77.5
Baxi Potterton | Baxi Combi | 130 HE | 1 | 2 | 88.7
Baxi Potterton | Potterton Promax | 15 HE | 1 | 2 | 89.4
Baxi Potterton | Potterton Promax | 24 HE | 1 | 2 | 89.5
Baxi Potterton | Potterton Promax | System HE | 1 | 2 | 89.6
Baxi | Solo | 12 HE | 1 | 2 | 88.7
Baxi | Solo | 12 HE A | 1 | 2 | 88.7
Baxi | Solo | 15 HE | 1 | 2 | 89.4
Baxi | Solo | 15 HE A | 1 | 2 | 89.4
Baxi | Solo | 18 HE | 1 | 2 | 88.7
Baxi | Solo | 18 HE A | 1 | 2 | 88.7
Baxi | Solo | 24 HE | 1 | 2 | 88.8
Baxi | Solo | 24 HE A | 1 | 2 | 88.8
Baxi | Solo | 30 HE | 1 | 2 | 88.8
Baxi | Solo | 30 HE A | 1 | 2 | 88.8
Baxi | Solo 3 PFL | 30 | 1 | 1 | 79.4
Baxi | Solo 3 PFL | 40 | 1 | 1 | 78.4
Baxi | Solo 3 PFL | 50 | 1 | 1 | 78
Baxi | Solo 3 PFL | 60 | 1 | 1 | 78.5
Baxi | Solo 3 PFL | 70 | 1 | 1 | 78.2
Baxi | Solo 3 PFL | 80 | 1 | 1 | 79.1
Baxi | Solo 3 PFL System | 30 | 1 | 1 | 79.4
Baxi | Solo 3 PFL System | 40 | 1 | 1 | 78.4
Baxi | Solo 3 PFL System | 50 | 1 | 1 | 78
Baxi | Solo 3 PFL System | 60 | 1 | 1 | 78.5
Baxi | Solo 3 PFL System | 70 | 1 | 1 | 78.2
Baxi | Solo 3 PFL System | 80 | 1 | 1 | 78.7
Baxi | System | 35/60 | 1 | 1 | 78.8
Baxi | System | 60/100 | 1 | 1 | 78.2
Baxi | System | 100 HE Plus | 1 | 2 | 88.8
Beeston | Solution 2000 | S-HR15 | 1 | 2 | 89.3
Beeston | Solution 2000 | S-HR24 | 1 | 2 | 89.3
Beeston | Solution 2000 | S-HR24T | 1 | 2 | 89.3
Beeston | Solution 2000 | S-HR35 | 1 | 2 | 89
Beeston | Solution 2000 | S-HR35T | 1 | 2 | 88.9
Beeston | Solution 2000 | S-HR51 | 1 | 2 | 89.2
Beeston | Solution 2000 | S-HR51T | 1 | 2 | 89.1
Beeston | Solution 2000 | S-HR60 | 1 | 2 | 89
Benson Heating | Halstead | Jetstreme 125 | 1 | 1 | 82.2
Benson Heating | Halstead | Jetstreme 55 | 1 | 1 | 84.2
Benson Heating | Halstead | Jetstreme 80 | 1 | 1 | 82.7
Biasi | 24S |  | 1 | 1 | 78.3
Biasi | 24SR |  | 1 | 1 | 78.4
Biasi | 28S |  | 1 | 1 | 78.5
Biasi | Activ A | 12OV | 1 | 2 | 89.4
Biasi | Activ A | 12OV 41-583-14 | 1 | 2 | 88.4
Biasi | Activ A | 15OV | 1 | 2 | 89.4
Biasi | Activ A | 15OV 41-583-15 | 1 | 2 | 88.4
Biasi | ActivA | 18S | 1 | 2 | 89.7
Biasi | ActivA | 18S 41-583-11 | 1 | 2 | 88.7
Biasi | Activ A | 20OV | 1 | 2 | 89.9
Biasi | Activ A | 20OV 41-583-16 | 1 | 2 | 88.9
Biasi | ActivA | 25C | 1 | 2 | 89.8
Biasi | ActivA | 25C 47-583-21 | 1 | 2 | 88.8
Biasi | Activ A | 25OV | 1 | 2 | 89.7
Biasi | Activ A | 25OV 41-583-17 | 1 | 2 | 88.7
Biasi | ActivA | 25S | 1 | 2 | 89.7
Biasi | ActivA | 25S 41-583-12 | 1 | 2 | 88.7
Biasi | ActivA | 30C | 1 | 2 | 89.6
Biasi | ActivA | 30C 47-583-22 | 1 | 2 | 88.6
Biasi | ActivA | 30S | 1 | 2 | 89.9
Biasi | ActivA | 30S 41-583-13 | 1 | 2 | 88.9
Biasi | ActivA | 35C | 1 | 2 | 89.8
Biasi | ActivA | 35C 47-583-23 | 1 | 2 | 88.8
Biasi | Activ A Plus | 16S | 1 | 2 | 89.7
Biasi | Activ A Plus | 16S 41-583-20 | 1 | 2 | 88.7
Biasi | ActivA Plus | 25C | 1 | 2 | 89.7
Biasi | ActivA Plus | 25C 47-583-28 | 1 | 2 | 88.7
Biasi | Activ A Plus | 25S 41-583-21 | 1 | 2 | 89.8
Biasi | Activ A Plus | 30C 47/583-26 | 1 | 2 | 89.6
Biasi | Activ A Plus | 35C 47-583-27 | 1 | 2 | 89.6
Biasi | Advance Plus | 16S | 1 | 2 | 89.7
Biasi | Advance Plus | 16S 41-583-22 | 1 | 2 | 88.7
Biasi | Advance Plus | 25C | 1 | 2 | 89.7
Biasi | Advance Plus | 25C 47-583-29 | 1 | 2 | 88.7
Biasi | Advance Plus | 25S | 1 | 2 | 89.8
Biasi | Advance Plus | 25S 41-583-23 | 1 | 2 | 88.8
Biasi | Advance Plus | 30C | 1 | 2 | 89.6
Biasi | Advance Plus | 30C 47-583-30 | 1 | 2 | 88.6
Biasi | Advance Plus | 30S | 1 | 2 | 89.7
Biasi | Advance Plus | 30S 41-583-24 | 1 | 2 | 88.7
Biasi | Advance Plus | 35C | 1 | 2 | 89.6
Biasi | Advance Plus | 35C 47-583-31 | 1 | 2 | 88.6
Biasi | Garda | M90F. 24S 47-970-19 | 1 | 1 | 78.2
Biasi | Garda | M90F. 24SR 41-970-10 | 1 | 1 | 80.1
Biasi | Garda | M90F. 28S 47-970-20 | 1 | 1 | 80.1
Biasi | Garda | M90F. 28SR 41-970-11 | 1 | 1 | 80.2
Biasi | Garda | M90F.32S | 1 | 1 | 78.3
Biasi | Garda HE | M96.24SM/B | 1 | 2 | 86.8
Biasi | Garda HE | M96.24SM/B2 | 1 | 2 | 86.4
Biasi | Garda HE | M96.24SM/B2 | 1 | 2 | 86.4
Biasi | Garda HE | M96.24SM/B 47-970-25 | 1 | 2 | 85.8
Biasi | Garda HE | M96.28SM/B | 1 | 2 | 86.7
Biasi | Garda HE | M96.28SM/B2 | 1 | 2 | 86.5
Biasi | Garda HE | M96.28SM/B 47-970-26 | 1 | 2 | 85.7
Biasi | Garda HE | M96.28SM/D2 | 1 | 2 | 86.5
Biasi | Garda HE Silver | M96.24SM/D | 1 | 2 | 86.8
Biasi | Garda HE Silver | M96.24SM/D2 | 1 | 2 | 86.8
Biasi | Garda HE Silver | M96.24SM/D2 47-583-03B | 1 | 2 | 86.4
Biasi | Garda HE Silver | M96.24SM/D 47-970-27 | 1 | 2 | 85.8
Biasi | Garda HE Silver | M96.28SM/D | 1 | 2 | 86.7
Biasi | Garda HE Silver | M96.28SM/D 47-970-28 | 1 | 2 | 85.7
Biasi | Garda Plus HE | M110.24SM/E | 1 | 2 | 88.4
Biasi | Garda Plus HE | M110.32SM/E | 1 | 2 | 88.4
Biasi | Garda Plus HE | M110B.24SM/E 47-583-13 | 1 | 2 | 90.1
Biasi | Garda Plus HE | M110B.32SM/E 47-583-14 | 1 | 2 | 89.5
Biasi | Garda Plus HE Silver | M110.24SM/D | 1 | 2 | 88.4
Biasi | Garda Plus HE Silver | M110.32SM/D | 1 | 2 | 88.4
Biasi | Inovia | 25C | 1 | 2 | 89.7
Biasi | Inovia | 25C 47-583-32 | 1 | 2 | 88.7
Biasi | Inovia | 25S | 1 | 2 | 89.8
Biasi | Inovia | 25S 41-583-26 | 1 | 2 | 88.8
Biasi | Inovia | 30C | 1 | 2 | 89.6
Biasi | Inovia | 30C 47-583-33 | 1 | 2 | 88.6
Biasi | Inovia | 35C | 1 | 2 | 89.6
Biasi | Inovia | 35C 47-583-34 | 1 | 2 | 88.6
Biasi | Parva | M90 24S | 1 | 1 | 78.2
Biasi | Parva | M90 28S | 1 | 1 | 78.3
Biasi | Parva HE Combi | M96.24SM/P 47-583-08 | 1 | 2 | 86.8
Biasi | Parva HE Combi | M96.28SM/P | 1 | 2 | 86.9
Biasi | Parva HE Combi | M96.28SM/P 47-583-09 | 1 | 2 | 86.5
Biasi | Parva HE Combi | M96.32SM/P | 1 | 2 | 88
Biasi | Parva HE Combi | M96.32SM/P 47-583-10 | 1 | 2 | 86.1
Biasi | Parva HE System | M96.28SR/P | 1 | 2 | 87
Biasi | Parva HE System | M96.32SR/P | 1 | 2 | 88.1
Biasi | Parva HE System | M96.32SR/P 41-583-06 | 1 | 2 | 86.2
Biasi | Riva | 24S | 1 | 1 | 78.3
Biasi | Riva | 24SR | 1 | 1 | 78.4
Biasi | Riva | 28S | 1 | 1 | 78.5
Biasi | Riva 18 OV |  | 1 | 2 | 89.1
Biasi | Riva 30 OV |  | 1 | 2 | 89.3
Biasi | Riva Advance HE | M110.24SM/C | 1 | 2 | 88.4
Biasi | Riva Advance HE | M110.32SM/C | 1 | 2 | 88.4
BIASI | Riva Advance HE | M110B.24SM/C 47-583-11 | 1 | 2 | 90.1
Biasi | Riva Advance HE | M110B.24SR/C | 1 | 2 | 90.2
Biasi | Riva Advance HE | M110B.24SR/C 41-583-07 | 1 | 2 | 89.2
Biasi | Riva Advance HE | M110B.32SM/C 47-583-12 | 1 | 2 | 89.5
Biasi | Riva Compact | M90E.24S | 1 | 1 | 78.2
Biasi | Riva Compact | M90E.24S | 1 | 1 | 78.2
Biasi | Riva Compact | M90E.28S | 1 | 1 | 78.3
Biasi | Riva Compact | M90E.28S | 1 | 1 | 78.3
Biasi | Riva Compact | M90E.32S | 1 | 1 | 78.3
Biasi | Riva Compact HE | M96.24SM/C | 1 | 2 | 86.8
Biasi | Riva Compact HE | M96.24SM/C2 47-583-05 | 1 | 2 | 86.4
Biasi | Riva Compact HE | M96.24SM/C 47-970-23 | 1 | 2 | 85.8
Biasi | Riva Compact HE | M96.28SM/C | 1 | 2 | 86.7
Biasi | Riva Compact HE | M96.28SM/C2 | 1 | 2 | 86.9
Biasi | Riva Compact HE | M96.28SM/C2 47-583-06 | 1 | 2 | 86.5
Biasi | Riva Compact HE | M96.28SM/C 47-970-24 | 1 | 2 | 85.7
Biasi | Riva Compact HE | M96.28SR/C | 1 | 2 | 86.8
Biasi | Riva Compact HE | M96.28SR/C2 | 1 | 2 | 87
Biasi | Riva Compact HE | M96.28SR/C2 41-583-02 | 1 | 2 | 86.6
Biasi | Riva Compact HE | M96.28SR/C 41-970-12 | 1 | 2 | 85.8
Biasi | Riva Compact HE | M96.32SM/C2 | 1 | 2 | 88
Biasi | Riva Compact HE | M96.32SM/C2 47-583-07 | 1 | 2 | 86.1
Biasi | Riva Plus | M90D.24S | 1 | 1 | 78.2
Biasi | Riva Plus | M90D.24SR | 1 | 1 | 78.3
Biasi | Riva Plus | M90D.24SR | 1 | 1 | 78.3
Biasi | Riva Plus | M90D.28S | 1 | 1 | 78.3
Biasi | Riva Plus | M90D.28S | 1 | 1 | 78.3
Biasi | Riva Plus | M90D.28SR | 1 | 1 | 78.4
Biasi | Riva Plus | M90D.28SR | 1 | 1 | 78.4
Biasi | Riva Plus HE | M296.24SM/C | 1 | 2 | 89
Biasi | Riva Plus HE | M296.24SM/C 47-583-24 | 1 | 2 | 88
Biasi | Riva Plus HE | M296.24SR/C | 1 | 2 | 89.1
Biasi | Riva Plus HE | M296.24SR/C 41-583-18 | 1 | 2 | 88.1
Biasi | Riva Plus HE | M296.28SM/C | 1 | 2 | 89
Biasi | Riva Plus HE | M296.28SM/C 47-583-25 | 1 | 2 | 88
Biasi | Riva Plus HE | M296.28SR/C | 1 | 2 | 89.1
Biasi | Riva Plus HE | M296.28SR/C 41-583-19 | 1 | 2 | 88.1
Biasi | Savio Gaia | 424S | 1 | 1 | 78.3
Biasi | Savio Gaia | 428S | 1 | 1 | 78.5
Biasi | Savio Knightsbridge | 424S | 1 | 1 | 78.3
Biasi | Savio Knightsbridge | 428S | 1 | 1 | 78.5
Boulter | Bonus | 40/65 | 1 | 1 | 85.5
Boulter | Bonus | 65/95 | 1 | 1 | 83.5
Boulter | Bonus | 65/90A | 1 | 1 | 85
Boulter | Bonus | Combi 90A | 1 | 1 | 82.5
Boulter | Buderus | 800/24 | 1 | 2 | 88.5
Boulter | Buderus | 800/29 | 1 | 2 | 88.6
Boulter | Buderus | 800/43 | 1 | 2 | 88.6
Boulter | Buderus | 800/60 | 1 | 2 | 88.6
Boulter | Buderus | 500-24/C | 1 | 2 | 89.6
Boulter | Buderus | 500-24/CP | 1 | 2 | 90.6
Boulter | Buderus | 500-24S | 1 | 2 | 89.7
Boulter | Buderus | 500-24SP | 1 | 2 | 90.7
Boulter | Buderus | 500-28C | 1 | 2 | 89.6
Boulter | Buderus | 500-28CP | 1 | 2 | 90.6
Boulter | Buderus | 600/11R | 1 | 2 | 89.3
Boulter | Buderus | 600-11RP | 1 | 2 | 90.3
Boulter | Buderus | 600/11S | 1 | 2 | 89.3
Boulter | Buderus | 600-11SP | 1 | 2 | 90.8
Boulter | Buderus | 600/19R | 1 | 2 | 89.3
Boulter | Buderus | 600-19RP | 1 | 2 | 90.3
Boulter | Buderus | 600/19S | 1 | 2 | 89.3
Boulter | Buderus | 600-19SP | 1 | 2 | 90.3
Boulter | Buderus | 600/24C | 1 | 2 | 89.1
Boulter | Buderus | 600-24CP | 1 | 2 | 90.2
Boulter | Buderus | 600/24R | 1 | 2 | 89.2
Boulter | Buderus | 600-24RP | 1 | 2 | 90.2
Boulter | Buderus | 600/24S | 1 | 2 | 89.2
Boulter | Buderus | 600-24SP | 1 | 2 | 90.2
Boulter | Buderus | 800-24P | 1 | 2 | 89.5
Boulter | Buderus | 800-24T25/H | 1 | 2 | 88.9
Boulter | Buderus | 800-24T25/V | 1 | 2 | 88.9
Boulter | Buderus | 800-29P | 1 | 2 | 89.6
Boulter | Buderus | 800-29T25/H | 1 | 2 | 88.9
Boulter | Buderus | 800-29T25/V | 1 | 2 | 88.9
Boulter | Buderus | 800-43P | 1 | 2 | 89.6
Boulter | Camray | 15/19 External | 1 | 1 | 80.5
Boulter | Camray | 15/21 External | 1 | 1 | 70
Boulter | Camray | 15/21 Internal | 1 | 1 | 70
Boulter | Camray | Combi plus | 1 | 1 | 78.5
Boulter | Camray 3 | 40/50 | 1 | 1 | 70
Boulter | Camray 3 | 50/70 | 1 | 1 | 70
Boulter | Camray 3 | 135/175 | 1 | 1 | 85.1
Boulter | Camray 3 | 135/175 B | 1 | 1 | 70
Boulter | Camray 3 | 135/175 F | 1 | 1 | 70
Boulter | Camray 3 | 90/130 B | 1 | 1 | 70
Boulter | Camray 3 | 90/130 F | 1 | 1 | 70
Boulter | Camray 5 | 40/65 | 1 | 1 | 85.5
Boulter | Camray 5 | 65/95 | 1 | 1 | 83.5
Boulter | Camray 5 | 100/130 | 1 | 1 | 80.1
Boulter | Camray 5 | 100/140 | 1 | 1 | 80.1
Boulter | Camray 5 | 150/200 | 1 | 1 | 83.6
Boulter | Camray 5 | 200/240 | 1 | 1 | 84.4
Boulter | Camray 5 | 100/140 System | 1 | 1 | 80.1
Boulter | Camray 5 | 100/140 Utility | 1 | 1 | 80.1
Boulter | Camray 5 | 150/200G | 1 | 1 | 85.5
Boulter | Camray 5 | 150/200K | 1 | 1 | 84.2
Boulter | Camray 5 | 40/65 EX | 1 | 1 | 85.5
Boulter | Camray 5 | 65/90 A | 1 | 1 | 85
Boulter | Camray 5 | 65/90 A System | 1 | 1 | 85
Boulter | Camray 5 | 65/90 A Utility | 1 | 1 | 85
Boulter | Camray 5 | 65/90 EX | 1 | 1 | 84.7
Boulter | Camray 5 | 95/130 A | 1 | 1 | 85.3
Boulter | Camray 5 | 95/130 A System | 1 | 1 | 85.3
Boulter | Camray 5 | 95/130 A Utility | 1 | 1 | 85.3
Boulter | Camray 5 | Combi | 1 | 1 | 81.8
Boulter | Camray 5 | Combi 55 | 1 | 1 | 83.8
Boulter | Camray 5 | Combi 70 A | 1 | 1 | 83.3
Boulter | Camray 5 | Combi 90 A | 1 | 1 | 83.3
Boulter | Camray 5 | Combi 90 BE | 1 | 1 | 83
Boulter | Camray 5 | U 40/65 S | 1 | 1 | 85.5
Boulter | Camray 5 | U 65/90 SB | 1 | 1 | 84.2
Boulter | Camray 5 | U 95 / 130 SA | 1 | 1 | 85.3
Boulter | Camray 5 System | 100/130 System | 1 | 1 | 80.1
Boulter | Camray 5 System | 40/65 System | 1 | 1 | 85.5
Boulter | Camray 5 System | 65/95 System | 1 | 1 | 83.5
Boulter | Camray 5 Utility | 100/130 Utility | 1 | 1 | 80.1
Boulter | Camray 5 Utility | 40/65 Utility | 1 | 1 | 85.5
Boulter | Camray 5 Utility | 65/95 Utility | 1 | 1 | 83.5
Boulter | Camray 5 Wall Hung | 50/70 External | 1 | 1 | 85.3
Boulter | Camray 5 Wall Hung | 50/70 Internal | 1 | 1 | 85.3
Boulter | Camray Combi | 90/130 B | 1 | 1 | 70
Boulter | Camray Combi | 90/130 F | 1 | 1 | 70
Boulter | Camray Compact | 50/70 B | 1 | 1 | 70
Boulter | Camray Compact | 50/70 F | 1 | 1 | 70
Boulter | Camray Quartet | 110/150 B | 1 | 1 | 70
Boulter | Camray Quartet | 110/150 F | 1 | 1 | 70
Boulter | Camray Quartet | 40/60 B | 1 | 1 | 70
Boulter | Camray Quartet | 40/60 F | 1 | 1 | 70
Boulter | Camray Quartet | 60/80 B | 1 | 1 | 70
Boulter | Camray Quartet | 60/80 F | 1 | 1 | 70
Boulter | Camray Quartet | 90/110 B | 1 | 1 | 70
Boulter | Camray Quartet | 90/110 F | 1 | 1 | 70
Boulter | Camray Utility | 110/150 B | 1 | 1 | 70
Boulter | Camray Utility | 110/150 F | 1 | 1 | 70
Boulter | Camray Utility | 40/60 B | 1 | 1 | 70
Boulter | Camray Utility | 40/60 F | 1 | 1 | 70
Boulter | Camray Utility | 60/80 B | 1 | 1 | 70
Boulter | Camray Utility | 60/80 F | 1 | 1 | 70
Boulter | Camray Utility | 90/110 B | 1 | 1 | 70
Boulter | Camray Utility | 90/110 F | 1 | 1 | 70
Boulter | Centurion | 2.5 | 1 | 1 | 76.6
Boulter | Centurion | 3.5 | 1 | 1 | 77
Boulter | Classic | 50/70 | 1 | 1 | 79.5
Boulter | Classic | 70/90 | 1 | 1 | 80.3
Boulter | Classic | 95/130 | 1 | 1 | 85.5
Boulter | Classic | 135/165 | 1 | 1 | 84.1
Boulter | Classic | 135/165 A | 1 | 1 | 84.6
Boulter | Classic | 50/70 A | 1 | 1 | 85
Boulter | Classic | 50/70 A System | 1 | 1 | 85
Boulter | Classic | 70/90 A | 1 | 1 | 84.7
Boulter | Classic | 70/90 A System | 1 | 1 | 84.7
Boulter | Classic | 95/130 System | 1 | 1 | 85.5
Boulter | Compact | 50/70 | 1 | 1 | 81.6
Boulter | Economy | 90 | 1 | 1 | 70
Boulter | Economy | 130 | 1 | 1 | 70
Boulter | Economy | 50/70 | 1 | 1 | 70
Boulter | Economy | 70/90 | 1 | 1 | 70
Boulter | Eco-System | 19/26 | 1 | 1 | 84.2
Boulter | Eco-System | 43800 | 1 | 1 | 85.5
Boulter | Pathfinder | C2/10A (Gas/Oil) | 1 | 1 | 84.9
Boulter | Pathfinder | C2/10A (Kerosene) | 1 | 1 | 84.7
Boulter | Pathfinder | C2/6A (Gas/Oil) | 1 | 1 | 84.2
Boulter | Pathfinder | C2/6A (Kerosene) | 1 | 1 | 84.6
Boulter | Pathfinder | C2/7A (Gas/Oil) | 1 | 1 | 84.3
Boulter | Pathfinder | C2/7A (Kerosene) | 1 | 1 | 84.5
Boulter | Pathfinder | C2/8A (Gas/Oil) | 1 | 1 | 84.4
Boulter | Pathfinder | C2/8A (Kerosene) | 1 | 1 | 84.5
Boulter | Pathfinder | C2/9A (Gas/Oil) | 1 | 1 | 84.6
Boulter | Pathfinder | C2/9A (Kerosene) | 1 | 1 | 84.6
Boulter | Pathfinder GA | 36kW | 1 | 1 | 79.3
Boulter | Pathfinder GA | 48kW | 1 | 1 | 79.6
Boulter | Pathfinder GA | 60kW | 1 | 1 | 79.6
Boulter | Pathfinder GA | 70kW | 1 | 1 | 79.5
Boxer | C24 | 24kW Combi Boiler | 1 | 1 | 78.9
Boxer | C28 | 28kW Combi Boiler | 1 | 1 | 78.9
British Gas | 330 |  | 1 | 2 | 89.7
British Gas | 330+ |  | 1 | 2 | 88.7
British Gas | 430 |  | 1 | 2 | 89.5
British Gas | 430/I |  | 1 | 2 | 89.5
British Gas | 430/I |  | 1 | 2 | 89.5
British Gas | 430 LPG |  | 1 | 2 | 90.5
British Gas | 532 |  | 1 | 2 | 89.4
British Gas | 532/I |  | 1 | 2 | 89.4
British Gas | 532/I |  | 1 | 2 | 89.4
British Gas | 532 LPG |  | 1 | 2 | 90.4
British Gas | 535/i |  | 1 | 2 | 89.1
British Gas | 535/i |  | 1 | 2 | 89.1
British Gas | 537 |  | 1 | 2 | 89.4
British Gas | 537/I |  | 1 | 2 | 89.4
British Gas | 537 LPG |  | 1 | 2 | 90.4
British Gas | 539/i |  | 1 | 2 | 89
British Gas | 539/i |  | 1 | 2 | 89
British Gas | 542 |  | 1 | 2 | 89.4
British Gas | 542/I |  | 1 | 2 | 89.4
British Gas | 542 LPG |  | 1 | 2 | 90.4
British Gas | RD | 428 System | 1 | 2 | 88.8
British Gas | RD | 430i System | 1 | 2 | 88.8
British Gas | RD | 532 Combi | 1 | 2 | 89.5
British Gas | RD | 532i Combi | 1 | 2 | 89.5
British Gas | RD | 537i Combi | 1 | 2 | 89.5
British Gas | RD | 542i Combi | 1 | 2 | 88.9
British Gas | RD 428 |  | 1 | 2 | 89.8
British Gas | RD628 | RSF | 1 | 1 | 78.4
British Gas/Scottish Gas | C1 | RSF | 1 | 1 | 78.2
British / Scottish Gas | RD109 |  | 1 | 1 | 79.4
British / Scottish Gas | RD109 Silver |  | 1 | 1 | 79.4
British / Scottish Gas | RD112 |  | 1 | 1 | 78.6
British / Scottish Gas | RD112 Silver |  | 1 | 1 | 78.6
British / Scottish Gas | RD115 |  | 1 | 1 | 79.6
British / Scottish Gas | RD115 Silver |  | 1 | 1 | 79.6
British / Scottish Gas | RD118 |  | 1 | 1 | 78.3
British / Scottish Gas | RD118 Silver |  | 1 | 1 | 78.3
British / Scottish Gas | RD121 |  | 1 | 1 | 78.5
British / Scottish Gas | RD121 Silver |  | 1 | 1 | 78.5
British / Scottish Gas | RD124 |  | 1 | 1 | 78.1
British / Scottish Gas | RD124 Silver |  | 1 | 1 | 78.1
British / Scottish Gas | RD130 |  | 1 | 1 | 78
British / Scottish Gas | RD130 Silver |  | 1 | 1 | 78
British / Scottish Gas | RD1 3100 |  | 1 | 1 | 78
British / Scottish Gas | RD1 330 |  | 1 | 1 | 79.4
British / Scottish Gas | RD1 340 |  | 1 | 1 | 78.6
British / Scottish Gas | RD1 350 |  | 1 | 1 | 79.6
British / Scottish Gas | RD1 360 |  | 1 | 1 | 78.3
British / Scottish Gas | RD1 370 |  | 1 | 1 | 78.5
British / Scottish Gas | RD1 380 |  | 1 | 1 | 78.1
British / Scottish Gas | RD2 4100 |  | 1 | 1 | 78.9
British / Scottish Gas | RD2 4125 |  | 1 | 1 | 78.5
British / Scottish Gas | RD2 440 |  | 1 | 1 | 78.3
British / Scottish Gas | RD2 450 |  | 1 | 1 | 79
British / Scottish Gas | RD2 460 |  | 1 | 1 | 79.2
British / Scottish Gas | RD2 470 |  | 1 | 1 | 79.9
British / Scottish Gas | RD2 480 |  | 1 | 1 | 79.7
Broag Remeha | Avanta Plus | 24s | 1 | 2 | 89.2
Broag Remeha | Avanta Plus | 28c | 1 | 2 | 89.1
Broag Remeha | Avanta Plus | 35c | 1 | 2 | 89.5
Broag Remeha | Avanta Plus | 39c | 1 | 2 | 89.7
Broag Remeha | Quinta | 45 | 1 | 2 | 88.7
Broag Remeha | Quinta | 65 | 1 | 2 | 89.3
Broag Remeha | Quinta | Quinta 30 0063BM3043 | 1 | 2 | 90.2
Broag Remeha | Selecta | Selecta Combi 0063BL3537 | 1 | 2 | 90.3
Broag Remeha | Selecta | Selecta System 0063BL3537 | 1 | 2 | 90.4
Broag Remeha | W40M Eco |  | 1 | 2 | 83
Broag Remeha | W60M Eco |  | 1 | 2 | 83
Buderus | Logamax Plus | GB162-65kW | 1 | 2 | 88.9
Burco Maxol | Microturbo | 40 SRF & 40 MDF | 1 | 1 | 68
Burco Maxol | Microturbo | 50 SRF & 50 MDF | 1 | 1 | 68
Caradon Ideal | Mexico Slimline | cf40 | 1 | 1 | 65
Caradon Ideal | Mexico Slimline | cf55 | 1 | 1 | 65
Caradon Ideal | Mexico Slimline | rs40 | 1 | 1 | 65
Caradon Ideal | Mexico Slimline | rs55 | 1 | 1 | 65
Caradon Ideal | Mexico Slimline 2 | cf40 | 1 | 1 | 65
Caradon Ideal | Mexico Slimline 2 | cf55 | 1 | 1 | 65
Caradon Ideal | Mexico Slimline 2 | rs40 | 1 | 1 | 65
Caradon Ideal | Mexico Slimline 2 | rs55 | 1 | 1 | 65
Caradon Ideal | Mexico Super | cf100 | 1 | 1 | 65
Caradon Ideal | Mexico Super | cf125 | 1 | 1 | 65
Caradon Ideal | Mexico Super | cf30/40 | 1 | 1 | 65
Caradon Ideal | Mexico Super | cf40 | 1 | 1 | 65
Caradon Ideal | Mexico Super | cf40/60 | 1 | 1 | 65
Caradon Ideal | Mexico Super | cf55 | 1 | 1 | 65
Caradon Ideal | Mexico Super | cf65 | 1 | 1 | 65
Caradon Ideal | Mexico Super | cf75 | 1 | 1 | 65
Caradon Ideal | Mexico Super | cf80 | 1 | 1 | 65
Caradon Ideal | Mexico Super | rs100 | 1 | 1 | 65
Caradon Ideal | Mexico Super | rs125 | 1 | 1 | 65
Caradon Ideal | Mexico Super | rs30/40 | 1 | 1 | 65
Caradon Ideal | Mexico Super | rs40 | 1 | 1 | 65
Caradon Ideal | Mexico Super | rs40/60 | 1 | 1 | 65
Caradon Ideal | Mexico Super | rs55 | 1 | 1 | 65
Caradon Ideal | Mexico Super | rs65 | 1 | 1 | 65
Caradon Ideal | Mexico Super | rs75 | 1 | 1 | 65
Caradon Ideal | Mexico Super | rs80 | 1 | 1 | 65
Chaffoteaux | Celtic | ff | 1 | 1 | 70
Chaffoteaux | Challenger | 30bf | 1 | 1 | 65
Chaffoteaux | Challenger | 30ff | 1 | 1 | 72
Chaffoteaux | Challenger | 30of | 1 | 1 | 65
Chaffoteaux | Challenger | 40bf | 1 | 1 | 65
Chaffoteaux | Challenger | 50ff | 1 | 1 | 72
Chaffoteaux | Challenger | 50of | 1 | 1 | 65
Chaffoteaux | Corvec | 28bf | 1 | 1 | 65
Chaffoteaux | Corvec | 28of | 1 | 1 | 65
Chaffoteaux | Corvec | 28s | 1 | 1 | 65
Chaffoteaux | Corvec | 45bf | 1 | 1 | 65
Chaffoteaux | Corvec | 45of | 1 | 1 | 65
Chaffoteaux | Corvec | 45s | 1 | 1 | 65
Chaffoteaux | Corvec | 48cf | 1 | 1 | 65
Chaffoteaux | Corvec | 64cf | 1 | 1 | 65
Chaffoteaux | Corvec | 80cf | 1 | 1 | 65
Chaffoteaux | Corvec Maxiflame | 2bf | 1 | 1 | 65
Chaffoteaux | Corvec Miniflame | cf | 1 | 1 | 65
Chaffoteaux et Maury | Britony Combi 100 |  | 1 | 1 | 78.4
Chaffoteaux et Maury | Britony Combi 80 |  | 1 | 1 | 76.6
Chaffoteaux et Maury | Britony Combi SE100 | Atac 28FF | 1 | 1 | 78.4
Chaffoteaux et Maury | Britony Combi SE80 | Atac 24FF | 1 | 1 | 78.7
Chaffoteaux et Maury | Britony System 100 |  | 1 | 1 | 78.5
Chaffoteaux et Maury | Britony System 40 |  | 1 | 1 | 76.2
Chaffoteaux et Maury | Britony System 60 |  | 1 | 1 | 78.9
Chaffoteaux et Maury | Britony System II 100 |  | 1 | 1 | 78.5
Chaffoteaux et Maury | Britony System II 80 |  | 1 | 1 | 78.8
Chaffoteaux et Maury | Britony System II Plus 100 |  | 1 | 1 | 78.5
Chaffoteaux et Maury | Britony System II Plus 80 |  | 1 | 1 | 78.8
Chaffoteaux et Maury | Calydra 100 |  | 1 | 1 | 78.4
Chaffoteaux et Maury | Calydra 80 |  | 1 | 1 | 76.6
Chaffoteaux et Maury | Calydra 80 V2 |  | 1 | 1 | 78.7
Chaffoteaux et Maury | Calydra Comfort 100 |  | 1 | 1 | 78.4
Chaffoteaux et Maury | Calydra Green 24 |  | 1 | 2 | 88.9
Chaffoteaux et Maury | Calydra Green 30 |  | 1 | 2 | 88.5
Chaffoteaux et Maury | Centora Green 18-24 | Eurocondens 18-24 | 1 | 2 | 89.4
Chaffoteaux et Maury | Centora Green 24 |  | 1 | 2 | 88.9
Chaffoteaux et Maury | Centora Green 30 |  | 1 | 2 | 88.5
Chaffoteaux et Maury | Centora Green System 24 |  | 1 | 2 | 89
Chaffoteaux et Maury | Centora Green System 30 |  | 1 | 2 | 88.6
Chaffoteaux et Maury | Minima HE 24 |  | 1 | 2 | 88.8
Chaffoteaux et Maury | Minima HE 30 |  | 1 | 2 | 88.8
Chaffoteaux et Maury | Minima HE 35 |  | 1 | 2 | 89.1
Chaffoteaux et Maury | Minima HE System 24 |  | 1 | 2 | 88.9
Chaffoteaux et Maury | Minima HE System 30 |  | 1 | 2 | 88.9
Chaffoteaux et Maury | MX2 24 FF | Minima | 1 | 1 | 78.1
Chaffoteaux et Maury | MX2 24 FF LPG | Minima | 1 | 1 | 79.9
Chaffoteaux et Maury | MX2 30 FF | Minima | 1 | 1 | 79.4
Chaffoteaux et Maury | MX2 30 FF LPG | Minima | 1 | 1 | 81.2
Charles Portway & Son | Portway | 40F | 1 | 1 | 65
Charles Portway & Son | Portway Inset Trio |  | 1 | 1 | 65
Charles Portway & Son | Portway Tortoisaire MkIII |  | 1 | 1 | 65
Charles Portway & Son | Portway Trio MkIV |  | 1 | 1 | 65
Charles Portway & Son | Portway Visaire |  | 1 | 1 | 65
Claudio GR (Vokera) | Excell | 80SP | 1 | 1 | 73
Clyde | CW45 |  | 1 | 2 | 88.8
Clyde | CW60 |  | 1 | 2 | 89.1
Clyde | GB112-43 |  | 1 | 2 | 88.6
Clyde | GB112-60 |  | 1 | 2 | 88.6
Clyde | GO4E |  | 1 | 1 | 78.7
Clyde | GO5E |  | 1 | 1 | 78.8
Clyde | GO6E |  | 1 | 1 | 78.7
Clyde | GO7E |  | 1 | 1 | 78.7
Coopra BV | Biasi Riva Condensing | M101.31 S (P) | 1 | 2 | 89.3
Coopra BV | Biasi Riva Condensing | M101.31 SR (P) | 1 | 2 | 89.4
Coopra BV | Biasi Riva Condensing | M101.31 SRB (P) | 1 | 2 | 89.4
DD Heating | Heatline | C24 | 1 | 2 | 85.5
DD Heating | Heatline | C28 | 1 | 2 | 86.1
DD Heating | Heatline | C28S | 1 | 2 | 86.1
DD Heating | Heatline | S20 Compact | 1 | 1 | 79.3
DD Heating | Heatline | S20S Compact | 1 | 1 | 79.4
DD Heating | Heatline | S24 Compact | 1 | 1 | 79.9
DD Heating | Heatline | S24S Compact | 1 | 1 | 80
DD Heating | Heatline | S30 Compact | 1 | 1 | 79
DD Heating | Heatline | S30S Compact | 1 | 1 | 79.1
DD Heating | Heatline | Solaris 24PC | 1 | 2 | 88.6
DD Heating | Heatline | Solaris 30PC | 1 | 2 | 88.6
DD Heating | Heatline | Solaris 30PCS | 1 | 2 | 88.7
DD Heating | Heatline | Star 24 | 1 | 1 | 78.6
DD Heating | Mikrofill | Ethos 24C | 1 | 1 | 78.6
De Dietrich Thermique | EMC-M | 24 | 1 | 2 | 90.4
De Dietrich Thermique | EMC-M | 24 0063CM3019 | 1 | 2 | 89.4
De Dietrich Thermique | EMC-M | 24/28MI | 1 | 2 | 89.3
De Dietrich Thermique | EMC-M | 30/35MI | 1 | 2 | 89.2
De Dietrich Thermique | EMC-M | 30/35MI | 1 | 2 | 89.2
De Dietrich Thermique | EMC-M | 34/39MI | 1 | 2 | 89.1
De Dietrich Thermique | EMC-M | 34/39MI | 1 | 2 | 89.1
Dimplex | Combi 24 |  | 1 | 2 | 90.8
Dimplex | Combi 24 |  | 1 | 2 | 90.8
Dimplex | Combi 30 |  | 1 | 2 | 90.1
Dimplex | Combi 30 |  | 1 | 2 | 90.1
Dimplex | Combi 38 |  | 1 | 2 | 90.6
Dimplex | Combi 38 |  | 1 | 2 | 90.6
Dimplex | OV 18 |  | 1 | 2 | 90.9
Dimplex | OV 18 |  | 1 | 2 | 90.9
Dimplex | OV 32 |  | 1 | 2 | 90.1
Dimplex | OV 32 |  | 1 | 2 | 90.1
Dimplex | System 18 |  | 1 | 2 | 90.9
Dimplex | System 18 |  | 1 | 2 | 90.9
Dimplex | System 30 |  | 1 | 2 | 90.8
Dimplex | System 30 |  | 1 | 2 | 90.8
E.C.A. | Confeo Premix | CP 24 HCH | 1 | 2 | 88.7
E.C.A. | Confeo Premix | CP 24 HCH | 1 | 2 | 88.7
E.C.A. | Confeo Premix | CP 24 HM | 1 | 2 | 88.6
E.C.A. | Confeo Premix | CP 24HST | 1 | 2 | 88.7
E.C.A. | Confeo Premix | CP 24 HST | 1 | 2 | 88.7
E.C.A. | Confeo Premix | CP 30 HCH | 1 | 2 | 88.9
E.C.A. | Confeo Premix | CP 30 HCH | 1 | 2 | 88.9
E.C.A. | Confeo Premix | CP 30 HM | 1 | 2 | 88.8
E.C.A. | Confeo Premix | CP 30 HM | 1 | 2 | 88.8
E.C.A. | Confeo Premix | CP 30 HST | 1 | 2 | 88.9
E.C.A. | Confeo Premix | CP 30 HST | 1 | 2 | 88.9
Eco Hometec (UK) | EC16H |  | 1 | 2 | 88.7
Eco Hometec (UK) | EC16HS |  | 1 | 2 | 88.7
Eco Hometec (UK) | EC16S |  | 1 | 2 | 88.6
Eco Hometec (UK) | EC23H |  | 1 | 2 | 89.2
Eco Hometec (UK) | EC23HS |  | 1 | 2 | 89.2
Eco Hometec (UK) | EC23S |  | 1 | 2 | 89.1
Eco Hometec (UK) | EC31H |  | 1 | 2 | 89.2
Eco Hometec (UK) | EC31HS |  | 1 | 2 | 89.2
Eco Hometec (UK) | EC31S |  | 1 | 2 | 89.1
Eco Hometec (UK) | EC38H |  | 1 | 2 | 89
Eco Hometec (UK) | EC38S |  | 1 | 2 | 88.9
Eco Hometec (UK) | Multi-Oil | Type 2.1 | 1 | 2 | 89.5
Eco Hometec (UK) | Multi-Oil | Type 4 | 1 | 2 | 89.5
Econoflame | Econoflame R30/45 |  | 1 | 2 | 89.1
Econoflame | Econoflame R30/45 | LPG | 1 | 2 | 90.1
Econoflame | Econoflame R30/65 |  | 1 | 2 | 88.9
Econoflame | Econoflame R30/65 | LPG | 1 | 2 | 89.9
EHC | Eco Save 21K |  | 1 | 2 | 89.4
EHC | Eco Save 21K |  | 1 | 2 | 89.4
EHC | Eco Save 25K |  | 1 | 2 | 89
EHC | Eco Save 25K |  | 1 | 2 | 89
EHC | Eco Save 32K |  | 1 | 2 | 89.1
EHC | Eco Save 32k |  | 1 | 2 | 89.1
EHC | Eco Save 37k |  | 1 | 2 | 88.9
ELCO Klockner Heiztechnik | Ultron 22 |  | 1 | 2 | 86.8
Elco | Straton 22 |  | 1 | 1 | 85.6
Elco | Systron 2-22 |  | 1 | 1 | 85.6
Elco | Trigon 22 |  | 1 | 2 | 88.8
Eurocal | Ambassador | 15/21 Kitchen | 1 | 2 | 92
Eurocal | Ambassador | 21/27 Kitchen | 1 | 2 | 91.6
Eurocal | Ambassador | 27/38 Kitchen | 1 | 2 | 91.6
Eurocal | Countryman | 15/21 Outdoor Combi | 1 | 2 | 90.3
Eurocal | Countryman | 15/21 Slimline Outdoor | 1 | 2 | 92
Eurocal | Countryman | 21/27 Outdoor Combi | 1 | 2 | 89.9
Eurocal | Countryman | 21/27 Slimline Outdoor | 1 | 2 | 91.6
Eurocal | Countryman | 27/38 Outdoor Combi | 1 | 2 | 89.9
Eurocal | Countryman | 27/38 Slimline Outdoor | 1 | 2 | 89.9
Eurocal | Senator | 15/21 Combi | 1 | 2 | 90.3
Eurocal | Senator | 21/27 Combi | 1 | 2 | 89.9
Eurocal | Senator | 27/38 Combi | 1 | 2 | 89.9
Europa | 24 | 24kW Combi Boiler | 1 | 1 | 78.9
Europa | 28 | 28kW Combi Boiler | 1 | 1 | 79.8
Evo | HE 12 | HE12 | 1 | 2 | 88.7
Evo | HE 16 | HE16 | 1 | 2 | 89.7
Evo | HE 19 | HE19 | 1 | 2 | 89.4
Evo | HE 22 | HE22 | 1 | 2 | 88.8
Evo | HE C22/24 | HE C22/24 | 1 | 2 | 88.7
Evo | HE C22/30 | HE C22/30 | 1 | 2 | 88.7
Evo | HE C22/35 | HE C22/35 | 1 | 2 | 88.7
Express | BC | 24 Combi | 1 | 2 | 86.4
Express | BC | 28 Combi | 1 | 2 | 86.5
Fagor Electrodomesticos S.Coop | FE-24E Supercompact | Fe-24EUK 912111011 | 1 | 1 | 79.9
Fagor Electrodomesticos S.Coop | FE-24E Supercompact | FE-24EUK 912111039 | 1 | 1 | 82.1
Fagor Electrodomesticos S.Coop | FE-24E Supercompact | FE-24EUK N | 1 | 1 | 79.9
Fagor Electrodomesticos S.Coop | FE-27E Supercompact | FE-27EUK | 1 | 1 | 79.8
Fagor Electrodomesticos S.Coop | FE-27E Supercompact | FE-27EUK N | 1 | 1 | 78.4
Fagor Electrodomesticos S.Coop | FEB-20E Ecoplus | FEB-20EUK GLP | 1 | 1 | 81
Fagor Electrodomesticos S.Coop | FEB-20E Ecoplus | FEB-20EUK N | 1 | 1 | 79.5
Fagor Electrodomesticos S.Coop | FEB-24E Supercompact | FEB-24EUK | 1 | 1 | 82.1
Fagor Electrodomesticos S.Coop | FEB-24E Supercompact | FEB-24EUK N | 1 | 1 | 79.9
Fagor Electrodomesticos S.Coop | FEB-27E Supercompact | FEB-27EUK N | 1 | 1 | 78.4
Fagor Electrodomesticos S.Coop | FEE-35MA Supercompact | FEE-35MAUK | 1 | 1 | 81.8
Fagor Electrodomesticos S.Coop | FEE-35MA Supercompact | FEE-35MAUK N | 1 | 1 | 80
Fagor Electrodomesticos S.Coop | Morco FEB-24E Supercompact | FEB-24EUK | 1 | 1 | 82.1
Fagor Electrodomesticos S.Coop | Morco FEB-24E Supercompact | FEB-24EUK Nat | 1 | 1 | 79.9
Fer Industrie | Falcon |  | 1 | 1 | 79.6
Fer Industrie | Falcon II |  | 1 | 1 | 78
Ferroli | 100FF |  | 1 | 1 | 70
Ferroli | 77CF |  | 1 | 1 | 65
Ferroli | 77FF |  | 1 | 1 | 70
Ferroli | 77FF(P) |  | 1 | 1 | 70
Ferroli | Arena 30 A |  | 1 | 2 | 88.7
Ferroli | Arena 30 A | Mk2 | 1 | 2 | 88.9
Ferroli | Arena 30 C |  | 1 | 2 | 88.6
Ferroli | Arena 30 C | Mk2 | 1 | 2 | 88.8
Ferroli | Combi | 76ff | 1 | 1 | 70
Ferroli | Domicompact | F24 B | 1 | 2 | 86.8
Ferroli | Domicompact | F24 B LPG | 1 | 2 | 87.8
Ferroli | Domicompact | F30 B | 1 | 2 | 86.8
Ferroli | Domicompact | F30 B LPG | 1 | 2 | 87.8
Ferroli | DOMIcondens | F24 | 1 | 2 | 87
Ferroli | DOMIcondens | F24 | 1 | 2 | 87
Ferroli | DOMIcondens | F28 | 1 | 2 | 88
Ferroli | DOMIcondens | F28 47-267-46 | 1 | 2 | 87
Ferroli | DOMIcondens HE | 26 C | 1 | 2 | 88.5
Ferroli | Domina 80 |  | 1 | 1 | 79.6
Ferroli | Econcept | 50 A | 1 | 2 | 89.3
Ferroli | Econcept | 50 A LPG | 1 | 2 | 90.3
Ferroli | F24 |  | 1 | 1 | 79.6
Ferroli | F 24 B |  | 1 | 2 | 86.8
Ferroli | F 24 B LPG |  | 1 | 2 | 87.8
Ferroli | F30 |  | 1 | 1 | 78
Ferroli | F 30 B |  | 1 | 2 | 86.8
Ferroli | F 30 B LPG |  | 1 | 2 | 87.8
Ferroli | Hawk II | Hawk II | 1 | 1 | 68
Ferroli | Maxima | 35 C | 1 | 2 | 89.5
Ferroli | Maxima | 35 C LPG | 1 | 2 | 90.5
Ferroli | Maxima | 35 S | 1 | 2 | 89.6
Ferroli | Maxima | 35 S LPG | 1 | 2 | 90.6
Ferroli | Modena 102 |  | 1 | 1 | 78
Ferroli | Modena 18S HE |  | 1 | 2 | 89.2
Ferroli | Modena 25C HE |  | 1 | 2 | 89.1
Ferroli | Modena 25S HE |  | 1 | 2 | 89.3
Ferroli | Modena 27C HE |  | 1 | 2 | 89.2
Ferroli | Modena 30C HE |  | 1 | 2 | 89.2
Ferroli | Modena 32C HE |  | 1 | 2 | 89.2
Ferroli | Modena 32S HE |  | 1 | 2 | 89.3
Ferroli | Modena 80 |  | 1 | 1 | 79.6
Ferroli | Optima 1000 |  | 1 | 1 | 70
Ferroli | Optima 200 |  | 1 | 1 | 74.2
Ferroli | Optima 2000 |  | 1 | 2 | 83
Ferroli | Optima 2001 |  | 1 | 2 | 85.5
Ferroli | Optima 201 |  | 1 | 1 | 74.2
Ferroli | Optima 600 |  | 1 | 1 | 70
Ferroli | Optima 700 |  | 1 | 1 | 70
Ferroli | Optima 800 |  | 1 | 1 | 70
Ferroli | Optima 900 |  | 1 | 1 | 70
Ferroli | Optimax | 25 C | 1 | 2 | 89.3
Ferroli | Optimax | 25 C LPG | 1 | 2 | 90.3
Ferroli | Optimax | 25 OV | 1 | 2 | 89.4
Ferroli | Optimax | 25 OV LPG | 1 | 2 | 90.4
Ferroli | Optimax | 25 S | 1 | 2 | 89.4
Ferroli | Optimax | 25 S LPG | 1 | 2 | 90.4
Ferroli | Optimax | HE 25 S | 1 | 2 | 89.1
Ferroli | Optimax | HE 31 C | 1 | 2 | 89
Ferroli | Optimax | HE 31 S | 1 | 2 | 89.4
Ferroli | Optimax | HE 38 C | 1 | 2 | 89.3
Ferroli | Optimax HE Plus | 18 OV | 1 | 2 | 90.4
Ferroli | Optimax HE Plus | 18 OV 41-267-29 | 1 | 2 | 89.4
Ferroli | Optimax HE Plus | 18 S | 1 | 2 | 90.4
Ferroli | Optimax HE Plus | 18 S 41-267-31 | 1 | 2 | 89.4
Ferroli | Optimax HE Plus | 25 OV | 1 | 2 | 90.1
Ferroli | Optimax HE Plus | 25 OV 41-267-30 | 1 | 2 | 89.1
Ferroli | Optimax HE Plus | 25 S | 1 | 2 | 90.1
Ferroli | Optimax HE Plus | 25 S 41-267-32 | 1 | 2 | 89.1
Ferroli | Optimax HE Plus | 31 C | 1 | 2 | 90
Ferroli | Optimax HE Plus | 31 C 47-267-44 | 1 | 2 | 89
Ferroli | Optimax HE Plus | 35 S | 1 | 2 | 90.4
Ferroli | Optimax HE Plus | 35 S 41-267-33 | 1 | 2 | 89.4
Ferroli | Optimax HE Plus | 38 C | 1 | 2 | 90.3
Ferroli | Optimax HE Plus | 38 C 47-267-45 | 1 | 2 | 89.3
Ferroli | Roma | 55ff | 1 | 1 | 72
Ferroli | Sigma | 40-60 | 1 | 1 | 78.1
Ferroli | Sigma 20-40 |  | 1 | 1 | 78.2
Ferroli | Sigma 30 |  | 1 | 1 | 76.9
Ferroli | Sigma 40 |  | 1 | 1 | 77.7
Ferroli | Sigma 50 |  | 1 | 1 | 77.3
Ferroli | Sigma 60 |  | 1 | 1 | 77.5
Ferroli | Sigma 60-100 |  | 1 | 1 | 78.3
Ferroli | SYS 10-23 |  | 1 | 1 | 78.9
Ferroli | Tempra |  | 1 | 1 | 77.5
Ferroli | Tempra 12 |  | 1 | 1 | 78.1
Ferroli | Tempra 18 |  | 1 | 1 | 78.1
Ferroli | Tempra 24 |  | 1 | 1 | 78
Ferroli | Tempra 30 |  | 1 | 1 | 78.1
Ferroli | Xignal | Xignal | 1 | 1 | 68
Fer | tech | 18ov | 1 | 2 | 90.4
Fer | tech | 18ov 41-267-38 | 1 | 2 | 89.4
Fer | tech | 25ov | 1 | 2 | 90.1
Fer | tech | 25ov 41-267-39 | 1 | 2 | 89.1
Fer | tech | 31C | 1 | 2 | 90
Fer | tech | 31C 47-267-51 | 1 | 2 | 89
Fer | tech | 38C | 1 | 2 | 90.3
Fer | tech | 38C 47-267-52 | 1 | 2 | 89.3
Firebird | Boilerhouse S | 50-70 | 1 | 1 | 83.9
Firebird | Boilerhouse S | 70-90 | 1 | 1 | 85
Firebird | Boilerhouse S | 90-120 | 1 | 1 | 85.3
Firebird | Boilerhouse S | 120-150 | 1 | 1 | 85.6
Firebird | Boilerhouse S | 150-200 | 1 | 1 | 85.3
Firebird | Boilerhouse S | 200-250 | 1 | 1 | 85.1
Firebird Boilers | Silver Boilerhouse | C26kW | 1 | 2 | 91.2
Firebird | Combi | 90 | 1 | 1 | 83.3
Firebird | Combi | 115 | 1 | 1 | 83.1
Firebird | Combi | 50-70 | 1 | 1 | 82.4
Firebird | Combi | 70-90 | 1 | 1 | 82.4
Firebird | Combi | 90-120 | 1 | 1 | 83.6
Firebird | Combi C20 |  | 1 | 2 | 89.4
Firebird | Combi C26 |  | 1 | 2 | 89.4
Firebird | Combi C35 |  | 1 | 2 | 89.2
Firebird | CombiPac | 90 | 1 | 1 | 83.3
Firebird | Combipac | 115 | 1 | 1 | 83.1
Firebird | Combipac | 50-70 | 1 | 1 | 82.4
Firebird | Combipac | 70-90 | 1 | 1 | 82.4
Firebird | Combipac | 90-120 | 1 | 1 | 83.6
Firebird | Combipac C20 |  | 1 | 2 | 89.4
Firebird | Combipac C26 |  | 1 | 2 | 89.4
Firebird | Combipac C35 |  | 1 | 2 | 89.2
Firebird | Enviromax Combi C20 |  | 1 | 2 | 89.8
Firebird | Enviromax Combi C20kW |  | 1 | 2 | 90.1
Firebird | Enviromax Combi C26 |  | 1 | 2 | 89.9
Firebird | Enviromax Combi C26kW |  | 1 | 2 | 90.1
Firebird | Enviromax Combi C35 |  | 1 | 2 | 89.1
Firebird | Enviromax Combi C35kW |  | 1 | 2 | 89.7
Firebird | Enviromax Combipac C20 |  | 1 | 2 | 89.8
Firebird | Enviromax Combipac C20kW |  | 1 | 2 | 90.1
Firebird | Enviromax Combipac C26 |  | 1 | 2 | 89.9
Firebird | Enviromax Combipac C26kW |  | 1 | 2 | 90.1
Firebird | Enviromax Combipac C35 |  | 1 | 2 | 89.1
Firebird | Enviromax Combipac C35kW |  | 1 | 2 | 89.7
Firebird | Enviromax Heatpac | C12/18kW | 1 | 2 | 92.3
Firebird | Enviromax Heatpac C20 |  | 1 | 2 | 91.5
Firebird | Enviromax Heatpac C20kW |  | 1 | 2 | 91.8
Firebird | Enviromax Heatpac C26 |  | 1 | 2 | 91.6
Firebird | Enviromax Heatpac C26kW |  | 1 | 2 | 91.8
Firebird | Enviromax Heatpac C35 |  | 1 | 2 | 90.8
Firebird | Enviromax Heatpac C35kW |  | 1 | 2 | 91.4
Firebird | Enviromax Heatpac C44 |  | 1 | 2 | 91.3
Firebird | Enviromax Heatpac C58 |  | 1 | 2 | 90.6
Firebird | Enviromax Heatpac C73 |  | 1 | 2 | 90.3
Firebird | Enviromax Kitchen C20 |  | 1 | 2 | 91.5
Firebird | Enviromax Kitchen C20kW |  | 1 | 2 | 91.8
Firebird | Enviromax Kitchen C26 |  | 1 | 2 | 91.6
Firebird | Enviromax Kitchen C26kW |  | 1 | 2 | 91.8
Firebird | Enviromax Kitchen C35 |  | 1 | 2 | 90.8
Firebird | Enviromax Kitchen C35kW |  | 1 | 2 | 91.4
Firebird | Enviromax Kitchen C44 |  | 1 | 2 | 91.3
Firebird | Enviromax Kitchen C58 |  | 1 | 2 | 90.6
Firebird | Enviromax Kitchen C73 |  | 1 | 2 | 90.3
Firebird | Enviromax Popular | C12/18KW | 1 | 2 | 92.3
Firebird | Enviromax Popular C20 |  | 1 | 2 | 91.5
Firebird | Enviromax Popular C20kW |  | 1 | 2 | 91.8
Firebird | Enviromax Popular C26 |  | 1 | 2 | 91.6
Firebird | Enviromax Popular C26kW |  | 1 | 2 | 91.8
Firebird | Enviromax Popular C35 |  | 1 | 2 | 90.8
Firebird | Enviromax Popular C35kW |  | 1 | 2 | 91.4
Firebird | Enviromax Popular C44 |  | 1 | 2 | 91.3
Firebird | Enviromax Popular C58 |  | 1 | 2 | 90.6
Firebird | Enviromax Popular C73 |  | 1 | 2 | 90.3
Firebird | Enviromax System C20 |  | 1 | 2 | 91.5
Firebird | Enviromax System C20kW |  | 1 | 2 | 91.8
Firebird | Enviromax System C26 |  | 1 | 2 | 91.6
Firebird | Enviromax System C26kW |  | 1 | 2 | 91.8
Firebird | Enviromax System C35 |  | 1 | 2 | 90.8
Firebird | Enviromax System C35kW |  | 1 | 2 | 91.4
Firebird | Enviromax System C44 |  | 1 | 2 | 91.3
Firebird | Enviromax Systempac C20 |  | 1 | 2 | 91.5
Firebird | Enviromax Systempac C20kW |  | 1 | 2 | 91.8
Firebird | Enviromax Systempac C26 |  | 1 | 2 | 91.6
Firebird | Enviromax Systempac C26kW |  | 1 | 2 | 91.8
Firebird | Enviromax Systempac C35 |  | 1 | 2 | 90.8
Firebird | Enviromax Systempac C35kW |  | 1 | 2 | 91.4
Firebird | Enviromax Systempac C44 |  | 1 | 2 | 91.3
Firebird | Enviromax Utility C20 |  | 1 | 2 | 91.5
Firebird | Enviromax Utility C20kW |  | 1 | 2 | 91.8
Firebird | Enviromax Utility C26 |  | 1 | 2 | 91.6
Firebird | Enviromax Utility C26kW |  | 1 | 2 | 91.8
Firebird | Enviromax Utility C35 |  | 1 | 2 | 90.8
Firebird | Enviromax Utility C35kW |  | 1 | 2 | 91.4
Firebird | Heatpac | 70-90 | 1 | 1 | 85
Firebird | Heatpac | 90-120 | 1 | 1 | 85.3
Firebird | Heatpac | 120-150 | 1 | 1 | 85.6
Firebird | Heatpac | 150-200 | 1 | 1 | 85.3
Firebird | Heatpac | 200-250 | 1 | 1 | 85.1
Firebird | Heatpac 70 |  | 1 | 1 | 83.9
Firebird | Heatpac 70 System |  | 1 | 1 | 83.9
Firebird | Heatpac 90-120 System |  | 1 | 1 | 85.3
Firebird | Heatpac C20 |  | 1 | 2 | 91.1
Firebird | Heatpac C26 |  | 1 | 2 | 91.1
Firebird | Heatpac C35 |  | 1 | 2 | 90.9
Firebird | Heatpac S | 70-90 | 1 | 1 | 85
Firebird | Heatpac S | 90-120 | 1 | 1 | 85.3
Firebird | Heatpac Sealed System | 70-90 | 1 | 1 | 85
Firebird | Kitchen C20 |  | 1 | 2 | 91.1
Firebird | Kitchen C26 |  | 1 | 2 | 91.1
Firebird | Kitchen C35 |  | 1 | 2 | 90.9
Firebird | Oylympic Boilerhouse | 50-70 | 1 | 1 | 83.9
Firebird | Oylympic Boilerhouse | 50-82 | 1 | 1 | 85
Firebird | Oylympic Boilerhouse | 70-90 | 1 | 1 | 85
Firebird | Oylympic Boilerhouse | 90-115 | 1 | 1 | 85.3
Firebird | Oylympic DeLuxe | 50-70 | 1 | 1 | 83.9
Firebird | Oylympic De Luxe | 50-82 | 1 | 1 | 85
Firebird | Oylympic Deluxe | 70-90 | 1 | 1 | 85
Firebird | Oylympic S | 50-70 | 1 | 1 | 83.9
Firebird | Oylympic S | 50-82 | 1 | 1 | 85
Firebird | Oylympic S | 70-90 | 1 | 1 | 85
Firebird | Oylympic S | 90-115 | 1 | 1 | 85.3
Firebird | Popular | 50-70 | 1 | 1 | 83.9
Firebird | Popular | 50-90 | 1 | 1 | 85
Firebird | Popular | 90-120 | 1 | 1 | 85.3
Firebird | Popular | 120-150 | 1 | 1 | 85.6
Firebird | Popular | 150-200 | 1 | 1 | 85.3
Firebird | Popular | 200-250 | 1 | 1 | 85.1
Firebird | Rhino | 120-150 Boilerhouse | 1 | 1 | 85.6
Firebird | Rhino | 120-150 Kitchen | 1 | 1 | 85.6
Firebird | Rhino | 150-200 Boilerhouse | 1 | 1 | 85.3
Firebird | Rhino | 150-200 Kitchen | 1 | 1 | 85.3
Firebird | Rhino | 200-250 Boilerhouse | 1 | 1 | 85.1
Firebird | Rhino | 200-250 Kitchen | 1 | 1 | 85.1
Firebird | Rhino | 50-90 Boilerhouse | 1 | 1 | 85
Firebird | Rhino | 50-90 Kitchen | 1 | 1 | 85
Firebird | Rhino | 90-120 Boilerhouse | 1 | 1 | 85.3
Firebird | Rhino | 90-120 Kitchen | 1 | 1 | 85.3
Firebird | Rhino Heatpac | 50-90 | 1 | 1 | 85
Firebird | Rhino Heatpac | 90-120 | 1 | 1 | 85.3
Firebird | Rhino Slimline Heatpac | 50/90 | 1 | 1 | 85
Firebird | Roomsealed Popular (Hideaway) | 50-90 | 1 | 1 | 85
Firebird | Roomsealed Popular (Hideaway) | 90-120 | 1 | 1 | 85.3
Firebird | Roomsealed Popular (Hideaway) | 120-150 | 1 | 1 | 85.6
Firebird | Sealed System | 70-90 | 1 | 1 | 85
Firebird | Silver Boiilerhouse | C20kW | 1 | 2 | 91.3
Firebird | Silver Boiilerhouse | C35KW | 1 | 2 | 90.7
Firebird | Silver Boilerhouse | CR20 | 1 | 2 | 90.5
Firebird | Silver Boilerhouse | CR26 | 1 | 2 | 90.2
Firebird | Silver Boilerhouse | CR35 | 1 | 2 | 89
Firebird | Silverpac | C20kW | 1 | 2 | 91.3
Firebird | Silverpac | C26kW | 1 | 2 | 91.2
Firebird | Silverpac | C35kW | 1 | 2 | 90.7
Firebird | Silverpac | CR20 | 1 | 2 | 90.5
Firebird | Silverpac | CR26 | 1 | 2 | 90.2
Firebird | Silverpac | CR35 | 1 | 2 | 89
Firebird | Silver System | C20kW | 1 | 2 | 91.3
Firebird | Silver System | C26kW | 1 | 2 | 91.2
Firebird | Silver System | C35kW | 1 | 2 | 90.7
Firebird | Silver System CR20 |  | 1 | 2 | 90.5
Firebird | Silver System CR26 |  | 1 | 2 | 90.2
Firebird | Silver System CR35 |  | 1 | 2 | 89
Firebird | Silver Utility | C20kW | 1 | 2 | 91.3
Firebird | Silver Utility | C26kW | 1 | 2 | 91.2
Firebird | Silver Utility | C35kW | 1 | 2 | 90.7
Firebird | Silver Utility | CR20 | 1 | 2 | 90.5
Firebird | Silver Utility | CR26 | 1 | 2 | 90.2
Firebird | Silver Utility | CR35 | 1 | 2 | 89
Firebird | S (White Cased) | 50-70 | 1 | 1 | 83.9
Firebird | S (White Cased) | 70-90 | 1 | 1 | 85
Firebird | S (White cased) | 90-120 | 1 | 1 | 85.3
Firebird | S (White Cased) | 120-150 | 1 | 1 | 85.6
Firebird | S (White Cased) | 150-200 | 1 | 1 | 85.3
Firebird | S (White Cased) | 200-250 | 1 | 1 | 85.1
Firebird | S (White Cased) 70 System |  | 1 | 1 | 83.9
Firebird | S (White Cased) 90-120 System |  | 1 | 1 | 85.3
Firebird | System C20 |  | 1 | 2 | 91.1
Firebird | System C26 |  | 1 | 2 | 91.1
Firebird | System C35 |  | 1 | 2 | 90.9
Firebird | Systempac C20 |  | 1 | 2 | 91.1
Firebird | Systempac C26 |  | 1 | 2 | 91.1
Firebird | Systempac C35 |  | 1 | 2 | 90.9
Fonderie Sime SpA | Fonderie Sime S.p.A | 1 R 4 Freestanding | 1 | 1 | 81.6
Fonderie Sime SpA | Fonderie Sime S.p.A | 1 R 5 Freestanding | 1 | 1 | 82
Fonderie Sime SpA | Fonderie Sime S.p.A | 1 R 6 Freestanding | 1 | 1 | 82.3
Fonderie Sime SpA | Fonderie Sime SpA | Dewy 30/130 HE FS | 1 | 2 | 90.3
Fonderie Sime SpA | Fonderie Sime SpA | Dewy 30/130 HE FS | 1 | 2 | 90.3
Fonderie Sime SpA | Fonderie Sime SpA | Dewy 30/80 HE FS | 1 | 2 | 90.3
Fonderie Sime SpA | Fonderie Sime SpA | Dewy 30/80 HE FS | 1 | 2 | 90.3
Fonderie Sime SpA | Fonderie Sime SpA | Dewy HE 30/50 WM | 1 | 2 | 88.7
Fonderie Sime SpA | Fonderie Sime SpA | Dewy HE 30/50 WM LPG | 1 | 2 | 89.7
Fonderie Sime SpA | Fonderie Sime SpA | Ecomfort 30 HE | 1 | 2 | 86.8
Fonderie Sime SpA | Fonderie Sime SpA | Ecomfort 30 HE LPG | 1 | 2 | 87.8
Fonderie Sime SpA | Fonderie Sime S.p.A | Estelle 3 | 1 | 1 | 83.4
Fonderie Sime SpA | Fonderie Sime S.p.A | Estelle 4 | 1 | 1 | 83.6
Fonderie Sime SpA | Fonderie Sime S.p.A | Estelle 5 | 1 | 1 | 83.8
Fonderie Sime SpA | Fonderie Sime S.p.A | Estelle 6 | 1 | 1 | 83.9
Fonderie Sime SpA | Fonderie Sime S.p.A | Estelle 7 | 1 | 1 | 84.1
Fonderie Sime SpA | Fonderie Sime SpA | FE-25HE UK/1 N | 1 | 2 | 89.2
Fonderie Sime SpA | Fonderie Sime SpA | FE-25HE UK/1 N | 1 | 2 | 89.2
Fonderie Sime SpA | Fonderie Sime SpA | FE-30HE UK/1 N | 1 | 2 | 89.7
Fonderie Sime SpA | Fonderie Sime SpA | FE-30HE UK/1 N | 1 | 2 | 89.7
Fonderie Sime SpA | Fonderie Sime S.p.A | Format 100 C | 1 | 1 | 79.2
Fonderie Sime SpA | Fonderie Sime S.p.A | Format 100 C LPG | 1 | 1 | 81
Fonderie Sime SpA | Fonderie Sime SpA | Format 100 C TS | 1 | 1 | 80.3
Fonderie Sime SpA | Fonderie Sime SpA | Format 100 C TS LPG | 1 | 1 | 82.2
Fonderie Sime SpA | Fonderie Sime SpA | Format 110 C | 1 | 1 | 78.4
Fonderie Sime SpA | Fonderie Sime SpA | Format 110 C LPG | 1 | 1 | 80.2
Fonderie Sime SpA | Fonderie Sime SpA | Format 110 C TS | 1 | 1 | 80.3
Fonderie Sime SpA | Fonderie Sime SpA | Format 110 C TS LPG | 1 | 1 | 82.2
Fonderie Sime SpA | Fonderie Sime SpA | Format 25 HE | 1 | 2 | 89.2
Fonderie Sime SpA | Fonderie Sime SpA | Format 25 HE LPG | 1 | 2 | 90.2
Fonderie Sime SpA | Fonderie Sime SpA | Format 30 HE | 1 | 2 | 89.7
Fonderie Sime SpA | Fonderie Sime SpA | Format 30 HE LPG | 1 | 2 | 90.7
Fonderie Sime SpA | Fonderie Sime S.p.A | Format 80 C | 1 | 1 | 79
Fonderie Sime SpA | Fonderie Sime S.p.A | Format 80 C LPG | 1 | 1 | 80.8
Fonderie Sime SpA | Fonderie Sime SpA | Format 80 C TS | 1 | 1 | 80.3
Fonderie Sime SpA | Fonderie Sime SpA | Format 80 C TS LPG | 1 | 1 | 82.2
Fonderie Sime SpA | Fonderie Sime SpA | Format System 24 | 1 | 1 | 79.1
Fonderie Sime SpA | Fonderie Sime SpA | Format System 24 EI | 1 | 1 | 79.1
Fonderie Sime SpA | Fonderie Sime SpA | Format System 24 EI LPG | 1 | 1 | 80.9
Fonderie Sime SpA | Fonderie Sime SpA | Format System 24 LPG | 1 | 1 | 80.9
Fonderie Sime SpA | Fonderie Sime SpA | Format System 24 TS | 1 | 1 | 80.4
Fonderie Sime SpA | Fonderie Sime SpA | Format System 24 TS LPG | 1 | 1 | 82.3
Fonderie Sime SpA | Fonderie Sime SpA | Format System 25 HE | 1 | 2 | 89.3
Fonderie Sime SpA | Fonderie Sime SpA | Format System 25 HE LPG | 1 | 2 | 90.3
Fonderie Sime SpA | Fonderie Sime SpA | Format System 30 | 1 | 1 | 79.3
Fonderie Sime SpA | Fonderie Sime SpA | Format System 30 EI | 1 | 1 | 79.3
Fonderie Sime SpA | Fonderie Sime SpA | Format System 30 EI LPG | 1 | 1 | 81.1
Fonderie Sime SpA | Fonderie Sime SpA | Format System 30 HE | 1 | 2 | 89.8
Fonderie Sime SpA | Fonderie Sime SpA | Format System 30 HE LPG | 1 | 2 | 90.8
Fonderie Sime SpA | Fonderie Sime SpA | Format System 30 LPG | 1 | 1 | 81.1
Fonderie Sime SpA | Fonderie Sime SpA | Format System 30 TS | 1 | 1 | 80.4
Fonderie Sime SpA | Fonderie Sime SpA | Format System 30 TS LPG | 1 | 1 | 82.3
Fonderie Sime SpA | Fonderie Sime SpA | Format System 35 TS | 1 | 1 | 80.4
Fonderie Sime SpA | Fonderie Sime SpA | Format System 35 TS LPG | 1 | 1 | 82.3
Fonderie Sime SpA | Fonderie Sime S.p.A | Friendly Format 100E | 1 | 1 | 78.6
Fonderie Sime SpA | Fonderie Sime S.p.A | Friendly Format 100E | 1 | 1 | 78.6
Fonderie Sime SpA | Fonderie Sime S.p.A | Friendly Format 80 | 1 | 1 | 81.1
Fonderie Sime SpA | Fonderie Sime S.p.A | Friendly Format 80E | 1 | 1 | 81.1
Fonderie Sime SpA | Fonderie Sime S.p.A | Planet Dewy 110 | 1 | 2 | 88.3
Fonderie Sime SpA | Fonderie Sime SpA | Planet Dewy 110A | 1 | 2 | 89.9
Fonderie Sime SpA | Fonderie Sime SpA | Planet Dewy 110A (LPG) | 1 | 2 | 90.9
Fonderie Sime SpA | Fonderie Sime S.p.A | Planet Dewy 110 LPG | 1 | 2 | 89.3
Fonderie Sime SpA | Fonderie Sime SpA | Planet Dewy 110TA | 1 | 2 | 90
Fonderie Sime SpA | Fonderie Sime SpA | Planet Dewy 110TA (LPG) | 1 | 2 | 91
Fonderie Sime SpA | Fonderie Sime S.p.A | Planet Dewy 90 | 1 | 2 | 88
Fonderie Sime SpA | Fonderie Sime SpA | Planet Dewy 90A | 1 | 2 | 89.9
Fonderie Sime SpA | Fonderie Sime SpA | Planet Dewy 90A (LPG) | 1 | 2 | 90.9
Fonderie Sime SpA | Fonderie Sime S.p.A | Planet Dewy 90 LPG | 1 | 2 | 89
Fonderie Sime SpA | Fonderie Sime S.p.A. | Planet Super 4 F.S. | 1 | 1 | 82.3
Fonderie Sime SpA | Fonderie Sime SpA | Planet Super 4 F.S. | 1 | 1 | 82.3
Fonderie Sime SpA | Fonderie Sime S.p.A | Planet Super 4 W.M | 1 | 1 | 82.6
Fonderie Sime SpA | Fonderie Sime S.p.A. | Planet Super 4 W.M. | 1 | 1 | 82.6
Fonderie Sime SpA | Fonderie Sime S.p.A | Rondo 3 | 1 | 1 | 83.4
Fonderie Sime SpA | Fonderie Sime S.p.A | Rondo 4 | 1 | 1 | 83.6
Fonderie Sime SpA | Fonderie Sime S.p.A | Rondo 5 | 1 | 1 | 83.8
Fonderie Sime SpA | Fonderie Sime S.p.A | Rondo 6 | 1 | 1 | 83.9
Fonderie Sime SpA | Fonderie Sime S.p.A | Rondo 7 | 1 | 1 | 84.1
Fonderie Sime SpA | Fonderie Sime S.p.A | RX 37 CE iono | 1 | 1 | 80.7
Fonderie Sime SpA | Fonderie Sime S.p.a. | RX 37 CE IONO | 1 | 1 | 80.7
Fonderie Sime SpA | Fonderie Sime S.p.A | RX 48 CE iono | 1 | 1 | 81.8
Fonderie Sime SpA | Fonderie Sime S.p.a. | RX 48 CE IONO | 1 | 1 | 81.8
Fonderie Sime SpA | Fonderie Sime S.p.A | RX 55 CE iono | 1 | 1 | 81.8
Fonderie Sime SpA | Fonderie Sime S.p.a. | RX 55 CE IONO | 1 | 1 | 81.8
Fonderie Sime SpA | Fonderie Sime S.p.A | Super 105 MKII | 1 | 1 | 78.6
Fonderie Sime SpA | Fonderie Sime S.p.A | Super 105 MKI ILPG | 1 | 1 | 80.4
Fonderie Sime SpA | Fonderie Sime S.p.A | Super 90 MK.II | 1 | 1 | 79.3
Fonderie Sime SpA | Fonderie Sime S.p.A | Super 90 MKII | 1 | 1 | 79.3
Fonderie Sime SpA | Fonderie Sime S.p.A. | Superior 40Ci | 1 | 1 | 79
Fonderie Sime SpA | Fonderie Sime S.p.A. | Superior 40Ci EI | 1 | 1 | 79
Fonderie Sime SpA | Fonderie Sime S.p.A | Superior 40 MK.II | 1 | 1 | 76.1
Fonderie Sime SpA | Fonderie Sime S.p.A. | Superior 50 Ci | 1 | 1 | 79.9
Fonderie Sime SpA | Fonderie Sime S.p.A | Superior 50Ci EI | 1 | 1 | 79.9
Fonderie Sime SpA | Fonderie Sime S.p.A | Superior 50 MK.II | 1 | 1 | 76.3
Fonderie Sime SpA | Fonderie Sime S.p.A | Superior 60Ci | 1 | 1 | 79.4
Fonderie Sime SpA | Fonderie Sime S.p.A. | Superior 60Ci EI | 1 | 1 | 79.4
Fonderie Sime SpA | Fonderie Sime S.p.A | Superior 60 MK.II | 1 | 1 | 75.7
Fonderie Sime SpA | Fonderie Sime S.p.A | Superior 75 MK.II | 1 | 1 | 76.5
Fonderie Sime SpA | Fonderie Sime S.p.A | Superior 80Ci | 1 | 1 | 78.6
Fonderie Sime SpA | Fonderie Sime S.p.A | Superior 80Ci EI | 1 | 1 | 78.6
Fonderie Sime SpA | Fonderie Sime S.p.A | Superior 90 MK.II | 1 | 1 | 76.8
Fondital | Antea KC 24 |  | 1 | 2 | 88.1
Fondital | Antea KC 28 |  | 1 | 2 | 88.3
Fondital | Antea KC 28 |  | 1 | 2 | 88.3
Fondital | Antea KR 24 |  | 1 | 2 | 88.2
Fondital | Antea KR 24 |  | 1 | 2 | 88.2
Fondital | Antea KR 28 |  | 1 | 2 | 88.4
Fondital | Antea KRB 24 |  | 1 | 2 | 88.2
Fondital | Antea KRB 24 |  | 1 | 2 | 88.2
Fondital | Itaca KC 24 |  | 1 | 2 | 88.1
Fondital | Itaca KC 24 |  | 1 | 2 | 88.1
Fondital | Itaca KC 28 |  | 1 | 2 | 88.3
Fondital | Itaca KC 32 |  | 1 | 2 | 88.8
Fondital | Itaca KR 24 |  | 1 | 2 | 88.2
Fondital | Itaca KR 32 |  | 1 | 2 | 88.9
Fondital | Tahiti Condensing KC 24 Line Tech |  | 1 | 2 | 88.5
Fondital | Tahiti Condensing KC 28 Line Tech |  | 1 | 2 | 88.5
Fondital | Tahiti Condensing KC 32 Line Tech |  | 1 | 2 | 88.5
Fondital | Tahiti Condensing KR 24 Line Tech |  | 1 | 2 | 88.6
Fondital | Tahiti Condensing KR 28 Line Tech |  | 1 | 2 | 88.6
Fondital | Tahiti Condensing KR 32 Line Tech |  | 1 | 2 | 88.6
Fondital | Tahiti Condensing KR 55 Line Tech |  | 1 | 2 | 89.2
Fondital | Tahiti Condensing KRB 24 Line Tech |  | 1 | 2 | 88.6
Fondital | Tahiti Condensing KRB 28 Line Tech |  | 1 | 2 | 88.6
Fondital | Tahiti Condensing KRB 32 Line Tech |  | 1 | 2 | 88.6
Fondital | Tahiti Dual HC 24 Line |  | 1 | 2 | 86
Fondital | Tahiti Dual HC 32 Line |  | 1 | 2 | 85.7
Fondital | Tahiti Dual HR 24 Line |  | 1 | 2 | 86.1
Fondital | Tahiti Dual HR 32 Line |  | 1 | 2 | 85.8
Fondital | Tahiti Dual HRB 24 Line |  | 1 | 2 | 86.1
Fondital | Tahiti Dual HRB 32 Line |  | 1 | 2 | 85.8
Fontecal | Corolla 30 | A | 1 | 2 | 90
Fontecal | Corolla 30 | P | 1 | 2 | 89.3
Fontecal | Corolla 30 | S | 1 | 2 | 89.4
Fontecal | Digit | XER | 1 | 1 | 82.2
Fontecal | Polycal 21 | A100 | 1 | 1 | 82.3
Fontecal | Polycal 21 | A50 | 1 | 1 | 82
Fontecal | Polycal 21 | S | 1 | 1 | 83.4
Fontecal | Polycal 26 | A100 | 1 | 1 | 82.3
Fontecal | Polycal 26 | A50 | 1 | 1 | 82
Fontecal | Polycal 26 | S | 1 | 1 | 83.4
GAH Heating Products | 100/150 | Option | 1 | 1 | 81.7
GAH Heating Products | 100/150 | Select BFS100/150 | 1 | 1 | 81.7
GAH Heating Products | 140/190 | Select | 1 | 1 | 82.2
GAH Heating Products | 190/240 | Select | 1 | 1 | 80.9
GAH Heating Products | 40/60 | Option | 1 | 1 | 81.8
GAH Heating Products | 40/60 | Select BFS40/60 | 1 | 1 | 81.8
GAH Heating Products | 60/80 | Select | 1 | 1 | 81.8
GAH Heating Products | 80/95 | Option | 1 | 1 | 80.7
GAH Heating Products | 80/95 | Select | 1 | 1 | 80.7
GAH Heating Products | Combistream | BFC40/60 | 1 | 1 | 83.9
GAH Heating Products | E40/50 | Select | 1 | 1 | 81.6
GAH Heating Products | E50/80 | Select | 1 | 1 | 80.7
GAH Heating Products | I40/50 | Select | 1 | 1 | 81.6
GAH Heating Products | I50/80 | Select | 1 | 1 | 82.2
GAH Heating Products | Thermecon 100/150 | Option B/F | 1 | 1 | 84.1
GAH Heating Products | Thermecon 100/150 | Option C/F | 1 | 1 | 84.1
GAH Heating Products | Thermecon 100/150 | Select B/F | 1 | 1 | 84.1
GAH Heating Products | Thermecon 100/150 | Select C/F | 1 | 1 | 84.1
GAH Heating Products | Thermecon 100/150 | System B/F | 1 | 1 | 84.1
GAH Heating Products | Thermecon 100/150 | System C/F | 1 | 1 | 84.1
GAH Heating Products | Thermecon 140/190 | Option B/F | 1 | 1 | 83.9
GAH Heating Products | Thermecon 140/190 | Option C/F | 1 | 1 | 83.9
GAH Heating Products | Thermecon 140/190 | Select B/F | 1 | 1 | 83.9
GAH Heating Products | Thermecon 140/190 | Select C/F | 1 | 1 | 83.9
GAH Heating Products | Thermecon 190/240 | Option B/F | 1 | 1 | 84.4
GAH Heating Products | Thermecon 190/240 | Option C/F | 1 | 1 | 84.4
GAH Heating Products | Thermecon 190/240 | Select B/F | 1 | 1 | 84.4
GAH Heating Products | Thermecon 190/240 | Select C/F | 1 | 1 | 84.4
GAH Heating Products | Thermecon 40/50 W/M | External | 1 | 1 | 85
GAH Heating Products | Thermecon 40/50 W/M | Internal B/F | 1 | 1 | 85
GAH Heating Products | Thermecon 40/50 W/M | Internal C/F | 1 | 1 | 85
GAH Heating Products | Thermecon 40/60 | Option B/F | 1 | 1 | 85.6
GAH Heating Products | Thermecon 40/60 | Option C/F | 1 | 1 | 85.6
GAH Heating Products | Thermecon 40/60 | Select B/F | 1 | 1 | 85.6
GAH Heating Products | Thermecon 40/60 | Select C/F | 1 | 1 | 85.6
GAH Heating Products | Thermecon 50/80 W/M | External | 1 | 1 | 84.7
GAH Heating Products | Thermecon 50/80 W/M | Internal B/F | 1 | 1 | 84.7
GAH Heating Products | Thermecon 50/80 W/M | Internal C/F | 1 | 1 | 84.7
GAH Heating Products | Thermecon 60/80 | Option B/F | 1 | 1 | 84.4
GAH Heating Products | Thermecon 60/80 | Option C/F | 1 | 1 | 84.4
GAH Heating Products | Thermecon 60/80 | Select B/F | 1 | 1 | 84.4
GAH Heating Products | Thermecon 60/80 | Select C/F | 1 | 1 | 84.4
GAH Heating Products | Thermecon 60/80 | System B/F | 1 | 1 | 84.4
GAH Heating Products | Thermecon 60/80 | System C/F | 1 | 1 | 84.4
GAH Heating Products | Thermecon 80/95 | Option B/F | 1 | 1 | 84.2
GAH Heating Products | Thermecon 80/95 | Option C/F | 1 | 1 | 84.2
GAH Heating Products | Thermecon 80/95 | Select B/F | 1 | 1 | 84.2
GAH Heating Products | Thermecon 80/95 | Select C/F | 1 | 1 | 84.2
GAH Heating Products | Thermecon 80/95 | System B/F | 1 | 1 | 84.2
GAH Heating Products | Thermecon 80/95 | System C/F | 1 | 1 | 84.2
GAH Heating Products | Thermecon 90/120 | Option B/F | 1 | 1 | 83.9
GAH Heating Products | Thermecon 90/120 | Option C/F | 1 | 1 | 83.9
GAH Heating Products | Thermecon 90/120 | Select B/F | 1 | 1 | 83.9
GAH Heating Products | Thermecon 90/120 | Select C/F | 1 | 1 | 83.9
GAH Heating Products | Thermecon 90/120 | System B/F | 1 | 1 | 83.9
GAH Heating Products | Thermecon 90/120 | System C/F | 1 | 1 | 83.9
GEM | CC1 15/20 |  | 1 | 2 | 89.1
GEM | CC2 20/26 |  | 1 | 2 | 89.1
GEM | CC3 26/35 |  | 1 | 2 | 89.2
GEM | CC4 35/41 |  | 1 | 2 | 89.2
GEM | CKUT1 15/20 |  | 1 | 2 | 90.8
GEM | CKUT2 20/26 |  | 1 | 2 | 90.8
GEM | CKUT3 26/35 |  | 1 | 2 | 90.9
GEM | CKUT4 35/41 |  | 1 | 2 | 90.9
GEM | COD1 15/20 |  | 1 | 2 | 90.8
GEM | COD1 SS 15/20 |  | 1 | 2 | 90.8
GEM | COD2 20/26 |  | 1 | 2 | 90.8
GEM | COD2 SS 20/26 |  | 1 | 2 | 90.8
GEM | COD3 26/35 |  | 1 | 2 | 90.9
GEM | COD3 SS 26/35 |  | 1 | 2 | 90.9
GEM | COD4 35/41 |  | 1 | 2 | 90.9
GEM | COD4 SS 35/41 |  | 1 | 2 | 90.9
GEM | COD C1 15/20 |  | 1 | 2 | 89.1
GEM | COD C2 20/26 |  | 1 | 2 | 89.1
GEM | COD C3 26/35 |  | 1 | 2 | 89.2
GEM | COD C4 35/41 |  | 1 | 2 | 89.2
GEM | CS1 15/20 |  | 1 | 2 | 90.8
GEM | CS2 20/26 |  | 1 | 2 | 90.8
GEM | CS3 26/35 |  | 1 | 2 | 90.9
GEM | CS4 35/41 |  | 1 | 2 | 90.9
GEM | E-Compact 50/70 | Boiler House | 1 | 2 | 92
GEM | E-Compact 50/70 | Cosyman | 1 | 2 | 92
GEM | E-Compact 70/90 | Boiler House | 1 | 2 | 91.6
GEM | E-Compact 70/90 | Cosyman | 1 | 2 | 91.6
Geminox | Astrane 30S FIOUL |  | 1 | 1 | 84.1
Geminox | FCX |  | 1 | 2 | 89.5
Geminox | THI 0.9-9 C |  | 1 | 2 | 89
Geminox | THI 10-50 C |  | 1 | 2 | 88.7
Geminox | THI 2-13 C |  | 1 | 2 | 89
Geminox | THI 2-13 M75 V |  | 1 | 2 | 89.3
Geminox | THI 5-25 C |  | 1 | 2 | 89
Geminox | THI 5-25 C DC |  | 1 | 2 | 89
Geminox | THI 5-25 M75 |  | 1 | 2 | 89.3
Geminox | THI 5-25S |  | 1 | 2 | 89.3
Geminox | THI 5-25 SEP |  | 1 | 2 | 88.9
Geminox | THR 10-50 |  | 1 | 2 | 88.7
Geminox | THR 2-13C |  | 1 | 2 | 89
Geminox | THR 5-25C |  | 1 | 2 | 89
Geminox | THR 5-25 M75 |  | 1 | 2 | 89.5
Geminox | THR 5-25S |  | 1 | 2 | 89.4
Geminox | THR 5-25SEP |  | 1 | 2 | 88.9
Gerkros | 14.6 - 20.5 kW Oil Condensing Combi Boiler |  | 1 | 2 | 89
Gerkros | 20.5 - 26.4 kW Oil Condensing Combi Boiler |  | 1 | 2 | 89.1
Gerkros | 50 70 Oil Condensing Boiler | Boiler House Model | 1 | 2 | 89.8
Gerkros | 50 70 Oil Condensing Boiler | Cosyman | 1 | 2 | 89.8
Gerkros | 50 70 Oil Condensing Boiler | Utility Model | 1 | 2 | 89.8
Gerkros | 70 90 Oil Condensing Boiler | Boiler House Model | 1 | 2 | 90.1
Gerkros | 70 90 Oil Condensing Boiler | Cosyman | 1 | 2 | 90.1
Gerkros | 70 90 Oil Condensing Boiler | Utility Model | 1 | 2 | 90.1
Gerkros | 90 120 Oil Condensing Boiler | Boiler House Model | 1 | 2 | 89.9
Gerkros | 90 120 Oil Condensing Boiler | Cosyman | 1 | 2 | 89.9
Gerkros | 90 120 Oil Condensing Boiler | Utility Model | 1 | 2 | 89.9
Gerkros | Cozy Mann 50/70 fdc |  | 1 | 1 | 84
Gerkros | Cozy Mann 60/95 tdc |  | 1 | 1 | 82.5
Gerkros | Cozy Mann 80/105 fdc |  | 1 | 1 | 82
Gerkros | Cozy Mann 90/120 tdc |  | 1 | 1 | 82.1
Gerkros | Gem fdc 50/70 |  | 1 | 1 | 84
Gerkros | Gem fdc 80/105 |  | 1 | 1 | 82
Gerkros | Gem Superior id 90/120 |  | 1 | 1 | 82.1
Gerkros | Gem Top Cleaner 60/95 |  | 1 | 1 | 82.5
Gerkros | Gem Top Cleaner 90/120 |  | 1 | 1 | 82.1
Gerkros | Termogas | KST | 1 | 2 | 85.3
Gerkros | Termogas | KT | 1 | 2 | 88.2
Gerkros | Termogas KT/A |  | 1 | 2 | 88.4
Gledhill | GB10 | AGB5010 | 1 | 2 | 89.2
Gledhill | GB15 | AGB5015 | 1 | 2 | 88.8
Gledhill | GB20 | AGB5020 | 1 | 2 | 88.9
Gledhill | GB25 | AGB5025 | 1 | 2 | 89.3
Gledhill | GB30 | AGB5030 | 1 | 2 | 89.3
Gledhill | GB35C | AGB5035 | 1 | 2 | 89.3
Gledhill | Gulfstream 2000 | GS2000/120/E | 1 | 2 | 86.9
Gledhill | Gulfstream 2000 | GS2000/120/E-OV | 1 | 2 | 86.9
Gledhill | Gulfstream 2000 | GS2000/130/E | 1 | 2 | 87.5
Gledhill | Gulfstream 2000 | GS2000/130/E-OV | 1 | 2 | 87.5
Gledhill | GulfStream A-Class | 12/OV | 1 | 2 | 90.2
Gledhill | GulfStream A-Class | 12/SS | 1 | 2 | 90.2
Gledhill | GulfStream A-Class | 20/OV | 1 | 2 | 90
Gledhill | GulfStream A-Class | 20/SS | 1 | 2 | 90
Gledhill | GulfStream A-Class | 30/OV | 1 | 2 | 88.6
Gledhill | GulfStream A-Class | 30/SS | 1 | 2 | 88.6
Glotec | Glotec | gt80 | 1 | 2 | 83
Glow-worm | 105-120 | 105-120 | 1 | 1 | 65
Glow-worm | 105-120B | 105-120B | 1 | 1 | 65
Glow-worm | 12hxi |  | 1 | 2 | 88.7
Glow-worm | 15hxi |  | 1 | 2 | 88.7
Glow-worm | 18hxi |  | 1 | 2 | 88.6
Glow-worm | 18sxi |  | 1 | 2 | 88.6
Glow-worm | 23c |  | 1 | 1 | 79.9
Glow-worm | 240 |  | 1 | 1 | 65
Glow-worm | 246 |  | 1 | 1 | 65
Glow-worm | 24ci |  | 1 | 1 | 78.3
Glow-worm | 24ci Plus |  | 1 | 1 | 78.3
Glow-worm | 24cxi |  | 1 | 2 | 88.5
Glow-worm | 24hxi |  | 1 | 2 | 88.9
Glow-worm | 30 ci |  | 1 | 1 | 79.6
Glow-worm | 30ci Plus |  | 1 | 1 | 79.6
Glow-worm | 30cxi |  | 1 | 2 | 88.5
Glow-worm | 30hxi |  | 1 | 2 | 88.7
Glow-worm | 30 si |  | 1 | 1 | 79.7
Glow-worm | 30sxi |  | 1 | 2 | 90.7
Glow-worm | 30sxi |  | 1 | 2 | 90.7
Glow-worm | 35ci |  | 1 | 1 | 78.6
Glow-worm | 38cxi |  | 1 | 2 | 88.5
Glow-worm | 38hxi |  | 1 | 2 | 89.2
Glow-worm | 45 |  | 1 | 1 | 65
Glow-worm | 45/2 BBU |  | 1 | 1 | 68.4
Glow-worm | 45/4 BBU |  | 1 | 1 | 78.4
Glow-worm | 45-60 | 45-60 | 1 | 1 | 65
Glow-worm | 45-60B | 45-60B | 1 | 1 | 65
Glow-worm | 45F |  | 1 | 1 | 65
Glow-worm | 45FR |  | 1 | 1 | 65
Glow-worm | 54/4 BBU |  | 1 | 1 | 78.9
Glow-worm | 56 |  | 1 | 1 | 65
Glow-worm | 56/2 BBU |  | 1 | 1 | 68.1
Glow-worm | 56/3e BBU |  | 1 | 1 | 78.5
Glow-worm | 56/3pp BBU |  | 1 | 1 | 74.5
Glow-worm | 56F |  | 1 | 1 | 65
Glow-worm | 56FR |  | 1 | 1 | 65
Glow-worm | 65-80 | 65-80 | 1 | 1 | 65
Glow-worm | 65-80B | 65-80B | 1 | 1 | 65
Glow-worm | 85-100 | 85-100 | 1 | 1 | 65
Glow-worm | 85-100B | 85-100B | 1 | 1 | 65
Glow-worm | BBU 45/4 | Black Beauty 4 | 1 | 1 | 78.4
Glow-worm | BBU 45/4 | Chatsworth 4 | 1 | 1 | 79.5
Glow-worm | BBU 45/4 | Contour 4 | 1 | 1 | 78.4
Glow-worm | BBU 45/4 | Dovedale 4 | 1 | 1 | 79.5
Glow-worm | BBU 45/4 | Firelite 4 | 1 | 1 | 78.4
Glow-worm | BBU 45/4 | Heartbeat 4 | 1 | 1 | 78.4
Glow-worm | BBU 45/4 | Miami 4 | 1 | 1 | 78.4
Glow-worm | BBU 54/4 | Black Beauty 4 | 1 | 1 | 78.8
Glow-worm | BBU 54/4 | Chatsworth 4 | 1 | 1 | 79.4
Glow-worm | BBU 54/4 | Contour 4 | 1 | 1 | 78.8
Glow-worm | BBU 54/4 | Dovedale 4 | 1 | 1 | 79.4
Glow-worm | BBU 54/4 | Firelite 4 | 1 | 1 | 78.8
Glow-worm | BBU 54/4 | Heartbeat 4 | 1 | 1 | 78.8
Glow-worm | BBU 54/4 | Miami 4 | 1 | 1 | 78.8
Glow-worm | Betacom2 24 |  | 1 | 2 | 90
Glow-worm | Betacom2 24 |  | 1 | 2 | 90
Glow-worm | Betacom2 28 |  | 1 | 2 | 89.5
Glow-worm | Betacom2 28 |  | 1 | 2 | 89.5
Glow-worm | Betacom 24 |  | 1 | 2 | 85.9
Glow-worm | Betacom 24a |  | 1 | 2 | 90
Glow-worm | Betacom 24a |  | 1 | 2 | 90
Glow-worm | Betacom 24c |  | 1 | 2 | 86.5
Glow-worm | Betacom 24c |  | 1 | 2 | 86.5
Glow-worm | Betacom 28a |  | 1 | 2 | 90.2
Glow-worm | Betacom 28a |  | 1 | 2 | 90.2
Glow-worm | Betacom 30 |  | 1 | 2 | 86.2
Glow-worm | Betacom 30c |  | 1 | 2 | 86.6
Glow-worm | Betacom 30c |  | 1 | 2 | 86.6
Glow-worm | Camelot | 240/6 | 1 | 1 | 65
Glow-worm | Capricorn | 246 | 1 | 1 | 65
Glow-worm | Capricorn | 240/6 | 1 | 1 | 65
Glow-worm | Compact 100e |  | 1 | 1 | 78.2
Glow-worm | Compact 100e | A | 1 | 1 | 79.2
Glow-worm | Compact 100p |  | 1 | 1 | 71.6
Glow-worm | Compact 100 System | A | 1 | 1 | 79.3
Glow-worm | Compact 60 System | A | 1 | 1 | 79.5
Glow-worm | Compact 75e |  | 1 | 1 | 77.5
Glow-worm | Compact 75p |  | 1 | 1 | 72.1
Glow-worm | Compact 80e |  | 1 | 1 | 77.8
Glow-worm | Compact 80e | A | 1 | 1 | 79.5
Glow-worm | Compact 80p |  | 1 | 1 | 72.2
Glow-worm | Easicom 24 |  | 1 | 2 | 90
Glow-worm | Easicom 24 |  | 1 | 2 | 90
Glow-worm | Easicom 28 |  | 1 | 2 | 89.5
Glow-worm | Easicom 28 |  | 1 | 2 | 89.5
Glow-worm | Economy Plus | 100f | 1 | 1 | 72
Glow-worm | Economy Plus | 75B | 1 | 1 | 65
Glow-worm | Economy Plus 24B |  | 1 | 1 | 75.1
Glow-worm | Economy Plus 24F |  | 1 | 1 | 77.2
Glow-worm | Economy Plus 30B |  | 1 | 1 | 71.3
Glow-worm | Economy Plus 30C |  | 1 | 1 | 72.4
Glow-worm | Economy Plus 30F |  | 1 | 1 | 75.7
Glow-worm | Economy Plus 40B |  | 1 | 1 | 71.9
Glow-worm | Economy Plus 40C |  | 1 | 1 | 71.9
Glow-worm | Economy Plus 40F |  | 1 | 1 | 77
Glow-worm | Economy Plus 50B |  | 1 | 1 | 73.1
Glow-worm | Economy Plus 50C |  | 1 | 1 | 72.4
Glow-worm | Economy Plus 50F |  | 1 | 1 | 76.3
Glow-worm | Economy Plus 60B |  | 1 | 1 | 75.4
Glow-worm | Economy Plus 60C |  | 1 | 1 | 73.8
Glow-worm | Economy Plus 60F |  | 1 | 1 | 75.8
Glow-worm | Economy Plus 80F |  | 1 | 1 | 77.6
Glow-worm | Energysaver 30 |  | 1 | 2 | 85.9
Glow-worm | Energysaver 30e |  | 1 | 2 | 85.9
Glow-worm | Energysaver 40 |  | 1 | 2 | 86
Glow-worm | Energysaver 40e |  | 1 | 2 | 86
Glow-worm | Energysaver 40P |  | 1 | 2 | 86.4
Glow-worm | Energysaver 50 |  | 1 | 2 | 86.1
Glow-worm | Energysaver 50e |  | 1 | 2 | 86.1
Glow-worm | Energysaver 50P |  | 1 | 2 | 86.5
Glow-worm | Energysaver 60 |  | 1 | 2 | 86.2
Glow-worm | Energysaver 60e |  | 1 | 2 | 86.2
Glow-worm | Energysaver 60P |  | 1 | 2 | 86.5
Glow-worm | Energysaver 70 |  | 1 | 2 | 86.6
Glow-worm | Energysaver 80 |  | 1 | 2 | 86.6
Glow-worm | Energysaver 80P |  | 1 | 2 | 87.6
Glow-worm | Energysaver Combi 100 |  | 1 | 2 | 89.2
Glow-worm | Energysaver Combi 80 |  | 1 | 2 | 89.4
Glow-worm | Flexicom 12hx |  | 1 | 2 | 88.5
Glow-worm | Flexicom 15hx |  | 1 | 2 | 88.5
Glow-worm | Flexicom 18hx |  | 1 | 2 | 88.4
Glow-worm | Flexicom 18sx |  | 1 | 2 | 88.4
Glow-worm | Flexicom 24cx |  | 1 | 2 | 88.4
Glow-worm | Flexicom 24hx |  | 1 | 2 | 88.4
Glow-worm | Flexicom 30cx |  | 1 | 2 | 88.3
Glow-worm | Flexicom 30hx |  | 1 | 2 | 88.7
Glow-worm | Flexicom 30sx |  | 1 | 2 | 88.8
Glow-worm | Flexicom 35cx |  | 1 | 2 | 89.1
Glow-worm | Flexicom 35hx |  | 1 | 2 | 89.2
Glow-worm | Fuelsaver | 25-30 | 1 | 1 | 65
Glow-worm | Fuelsaver | 30-40 | 1 | 1 | 65
Glow-worm | Fuelsaver | 40-50 | 1 | 1 | 65
Glow-worm | Fuelsaver | 100F | 1 | 1 | 72
Glow-worm | Fuelsaver | 25-30B | 1 | 1 | 65
Glow-worm | Fuelsaver | 30-40B | 1 | 1 | 65
Glow-worm | Fuelsaver | 30b mk2 | 1 | 1 | 65
Glow-worm | Fuelsaver | 30br mk2 | 1 | 1 | 65
Glow-worm | Fuelsaver | 30 mk2 | 1 | 1 | 65
Glow-worm | Fuelsaver | 35f | 1 | 1 | 68
Glow-worm | Fuelsaver | 40-50b | 1 | 1 | 65
Glow-worm | Fuelsaver | 40b mk2 | 1 | 1 | 65
Glow-worm | Fuelsaver | 40br mk2 | 1 | 1 | 65
Glow-worm | Fuelsaver | 40 mk2 | 1 | 1 | 65
Glow-worm | Fuelsaver | 45f | 1 | 1 | 68
Glow-worm | Fuelsaver | 50b mk2 | 1 | 1 | 65
Glow-worm | Fuelsaver | 50br mk2 | 1 | 1 | 65
Glow-worm | Fuelsaver | 50 mk2 | 1 | 1 | 65
Glow-worm | Fuelsaver | 55-60b | 1 | 1 | 65
Glow-worm | Fuelsaver | 55f | 1 | 1 | 68
Glow-worm | Fuelsaver | 60-70b | 1 | 1 | 65
Glow-worm | Fuelsaver | 60b mk2 | 1 | 1 | 65
Glow-worm | Fuelsaver | 60br mk2 | 1 | 1 | 65
Glow-worm | Fuelsaver | 60 mk2 | 1 | 1 | 65
Glow-worm | Fuelsaver | 65f | 1 | 1 | 68
Glow-worm | Fuelsaver | 75b mk2 | 1 | 1 | 65
Glow-worm | Fuelsaver | 75br mk2 | 1 | 1 | 65
Glow-worm | Fuelsaver | 75 mk2 | 1 | 1 | 65
Glow-worm | Fuelsaver | 80f | 1 | 1 | 68
Glow-worm | Fuelsaver Complheat 30 |  | 1 | 1 | 76.5
Glow-worm | Fuelsaver Complheat 40 |  | 1 | 1 | 76.7
Glow-worm | Fuelsaver Complheat 55 |  | 1 | 1 | 76.4
Glow-worm | Fuelsaver Complheat 65 |  | 1 | 1 | 79.1
Glow-worm | Fuelsaver Complheat 80 |  | 1 | 1 | 79
Glow-worm | Fuelsaver Economy Plus | 24B | 1 | 1 | 65
Glow-worm | Fuelsaver Economy Plus | 24F | 1 | 1 | 68
Glow-worm | Fuelsaver Economy Plus | 30B | 1 | 1 | 65
Glow-worm | Fuelsaver Economy Plus | 30F | 1 | 1 | 68
Glow-worm | Fuelsaver Economy Plus | 40B | 1 | 1 | 65
Glow-worm | Fuelsaver Economy Plus | 40C | 1 | 1 | 65
Glow-worm | Fuelsaver Economy Plus | 40F | 1 | 1 | 68
Glow-worm | Fuelsaver Economy Plus | 50C | 1 | 1 | 65
Glow-worm | Fuelsaver Economy Plus | 50F | 1 | 1 | 68
Glow-worm | Fuelsaver Economy Plus | 60B | 1 | 1 | 65
Glow-worm | Fuelsaver Economy Plus | 60C | 1 | 1 | 65
Glow-worm | Fuelsaver Economy Plus | 60F | 1 | 1 | 68
Glow-worm | Fuelsaver Economy Plus | 80F | 1 | 1 | 68
Glow-worm | Galaxie | 246 | 1 | 1 | 65
Glow-worm | Galaxie | 240/6 | 1 | 1 | 65
Glow-worm | Hideaway | 60BL | 1 | 1 | 65
Glow-worm | Hideaway | 60L | 1 | 1 | 65
Glow-worm | Hideaway | 70of | 1 | 1 | 65
Glow-worm | Hideaway | 80BL | 1 | 1 | 65
Glow-worm | Hideaway | 80L | 1 | 1 | 65
Glow-worm | Hideaway | 90of | 1 | 1 | 65
Glow-worm | Hideaway 100 |  | 1 | 1 | 72.1
Glow-worm | Hideaway 100B |  | 1 | 1 | 73
Glow-worm | Hideaway 100BFF |  | 1 | 1 | 79.9
Glow-worm | Hideaway 100CFF |  | 1 | 1 | 79.9
Glow-worm | Hideaway 115BFF |  | 1 | 1 | 78.7
Glow-worm | Hideaway 115CFF |  | 1 | 1 | 78.7
Glow-worm | Hideaway 120 |  | 1 | 1 | 73
Glow-worm | Hideaway 120B |  | 1 | 1 | 72
Glow-worm | Hideaway 40 |  | 1 | 1 | 70.8
Glow-worm | Hideaway 40B |  | 1 | 1 | 71.5
Glow-worm | Hideaway 40BFF |  | 1 | 1 | 78.3
Glow-worm | Hideaway 40CFF |  | 1 | 1 | 78.3
Glow-worm | Hideaway 50 |  | 1 | 1 | 71
Glow-worm | Hideaway 50B |  | 1 | 1 | 71.4
Glow-worm | Hideaway 50BFF |  | 1 | 1 | 78.2
Glow-worm | Hideaway 50CFF |  | 1 | 1 | 78.2
Glow-worm | Hideaway 60 |  | 1 | 1 | 71.3
Glow-worm | Hideaway 60B |  | 1 | 1 | 71.7
Glow-worm | Hideaway 60BFF |  | 1 | 1 | 78.5
Glow-worm | Hideaway 60CFF |  | 1 | 1 | 78.5
Glow-worm | Hideaway 70 |  | 1 | 1 | 71.8
Glow-worm | Hideaway 70B |  | 1 | 1 | 72.5
Glow-worm | Hideaway 80 |  | 1 | 1 | 71.7
Glow-worm | Hideaway 80B |  | 1 | 1 | 72.6
Glow-worm | Hideaway 80BFF |  | 1 | 1 | 78.4
Glow-worm | Hideaway 80CFF |  | 1 | 1 | 78.4
Glow-worm | Hideaway 90 |  | 1 | 1 | 71.7
Glow-worm | Hideaway 90B |  | 1 | 1 | 72.8
Glow-worm | Inset BBU 40 |  | 1 | 1 | 75.5
Glow-worm | Inset BBU 50 |  | 1 | 1 | 77.6
Glow-worm | Majorca | 246 | 1 | 1 | 65
Glow-worm | Majorca | 346 | 1 | 1 | 65
Glow-worm | Majorca | 240/6 | 1 | 1 | 65
Glow-worm | Majorca | 340/6 | 1 | 1 | 65
Glow-worm | Majorca | 340/6 auto | 1 | 1 | 65
Glow-worm | Micron 100FF |  | 1 | 1 | 77.5
Glow-worm | Micron100FF |  | 1 | 1 | 77.5
Glow-worm | Micron 120FF |  | 1 | 1 | 78.1
Glow-worm | Micron 30 FF |  | 1 | 1 | 76.6
Glow-worm | Micron 30FF |  | 1 | 1 | 76.6
Glow-worm | Micron 40 FF |  | 1 | 1 | 77.3
Glow-worm | Micron 40FF |  | 1 | 1 | 77.3
Glow-worm | Micron 50FF |  | 1 | 1 | 78.9
Glow-worm | Micron 60 FF |  | 1 | 1 | 77.2
Glow-worm | Micron 60FF |  | 1 | 1 | 77.2
Glow-worm | Micron 70 FF |  | 1 | 1 | 77.4
Glow-worm | Micron 80FF |  | 1 | 1 | 77.2
Glow-worm | Royale | 246 | 1 | 1 | 65
Glow-worm | Royale | 240/6 | 1 | 1 | 65
Glow-worm | Saunier Duval SB30e | A | 1 | 1 | 79.3
Glow-worm | Saunier Duval SD30e | A | 1 | 1 | 79.2
Glow-worm | Spacesaver | 38 | 1 | 1 | 65
Glow-worm | Spacesaver | 52 | 1 | 1 | 65
Glow-worm | Spacesaver | 75 | 1 | 1 | 65
Glow-worm | Spacesaver | 45-60 | 1 | 1 | 65
Glow-worm | Spacesaver | 20-30f | 1 | 1 | 68
Glow-worm | Spacesaver | 20-30rf | 1 | 1 | 68
Glow-worm | Spacesaver | 20-30rfs | 1 | 1 | 68
Glow-worm | Spacesaver | 22-30b | 1 | 1 | 65
Glow-worm | Spacesaver | 22-30f | 1 | 1 | 65
Glow-worm | Spacesaver | 30-40f | 1 | 1 | 68
Glow-worm | Spacesaver | 30-40rf | 1 | 1 | 68
Glow-worm | Spacesaver | 30-40rfs | 1 | 1 | 68
Glow-worm | Spacesaver | 30b mk2 | 1 | 1 | 65
Glow-worm | Spacesaver | 30br mk2 | 1 | 1 | 65
Glow-worm | Spacesaver | 30 mk2 | 1 | 1 | 65
Glow-worm | Spacesaver | 30r mk2 | 1 | 1 | 65
Glow-worm | Spacesaver | 38bf | 1 | 1 | 65
Glow-worm | Spacesaver | 40-50rf | 1 | 1 | 68
Glow-worm | Spacesaver | 40-50rfs | 1 | 1 | 68
Glow-worm | Spacesaver | 40b mk2 | 1 | 1 | 65
Glow-worm | Spacesaver | 40br mk2 | 1 | 1 | 65
Glow-worm | Spacesaver | 40f | 1 | 1 | 68
Glow-worm | Spacesaver | 40 mk2 | 1 | 1 | 65
Glow-worm | Spacesaver | 40r mk2 | 1 | 1 | 65
Glow-worm | Spacesaver | 45-60b | 1 | 1 | 65
Glow-worm | Spacesaver | 50-60rf | 1 | 1 | 68
Glow-worm | Spacesaver | 50-60rfs | 1 | 1 | 68
Glow-worm | Spacesaver | 50bf | 1 | 1 | 65
Glow-worm | Spacesaver | 50b mk2 | 1 | 1 | 65
Glow-worm | Spacesaver | 50f | 1 | 1 | 68
Glow-worm | Spacesaver | 50 mk2 | 1 | 1 | 65
Glow-worm | Spacesaver | 50r mk2 | 1 | 1 | 65
Glow-worm | Spacesaver | 60b mk2 | 1 | 1 | 65
Glow-worm | Spacesaver | 60br mk2 | 1 | 1 | 65
Glow-worm | Spacesaver | 60f | 1 | 1 | 68
Glow-worm | Spacesaver | 60 mk2 | 1 | 1 | 65
Glow-worm | Spacesaver | 60r mk2 | 1 | 1 | 65
Glow-worm | Spacesaver | 65-75f | 1 | 1 | 68
Glow-worm | Spacesaver | 75bf | 1 | 1 | 65
Glow-worm | Spacesaver | 80b mk2 | 1 | 1 | 65
Glow-worm | Spacesaver | 80br mk2 | 1 | 1 | 65
Glow-worm | Spacesaver Complheat | 60 | 1 | 1 | 72
Glow-worm | Spacesaver Complheat | 70 | 1 | 1 | 72
Glow-worm | Spacesaver Kfb | 20 | 1 | 1 | 68
Glow-worm | Spacesaver Kfb | 60 | 1 | 1 | 68
Glow-worm | Spacesaver Kfb | 70 | 1 | 1 | 68
Glow-worm | Suburban | Suburban | 1 | 1 | 65
Glow-worm | Super | 30 | 1 | 1 | 65
Glow-worm | Super | 40 | 1 | 1 | 65
Glow-worm | Super | 52 | 1 | 1 | 65
Glow-worm | Super | 30b | 1 | 1 | 65
Glow-worm | Super | 40b | 1 | 1 | 65
Glow-worm | Super | 52b | 1 | 1 | 65
Glow-worm | Swiftflow | 75 | 1 | 1 | 70
Glow-worm | Swiftflow | 80 | 1 | 1 | 70
Glow-worm | Swiftflow | 100 | 1 | 1 | 70
Glow-worm | Swiftflow 100 | Honeywell valve | 1 | 1 | 70.7
Glow-worm | Swiftflow 100 | SIT valve | 1 | 1 | 70.7
Glow-worm | Swiftflow 100e |  | 1 | 1 | 76.6
Glow-worm | Swiftflow 120 |  | 1 | 1 | 73.1
Glow-worm | Swiftflow 125e |  | 1 | 1 | 79.4
Glow-worm | Swiftflow 75 | Honeywell valve | 1 | 1 | 71.4
Glow-worm | Swiftflow 75 | SIT valve | 1 | 1 | 71.4
Glow-worm | Swiftflow 75e |  | 1 | 1 | 76.5
Glow-worm | Swiftflow 80 | Honeywell valve | 1 | 1 | 73.1
Glow-worm | Swiftflow 80 | SIT valve | 1 | 1 | 73.1
Glow-worm | Swiftflow 80e |  | 1 | 1 | 76.6
Glow-worm | Ultimate | 24h | 1 | 2 | 88.4
Glow-worm | Ultimate | 80bf | 1 | 1 | 65
Glow-worm | Ultimate 100 FF |  | 1 | 1 | 79.5
Glow-worm | Ultimate 120FF |  | 1 | 1 | 78.1
Glow-worm | Ultimate 30BF |  | 1 | 1 | 73
Glow-worm | Ultimate 30c |  | 1 | 2 | 89.9
Glow-worm | Ultimate 30FF |  | 1 | 1 | 79.7
Glow-worm | Ultimate 30FF/LP |  | 1 | 1 | 78
Glow-worm | Ultimate 40BF |  | 1 | 1 | 72.1
Glow-worm | Ultimate 40 FF |  | 1 | 1 | 78.7
Glow-worm | Ultimate 40FF |  | 1 | 1 | 78.7
Glow-worm | Ultimate 40FF/LP |  | 1 | 1 | 78
Glow-worm | Ultimate 50BF |  | 1 | 1 | 73.1
Glow-worm | Ultimate 50BF/LP |  | 1 | 1 | 74.8
Glow-worm | Ultimate 50 FF |  | 1 | 1 | 78.8
Glow-worm | Ultimate 50FF |  | 1 | 1 | 78.8
Glow-worm | Ultimate 50FF/LP |  | 1 | 1 | 80.1
Glow-worm | Ultimate 60BF |  | 1 | 1 | 75.6
Glow-worm | Ultimate 60 FF |  | 1 | 1 | 79.4
Glow-worm | Ultimate 60FF/LP |  | 1 | 1 | 77.5
Glow-worm | Ultimate 70 FF |  | 1 | 1 | 79.3
Glow-worm | Ultimate 70FF |  | 1 | 1 | 79.3
Glow-worm | Ultimate 80FF |  | 1 | 1 | 79.4
Glow-worm | Ultimate 80FF/LP |  | 1 | 1 | 79.8
Glow-worm | Ultracom 12hxi |  | 1 | 2 | 89.7
Glow-worm | Ultracom 15hxi |  | 1 | 2 | 89.7
Glow-worm | Ultracom 18hxi |  | 1 | 2 | 89.6
Glow-worm | Ultracom 18sxi |  | 1 | 2 | 89.6
Glow-worm | Ultracom 2 12sxi |  | 1 | 2 | 89.5
Glow-worm | Ultracom 2 18sxi |  | 1 | 2 | 90.1
Glow-worm | Ultracom 2 24cxi |  | 1 | 2 | 90
Glow-worm | Ultracom 2 30cxi |  | 1 | 2 | 89.3
Glow-worm | Ultracom 2 30sxi |  | 1 | 2 | 89.4
Glow-worm | Ultracom 2 35cxi |  | 1 | 2 | 89.3
Glow-worm | Ultracom 2 35 Store |  | 1 | 2 | 90.5
Glow-worm | Ultracom 24cx |  | 1 | 2 | 89.5
Glow-worm | Ultracom 24cxi |  | 1 | 2 | 89.5
Glow-worm | Ultracom 24hxi |  | 1 | 2 | 89.9
Glow-worm | Ultracom 30cx |  | 1 | 2 | 90.7
Glow-worm | Ultracom 30hxi |  | 1 | 2 | 90.5
Glow-worm | Ultracom 38cxi |  | 1 | 2 | 89.5
Glow-worm | Ultrapower 100 SXI |  | 1 | 2 | 90.3
Glow-worm | Ultrapower 170 SXI |  | 1 | 2 | 90.3
Glow-worm | Xtrafast 120 |  | 1 | 1 | 78.6
Glow-worm | Xtrafast 96 |  | 1 | 1 | 79.4
Glow-worm | Xtramax | A | 1 | 1 | 78.9
Glow-worm | Xtramax HE |  | 1 | 2 | 90.2
Grandee | GCCF 15/23 |  | 1 | 2 | 88.5
Grandee | GCCF 23/30 |  | 1 | 2 | 88.1
Grandee | GCCW 15/22 |  | 1 | 2 | 88.5
Grandee | GCCW 15/22 Ext |  | 1 | 2 | 88.5
Grandee | GCCW 23/28 |  | 1 | 2 | 88.1
Grandee | GCCW 23/28 Ext |  | 1 | 2 | 88.1
Grandee | GCF 10-15 |  | 1 | 2 | 89.5
Grandee | GCF 15/23 |  | 1 | 2 | 90.2
Grandee | GCF 23/30 |  | 1 | 2 | 89.8
Grandee | GCW 10-15 |  | 1 | 2 | 89.5
Grandee | GCW 10-15 Ext |  | 1 | 2 | 89.5
Grandee | GCW 15/22 |  | 1 | 2 | 90.2
Grandee | GCW 15/22 Ext |  | 1 | 2 | 90.2
Grandee | GCW 23/28 |  | 1 | 2 | 89.8
Grandee | GCW 23/28 Ext |  | 1 | 2 | 89.8
Grandee | GSCF 10-15 |  | 1 | 2 | 89.5
Grandee | GSCF 15/23 |  | 1 | 2 | 90.2
Grandee | GSCF 23/30 |  | 1 | 2 | 89.8
Grandee | GSCW 10-15 |  | 1 | 2 | 89.5
Grandee | GSCW 10-15 Ext |  | 1 | 2 | 89.5
Grandee | GSCW 15/22 |  | 1 | 2 | 90.2
Grandee | GSCW 15/22 Ext |  | 1 | 2 | 90.2
Grandee | GSCW 23/28 |  | 1 | 2 | 89.8
Grandee | GSCW 23/28 Ext |  | 1 | 2 | 89.8
Grant | Combi | 70 MkII | 1 | 1 | 83
Grant | Combi | 70 V3 | 1 | 1 | 83
Grant | Combi | 90 MkII | 1 | 1 | 83.9
Grant | Combi 90 V3 |  | 1 | 1 | 82.7
Grant | Combi Max |  | 1 | 1 | 82.2
Grant | Euroflame | 90-120 Boilerhouse | 1 | 1 | 84.4
Grant | Euroflame | 90-120 Outdoor | 1 | 1 | 84.4
Grant | Euroflame | 90-120 System Kitchen Utility | 1 | 1 | 84.4
Grant | Euroflame | Boilerhouse 50-70 | 1 | 1 | 84.7
Grant | Euroflame | Boilerhouse 70-90 | 1 | 1 | 84.7
Grant | Euroflame | Kitchen / Utility 50-70 | 1 | 1 | 84.7
Grant | Euroflame | Kitchen / Utility 70-90 | 1 | 1 | 84.7
Grant | Euroflame | Kitchen / Utility 90-120 | 1 | 1 | 84.4
Grant | Euroflame | Outdoor Module 50-70 | 1 | 1 | 84.7
Grant | Euroflame | Outdoor Module 70-90 | 1 | 1 | 84.7
Grant | Euroflame | System 50-90 | 1 | 1 | 84.7
Grant | Euroflame Condensing | Boilerhouse 50-70 | 1 | 2 | 90.8
Grant | Euroflame Condensing | Boilerhouse 70-90 | 1 | 2 | 90.6
Grant | Euroflame Condensing | Boilerhouse 90-120 | 1 | 2 | 90.3
Grant | Euroflame Condensing | Indoor 50-70 | 1 | 2 | 90.8
Grant | Euroflame Condensing | Indoor 70-90 | 1 | 2 | 90.6
Grant | Euroflame Condensing | Indoor 90-120 | 1 | 2 | 90.3
Grant | Euroflame Condensing | Module 50-70 | 1 | 2 | 90.8
Grant | Euroflame Condensing | Module 70-90 | 1 | 2 | 90.6
Grant | Euroflame Condensing | Module 90-120 | 1 | 2 | 90.3
Grant | Multipass | Boilerhouse 110-140 | 1 | 1 | 85.4
Grant | Multipass | Boilerhouse 140-160 | 1 | 1 | 85.6
Grant | Multipass | Boilerhouse 160-200 | 1 | 1 | 85.6
Grant | Multipass | Boilerhouse 70-90 | 1 | 1 | 85.6
Grant | Multipass | Boilerhouse 90-110 | 1 | 1 | 85.4
Grant | Multipass | Kitchen 110-140 | 1 | 1 | 85.4
Grant | Multipass | Kitchen 140-160 | 1 | 1 | 85.6
Grant | Multipass | Kitchen 160-200 | 1 | 1 | 85.6
Grant | Multipass | Kitchen 50-70 | 1 | 1 | 85.6
Grant | Multipass | Kitchen 70-90 | 1 | 1 | 85.6
Grant | Multipass | Kitchen 90-110 | 1 | 1 | 85.4
Grant | Multipass | Outdoor 110-140 | 1 | 1 | 85.4
Grant | Multipass | System 110-140 | 1 | 1 | 85.4
Grant | Multipass | System 50-70 | 1 | 1 | 85.6
Grant | Multipass | System 70-90 | 1 | 1 | 85.6
Grant | Multipass | System 90-110 | 1 | 1 | 85.4
Grant | Outdoor | Combi 90 V3 | 1 | 1 | 82.7
Grant | Outdoor | Combi Max | 1 | 1 | 82.2
Grant | Outdoor | Combi MkII | 1 | 1 | 83.9
Grant | Vortex | 15 | 1 | 2 | 91.1
Grant | Vortex | 20 | 1 | 2 | 91.5
Grant | Vortex | 26 | 1 | 2 | 91.9
Grant | Vortex | 36 | 1 | 2 | 93.3
Grant | Vortex | 15-26 Kitchen Boiler | 1 | 2 | 91.9
Grant | Vortex | 15-26S Kitchen Boiler | 1 | 2 | 91.9
Grant | Vortex | 15S | 1 | 2 | 91.1
Grant | Vortex | 20S | 1 | 2 | 91.5
Grant | Vortex | 26-36-S Utility System Boiler | 1 | 2 | 93.3
Grant | Vortex | 26-36 Utility Boiler | 1 | 2 | 93.3
Grant | Vortex | 26S | 1 | 2 | 91.9
Grant | Vortex | 36S | 1 | 2 | 93.3
Grant | Vortex | Outdoor Condensing Combi 26 | 1 | 2 | 90.2
Grant | Vortex | Outdoor Condensing Combi 36 | 1 | 2 | 91.6
Grant | Vortex | Outdoor Module 15-26 | 1 | 2 | 91.9
Grant | Vortex | Outdoor Module 26-36 | 1 | 2 | 93.3
Grant | Vortex | Outdoor Module 36-46 | 1 | 2 | 90.7
Grant | Vortex | Utility 15-26 | 1 | 2 | 91.9
Grant | Vortex | Utility 36-46 | 1 | 2 | 90.7
Grant | Vortex | Utility 46-58 | 1 | 2 | 91.7
Grant | Vortex | Utility 58-70 | 1 | 2 | 91.4
Grant | Vortex | Utility System 15-26S | 1 | 2 | 91.9
Grant | Vortex | Utility System 36-46S | 1 | 2 | 90.7
Grant | Vortex 20G Boilerhouse |  | 1 | 2 | 92.9
Grant | Vortex 20G Boilerhouse System |  | 1 | 2 | 92.9
Grant | Vortex 20G Outdoor Module |  | 1 | 2 | 92.9
Grant | Vortex 20G Outdoor Module System |  | 1 | 2 | 92.9
Grant | Vortex 20G Utility |  | 1 | 2 | 92.9
Grant | Vortex 20G Utility System |  | 1 | 2 | 92.9
Grant | Vortex 26-36 Boilerhouse |  | 1 | 2 | 93.3
Grant | Vortex 26-36 Boilerhouse System |  | 1 | 2 | 93.3
Grant | Vortex 26-36 Outdoor Module System |  | 1 | 2 | 93.3
Grant | Vortex 30G Boilerhouse |  | 1 | 2 | 92.5
Grant | Vortex 30G Boilerhouse System |  | 1 | 2 | 92.5
Grant | Vortex 30G Outdoor Module |  | 1 | 2 | 92.5
Grant | Vortex 30G Outdoor Module System |  | 1 | 2 | 92.5
Grant | Vortex 30G Utility |  | 1 | 2 | 92.5
Grant | Vortex 30G Utility System |  | 1 | 2 | 92.5
Grant | Vortex Condensing | Combi 21 | 1 | 2 | 89.5
Grant | Vortex Condensing | Combi 26 | 1 | 2 | 90.2
Grant | Vortex Condensing | Combi 36 | 1 | 2 | 91.6
Grant | Vortex Eco | External 15-21 | 1 | 2 | 90.8
Grant | Vortex Eco | External 21-26 | 1 | 2 | 90.6
Grant | Vortex Eco | External 26-35 | 1 | 2 | 90.3
Grant | Vortex Eco | Utility 15-21 | 1 | 2 | 90.8
Grant | Vortex Eco | Utility 21-26 | 1 | 2 | 90.6
Grant | Vortex Eco | Utility 26-35 | 1 | 2 | 90.3
Grant | Vortex Eco Wall Hung 12-16 |  | 1 | 2 | 91.9
Grant | Vortex Eco Wall Hung 16-21 |  | 1 | 2 | 91.6
Grant | Vortex Eco Wall Hung External 12-16 |  | 1 | 2 | 91.9
Grant | Vortex Eco Wall Hung External 16-21 |  | 1 | 2 | 91.6
Grant | Vortex Eco Wall Hung External System 12-16 |  | 1 | 2 | 91.9
Grant | Vortex Eco Wall Hung External System 16-21 |  | 1 | 2 | 91.6
Grant | Vortex Eco Wall Hung System 12-16 |  | 1 | 2 | 91.9
Grant | Vortex Eco Wall Hung System 16-21 |  | 1 | 2 | 91.6
Grant | Vortex Outdoor | Combi 21 | 1 | 2 | 89.5
Grant | Vortex Outdoor Module 15-21 |  | 1 | 2 | 91.2
Grant | Vortex Pro Boilerhouse 36-46 |  | 1 | 2 | 90.7
Grant | Vortex Pro Boilerhouse 46-58 |  | 1 | 2 | 91.7
Grant | Vortex Pro Boilerhouse 58-70 |  | 1 | 2 | 91.4
Grant | Vortex Pro External 46-58 |  | 1 | 2 | 91.7
Grant | Vortex Pro External 58-70 |  | 1 | 2 | 91.4
Grant | Vortex Utility 15-21 |  | 1 | 2 | 91.2
Halstead | 30/90Combi | 30/90combi | 1 | 1 | 70
Halstead | 40h |  | 1 | 1 | 65
Halstead | 50h |  | 1 | 1 | 65
Halstead | Ace |  | 1 | 1 | 76.2
Halstead | Ace | acl | 1 | 1 | 78.1
Halstead | Ace | HE 24 | 1 | 2 | 88.8
Halstead | Ace | HE 30 | 1 | 2 | 88.8
Halstead | Ace HE35 |  | 1 | 2 | 89.3
Halstead | Ace High |  | 1 | 1 | 78.6
Halstead | Balmoral | 45f | 1 | 1 | 72
Halstead | Balmoral | 65f | 1 | 1 | 72
Halstead | Best | 30 | 1 | 1 | 75.9
Halstead | Best | 50 | 1 | 1 | 76.4
Halstead | Best | 80 | 1 | 1 | 76.2
Halstead | Best | 40 GC No. 41-333-51 | 1 | 1 | 75.6
Halstead | Best | 40 GC No. 41-333-54 | 1 | 1 | 77.4
Halstead | Best | 60 GC No. 41-333-53 | 1 | 1 | 75.6
Halstead | Best | 60 GC No. 41-333-55 | 1 | 1 | 76.85
Halstead | Best 30 db |  | 1 | 1 | 78.1
Halstead | Best 40 db |  | 1 | 1 | 78.6
Halstead | Best 40 P |  | 1 | 1 | 80.4
Halstead | Best 50 db |  | 1 | 1 | 78.1
Halstead | Best 60 db |  | 1 | 1 | 79.2
Halstead | Best 60 P |  | 1 | 1 | 81
Halstead | Best 70 db |  | 1 | 1 | 78.5
Halstead | Blenheim | 40 | 1 | 1 | 65
Halstead | Blenheim | 50 | 1 | 1 | 65
Halstead | Blenheim | 15/30 | 1 | 1 | 65
Halstead | Blenheim | 30/40 | 1 | 1 | 65
Halstead | Blenheim | 40/50 | 1 | 1 | 65
Halstead | Blenheim | 50/60 | 1 | 1 | 65
Halstead | Blenheim | 60/75 | 1 | 1 | 65
Halstead | Buckingham II | BF100 | 1 | 1 | 65
Halstead | Buckingham II | BF40 | 1 | 1 | 65
Halstead | Buckingham II | BF50 | 1 | 1 | 65
Halstead | Buckingham II | BF60 | 1 | 1 | 65
Halstead | Buckingham II | BF70 | 1 | 1 | 65
Halstead | Buckingham II | BF80 | 1 | 1 | 65
Halstead | Buckingham II | CF100 | 1 | 1 | 65
Halstead | Buckingham II | CF40 | 1 | 1 | 65
Halstead | Buckingham II | CF50 | 1 | 1 | 65
Halstead | Buckingham II | CF60 | 1 | 1 | 65
Halstead | Buckingham II | CF70 | 1 | 1 | 65
Halstead | Buckingham II | CF80 | 1 | 1 | 65
Halstead | Club HE 18 |  | 1 | 2 | 88.9
Halstead | Eden cb |  | 1 | 2 | 88.5
Halstead | Eden CBX 24 |  | 1 | 2 | 89.4
Halstead | Eden CBX 32 |  | 1 | 2 | 89
Halstead | Eden CBX 32 |  | 1 | 2 | 89
Halstead | Eden CBX 38 |  | 1 | 2 | 89.6
Halstead | Eden CBX 38 |  | 1 | 2 | 89.6
Halstead | Eden sb |  | 1 | 2 | 88.7
Halstead | Eden SBX 30 |  | 1 | 2 | 89.5
Halstead | Eden SBX 30 |  | 1 | 2 | 89.5
Halstead | Eden vb |  | 1 | 2 | 88.7
Halstead | Eden VBX 18 |  | 1 | 2 | 89.5
Halstead | Eden VBX 30 |  | 1 | 2 | 89.5
Halstead | Finest |  | 1 | 1 | 77.3
Halstead | Finest |  | 1 | 1 | 77.3
Halstead | Finest | fpx | 1 | 1 | 81.1
Halstead | Finest | fx | 1 | 1 | 79.3
Halstead | Finest Gold |  | 1 | 1 | 77.3
Halstead | Finest Gold | fgx | 1 | 1 | 79.3
Halstead | Finest Platinum |  | 1 | 1 | 78.7
Halstead | Finest Platinum |  | 1 | 1 | 78.7
Halstead | Hero 30 |  | 1 | 1 | 79.2
Halstead | Hero 40 |  | 1 | 1 | 78.6
Halstead | Hero 40 |  | 1 | 1 | 78.6
Halstead | Hero 50 |  | 1 | 1 | 78.5
Halstead | Hero 60 |  | 1 | 1 | 79.1
Halstead | Hero 60 |  | 1 | 1 | 79.1
Halstead | Hero 75 |  | 1 | 1 | 78.4
Halstead | Hero 90 |  | 1 | 1 | 78.6
Halstead | iheat | 20 | 1 | 2 | 88.8
Halstead | Iheat | 24c | 1 | 2 | 86
Halstead | iheat | 25c | 1 | 2 | 88.8
Halstead | iheat | 25s | 1 | 2 | 88.8
Halstead | Iheat | 29c | 1 | 2 | 85.8
Halstead | iheat | 30c | 1 | 2 | 88.8
Halstead | iheat | 35c | 1 | 2 | 88.7
Halstead | Pulsejet 20 |  | 1 | 2 | 89.7
Halstead | Pulsejet 20 |  | 1 | 2 | 89.7
Halstead | Pulsejet 32 |  | 1 | 2 | 89.6
Halstead | Pulsejet 32 |  | 1 | 2 | 89.6
Halstead | Pulsejet 40 |  | 1 | 2 | 89.6
Halstead | Pulsejet 40 |  | 1 | 2 | 89.6
Halstead | Quattro | Quattro | 1 | 1 | 70
Halstead | Triocombi | triocombi | 1 | 1 | 70
Halstead | Wickes | 90 | 1 | 1 | 77.3
Halstead | Wickes | Combi 102 | 1 | 1 | 78.6
Halstead | Wickes | Combi 82 | 1 | 1 | 78.1
Halstead | Wickes | LW 40ci | 1 | 1 | 78.6
Halstead | Wickes | LW 50ci | 1 | 1 | 78.1
Halstead | Wickes | LW 60ci | 1 | 1 | 79.2
Halstead | Wickes Ace |  | 1 | 1 | 76.2
Halstead | Wickes Combi HE 24 |  | 1 | 2 | 89.4
Halstead | Wickes LW | 40Ci | 1 | 1 | 78.6
Halstead | Wickes LW | 50Ci | 1 | 1 | 78.1
Halstead | Wickes LW | 60Ci | 1 | 1 | 79.2
Heating World Group | Beta | 15/19 | 1 | 1 | 70
Heating World Group | Beta | 42339 | 1 | 1 | 70
Heating World Group | Beta | 15/17 WM | 1 | 1 | 70
Heating World Group | Flamevector | SHFS 18/21BF | 1 | 1 | 82.5
Heating World Group | Flamevector | SHFS 18/21CF | 1 | 1 | 82.5
Heating World Group | Flamevector | SHI 18/21BF | 1 | 1 | 82.5
Heating World Group | Flamevector | SHI 18/21CF | 1 | 1 | 82.5
Heating World Group | Flamevector SHFS 12/18 BF |  | 1 | 1 | 85.6
Heating World Group | Flamevector SHFS 12/18 CF |  | 1 | 1 | 85.6
Heating World Group | Flamevector SHI 12/18 BF |  | 1 | 1 | 85.6
Heating World Group | Flamevector SHI 12/18 CF |  | 1 | 1 | 85.6
Heating World Group | Grandee | 1.4 | 1 | 1 | 84.2
Heating World Group | Grandee | 1.5 | 1 | 1 | 82.5
Heating World Group | Grandee | 1.6 | 1 | 1 | 82.5
Heating World Group | Grandee | 2.7 | 1 | 1 | 83.3
Heating World Group | Grandee | 2.8 | 1 | 1 | 83.3
Heating World Group | Grandee | 3.1 | 1 | 1 | 83.3
Heating World Group | Grandee | 3.9 | 1 | 1 | 83.3
Heating World Group | Grandee | 4.4 | 1 | 1 | 84.2
Heating World Group | Grandee | 4.5 | 1 | 1 | 82.5
Heating World Group | Grandee | 4.6 | 1 | 1 | 82.5
Heating World Group | Grandee | 5.4 | 1 | 1 | 84.2
Heating World Group | Grandee | 5.5 | 1 | 1 | 82.5
Heating World Group | Grandee | 5.6 | 1 | 1 | 82.5
Heating World Group | Grandee | 6.6 | 1 | 1 | 84.5
Heating World Group | Grandee | 6.7 | 1 | 1 | 84.5
Heating World Group | Grandee | 6.8 | 1 | 1 | 84.5
Heating World Group | Grandee | 7.1 | 1 | 1 | 84.5
Heating World Group | Grandee | 7.11 | 1 | 1 | 84.5
Heating World Group | Grandee | 7.9 | 1 | 1 | 84.5
Heating World Group | Grandee | 8.12 | 1 | 1 | 84.5
Heating World Group | Grandee | 8.135 | 1 | 1 | 84.5
Heating World Group | Grandee | 8.15 | 1 | 1 | 84.5
Heating World Group | Grandee | 4.40 BF | 1 | 1 | 84.2
Heating World Group | Grandee | 4.50 BF | 1 | 1 | 82.5
Heating World Group | Grandee | 4.60 BF | 1 | 1 | 82.5
Heating World Group | Grandee | 5.40 BF | 1 | 1 | 84.2
Heating World Group | Grandee | 5.50 BF | 1 | 1 | 82.5
Heating World Group | Grandee | 5.60 BF | 1 | 1 | 82.5
Heating World Group | Grandee | 6.60 BF | 1 | 1 | 84.5
Heating World Group | Grandee | 6.70 BF | 1 | 1 | 84.5
Heating World Group | Grandee | 6.80 BF | 1 | 1 | 84.5
Heating World Group | Grandee | 6S 15/23 BF | 1 | 1 | 84.5
Heating World Group | Grandee | 6S 15/23 CF | 1 | 1 | 84.5
Heating World Group | Grandee | 7.100 BF | 1 | 1 | 84.5
Heating World Group | Grandee | 7.110 BF | 1 | 1 | 84.5
Heating World Group | Grandee | 7.90 BF | 1 | 1 | 84.5
Heating World Group | Grandee | 7S 26/32 BF | 1 | 1 | 84.5
Heating World Group | Grandee | 7S 26/32 CF | 1 | 1 | 84.5
Heating World Group | Grandee | 8.120 BF | 1 | 1 | 84.5
Heating World Group | Grandee | 8.135 BF | 1 | 1 | 84.5
Heating World Group | Grandee | 8.150 BF | 1 | 1 | 84.5
Heating World Group | Grandee | 8S 35/40 BF | 1 | 1 | 84.5
Heating World Group | Grandee | 8S 35/40 CF | 1 | 1 | 84.5
Heating World Group | Grandee | 9S 40/50 BF | 1 | 1 | 84.5
Heating World Group | Grandee | 9S 40/50 CF | 1 | 1 | 84.5
Heating World Group | Grandee 1S 12/18 BF |  | 1 | 1 | 85.6
Heating World Group | Grandee 1S 12/18 BF EXT |  | 1 | 1 | 85.6
Heating World Group | Grandee 1S 12/18 CF |  | 1 | 1 | 85.6
Heating World Group | Grandee 2S 18/22 BF |  | 1 | 1 | 85.6
Heating World Group | Grandee 2S 18/22 BF EXT |  | 1 | 1 | 85.6
Heating World Group | Grandee 2S 18/22 CF |  | 1 | 1 | 85.6
Heating World Group | Grandee 3S 22/27 BF |  | 1 | 1 | 85.6
Heating World Group | Grandee 3S 22/27 BF EXT |  | 1 | 1 | 85.6
Heating World Group | Grandee 3S 22/27 CF |  | 1 | 1 | 85.6
Heating World Group | Grandee 5S 12/18 BF |  | 1 | 1 | 85.6
Heating World Group | Grandee 5S 12/18 CF |  | 1 | 1 | 85.6
Heating World Group | Grandee Combi Compact | SFS 15/20 BF | 1 | 1 | 82.6
Heating World Group | Grandee Combi Compact | SFS 15-20 CF | 1 | 1 | 82.6
Heating World Group | Grandee Combi Condensing | FS 15/23 | 1 | 2 | 88.5
Heating World Group | Grandee Combi Condensing | FS 23/30 | 1 | 2 | 88.1
Heating World Group | Grandee Combi Condensing | W 15/22 | 1 | 2 | 88.5
Heating World Group | Grandee Combi Condensing | W 23/28 | 1 | 2 | 88.1
Heating World Group | Grandee Combi Condensing External | FS 15/23 | 1 | 2 | 88.5
Heating World Group | Grandee Combi Condensing External | FS 23/30 | 1 | 2 | 88.1
Heating World Group | Grandee Combi Condensing External | W 15/22 | 1 | 2 | 88.5
Heating World Group | Grandee Combi Condensing External | W 23/28 | 1 | 2 | 88.1
Heating World Group | Grandee Combi Floor | 15-20 | 1 | 1 | 82.6
Heating World Group | Grandee Combi Floor | 15-20 BF | 1 | 1 | 82.6
Heating World Group | Grandee Combi SFS 15/20 BF |  | 1 | 1 | 82.6
Heating World Group | Grandee Combi SFS 15/20 CF |  | 1 | 1 | 82.6
Heating World Group | Grandee Combi SFS 20/25 BF |  | 1 | 1 | 83.2
Heating World Group | Grandee Combi SFS 20/25 CF |  | 1 | 1 | 83.2
Heating World Group | Grandee Combi SFS 25/29 BF |  | 1 | 1 | 83.5
Heating World Group | Grandee Combi SFS 25/29 CF |  | 1 | 1 | 83.5
Heating World Group | Grandee Combi SW 15/20 BF |  | 1 | 1 | 82.8
Heating World Group | Grandee Combi SW 15/20 CF |  | 1 | 1 | 82.8
Heating World Group | Grandee Combi SW 20/24 BF |  | 1 | 1 | 83.4
Heating World Group | Grandee Combi SW 20/24 CF |  | 1 | 1 | 83.4
Heating World Group | Grandee Combi SW 24/27 BF |  | 1 | 1 | 83.9
Heating World Group | Grandee Combi SW 24/27 CF |  | 1 | 1 | 83.9
Heating World Group | Grandee Standard Condensing | FS 15/23 | 1 | 2 | 90.2
Heating World Group | Grandee Standard Condensing | FS 23/30 | 1 | 2 | 89.8
Heating World Group | Grandee Standard Condensing | W 15/22 | 1 | 2 | 90.2
Heating World Group | Grandee Standard Condensing | W 23/28 | 1 | 2 | 89.8
Heating World Group | Grandee Standard Condensing External | FS 15/23 | 1 | 2 | 90.2
Heating World Group | Grandee Standard Condensing External | FS 23/30 | 1 | 2 | 89.8
Heating World Group | Grandee Standard Condensing External | W 15/22 | 1 | 2 | 90.2
Heating World Group | Grandee Standard Condensing External | W 23/28 | 1 | 2 | 89.8
Heating World Group | Grandee System Condensing | FS 15/23 | 1 | 2 | 90.2
Heating World Group | Grandee System Condensing | FS 23/30 | 1 | 2 | 89.8
Heating World Group | Grandee System Condensing | W 15/22 | 1 | 2 | 90.2
Heating World Group | Grandee System Condensing | W 23/28 | 1 | 2 | 89.8
Heating World Group | Grandee System Condensing External | FS 15/23 | 1 | 2 | 90.2
Heating World Group | Grandee System Condensing External | FS 23/30 | 1 | 2 | 89.8
Heating World Group | Grandee System Condensing External | W 15/22 | 1 | 2 | 90.2
Heating World Group | Grandee System Condensing External | W 23/28 | 1 | 2 | 89.8
Heating World Group | Sorrento | 15/18 | 1 | 1 | 82.5
Heating World Group | Sorrento | 18/21 | 1 | 1 | 82.5
Heating World Group | Sorrento | 42339 | 1 | 1 | 84.2
Heating World Group | Sorrento | SFS 18/21 BF | 1 | 1 | 82.5
Heating World Group | Sorrento | SFS 18/21 CF | 1 | 1 | 82.5
Heating World Group | Sorrento | SHI 18/21 BF | 1 | 1 | 82.5
Heating World Group | Sorrento | SHI 18/21 CF | 1 | 1 | 82.5
Heating World Group | Sorrento SFS 12/18 BF |  | 1 | 1 | 85.6
Heating World Group | Sorrento SFS 12/18 CF |  | 1 | 1 | 85.6
Heating World Group | Sorrento SHI 12/18 BF |  | 1 | 1 | 85.6
Heating World Group | Sorrento SHI 12/18 CF |  | 1 | 1 | 85.6
Heatline | Capriz | 25 | 1 | 2 | 85.6
Heatline | Capriz | 28 | 1 | 2 | 85.7
Heatline | Capriz | 25S | 1 | 2 | 85.7
Heatline | Capriz | 28S | 1 | 2 | 85.8
Heatline | CaprizPlus | 24 | 1 | 2 | 88.9
Heatline | CaprizPlus | 28 | 1 | 2 | 88.8
Heatline | CaprizPlus | 24a | 1 | 2 | 88.9
Heatline | CaprizPlus | 28a | 1 | 2 | 88.5
Heatline | Monza | 24 | 1 | 2 | 88.9
Heatline | Monza | 28 | 1 | 2 | 88.8
Heatline | Monza | 24a | 1 | 2 | 88.9
Heatline | Monza | 28a | 1 | 2 | 88.5
Heatline | Sargon | 24 | 1 | 2 | 88.4
Heatline | Sargon | 30 | 1 | 2 | 88.4
Heatline | Sargon | 35 | 1 | 2 | 88.4
Heatline | Sargon | 20S | 1 | 2 | 88.5
Heatline | Sargon | 24S | 1 | 2 | 88.5
Heatline | Sargon | 30S | 1 | 2 | 88.5
Heatline | Sargon 18S |  | 1 | 2 | 88.5
Heatline | Solaris | 24pcs | 1 | 2 | 88.7
Heatline | Vizo 24 |  | 1 | 2 | 85.5
Heatline | Vizo 28 |  | 1 | 2 | 86.1
Heatline | Vizo Plus | 24 | 1 | 2 | 88.4
HEB Boilers | 60/80 | Option | 1 | 1 | 80.8
Hepworth Heating | Economy | 30F | 1 | 1 | 72
Hepworth Heating | Economy | 40F | 1 | 1 | 72
Hepworth Heating | Economy | 50F | 1 | 1 | 72
Hepworth Heating | EnviroPlus F24e |  | 1 | 2 | 89.1
Hepworth Heating | Halstead Buckingham 4 100BFF |  | 1 | 1 | 79.9
Hepworth Heating | Halstead Buckingham 4 100CFF |  | 1 | 1 | 79.9
Hepworth Heating | Halstead Buckingham 4 115BFF |  | 1 | 1 | 78.7
Hepworth Heating | Halstead Buckingham 4 115CFF |  | 1 | 1 | 78.7
Hepworth Heating | Halstead Buckingham 4 40BFF |  | 1 | 1 | 78.3
Hepworth Heating | Halstead Buckingham 4 40CFF |  | 1 | 1 | 78.3
Hepworth Heating | Halstead Buckingham 4 50BFF |  | 1 | 1 | 78.2
Hepworth Heating | Halstead Buckingham 4 50CFF |  | 1 | 1 | 78.2
Hepworth Heating | Halstead Buckingham 4 60BFF |  | 1 | 1 | 78.5
Hepworth Heating | Halstead Buckingham 4 60CFF |  | 1 | 1 | 78.5
Hepworth Heating | Halstead Buckingham 4 80BFF |  | 1 | 1 | 78.4
Hepworth Heating | Halstead Buckingham 4 80CFF |  | 1 | 1 | 78.4
Hepworth Heating | Halstead Buckingham III BF100 |  | 1 | 1 | 73
Hepworth Heating | Halstead Buckingham III BF120 |  | 1 | 1 | 72
Hepworth Heating | Halstead Buckingham III BF40 |  | 1 | 1 | 71.5
Hepworth Heating | Halstead Buckingham III BF50 |  | 1 | 1 | 71.4
Hepworth Heating | Halstead Buckingham III BF 60 |  | 1 | 1 | 71.7
Hepworth Heating | Halstead Buckingham III BF70 |  | 1 | 1 | 72.5
Hepworth Heating | Halstead Buckingham III BF80 |  | 1 | 1 | 72.6
Hepworth Heating | Halstead Buckingham III CF100 |  | 1 | 1 | 72.1
Hepworth Heating | Halstead Buckingham III CF120 |  | 1 | 1 | 73
Hepworth Heating | Halstead Buckingham III CF40 |  | 1 | 1 | 70.8
Hepworth Heating | Halstead Buckingham III CF50 |  | 1 | 1 | 71
Hepworth Heating | Halstead Buckingham III CF60 |  | 1 | 1 | 71.3
Hepworth Heating | Halstead Buckingham III CF70 |  | 1 | 1 | 71.8
Hepworth Heating | Halstead Buckingham III CF80 |  | 1 | 1 | 71.7
Hermann Srl | Eura 32 SE |  | 1 | 1 | 79.3
Hermann Srl | Eura Condensing |  | 1 | 2 | 88.5
Hermann Srl | Euromini 24 SE |  | 1 | 1 | 79.9
Hermann Srl | Supermicra 24 SE |  | 1 | 1 | 78.7
Hermann Srl | Supermicra 30 SE |  | 1 | 1 | 80
HRM Boilers | Starflow | 50/85 | 1 | 1 | 83.4
HRM Boilers | Starflow | 85/110 | 1 | 1 | 80
HRM Boilers | Wallstar | 15/19 | 1 | 1 | 81.8
HRM Boilers | Wallstar | 20/24 | 1 | 1 | 81.4
HRM Boilers | Wallstar | 41974 | 1 | 1 | 84
HRM Boilers | Wallstar 12/15 | 11 | 1 | 1 | 84.2
HRM Boilers | Wallstar 15/20 | 12 | 1 | 1 | 85.3
HRM Boilers | Wallstar 20/25 | 13 | 1 | 1 | 85.6
HRM Boilers | Wallstar 25/19 | 20 | 1 | 1 | 83.3
HRM Boilers | Wallstar System | 12/15 System 11 | 1 | 1 | 85.3
HRM Boilers | Wallstar System | 15/20 System 12 | 1 | 1 | 85.3
HRM Boilers | Weybourne | 50/70 | 1 | 1 | 85.6
HRM Boilers | Weybourne | 70/95 | 1 | 1 | 85.6
HRM | Wallstar | 12/14 Condensing a | 1 | 2 | 89.7
HRM | Wallstar | 15/19 Condensing a | 1 | 2 | 89.6
HRM | Wallstar | 15/19 Condensing Eco | 1 | 2 | 86
HRM | Wallstar | 15/19 Condensing EOGB | 1 | 2 | 85.2
HRM | Wallstar | 20/24 Condensing A | 1 | 2 | 91.8
HRM | Wallstar | 20/24 Condensing Eco | 1 | 2 | 85.2
HRM | Wallstar | 20/24 Condensing EOGB | 1 | 2 | 85.2
HRM | Wallstar | Combi | 1 | 2 | 87
HRM | Wallstar System | 15/19 Condensing a | 1 | 2 | 89.6
HRM | Wallstar System | 15/19 Condensing Eco | 1 | 2 | 86
HRM | Wallstar System | 15/19 Condensing EOGB | 1 | 2 | 85.2
HRM | X-Ternal | 15/19 Condensing a | 1 | 2 | 89.6
HRM | X-Ternal | 15/19 Condensing Eco | 1 | 2 | 86
HRM | X-Ternal | 15/19 Condensing EOGB | 1 | 2 | 85.2
HRM | X-Ternal System | 12/14 Condensing a | 1 | 2 | 89.7
Husqvarna | Husqvarna | 8AW/D | 1 | 1 | 65
Hyrdoline | B24 |  | 1 | 2 | 85.6
i | 24 |  | 1 | 2 | 89
i | 30 |  | 1 | 2 | 89
i | 35 |  | 1 | 2 | 88.9
ICI Caldaie | Solar | Micro 24F | 1 | 1 | 80.3
ICI Caldaie | Solar | Micro 28F | 1 | 1 | 80.1
ICI Caldaie | Solar | System 24F | 1 | 1 | 80.4
ICI Caldaie | Solar | System 28F | 1 | 1 | 80.2
ICI Caldaie | Solar C25 |  | 1 | 2 | 89.1
ICI Caldaie | Solar C31 |  | 1 | 2 | 88.8
ICI Caldaie | Solar System C25 |  | 1 | 2 | 89.2
ICI Caldaie | Solar System C31 |  | 1 | 2 | 88.9
Ideal | Buccaneer | GTE4/OIL | 1 | 1 | 85.6
Ideal | Buccaneer | GTE5/OIL | 1 | 1 | 85.6
Ideal | Buccaneer | GTE6/OIL | 1 | 1 | 85.6
Ideal | C | 80FF | 1 | 1 | 78.4
Ideal | C | 95FF | 1 | 1 | 78.5
Ideal | Classic | FF 2100 | 1 | 1 | 76.7
Ideal | Classic | FF 230 | 1 | 1 | 77.2
Ideal | Classic | FF 240 | 1 | 1 | 76.2
Ideal | Classic | FF 250 | 1 | 1 | 76.7
Ideal | Classic | FF 250 P | 1 | 1 | 81.7
Ideal | Classic | FF 260 | 1 | 1 | 76.9
Ideal | Classic | FF 260 P | 1 | 1 | 78.5
Ideal | Classic | FF 270 | 1 | 1 | 77.2
Ideal | Classic | FF 275 P | 1 | 1 | 77.4
Ideal | Classic | FF 280 | 1 | 1 | 76.1
Ideal | Classic | FF 3100 | 1 | 1 | 78
Ideal | Classic | FF 330 | 1 | 1 | 79.4
Ideal | Classic | FF 340 | 1 | 1 | 78.6
Ideal | Classic | FF 340 LF | 1 | 1 | 79.1
Ideal | Classic | FF 350 | 1 | 1 | 79.6
Ideal | Classic | FF 350 LF | 1 | 1 | 78.4
Ideal | Classic | FF 350 P | 1 | 1 | 81.8
Ideal | Classic | FF 360 | 1 | 1 | 78.3
Ideal | Classic | FF 360 LF | 1 | 1 | 79.1
Ideal | Classic | FF 360 P | 1 | 1 | 80.2
Ideal | Classic | FF 370 | 1 | 1 | 78.5
Ideal | Classic | FF 380 | 1 | 1 | 78.1
Ideal | Classic | FF 380 P | 1 | 1 | 79.9
Ideal | Classic | HE 12 | 1 | 2 | 86.6
Ideal | Classic | HE 15 | 1 | 2 | 85.9
Ideal | Classic | HE 15 P | 1 | 2 | 88.2
Ideal | Classic | HE 18 | 1 | 2 | 86.6
Ideal | Classic | HE 18 P | 1 | 2 | 87.3
Ideal | Classic | HE 9 | 1 | 2 | 86.4
Ideal | Classic | LX FF 230 | 1 | 1 | 77.2
Ideal | Classic | LX FF 240 | 1 | 1 | 76.2
Ideal | Classic | LX FF 250 | 1 | 1 | 76.7
Ideal | Classic | LX FF 250 P | 1 | 1 | 81.7
Ideal | Classic | LX FF 260 | 1 | 1 | 76.9
Ideal | Classic | LX FF 260 P | 1 | 1 | 78.5
Ideal | Classic | LX FF 270 | 1 | 1 | 77.2
Ideal | Classic | LX FF 275 P | 1 | 1 | 77.4
Ideal | Classic | LX FF 280 | 1 | 1 | 76.5
Ideal | Classic | LX RS230 | 1 | 1 | 71.2
Ideal | Classic | LX RS240 | 1 | 1 | 73.2
Ideal | Classic | LX RS245P | 1 | 1 | 73.9
Ideal | Classic | LX RS250 | 1 | 1 | 72.3
Ideal | Classic | LX RS255P | 1 | 1 | 72.8
Ideal | Classic | LX RS260 | 1 | 1 | 72.3
Ideal | Classic | RS 230 | 1 | 1 | 71.2
Ideal | Classic | RS 240 | 1 | 1 | 73.2
Ideal | Classic | RS 245 P | 1 | 1 | 73.9
Ideal | Classic | RS 250 | 1 | 1 | 72.3
Ideal | Classic | RS 255 P | 1 | 1 | 72.8
Ideal | Classic | RS 260 | 1 | 1 | 72.3
Ideal | Classic | RS 330 | 1 | 1 | 78.3
Ideal | Classic | RS 340 | 1 | 1 | 78.9
Ideal | Classic | RS 350 | 1 | 1 | 79.9
Ideal | Classic | RS 360 | 1 | 1 | 79
Ideal | Classic | SE 12 FF | 1 | 1 | 78.6
Ideal | Classic | SE 12 FF Silver | 1 | 1 | 78.6
Ideal | Classic | SE 12 RS | 1 | 1 | 78.9
Ideal | Classic | SE 15 FF | 1 | 1 | 79.6
Ideal | Classic | SE 15 FF Silver | 1 | 1 | 79.6
Ideal | Classic | SE 15 RS | 1 | 1 | 79.9
Ideal | Classic | SE 18 FF | 1 | 1 | 78.3
Ideal | Classic | SE 18 FF Silver | 1 | 1 | 78.3
Ideal | Classic | SE 18 RS | 1 | 1 | 79
Ideal | Classic | SE 21 FF | 1 | 1 | 78.5
Ideal | Classic | SE 21 FF Silver | 1 | 1 | 78.5
Ideal | Classic | SE 24 FF | 1 | 1 | 78.1
Ideal | Classic | SE 24 FF Silver | 1 | 1 | 78.1
Ideal | Classic | SE 30 FF | 1 | 1 | 78
Ideal | Classic | SE 30 FF Silver | 1 | 1 | 78
Ideal | Classic | SE 9 FF | 1 | 1 | 79.4
Ideal | Classic | SE 9 FF Silver | 1 | 1 | 79.4
Ideal | Classic | SE 9 RS | 1 | 1 | 78.3
Ideal | Classic Slimline | FF 330 | 1 | 1 | 79.9
Ideal | Classic Slimline | FF 340 | 1 | 1 | 79.2
Ideal | Classic Slimline | FF 350 | 1 | 1 | 79.9
Ideal | Classic Slimline | FF 360 | 1 | 1 | 79.7
Ideal | Classic Slimline | SE 12 FF | 1 | 1 | 79.2
Ideal | Classic Slimline | SE 15 FF | 1 | 1 | 79.9
Ideal | Classic Slimline | SE 18 FF | 1 | 1 | 79.7
Ideal | Classic Slimline | SE 9 FF | 1 | 1 | 79.9
Ideal | Concord | CX 40 | 1 | 1 | 72
Ideal | Concord | CX 50 | 1 | 1 | 72.4
Ideal | Concord | CX 60 | 1 | 1 | 73.5
Ideal | Concord | CXA 40 | 1 | 1 | 76
Ideal | Concord | CXA 50 | 1 | 1 | 76.4
Ideal | Concord | CXA 60 | 1 | 1 | 77.5
Ideal | Concord | CXC 48 | 1 | 2 | 85.4
Ideal | Concord | CXC 70 | 1 | 2 | 85.2
Ideal | Concord | CXD 40 | 1 | 1 | 76.2
Ideal | Concord | CXD 50 | 1 | 1 | 76.2
Ideal | Concord | CXD 60 | 1 | 1 | 77.7
Ideal | Concord | CXS 40 | 1 | 1 | 76.2
Ideal | Concord | CXS 50 | 1 | 1 | 76.2
Ideal | Concord | CXS 60 | 1 | 1 | 77.7
Ideal | Concord | CXSD 40 | 1 | 1 | 76.2
Ideal | Concord | CXSD 50 | 1 | 1 | 76.2
Ideal | Concord | CXSD 60 | 1 | 1 | 77.7
Ideal | Concord CXA | 40 H | 1 | 1 | 79.9
Ideal | Concord CXA | 50 H | 1 | 1 | 79.9
Ideal | Concord CXA | 60 H | 1 | 1 | 79.8
Ideal | Concord CXS | 40 H | 1 | 1 | 80.4
Ideal | Concord CXS | 50 H | 1 | 1 | 80.1
Ideal | Concord CXS | 60 H | 1 | 1 | 80.3
Ideal | Concord CXSD | 40 H | 1 | 1 | 80.4
Ideal | Concord CXSD | 50 H | 1 | 1 | 80.1
Ideal | Concord CXSD | 60 H | 1 | 1 | 80.3
Ideal | Elise | H 15 | 1 | 2 | 89.7
Ideal | Elise | H 24 | 1 | 2 | 88.8
Ideal | Esprit | HE 24 | 1 | 2 | 88.9
Ideal | Esprit | HE 30 | 1 | 2 | 88.9
Ideal | Esprit | HE 35 | 1 | 2 | 88.9
Ideal | Esprit 2 | 24 | 1 | 2 | 88.7
Ideal | Esprit 2 | 30 | 1 | 2 | 88.7
Ideal | Esprit 2 | 35 | 1 | 2 | 88.7
Ideal | Esprit Eco | 24 | 1 | 2 | 88.9
Ideal | Esprit Eco | 30 47-348-92 | 1 | 2 | 89
Ideal | Evomax | 40 | 1 | 2 | 89.3
Ideal | Evomax | 60 | 1 | 2 | 89.4
Ideal | Evomax | 30 GC No. 41-750-33A | 1 | 2 | 89.6
Ideal | Evomax | 30 P | 1 | 2 | 90.6
Ideal | Evomax | 40 P | 1 | 2 | 90.3
Ideal | Evomax | 60 P | 1 | 2 | 90.5
Ideal | excel | HEC 24 | 1 | 2 | 85.9
Ideal | excel | HEC 28 | 1 | 2 | 85.9
Ideal | excel | HEC 32 | 1 | 2 | 85.9
Ideal | Icos | HE 12 | 1 | 2 | 88.7
Ideal | icos | HE 15 | 1 | 2 | 89.7
Ideal | icos | HE 18 | 1 | 2 | 89.4
Ideal | icos | HE 24 | 1 | 2 | 88.8
Ideal | Icos | HE 30 | 1 | 2 | 89.1
Ideal | Icos | HE 36 | 1 | 2 | 89.6
Ideal | icos | m3080 | 1 | 2 | 88.8
Ideal | icos System | HE 15 | 1 | 2 | 89.7
Ideal | icos System | HE 24 | 1 | 2 | 88.8
Ideal | icos system | m3080 | 1 | 2 | 88.8
Ideal | Imax | W 45 | 1 | 2 | 88.9
Ideal | Imax | W 45 P | 1 | 2 | 89.8
Ideal | Imax | W 60 | 1 | 2 | 89.1
Ideal | Imax | W 60 P | 1 | 2 | 90.1
Ideal | Independent | C 24 | 1 | 2 | 89
Ideal | Independent | C 30 | 1 | 2 | 89
Ideal | Independent | C 35 | 1 | 2 | 88.9
Ideal | Independent + | C 24 | 1 | 2 | 89
Ideal | Independent + | C 30 | 1 | 2 | 89
Ideal | Independent + | C 35 | 1 | 2 | 88.9
Ideal | Independent System | 15 | 1 | 2 | 89.3
Ideal | Independent System | 18 | 1 | 2 | 89.2
Ideal | Independent System | 24 | 1 | 2 | 89.1
Ideal | Independent System | 30 | 1 | 2 | 89.6
Ideal | isar | HE 24 | 1 | 2 | 88.7
Ideal | isar | HE 30 | 1 | 2 | 88.7
Ideal | isar | HE 35 | 1 | 2 | 88.7
Ideal | isar | m30100 | 1 | 2 | 88.7
Ideal | Isar HE 30 | HE 30 | 1 | 2 | 88.7
Ideal | istor | HE 260 | 1 | 2 | 89.4
Ideal | istor | HE 325 | 1 | 2 | 89.5
Ideal | Logic+ combi | 24 | 1 | 2 | 89
Ideal | Logic+ combi | 30 | 1 | 2 | 89
Ideal | Logic+ combi | 35 | 1 | 2 | 88.9
Ideal | Logic + Heat | 12 | 1 | 2 | 89.4
Ideal | Logic + Heat | 15 | 1 | 2 | 89.3
Ideal | Logic + Heat | 18 | 1 | 2 | 89.2
Ideal | Logic + Heat | 24 | 1 | 2 | 89.5
Ideal | Logic + Heat | 30 | 1 | 2 | 89.6
Ideal | Logic + System | 15 | 1 | 2 | 89.3
Ideal | Logic + System | 18 | 1 | 2 | 89.2
Ideal | Logic + System | 24 | 1 | 2 | 89.5
Ideal | Logic + System | 30 | 1 | 2 | 89.6
Ideal | Logic Code Combi | 26 | 1 | 2 | 89
Ideal | Logic Code Combi | 33 | 1 | 2 | 89
Ideal | Logic Code Combi | 38 | 1 | 2 | 88.9
Ideal | Logic combi | 24 | 1 | 2 | 89
Ideal | Logic combi | 30 | 1 | 2 | 89
Ideal | Logic combi | 35 | 1 | 2 | 88.9
Ideal | Logic Combi E | 24 | 1 | 2 | 89
Ideal | Logic Combi E | 30 | 1 | 2 | 89
Ideal | Logic Combi E | 35 | 1 | 2 | 88.9
Ideal | Logic Combi EC | 24 | 1 | 2 | 89
Ideal | Logic Combi EC | 30 | 1 | 2 | 89
Ideal | Logic Combi EC | 35 | 1 | 2 | 88.9
Ideal | Logic Combi ES | 24 | 1 | 2 | 89
Ideal | Logic Combi ES | 30 | 1 | 2 | 89
Ideal | Logic Combi ES | 35 | 1 | 2 | 88.9
Ideal | Logic Heat | 12 | 1 | 2 | 89.4
Ideal | Logic Heat | 15 | 1 | 2 | 89.3
Ideal | Logic Heat | 18 | 1 | 2 | 89.2
Ideal | Logic Heat | 24 | 1 | 2 | 89.5
Ideal | Logic Heat | 30 | 1 | 2 | 89.6
Ideal | Logic System | 15 | 1 | 2 | 89.3
Ideal | Logic System | 18 | 1 | 2 | 89.2
Ideal | Logic System | 24 | 1 | 2 | 89.5
Ideal | Logic System | 30 | 1 | 2 | 89.6
Ideal | Maximiser | SE 42 | 1 | 2 | 88.5
Ideal | Maximiser | SE 65 | 1 | 2 | 88.8
Ideal | Mexico | HE 15 | 1 | 2 | 89.7
Ideal | Mexico | HE 18 | 1 | 2 | 89.4
Ideal | Mexico | HE 24 | 1 | 2 | 88.8
Ideal | Mexico | HE 30 | 1 | 2 | 88.9
Ideal | Mexico | HE 36 | 1 | 2 | 89
Ideal | Mexico Slimline | CF 340 | 1 | 1 | 70.8
Ideal | Mexico Slimline | CF 350 | 1 | 1 | 71.6
Ideal | Mexico Slimline | CF 440 | 1 | 1 | 78.5
Ideal | Mexico Slimline | RS 340 | 1 | 1 | 74.6
Ideal | Mexico Slimline | RS 350 | 1 | 1 | 72.9
Ideal | Mexico Slimline | RS 445 | 1 | 1 | 78.4
Ideal | Mexico Super | 100 FF | 1 | 1 | 77.6
Ideal | Mexico Super | 125 FF | 1 | 1 | 77.9
Ideal | Mexico Super | 40 FF | 1 | 1 | 76.7
Ideal | Mexico Super | 4100 FF | 1 | 1 | 78.9
Ideal | Mexico Super | 4125 FF | 1 | 1 | 78.5
Ideal | Mexico Super | 440 FF | 1 | 1 | 78.3
Ideal | Mexico Super | 450 FF | 1 | 1 | 79
Ideal | Mexico Super | 460 FF | 1 | 1 | 79.2
Ideal | Mexico Super | 470 FF | 1 | 1 | 79.9
Ideal | Mexico Super | 480 FF | 1 | 1 | 79.7
Ideal | Mexico Super | 50 FF | 1 | 1 | 76.7
Ideal | Mexico Super | 60 FF | 1 | 1 | 77.1
Ideal | Mexico Super | 70 FF | 1 | 1 | 77.6
Ideal | Mexico Super | 80 FF | 1 | 1 | 79.4
Ideal | Mexico Super | CF 3100 | 1 | 1 | 71.6
Ideal | Mexico Super | CF 3100 P | 1 | 1 | 73.8
Ideal | Mexico Super | CF 3125 | 1 | 1 | 71.8
Ideal | Mexico Super | CF 3125 P | 1 | 1 | 74.5
Ideal | Mexico Super | CF 3140 | 1 | 1 | 72.7
Ideal | Mexico Super | CF 3140 P | 1 | 1 | 74.8
Ideal | Mexico Super | CF 340 | 1 | 1 | 71.8
Ideal | Mexico Super | CF 350 | 1 | 1 | 71.3
Ideal | Mexico Super | CF 360 | 1 | 1 | 71.8
Ideal | Mexico Super | CF 360 P | 1 | 1 | 74.4
Ideal | Mexico Super | CF 370 | 1 | 1 | 72.7
Ideal | Mexico Super | CF 375 P | 1 | 1 | 74
Ideal | Mexico Super | CF 380 | 1 | 1 | 72.3
Ideal | Mexico Super | CF 4120 | 1 | 1 | 79
Ideal | Mexico Super | CF 4140 | 1 | 1 | 78.6
Ideal | Mexico Super | CF 445 | 1 | 1 | 78.5
Ideal | Mexico Super | CF 455 | 1 | 1 | 78.5
Ideal | Mexico Super | CF 465 | 1 | 1 | 79.7
Ideal | Mexico Super | CF 475 | 1 | 1 | 78.9
Ideal | Mexico Super | CF 495 | 1 | 1 | 78.8
Ideal | Mexico Super | RS 3100 | 1 | 1 | 72.5
Ideal | Mexico Super | RS 3100 P | 1 | 1 | 74.7
Ideal | Mexico Super | RS 3125 | 1 | 1 | 72.7
Ideal | Mexico Super | RS 340 | 1 | 1 | 72.8
Ideal | Mexico Super | RS 350 | 1 | 1 | 72.1
Ideal | Mexico Super | RS 360 | 1 | 1 | 74
Ideal | Mexico Super | RS 360 P | 1 | 1 | 75.2
Ideal | Mexico Super | RS 370 | 1 | 1 | 72.7
Ideal | Mexico Super | RS 375 P | 1 | 1 | 75.3
Ideal | Mexico Super | RS 380 | 1 | 1 | 72
Ideal | Mexico Super | RS 4100 | 1 | 1 | 79
Ideal | Mexico Super | RS 4125 | 1 | 1 | 79.4
Ideal | Mexico Super | RS 440 | 1 | 1 | 78.6
Ideal | Mexico Super | RS 450 | 1 | 1 | 79.1
Ideal | Mexico Super | RS 460 | 1 | 1 | 79
Ideal | Mexico Super | RS 470 | 1 | 1 | 79
Ideal | Mexico Super | RS 485 | 1 | 1 | 79.1
Ideal | mini | HEC 24 | 1 | 2 | 86.4
Ideal | mini | HEC 24 LPG | 1 | 2 | 86.8
Ideal | mini | HEC 28 | 1 | 2 | 86.5
Ideal | mini | HEC 28 LPG | 1 | 2 | 86.9
Ideal | Mini | HEC 32 47-348-41 | 1 | 2 | 88
Ideal | Mini C24 | 24kW Combi Boiler | 1 | 1 | 78.2
Ideal | Mini C28 | 28kW Combi Boiler | 1 | 1 | 78.3
Ideal | Mini C32 | 32kW Combi Boiler | 1 | 1 | 78.3
Ideal | Minimser | SE30 | 1 | 2 | 85.5
Ideal | Minimser | SE40 | 1 | 2 | 85.8
Ideal | Minimser | SE50 | 1 | 2 | 85.7
Ideal | Minimser | SE60 | 1 | 2 | 85.6
Ideal | Minimser | SE70 | 1 | 2 | 85.7
Ideal | Minimser | SE80 | 1 | 2 | 85.6
Ideal | Mini S24 | 24kW System Boiler | 1 | 1 | 78.3
Ideal | Mini S28 | 28kW System Boiler | 1 | 1 | 78.4
Ideal | Response | 80 | 1 | 1 | 79.3
Ideal | Response | 100 | 1 | 1 | 79.4
Ideal | Response | 120 | 1 | 1 | 79.4
Ideal | Response | SE | 1 | 2 | 87.4
Ideal | Systemiser | SE | 1 | 2 | 87.5
Ideal | Vogue | c26 | 1 | 2 | 89.2
Ideal | Vogue | c32 | 1 | 2 | 89.3
Ideal | Vogue | c40 | 1 | 2 | 89.2
Ideal | Vogue | s15 | 1 | 2 | 89.1
Ideal | Vogue | s18 | 1 | 2 | 89.4
Ideal | Vogue | s26 | 1 | 2 | 89.4
Ideal | Vogue | s32 | 1 | 2 | 89.4
Ikon | 23 t |  | 1 | 1 | 78.7
Ikon | 28 t |  | 1 | 1 | 79.9
Ikon | 40-50 CI |  | 1 | 1 | 78.9
Ikon | 60-80 CI |  | 1 | 1 | 78.3
i-mini | 24 |  | 1 | 2 | 89
i-mini | 30 |  | 1 | 2 | 89
Intergas | Combi Compact HRE 24/18 |  | 1 | 2 | 88.8
Intergas | Combi Compact HRE 28/24 |  | 1 | 2 | 88.8
Intergas | Combi Compact HRE 36/30 |  | 1 | 2 | 89.1
Intergas | Compact HRE 18 OV |  | 1 | 2 | 88.9
Intergas | Compact HRE 18 SB |  | 1 | 2 | 88.9
Intergas | Compact HRE 24 OV |  | 1 | 2 | 88.9
Intergas | Compact HRE 24 SB |  | 1 | 2 | 88.9
Intergas | Compact HRE 30 OV |  | 1 | 2 | 89.2
Intergas | Compact HRE 30 SB |  | 1 | 2 | 89.2
iQE | Simplicity | 25 | 1 | 2 | 89.8
iQE | Simplicity | 30 | 1 | 2 | 89.8
iQE | Simplicity | 35 | 1 | 2 | 89.6
iQE | Simplicity | 25 47-283-41 | 1 | 2 | 88.8
iQE | Simplicity | 30 47-283-42 | 1 | 2 | 88.8
iQE | Simplicity | 35 47-283-43 | 1 | 2 | 88.6
iQE | Simplicity | 20T | 1 | 2 | 89.7
iQE | Simplicity | 20T 41-283-35 | 1 | 2 | 88.7
iQE | Simplicity | 25T | 1 | 2 | 89.9
iQE | Simplicity | 25T 41-283-36 | 1 | 2 | 88.9
iQE | Simplicity | 30T | 1 | 2 | 89.9
iQE | Simplicity | 30T 41-283-37 | 1 | 2 | 88.9
IRSAP | CWAI 24 | M | 1 | 2 | 88.5
IRSAP | CWAI 32 | M | 1 | 2 | 88.8
IRSAP | CWAS 24 | M | 1 | 2 | 88.9
IRSAP | CWAS 32 | M | 1 | 2 | 89.2
IRSAP | Ecogreen CWAI 24 | M | 1 | 2 | 88.5
IRSAP | Ecogreen CWAI 32 | M | 1 | 2 | 88.8
IRSAP | Ecogreen CWAS 24 | M | 1 | 2 | 88.9
IRSAP | Ecogreen CWAS 32 | M | 1 | 2 | 89.2
Itho Images bv | Ethos | 28 | 1 | 2 | 89.4
Itho Images bv | Ethos | 36 | 1 | 2 | 89.4
Itho Images bv | Ethos | 46 | 1 | 2 | 89.4
Jaguar | 23 |  | 1 | 1 | 78.7
Jaguar | 28 |  | 1 | 1 | 79.3
Johnson and Starley | Quantec | 30C | 1 | 2 | 89.5
Johnson and Starley | QuanTec | 16R | 1 | 2 | 89.7
Johnson and Starley | QuanTec | 24C | 1 | 2 | 89.6
Johnson and Starley | QuanTec | 24R | 1 | 2 | 89.6
Johnson and Starley | QuanTec | 24S | 1 | 2 | 89.6
Johnson and Starley | QuanTec | HR28C | 1 | 2 | 89.3
Johnson and Starley | Reno | HE16H | 1 | 2 | 89.1
Johnson and Starley | Reno | HE16HP | 1 | 2 | 91.1
Johnson and Starley | Reno | HE16S | 1 | 2 | 89.1
Johnson and Starley | Reno | HE16SP | 1 | 2 | 91.1
Johnson and Starley | Reno | HE25H | 1 | 2 | 89.2
Johnson and Starley | Reno | HE25HP | 1 | 2 | 90.4
Johnson and Starley | Reno | HE25S | 1 | 2 | 89.2
Johnson and Starley | Reno | HE25SP | 1 | 2 | 90.4
Johnson and Starley | Reno | HE30C | 1 | 2 | 89.1
Johnson and Starley | Reno | HE30CP | 1 | 2 | 90.3
Johnson and Starley | Reno | HE31H | 1 | 2 | 88.8
Johnson and Starley | Reno | HE31HP | 1 | 2 | 91
Johnson and Starley | Reno | HE31S | 1 | 2 | 88.8
Johnson and Starley | Reno | HE31SP | 1 | 2 | 91
Johnson and Starley | Reno | HE37C | 1 | 2 | 88.7
Johnson and Starley | Reno | HE37CP | 1 | 2 | 90.9
Johnson and Starley | RenoXtra | 30C | 1 | 2 | 89.4
Johnson and Starley | RenoXtra | 30CA | 1 | 2 | 89.4
Johnson and Starley | RenoXtra | 30CP | 1 | 2 | 90.4
Johnson and Starley | RenoXtra | 37C | 1 | 2 | 89.6
Johnson and Starley | RenoXtra | 37CP | 1 | 2 | 90.7
Keston | C | 36 Combi | 1 | 2 | 89.8
Keston | C | 36P Combi | 1 | 2 | 90.8
Keston | C | 40P | 1 | 2 | 90.3
Keston | C | 55P | 1 | 2 | 90.8
Keston | Celsius | 25 | 1 | 2 | 88.9
Keston | Celsius | 25P | 1 | 2 | 90.7
Keston | Combi | 30 | 1 | 2 | 89
Keston | Combi | 35 | 1 | 2 | 88.9
Keston | Heat 45 |  | 1 | 2 | 89.2
Keston | Heat 55 |  | 1 | 2 | 89.6
Keston | K | 40 | 1 | 2 | 89.3
Keston | K | 50 | 1 | 2 | 87.2
Keston | K | 55 | 1 | 2 | 89.7
Keston | K | 60 | 1 | 2 | 87.3
Keston | K | 80 | 1 | 2 | 87.4
Keston | K | 130 | 1 | 2 | 87.9
Keston | K | 170 | 1 | 2 | 89.1
Keston | K | 130P | 1 | 2 | 89.9
Keston | K | 170P | 1 | 2 | 91.1
Keston | K | 50P | 1 | 2 | 88.9
Keston | K | 60P | 1 | 2 | 89.1
Keston | K | 80P | 1 | 2 | 89.8
Keston | Keston | 30C | 1 | 2 | 89
Keston | Q37 |  | 1 | 2 | 89.3
Keston | Q37P |  | 1 | 2 | 90.3
Keston | Qudos | 28h | 1 | 2 | 90.3
Keston | Qudos | 28hp | 1 | 2 | 90.5
Keston | Qudos | 28s | 1 | 2 | 90.3
Keston | Qudos | 28sp | 1 | 2 | 90.5
Keston | System | 30 | 1 | 2 | 89.6
Keston | Thermomatic | RSM20FB | 1 | 1 | 78.1
Keston | Thermomatic | RSM25FB | 1 | 1 | 78
Kidd VHE | 1 | Kerosene | 1 | 2 | 88.6
Kidd VHE | 1 | Natural Gas | 1 | 2 | 85.6
Kidd VHE | 2 | Kerosene | 1 | 2 | 89.6
Kidd VHE | 2 | Natural Gas | 1 | 2 | 85.7
Kidd VHE | 260 | Kerosene | 1 | 2 | 89.2
Kidd VHE | 260 | Natural Gas | 1 | 2 | 85.9
Lamborghini | ALBA | 20AS | 1 | 1 | 79.1
Lamborghini | ALBA | 20ASB | 1 | 1 | 79.7
Lamborghini | ALBA | 20BS | 1 | 1 | 76.6
Lamborghini | ALBA | 24AS | 1 | 1 | 78.9
Lamborghini | ALBA | 24ASB | 1 | 1 | 78.8
Lamborghini | ALBA | 24RS | 1 | 1 | 79
Lamborghini Caloreclima | Extrema | 30C | 1 | 2 | 89.1
Lamborghini Caloreclima | Extrema | 30C | 1 | 2 | 89.1
Lamborghini Caloreclima | Extrema | 38C | 1 | 2 | 89.1
Lamborghini Caloreclima | Extrema | 38C | 1 | 2 | 89.1
Lamborghini | Futuria | 24 MCW Top U/GB | 1 | 2 | 88.3
Lamborghini | Vela X | 24 MBS W Top/GB | 1 | 1 | 78.8
Lamborghini | Xilo | 20 MCS W Top U/GB | 1 | 1 | 76.6
Lamborghini | Xilo D | 24 MCS W Top U/GB | 1 | 1 | 78.9
Main | 12 HE |  | 1 | 2 | 85.8
Main | 12 HE A |  | 1 | 2 | 88.7
Main | 15 HE |  | 1 | 2 | 85.6
Main | 15 HE A |  | 1 | 2 | 89
Main | 18 HE |  | 1 | 2 | 85.6
Main | 18 HE A |  | 1 | 2 | 88.7
Main | 24 HE |  | 1 | 2 | 85.6
Main | 24 HE A |  | 1 | 2 | 88.8
Main | 30 HE A |  | 1 | 2 | 88.8
Main | 9 HE |  | 1 | 2 | 85.6
Main | Combi | 24 | 1 | 1 | 78.6
Main | Combi | 24HE | 1 | 2 | 86.4
Main | Combi | 25Eco | 1 | 2 | 89
Main | Combi | 30Eco | 1 | 2 | 88.7
Main | Combi | 30HE | 1 | 2 | 86.4
Main | Combi Eco Elite | 25 | 1 | 2 | 89
Main | Combi Eco Elite | 30 | 1 | 2 | 88.7
Main | System | 18HE | 1 | 2 | 86.7
Main | System | 24Eco | 1 | 2 | 89.1
Main | System | 24HE | 1 | 2 | 86.5
Main | System | 28Eco | 1 | 2 | 88.8
Main | System | 28HE | 1 | 2 | 86.4
Main | System Eco Elite | 24 | 1 | 2 | 89.1
Main | System Eco Elite | 28 | 1 | 2 | 88.8
Malvern | 30 | NG | 1 | 2 | 83.8
Malvern | 40 | NG | 1 | 2 | 84.2
Malvern | 50 | NG | 1 | 2 | 84.8
Malvern | 70 | NG | 1 | 2 | 83
Malvern | 70/80 | NG | 1 | 2 | 84.5
Malvern | Combi | NG | 1 | 2 | 85.2
Malvern | Dbi Combi |  | 1 | 2 | 87.2
Malvern | Dbi Combi | NG | 1 | 2 | 86.2
Malvern | tentwenty |  | 1 | 2 | 86.3
Malvern | twentytwentysix |  | 1 | 2 | 85.6
Maxol | Eastham | 50 | 1 | 1 | 65
Maxol | Eastham | 25bf | 1 | 1 | 65
Maxol | Eastham | 25of | 1 | 1 | 65
Maxol | Eastham | 40bf | 1 | 1 | 65
Maxol | Homewarm | 600 | 1 | 1 | 65
Maxol | Marathon | e | 1 | 1 | 65
Maxol | Marathon | mk1 | 1 | 1 | 65
Maxol | Marathon | mk1r | 1 | 1 | 65
Maxol | Marathon | r | 1 | 1 | 65
Maxol | Maxolympic | 15 | 1 | 1 | 65
Maxol | Maxolympic | f15 | 1 | 1 | 65
Maxol | Maxolympic | f20 | 1 | 1 | 65
Maxol | Microsystem | 402MDF | 1 | 1 | 79.9
Maxol | Microsystem | 402RF | 1 | 1 | 79.9
Maxol | Microsystem | 502MDF | 1 | 1 | 79.9
Maxol | Microsystem | 502RF | 1 | 1 | 79.9
Maxol | Microturbo | 402MDF | 1 | 1 | 79.9
Maxol | Microturbo | 402RF | 1 | 1 | 79.9
Maxol | Microturbo | 40mdf | 1 | 1 | 72
Maxol | Microturbo | 40rf | 1 | 1 | 72
Maxol | Microturbo | 502MDF | 1 | 1 | 79.9
Maxol | Microturbo | 502RF | 1 | 1 | 79.9
Maxol | Microturbo | 50mdf | 1 | 1 | 72
Maxol | Microturbo | 50rf | 1 | 1 | 72
Maxol | Morocco | 20 | 1 | 1 | 71.4
Maxol | Morocco | 30 | 1 | 1 | 71.4
Maxol | Morocco | 40 | 1 | 1 | 71.4
Maxol | Mystique | coalridge | 1 | 1 | 65
Maxol | Ruud | 118 | 1 | 1 | 65
Maxol | Supacombi | HE24 | 1 | 2 | 86.4
Maxol | Supacombi | HE28 | 1 | 2 | 86.5
Merlin | 100/150 BF |  | 1 | 1 | 81.3
Merlin | 100/150 CF |  | 1 | 1 | 81.3
Merlin | 2000 | 40/60BL | 1 | 1 | 85.3
Merlin | 2000 | 40/60CF | 1 | 1 | 85.3
Merlin | 2000 | 60/80BL | 1 | 1 | 85.5
Merlin | 2000 | 60/80CF | 1 | 1 | 85.5
Merlin | 2000 | 80/100BL | 1 | 1 | 85.6
Merlin | 2000 | 80/100CF | 1 | 1 | 85.6
Merlin | 45/65 BL |  | 1 | 1 | 83.7
Merlin | 45/65 CF |  | 1 | 1 | 83.7
Merlin | 65/95 BL |  | 1 | 1 | 81.8
Merlin | 65/95 CF |  | 1 | 1 | 81.8
Merlin | Internal Wall Hung | 40/65BL | 1 | 1 | 80.8
Merlin | Internal Wall Hung | 40/65CF | 1 | 1 | 80.8
Merlin | Internal Wall Hung | 40/65EXT | 1 | 1 | 80.8
MHS Boilers | Stata Streamline | 68 | 1 | 2 | 88.4
MHS Boilers | Strata 1 | HE38 | 1 | 2 | 89
MHS Boilers | Strata 1 | HE45 | 1 | 2 | 89.4
MHS Boilers | Strata 1 | HE60 | 1 | 2 | 89.5
MHS Boilers | Strata 1 | HEI 38-45 Combi | 1 | 2 | 89
MHS Boilers | Strata Streamline | 31 | 1 | 2 | 88.3
MHS Boilers | Strata Streamline | 47 | 1 | 2 | 88.3
MHS Boilers | Strata Streamline | 75 | 1 | 2 | 88.4
MHS Boilers | Ultramax WM | 65 | 1 | 2 | 88.9
MHS Boilers | Ultramax WM | 65 | 1 | 2 | 88.9
Mikrofill | Ethos | 36C | 1 | 2 | 88.9
Mikrofill | Ethos | 54C | 1 | 2 | 89
Mistral | BH 1 50/70 |  | 1 | 1 | 85.6
Mistral | BH1-5070 | Boiler House | 1 | 1 | 82.3
Mistral | BH 2 70/90 |  | 1 | 1 | 85.6
Mistral | BH2-7090 | Boiler House | 1 | 1 | 82.3
Mistral | BH3-9012 | Boiler House | 1 | 1 | 83.8
Mistral | BH3 90/120 |  | 1 | 1 | 85.5
Mistral | BH4 120/150 |  | 1 | 1 | 85.5
Mistral | BH4-1215 | Boiler House | 1 | 1 | 83.8
Mistral | BH 50/90 Contract |  | 1 | 1 | 85.6
Mistral | BH 90/150 Contract |  | 1 | 1 | 85.5
Mistral Boilers | CBH5 41/50 |  | 2 | 2 | 90.4
Mistral Boilers | CBH6 50/58 |  | 2 | 2 | 90.4
Mistral Boilers | CBH7 58/68 |  | 2 | 2 | 90.4
Mistral Boilers | CKUT5 41/50 |  | 2 | 2 | 90.4
Mistral Boilers | CKUT6 50/58 |  | 2 | 2 | 90.4
Mistral Boilers | CKUT7 58/68 |  | 2 | 2 | 90.4
Mistral Boilers | CMC5 41/50 |  | 2 | 2 | 88.7
Mistral Boilers | CMC6 50/58 |  | 2 | 2 | 88.7
Mistral Boilers | CMC7 58/68 |  | 2 | 2 | 88.7
Mistral Boilers | COD5 41/50 |  | 2 | 2 | 90.4
Mistral Boilers | COD5 SS 41/50 |  | 2 | 2 | 90.4
Mistral Boilers | COD6 50/58 |  | 2 | 2 | 90.4
Mistral Boilers | COD6 SS 50/58 |  | 2 | 2 | 90.4
Mistral Boilers | COD7 58/68 |  | 2 | 2 | 90.4
Mistral Boilers | COD7 SS 58/68 |  | 2 | 2 | 90.4
Mistral Boilers | CODMC5 41/50 |  | 2 | 2 | 88.7
Mistral Boilers | CODMC6 50/58 |  | 2 | 2 | 88.7
Mistral Boilers | CODMC7 58/68 |  | 2 | 2 | 88.7
Mistral Boilers | CS5 41/50 |  | 2 | 2 | 90.4
Mistral Boilers | CS6 50/58 |  | 2 | 2 | 90.4
Mistral Boilers | CS7 58/68 |  | 2 | 2 | 90.4
Mistral | C1-5070 | Combi | 1 | 1 | 80.6
Mistral | C1 50/70 Plus |  | 1 | 1 | 83.9
Mistral | C1 50/70 Standard |  | 1 | 1 | 83.9
Mistral | C2-7090 | Combi | 1 | 1 | 80.6
Mistral | C2 70/90 Plus |  | 1 | 1 | 83.9
Mistral | C2 70/90 Standard |  | 1 | 1 | 83.9
Mistral | C3-9012 | Mega Combi | 1 | 1 | 82.1
Mistral | C3 90/120 Plus |  | 1 | 1 | 83.8
Mistral | C3 90/120 Standard |  | 1 | 1 | 85.5
Mistral | C4 120/150 Plus |  | 1 | 1 | 83.8
Mistral | C4 120/150 Standard |  | 1 | 1 | 83.8
Mistral | C4-1215 | Mega Combi | 1 | 1 | 82.1
Mistral | C 50/90 Plus |  | 1 | 1 | 83.9
Mistral | C 50/90 Standard Contract |  | 1 | 1 | 83.9
Mistral | C 90/150 Contract |  | 1 | 1 | 83.8
Mistral | C 90/150 Plus Contract |  | 1 | 1 | 83.8
Mistral | CBH1 15/20 |  | 1 | 2 | 90.8
Mistral | CBH 15/26 Contract |  | 1 | 2 | 90.8
Mistral | CBH2 20/26 |  | 1 | 2 | 90.8
Mistral | CBH 26/40 Contract |  | 1 | 2 | 90.9
Mistral | CBH3 26/35 |  | 1 | 2 | 90.9
Mistral | CBH3 - 9012 | Boiler House | 1 | 2 | 90
Mistral | CBH4 - 1215 | Boiler House | 1 | 2 | 90
Mistral | CBH4 35/40 |  | 1 | 2 | 90.9
Mistral | CBH - 5070 | Boiler House | 1 | 2 | 90.7
Mistral | CBH - 7090 | Boiler House | 1 | 2 | 90.7
Mistral | CC1 15/20 Plus |  | 1 | 2 | 89.1
Mistral | CC1 15/20 Std |  | 1 | 2 | 89.1
Mistral | CC1 - 5070 | Condensing Combi | 1 | 2 | 89
Mistral | CC 15/26 Plus Contract |  | 1 | 2 | 89.1
Mistral | CC 15/26 Std Contract |  | 1 | 2 | 89.1
Mistral | CC2 20/26 Plus |  | 1 | 2 | 89.1
Mistral | CC2 20/26 Std |  | 1 | 2 | 89.1
Mistral | CC 26/40 plus contract |  | 1 | 2 | 89.2
Mistral | CC 26/40 Std Contract |  | 1 | 2 | 89.2
Mistral | CC2 - 7090 | Condensing Combi | 1 | 2 | 89
Mistral | CC3 26/35 plus |  | 1 | 2 | 89.2
Mistral | CC3 26/35 Std |  | 1 | 2 | 89.2
Mistral | CC3 - 9012 | Combi | 1 | 2 | 88.3
Mistral | CC4 - 1215 | Combi | 1 | 2 | 88.3
Mistral | CC4 35/40 plus |  | 1 | 2 | 89.2
Mistral | CC4 35/40 Std |  | 1 | 2 | 89.2
Mistral | CK1 - 5070 | Kitchen | 1 | 2 | 90.7
Mistral | CK2 - 7090 | Kitchen | 1 | 2 | 90.7
Mistral | CK 3 - 9012 | Kitchen | 1 | 2 | 90
Mistral | CK4 - 1215 | Kitchen | 1 | 2 | 90
Mistral | CKUT1 15/20 |  | 1 | 2 | 90.8
Mistral | CKUT1 - 5070 | Kitchen/Utility | 1 | 2 | 90.7
Mistral | CKUT 15/26 Contract |  | 1 | 2 | 90.8
Mistral | CKUT2 20/26 |  | 1 | 2 | 90.8
Mistral | CKUT 26/40 Contract |  | 1 | 2 | 90.9
Mistral | CKUT2 - 7090 | Kitchen/Utility | 1 | 2 | 90.7
Mistral | CKUT3 26/35 |  | 1 | 2 | 90.9
Mistral | CKUT 3 - 9012 | Kitchen/Utility | 1 | 2 | 90
Mistral | CKUT4 - 1215 | Kitchen/Utility | 1 | 2 | 90
Mistral | CKUT4 35/40 |  | 1 | 2 | 90.9
Mistral | COD1 15/20 |  | 1 | 2 | 90.8
Mistral | COD 15/26 Contract |  | 1 | 2 | 90.8
Mistral | COD1 SS 15/20 |  | 1 | 2 | 90.8
Mistral | COD2 20/26 |  | 1 | 2 | 90.8
Mistral | COD 26/40 Contract |  | 1 | 2 | 90.9
Mistral | COD2 SS 20/26 |  | 1 | 2 | 90.8
Mistral | COD3 26/35 |  | 1 | 2 | 90.9
Mistral | COD3 - 9012 | Outdoor | 1 | 2 | 90
Mistral | COD3 - C - 9012 | Outdoor Combi | 1 | 2 | 88.3
Mistral | COD3 - SS - 9012 | Outdoor Sealed System | 1 | 2 | 90
Mistral | COD4 - 1215 | Outdoor | 1 | 2 | 90
Mistral | COD4 35/40 |  | 1 | 2 | 90.9
Mistral | COD4 - C - 1215 | Outdoor Combi | 1 | 2 | 88.3
Mistral | COD4 - SS - 1215 | Outdoor Sealed System | 1 | 2 | 90
Mistral | COD - 5070 | Outdoor Model | 1 | 2 | 90.7
Mistral | COD - 7090 | Outdoor Model | 1 | 2 | 90.7
Mistral | CODC1 15/20 Plus |  | 1 | 2 | 89.1
Mistral | CODC 15/26 Plus Contract |  | 1 | 2 | 89.1
Mistral | CODC 15/26 Std Contract |  | 1 | 2 | 89.1
Mistral | CODC2 20/26 Plus |  | 1 | 2 | 89.1
Mistral | CODC2 20/26 Std |  | 1 | 2 | 89.1
Mistral | CODC 26/40 plus contract |  | 1 | 2 | 89.2
Mistral | CODC 26/40 Std Contract |  | 1 | 2 | 89.2
Mistral | CODC3 26/35 plus |  | 1 | 2 | 89.2
Mistral | CODC3 26/35 Std |  | 1 | 2 | 89.2
Mistral | CODC4 35/40 plus |  | 1 | 2 | 89.2
Mistral | CODC4 35/40 Std |  | 1 | 2 | 89.2
Mistral | COD - C - 5070 | Outdoor Combi | 1 | 2 | 89
Mistral | COD - C - 7090 | Outdoor Combi | 1 | 2 | 89
Mistral | COD SS 15/26 Contract |  | 1 | 2 | 90.8
Mistral | CODSS 26/40 Contract |  | 2 | 2 | 90.9
Mistral | CODSS 3 26/35 |  | 2 | 2 | 90.9
Mistral | CODSS 4 35/40 |  | 2 | 2 | 90.9
Mistral | COD - SS - 5070 | Outdoor Sealed System | 1 | 2 | 90.7
Mistral | COD - SS - 7090 | Outdoor Sealed System | 1 | 2 | 90.7
Mistral | CS1 15/20 |  | 2 | 2 | 90.8
Mistral | CS1 - 5070 | Sealed System | 2 | 2 | 90.7
Mistral | CS 15/26 Contract |  | 2 | 2 | 90.8
Mistral | CS2 20/26 |  | 2 | 2 | 90.8
Mistral | CS 26/40 Contract |  | 2 | 2 | 90.9
Mistral | CS2 - 7090 | Sealed System | 2 | 2 | 90.7
Mistral | CS3 26/35 |  | 2 | 2 | 90.9
Mistral | CS3 - 9012 | Sealed System | 2 | 2 | 90
Mistral | CS4 - 1215 | Sealed System | 2 | 2 | 90
Mistral | CS4 35/40 |  | 2 | 2 | 90.9
Mistral | K1-5070 | Kitchen | 2 | 1 | 82.3
Mistral | K2-7090 | Kitchen | 2 | 1 | 82.3
Mistral | K3-9012 | Kitchen | 2 | 1 | 83.8
Mistral | K4-1215 | Kitchen | 2 | 1 | 83.8
Mistral | KUT 1 50/70 |  | 2 | 1 | 85.6
Mistral | KUT1 5070 | Kitchen/Utility | 2 | 1 | 82.3
Mistral | KUT 2 70/90 |  | 2 | 1 | 85.6
Mistral | KUT2-7090 | Kitchen/Utility | 2 | 1 | 82.3
Mistral | KUT3-9012 | Kitchen/Utility | 2 | 1 | 83.8
Mistral | KUT3 90/120 |  | 2 | 1 | 85.5
Mistral | KUT4 120/150 |  | 2 | 1 | 85.5
Mistral | KUT4-1215 | Kitchen/Utility | 2 | 1 | 83.8
Mistral | KUT 50/90 Contract |  | 2 | 1 | 85.6
Mistral | KUT 90/150 Contract |  | 2 | 1 | 85.5
Mistral | Lo-Nox BF CBH 1 15/20 |  | 2 | 2 | 91.6
Mistral | Lo-Nox BF CBH 2 20/27 |  | 2 | 2 | 91.6
Mistral | Lo-Nox BF CBH 3 27/35 |  | 2 | 2 | 91.6
Mistral | Lo-Nox BF CBH 4 35/42 |  | 2 | 2 | 91.6
Mistral | Lo-Nox BF CC1 15/20 |  | 2 | 2 | 89.9
Mistral | Lo-Nox BF CC1 Plus 15/20 |  | 2 | 2 | 89.9
Mistral | Lo-Nox BF CC2 20/27 |  | 2 | 2 | 89.9
Mistral | Lo-Nox BF CC2 Plus 20/27 |  | 2 | 2 | 89.9
Mistral | Lo-Nox BF CC3 27/35 |  | 2 | 2 | 89.9
Mistral | Lo-Nox BF CC3 Plus 27/35 |  | 2 | 2 | 89.9
Mistral | Lo-Nox BF CC4 35/42 |  | 2 | 2 | 89.9
Mistral | Lo-Nox BF CC4 Plus 35/42 |  | 2 | 2 | 89.9
Mistral | Lo-Nox BF CKUT 1 15/20 |  | 2 | 2 | 91.6
Mistral | Lo-Nox BF CKUT 2 20/27 |  | 2 | 2 | 91.6
Mistral | Lo-Nox BF CKUT 3 27/35 |  | 2 | 2 | 91.6
Mistral | Lo-Nox BF CKUT 4 35/42 |  | 2 | 2 | 91.6
Mistral | Lo-Nox BF COD1 15/20 |  | 2 | 2 | 91.6
Mistral | Lo-Nox BF COD2 20/27 |  | 2 | 2 | 91.6
Mistral | Lo-Nox BF COD3 27/35 |  | 2 | 2 | 91.6
Mistral | Lo-Nox BF COD4 35/42 |  | 2 | 2 | 91.6
Mistral | Lo-Nox BF CODC1 15/20 |  | 2 | 2 | 89.9
Mistral | Lo-Nox BF CODC1 Plus 15/20 |  | 2 | 2 | 89.9
Mistral | Lo-Nox BF CODC2 20/27 |  | 2 | 2 | 89.9
Mistral | Lo-Nox BF CODC2 Plus 20/27 |  | 2 | 2 | 89.9
Mistral | Lo-Nox BF CODC3 27/35 |  | 2 | 2 | 89.9
Mistral | Lo-Nox BF CODC3 Plus 27/35 |  | 2 | 2 | 89.9
Mistral | Lo-Nox BF CODC4 35/42 |  | 2 | 2 | 89.9
Mistral | Lo-Nox BF CODC4 Plus 35/42 |  | 2 | 2 | 89.9
Mistral | Lo-Nox BF CODSS1 15/20 |  | 2 | 2 | 91.6
Mistral | Lo-Nox BF CODSS2 20/27 |  | 2 | 2 | 91.6
Mistral | Lo-Nox BF CODSS3 27/35 |  | 2 | 2 | 91.6
Mistral | Lo-Nox BF CODSS4 35/42 |  | 2 | 2 | 91.6
Mistral | Lo-Nox BF CS1 15/20 |  | 2 | 2 | 91.6
Mistral | Lo-Nox BF CS2 20/27 |  | 2 | 2 | 91.6
Mistral | Lo-Nox BF CS3 27/35 |  | 2 | 2 | 91.6
Mistral | Lo-Nox BF CS4 35/42 |  | 2 | 2 | 91.6
Mistral | OD 1 50/70 |  | 2 | 1 | 85.6
Mistral | OD1-5070 | Outdoor | 2 | 1 | 82.3
Mistral | OD1 SS 50/70 |  | 2 | 1 | 85.6
Mistral | OD1-SS-5070 | Outdoor Sealed System | 2 | 1 | 82.3
Mistral | OD 2 70/90 |  | 2 | 1 | 85.6
Mistral | OD2-7090 | Outdoor | 2 | 1 | 82.3
Mistral | OD2 SS 70/90 |  | 2 | 1 | 85.6
Mistral | OD2-SS-7090 | Outdoor Sealed System | 2 | 1 | 82.3
Mistral | OD3-9012 | OutdoorModel | 2 | 1 | 83.8
Mistral | OD3 90/120 |  | 2 | 1 | 85.5
Mistral | OD3-C-9012 | Outdoor Mega Combi | 2 | 1 | 82.1
Mistral | OD3-SS-9012 | Outdoor Sealed System | 2 | 1 | 83.8
Mistral | OD3 SS 90/120 |  | 2 | 1 | 85.5
Mistral | OD4 120/150 |  | 2 | 1 | 85.5
Mistral | OD4 - 1215 | Outdoor Model | 2 | 1 | 83.8
Mistral | OD4-C-1215 | Outdoor Mega Combi | 2 | 1 | 82.1
Mistral | OD4 SS 120/150 |  | 2 | 1 | 85.5
Mistral | OD4-SS-1215 | Outdoor Sealed System | 2 | 1 | 83.8
Mistral | OD 50/90 |  | 2 | 1 | 85.6
Mistral | OD 90/150 Contract |  | 2 | 1 | 85.5
Mistral | OD-C1-5070 | Outdoor Combi | 2 | 1 | 80.6
Mistral | OD C1 50/70 Plus |  | 2 | 1 | 83.9
Mistral | ODC1 50/70 Standard |  | 2 | 1 | 83.9
Mistral | OD-C2-7090 | Outdoor Combi | 2 | 1 | 80.6
Mistral | ODC2 70/90 Plus |  | 2 | 1 | 83.9
Mistral | ODC2 70/90 Standard |  | 2 | 1 | 83.9
Mistral | ODC 3 90/120 Plus |  | 2 | 1 | 83.8
Mistral | ODC3 90/120 Standard |  | 2 | 1 | 83.8
Mistral | ODC4 120/150 Plus |  | 2 | 1 | 83.8
Mistral | ODC4 120/150 Standard |  | 2 | 1 | 83.8
Mistral | ODC 50/90 Plus Contract |  | 2 | 1 | 83.9
Mistral | ODC 50/90 Standard Contract |  | 2 | 1 | 83.9
Mistral | ODC 90/150 Plus |  | 2 | 1 | 83.8
Mistral | ODC 90/150 Standard |  | 2 | 1 | 83.8
Mistral | OD SS 50/90 Contract |  | 2 | 1 | 85.6
Mistral | OD SS 90/150 Contract |  | 2 | 1 | 85.5
Mistral | S1 50/70 |  | 2 | 1 | 85.6
Mistral | S1-5070 | Sealed System | 2 | 1 | 82.3
Mistral | S2 70/90 |  | 2 | 1 | 85.6
Mistral | S2-7090 | Sealed System | 2 | 1 | 82.3
Mistral | S3-9012 | Sealed System | 2 | 1 | 83.8
Mistral | S3 90/120 |  | 2 | 1 | 85.5
Mistral | S4 120/150 |  | 2 | 1 | 85.5
Mistral | S4-1215 | Sealed System | 2 | 1 | 83.8
Mistral | SS 50/90 Contract |  | 2 | 1 | 85.6
Mistral | SS 90/150 Contract |  | 2 | 1 | 85.5
Morco | Morco 24 CPM |  | 2 | 2 | 88.7
Morco | Morco 24 CPM |  | 2 | 2 | 88.7
Morco | Morco 30 CPM |  | 2 | 2 | 88.7
Morco | Morco 30 CPM |  | 2 | 2 | 88.7
Myson Combustion Products | Economist | wm1530bfa | 2 | 1 | 65
Myson Combustion Products | Economist | wm3040bf | 2 | 1 | 65
Myson Combustion Products | Economist | wm4050bf | 2 | 1 | 65
Myson Combustion Products | Economist | wm5060bf | 2 | 1 | 65
Myson Combustion Products | Economist | wm6080bf | 2 | 1 | 65
Myson Combustion Products | Economist | wm80100bf | 2 | 1 | 65
Myson Combustion Products | Midas | b | 2 | 1 | 65
Myson Combustion Products | Midas | bf | 2 | 1 | 65
Myson Combustion Products | Midas | sfi | 2 | 1 | 70
Myson Combustion Products | Midas | si | 2 | 1 | 70
Myson Combustion Products | Velaire Vitesse | 100/130B | 2 | 1 | 70
Myson Combustion Products | Velaire Vitesse | 100/130C | 2 | 1 | 70
Myson Combustion Products | Velaire Vitesse | 130/170B | 2 | 1 | 70
Myson Combustion Products | Velaire Vitesse | 130/170C | 2 | 1 | 70
Myson Combustion Products | Velaire Vitesse | 170/250C | 2 | 1 | 70
Myson Combustion Products | Velaire Vitesse | 40/50B | 2 | 1 | 70
Myson Combustion Products | Velaire Vitesse | 40/50C | 2 | 1 | 70
Myson Combustion Products | Velaire Vitesse | 50/60B | 2 | 1 | 70
Myson Combustion Products | Velaire Vitesse | 50/60C | 2 | 1 | 70
Myson Combustion Products | Velaire Vitesse | 60/80B | 2 | 1 | 70
Myson Combustion Products | Velaire Vitesse | 60/80C | 2 | 1 | 70
Myson Combustion Products | Velaire Vitesse | 80/100B | 2 | 1 | 70
Myson Combustion Products | Velaire Vitesse | 80/100C | 2 | 1 | 70
Myson Combustion Products | Wallflame | 60 | 2 | 1 | 65
Myson Combustion Products | Wallflame | 80 | 2 | 1 | 65
Navien | NCN-21K |  | 2 | 2 | 89.4
Navien | NCN-21K |  | 2 | 2 | 89.4
Navien | NCN-25K |  | 2 | 2 | 89
Navien | NCN-25K |  | 2 | 2 | 89
Navien | NCN-32K |  | 2 | 2 | 89.1
Navien | NCN-32K |  | 2 | 2 | 89.1
Navien | NCN-37K |  | 2 | 2 | 88.9
Navien | NCN-37K |  | 2 | 2 | 88.9
Nefit Buderus Ltd | Boulter Buderus | 600/28C | 2 | 2 | 89.5
Nefit Buderus Ltd | Boulter Buderus | 600/28CP | 2 | 2 | 90.7
Nova Florida | Pictor Condensing KC 24 Line Tech |  | 2 | 2 | 88.5
Nova Florida | Pictor Condensing KC 24 Line Tech |  | 2 | 2 | 88.5
Nova Florida | Pictor Condensing KC 28 Line Tech |  | 2 | 2 | 88.5
Nova Florida | Pictor Condensing KC 32 Line Tech |  | 2 | 2 | 88.5
Nova Florida | Pictor Condensing KC 32 Line Tech |  | 2 | 2 | 88.5
Nova Florida | Pictor Condensing KR 24 Line Tech |  | 2 | 2 | 88.6
Nova Florida | Pictor Condensing KR 24 Line Tech |  | 2 | 2 | 88.6
Nova Florida | Pictor Condensing KR 28 Line Tech |  | 2 | 2 | 88.6
Nova Florida | Pictor Condensing KR 28 Line Tech |  | 2 | 2 | 88.6
Nova Florida | Pictor Condensing KR 32 Line Tech |  | 2 | 2 | 88.6
Nova Florida | Pictor Condensing KR 32 Line Tech |  | 2 | 2 | 88.6
Nova Florida | Pictor Condensing KRB 24 Line Tech |  | 2 | 2 | 88.6
Nova Florida | Pictor Condensing KRB 24 Line Tech |  | 2 | 2 | 88.6
Nova Florida | Pictor Condensing KRB 28 Line Tech |  | 2 | 2 | 88.6
Nova Florida | Pictor Condensing KRB 28 Line Tech |  | 2 | 2 | 88.6
Nova Florida | Pictor Condensing KRB 32 Line Tech |  | 2 | 2 | 88.6
Nova Florida | Pictor Condensing KRB 32 Line Tech |  | 2 | 2 | 88.6
NST | Sogno ELI | 11171 | 2 | 1 | 80.3
NST | Sogno ELI | 44774 | 2 | 1 | 80.3
NST | Sogno ELI | 44774 | 2 | 1 | 80.3
NST | Sogno ELI | 46235 | 2 | 1 | 80.3
NST | Sogno ELI | 46235 | 2 | 1 | 80.3
NST | Sogno Eli 8-22 | M | 2 | 1 | 80.3
NST | Sogno ELR | 11171 | 2 | 1 | 80.4
NST | Sogno ELR | 44774 | 2 | 1 | 80.4
NST | Sogno ELR | 46235 | 2 | 1 | 80.4
NST | Sogno ELR | 46235 | 2 | 1 | 80.4
NST | Sono ELI | 11171 | 2 | 1 | 82.2
Oceanspa | Ocean | 80ff | 2 | 1 | 70
Oceanspa | Ocean | 80ff style | 2 | 1 | 70
Oceanspa | Ocean | 80of style | 2 | 1 | 65
Optia | FF100 |  | 2 | 1 | 78
Optia | FF30 |  | 2 | 1 | 79.4
Optia | FF40 |  | 2 | 1 | 78.6
Optia | FF50 |  | 2 | 1 | 79.6
Optia | FF60 |  | 2 | 1 | 78.3
Optia | FF70 |  | 2 | 1 | 78.5
Optia | FF80 |  | 2 | 1 | 78.1
Optia | HE 12 |  | 2 | 2 | 86.6
Optia | HE 15 |  | 2 | 2 | 85.9
Optia | HE 18 |  | 2 | 2 | 86.6
Optia | HE 9 |  | 2 | 2 | 86.4
Parkray | Parkray | 401 | 2 | 1 | 65
Parkray | Parkray | 402 | 2 | 1 | 65
Parkray | Parkray | 404 | 2 | 1 | 65
Perrymatics | Perrymatic | 50 | 2 | 1 | 65
Perrymatics | Perrymatic | 80 | 2 | 1 | 65
Perrymatics | Perrymatic | 95 | 2 | 1 | 65
Perrymatics | Perrymatic | 50/60 | 2 | 1 | 65
Perrymatics | Perrymatic Jetstreme Mk1 |  | 2 | 1 | 65
Potterton | Apollo | 25 | 2 | 2 | 89
Potterton | Apollo | 30 | 2 | 2 | 88.7
Potterton | British Gas Potterton Precision |  | 2 | 2 | 88.8
Potterton | FF55 |  | 2 | 1 | 78.2
Potterton | FF75 |  | 2 | 1 | 78.4
Potterton | Gold | 24 HE | 2 | 2 | 88.6
Potterton | Gold | 24 HE A | 2 | 2 | 89
Potterton | Gold | 28 HE | 2 | 2 | 88.6
Potterton | Gold | 28 HE A | 2 | 2 | 89
Potterton | Gold | 33 HE | 2 | 2 | 88.5
Potterton | Gold | 33 HE A | 2 | 2 | 88.9
Potterton | Gold | H15 | 2 | 2 | 89
Potterton | Gold | H18 | 2 | 2 | 88.7
Potterton | Gold | H24 | 2 | 2 | 88.8
Potterton | Gold Combi | 28 HE LPG | 2 | 2 | 91
Potterton | Gold FSB | 30 HE | 2 | 2 | 88.8
Potterton | Gold System | 18 HE A | 2 | 2 | 89
Potterton | Gold System | 24 HE A | 2 | 2 | 89
Potterton | Gold System | 28 HE A | 2 | 2 | 89
Potterton | Heatmax Combi | 24 HE | 2 | 2 | 89
Potterton | Heatmax Combi | 28 HE | 2 | 2 | 89
Potterton | Heatmax Combi | 33 HE | 2 | 2 | 88.9
Potterton International Heating | 35Bf | 35bf | 2 | 1 | 55
Potterton International Heating | 35Cf | 35cf | 2 | 1 | 55
Potterton International Heating | BOA | 68 | 2 | 1 | 65
Potterton International Heating | BOA | 148 | 2 | 1 | 65
Potterton International Heating | C40 | c40/12 | 2 | 1 | 55
Potterton International Heating | C50 | c50/15 | 2 | 1 | 55
Potterton International Heating | C70 | c70/21 | 2 | 1 | 55
Potterton International Heating | C80 | c80/23 | 2 | 1 | 55
Potterton International Heating | C95 | c95/28 | 2 | 1 | 55
Potterton International Heating | Fireside | 50 | 2 | 1 | 65
Potterton International Heating | Fireside | 51 | 2 | 1 | 65
Potterton International Heating | Fireside | 52 | 2 | 1 | 65
Potterton International Heating | Fireside | 35/51 | 2 | 1 | 65
Potterton International Heating | Fireside | 50tg | 2 | 1 | 65
Potterton International Heating | Fireside | fs44lbe | 2 | 1 | 65
Potterton International Heating | Fireside | super | 2 | 1 | 65
Potterton International Heating | Flamingo | 50of | 2 | 1 | 65
Potterton International Heating | Flamingo | cf2035 | 2 | 1 | 65
Potterton International Heating | Flamingo | cf3550 | 2 | 1 | 65
Potterton International Heating | Flamingo | rs2035 | 2 | 1 | 65
Potterton International Heating | Flamingo | rs50 | 2 | 1 | 65
Potterton International Heating | FRS 52 |  | 2 | 1 | 65
Potterton International Heating | Kingfisher | cf125 | 2 | 1 | 65
Potterton International Heating | Kingfisher | cf150 | 2 | 1 | 65
Potterton International Heating | Kingfisher | cf45 | 2 | 1 | 65
Potterton International Heating | Kingfisher | cf55 | 2 | 1 | 65
Potterton International Heating | Kingfisher | rs50 | 2 | 1 | 65
Potterton International Heating | Kingfisher 2 | cf100 | 2 | 1 | 65
Potterton International Heating | Kingfisher 2 | cf125 | 2 | 1 | 65
Potterton International Heating | Kingfisher 2 | cf220 | 2 | 1 | 65
Potterton International Heating | Kingfisher 2 | cf40 | 2 | 1 | 65
Potterton International Heating | Kingfisher 2 | cf50 | 2 | 1 | 65
Potterton International Heating | Kingfisher 2 | cf60 | 2 | 1 | 65
Potterton International Heating | Kingfisher 2 | cf80 | 2 | 1 | 65
Potterton International Heating | Kingfisher 2 | rs100 | 2 | 1 | 65
Potterton International Heating | Kingfisher 2 | rs50 | 2 | 1 | 65
Potterton International Heating | Kingfisher 2 | rs60 | 2 | 1 | 65
Potterton International Heating | Kingfisher 2 | rs80 | 2 | 1 | 65
Potterton International Heating | KOA | 60/18SN | 2 | 1 | 65
Potterton International Heating | KOA | 75/22SN | 2 | 1 | 65
Potterton International Heating | KOA | 90/26SN | 2 | 1 | 65
Potterton International Heating | Lynx | 2 | 2 | 1 | 70
Potterton International Heating | Lynx | electronic | 2 | 1 | 65
Potterton International Heating | Netaheat | mk2 f1016bf | 2 | 1 | 68
Potterton International Heating | Netaheat | mk2 f1622bf | 2 | 1 | 68
Potterton International Heating | Netaheat Electronic | 41553 | 2 | 1 | 65
Potterton International Heating | Netaheat Electronic | 42644 | 2 | 1 | 65
Potterton International Heating | Netaheat Electronic | 1622e | 2 | 1 | 68
Potterton International Heating | Rs70/21 | rs7021 | 2 | 1 | 55
Potterton International Heating | Rs90/26 | rs9026 | 2 | 1 | 55
Potterton International Heating | Tattler | rs46 | 2 | 1 | 55
Potterton | Kingfisher MF | CFL100 | 2 | 1 | 78
Potterton | Kingfisher Mf | CFL40 | 2 | 1 | 78.4
Potterton | Kingfisher MF | CFL50 | 2 | 1 | 78.5
Potterton | Kingfisher MF | CFL60 | 2 | 1 | 78
Potterton | Kingfisher MF | CFL70 | 2 | 1 | 78
Potterton | Kingfisher MF | CFL80 | 2 | 1 | 78.3
Potterton | Kingfisher MF | CFL90 | 2 | 1 | 78
Potterton | Kingfisher MF | RSL100 | 2 | 1 | 78
Potterton | Kingfisher Mf | RSL40 | 2 | 1 | 78.5
Potterton | Kingfisher MF | RSL50 | 2 | 1 | 78.5
Potterton | Kingfisher MF | RSL60 | 2 | 1 | 78.5
Potterton | Kingfisher MF | RSL70 | 2 | 1 | 78.1
Potterton | Kingfisher MF | RSL80 | 2 | 1 | 78.2
Potterton | Kingfisher MF | RSL90 | 2 | 1 | 78.1
Potterton Myson | British Gas 30F2 |  | 2 | 1 | 75.2
Potterton Myson | British Gas 40F2 |  | 2 | 1 | 76.3
Potterton Myson | British Gas 50F2 |  | 2 | 1 | 76.7
Potterton Myson | British Gas 60F2 |  | 2 | 1 | 76.7
Potterton Myson | British Gas 80F2 |  | 2 | 1 | 75.9
Potterton Myson | C40 | c40/12 | 2 | 1 | 55
Potterton Myson | C55 | c55/16 | 2 | 1 | 55
Potterton Myson | C80 | c80/23 | 2 | 1 | 55
Potterton Myson | C95 | c9528 | 2 | 1 | 55
Potterton Myson | Combi 100 |  | 2 | 1 | 78.8
Potterton Myson | Combi 80 |  | 2 | 1 | 79.2
Potterton Myson | Envoy 30 |  | 2 | 2 | 87.2
Potterton Myson | Envoy 30 System |  | 2 | 2 | 87.2
Potterton Myson | Envoy 40 |  | 2 | 2 | 87.1
Potterton Myson | Envoy 40 System |  | 2 | 2 | 87.1
Potterton Myson | Envoy 50 |  | 2 | 2 | 87.1
Potterton Myson | Envoy 50 System |  | 2 | 2 | 87.1
Potterton Myson | Envoy 60 |  | 2 | 2 | 86.8
Potterton Myson | Envoy 60 System |  | 2 | 2 | 86.8
Potterton Myson | Envoy 80 |  | 2 | 2 | 86.7
Potterton Myson | Envoy 80 Flowsure |  | 2 | 2 | 87.5
Potterton Myson | Envoy 80 Flowsure plus |  | 2 | 2 | 87.5
Potterton Myson | Envoy 80 System |  | 2 | 2 | 86.7
Potterton Myson | Fireside | 52 | 2 | 1 | 65
Potterton Myson | Flamingo | cf20/30 | 2 | 1 | 65
Potterton Myson | Flamingo | rs20/30 | 2 | 1 | 65
Potterton Myson | Flamingo | rs35/50 | 2 | 1 | 65
Potterton Myson | Flamingo | rs40 | 2 | 1 | 65
Potterton Myson | Flamingo | rs50s | 2 | 1 | 65
Potterton Myson | Flamingo 2 | cf20/30 | 2 | 1 | 65
Potterton Myson | Flamingo 2 | cf50 | 2 | 1 | 65
Potterton Myson | Flamingo 2 | rs20/30 | 2 | 1 | 65
Potterton Myson | Flamingo 2 | rs40 | 2 | 1 | 65
Potterton Myson | Flamingo 2 | rs50 | 2 | 1 | 65
Potterton Myson | FRS 52 |  | 2 | 1 | 65
Potterton Myson Heating | 35Bf | 35bf | 2 | 1 | 55
Potterton Myson Heating | 35Cf | 35cf | 2 | 1 | 55
Potterton Myson Heating | Apollo | 30/50c | 2 | 1 | 65
Potterton Myson Heating | Apollo Fanfare | 15/30 | 2 | 1 | 72
Potterton Myson Heating | Apollo Fanfare | 30/50 | 2 | 1 | 72
Potterton Myson Heating | Apollo Fanfare | 15/30i | 2 | 1 | 72
Potterton Myson Heating | Apollo Fanfare | 30/50i | 2 | 1 | 72
Potterton Myson Heating | Economist | wm15/30bf | 2 | 1 | 65
Potterton Myson Heating | Housewarmer | s model | 2 | 1 | 65
Potterton Myson Heating | Marathon | 100b | 2 | 1 | 65
Potterton Myson Heating | Marathon | 100c | 2 | 1 | 65
Potterton Myson Heating | Marathon | 120/150c | 2 | 1 | 65
Potterton Myson Heating | Marathon | 40c | 2 | 1 | 65
Potterton Myson Heating | Marathon | 50c | 2 | 1 | 65
Potterton Myson Heating | Marathon | 60b | 2 | 1 | 65
Potterton Myson Heating | Marathon | 60c | 2 | 1 | 65
Potterton Myson Heating | Marathon | 70b | 2 | 1 | 65
Potterton Myson Heating | Marathon | 70c | 2 | 1 | 65
Potterton Myson Heating | Marathon | 80b | 2 | 1 | 65
Potterton Myson Heating | Marathon | 80c | 2 | 1 | 65
Potterton Myson Heating | Olympic | 20/35b | 2 | 1 | 65
Potterton Myson Heating | Olympic | 20/35cf | 2 | 1 | 65
Potterton Myson Heating | Olympic | 20/35f | 2 | 1 | 68
Potterton Myson Heating | Olympic | 38/50b | 2 | 1 | 65
Potterton Myson Heating | Olympic | 38/50cf | 2 | 1 | 65
Potterton Myson Heating | Olympic | 38/50f | 2 | 1 | 68
Potterton Myson Heating | Wilson | ga40bf | 2 | 1 | 55
Potterton Myson Heating | Wilson | ga40cf | 2 | 1 | 55
Potterton Myson Heating | Wilson | ga53bf | 2 | 1 | 55
Potterton Myson Heating | Wilson | ga53cf | 2 | 1 | 55
Potterton Myson Heating | Wilson | ga70bf | 2 | 1 | 55
Potterton Myson Heating | Wilson | ga70cf | 2 | 1 | 55
Potterton Myson | Housewarmer 45 |  | 2 | 1 | 77.4
Potterton Myson | Housewarmer 55 |  | 2 | 1 | 78.4
Potterton Myson | Kingfisher | cf100 | 2 | 1 | 65
Potterton Myson | Kingfisher | cf40 | 2 | 1 | 65
Potterton Myson | Kingfisher | cf40a | 2 | 1 | 65
Potterton Myson | Kingfisher | cf50 | 2 | 1 | 65
Potterton Myson | Kingfisher | cf50a | 2 | 1 | 65
Potterton Myson | Kingfisher | cf60 | 2 | 1 | 65
Potterton Myson | Kingfisher | cf80 | 2 | 1 | 65
Potterton Myson | Kingfisher | rs100 | 2 | 1 | 65
Potterton Myson | Kingfisher | rs60 | 2 | 1 | 65
Potterton Myson | Kingfisher | rs80 | 2 | 1 | 65
Potterton Myson | Kingfisher 2 | cf150 | 2 | 1 | 65
Potterton Myson | Kingfisher 2 | rs40 | 2 | 1 | 65
Potterton Myson | Kingfisher Mf CF 100 |  | 2 | 1 | 76.9
Potterton Myson | Kingfisher Mf CF 40 |  | 2 | 1 | 76.8
Potterton Myson | Kingfisher Mf CF 50 |  | 2 | 1 | 76.7
Potterton Myson | Kingfisher Mf CF 60 |  | 2 | 1 | 76.8
Potterton Myson | Kingfisher Mf CF 70 |  | 2 | 1 | 76.5
Potterton Myson | Kingfisher Mf CF 80 |  | 2 | 1 | 76.9
Potterton Myson | Kingfisher Mf CF 90 |  | 2 | 1 | 77.6
Potterton Myson | Kingfisher Mf RS 100 |  | 2 | 1 | 76.9
Potterton Myson | Kingfisher Mf RS 40 |  | 2 | 1 | 76.8
Potterton Myson | Kingfisher Mf RS 50 |  | 2 | 1 | 76.7
Potterton Myson | Kingfisher Mf RS 60 |  | 2 | 1 | 76.8
Potterton Myson | Kingfisher Mf RS 70 |  | 2 | 1 | 76.5
Potterton Myson | Kingfisher Mf RS 80 |  | 2 | 1 | 76.9
Potterton Myson | Kingfisher Mf RS 90 |  | 2 | 1 | 77.6
Potterton Myson | Netaheat Electronic | 16/22 | 2 | 1 | 65
Potterton Myson | Netaheat Electronic | 1016e | 2 | 1 | 68
Potterton Myson | Puma 100 |  | 2 | 1 | 74.8
Potterton Myson | Puma 100e |  | 2 | 1 | 78.8
Potterton Myson | Puma 100ec |  | 2 | 1 | 78.8
Potterton Myson | Puma 100e Security |  | 2 | 1 | 78.8
Potterton Myson | Puma 100 Security |  | 2 | 1 | 74.8
Potterton Myson | Puma 80 |  | 2 | 1 | 75.2
Potterton Myson | Puma 80e |  | 2 | 1 | 79.2
Potterton Myson | Puma 80e Security |  | 2 | 1 | 79.2
Potterton Myson | Puma 80 Security |  | 2 | 1 | 75.2
Potterton Myson | Puma Flowsure plus |  | 2 | 1 | 79.6
Potterton Myson | Rs38/11 | rs38/11 | 2 | 1 | 55
Potterton Myson | Rs50/15 | rs50/15 | 2 | 1 | 55
Potterton Myson | Rs70/21 | rs70/21 | 2 | 1 | 55
Potterton Myson | Scottish Gas 30F2 |  | 2 | 1 | 75.2
Potterton Myson | Scottish Gas 40F2 |  | 2 | 1 | 76.3
Potterton Myson | Scottish Gas 50F2 |  | 2 | 1 | 76.7
Potterton Myson | Scottish Gas 60F2 |  | 2 | 1 | 76.7
Potterton Myson | Scottish Gas 80F2 |  | 2 | 1 | 75.9
Potterton Myson | Statesman Flowsure |  | 2 | 1 | 78.3
Potterton Myson | Statesman Flowsure plus |  | 2 | 1 | 78.3
Potterton Myson | Statesman Kitchen 45/50 | Kerosene | 2 | 1 | 85.1
Potterton Myson | Statesman Kitchen 50/70 | Gasoil | 2 | 1 | 81.4
Potterton Myson | Statesman Kitchen 50/70 | Kerosene | 2 | 1 | 81.4
Potterton Myson | Statesman Kitchen 70/90 | Gasoil | 2 | 1 | 84.8
Potterton Myson | Statesman Kitchen 70/90 | Kerosene | 2 | 1 | 84.8
Potterton Myson | Statesman Kitchen 90/110 | Gasoil | 2 | 1 | 81.9
Potterton Myson | Statesman Kitchen 90/110 | Kerosene | 2 | 1 | 81.9
Potterton Myson | Statesman System 65/85 |  | 2 | 1 | 80
Potterton Myson | Statesman Utility 50/70 | Gasoil | 2 | 1 | 81.4
Potterton Myson | Statesman Utility 50/70 | Kerosene | 2 | 1 | 81.4
Potterton Myson | Statesman Utility 70/90 | Gasoil | 2 | 1 | 84.8
Potterton Myson | Statesman Utility 70/90 | Kerosene | 2 | 1 | 84.8
Potterton Myson | Statesman Utility 90/110 | Gasoil | 2 | 1 | 81.9
Potterton Myson | Statesman Utility 90/110 | Kerosene | 2 | 1 | 81.9
Potterton Myson | Suprima 100 |  | 2 | 1 | 78.3
Potterton Myson | Suprima 120 |  | 2 | 1 | 77.8
Potterton Myson | Suprima 30 |  | 2 | 1 | 76.6
Potterton Myson | Suprima 40 |  | 2 | 1 | 76.8
Potterton Myson | Suprima 50 |  | 2 | 1 | 77.5
Potterton Myson | Suprima 60 |  | 2 | 1 | 77.9
Potterton Myson | Suprima 70 |  | 2 | 1 | 78.4
Potterton Myson | Suprima 80 |  | 2 | 1 | 77.2
Potterton | Osprey 2 | CFL125 | 2 | 1 | 78.6
Potterton | Osprey 2 | CFL150 | 2 | 1 | 78.1
Potterton | Osprey 2 | CFL180 | 2 | 1 | 78.7
Potterton | Osprey 2 | CFL220 | 2 | 1 | 78
Potterton | Paramount 40 | Natural Gas | 2 | 2 | 88.6
Potterton | Paramount 60 | Natural Gas | 2 | 2 | 88.5
Potterton | Performa | 24 | 2 | 1 | 78.6
Potterton | Performa | 28 | 2 | 1 | 78.1
Potterton | Performa | 12SLHE | 2 | 2 | 85.8
Potterton | Performa | 15SLHE | 2 | 2 | 85.6
Potterton | Performa | 18SLHE | 2 | 2 | 85.6
Potterton | Performa | 21SLHE | 2 | 2 | 85.6
Potterton | Performa | 24 Eco HE | 2 | 2 | 86.8
Potterton | Performa | 24 Eco HE GCNo. 47-393-11 | 2 | 2 | 86.4
Potterton | Performa | 24i HE | 2 | 2 | 86.8
Potterton | Performa | 24i HE GC No. 47-393-12 | 2 | 2 | 86.4
Potterton | Performa | 24SL HE | 2 | 2 | 85.6
Potterton | Performa | 28i | 2 | 1 | 78.1
Potterton | Performa | 30 HE | 2 | 2 | 86.9
Potterton | Performa | 30 HE GC No. 47-393-13 | 2 | 2 | 86.4
Potterton | Performa | 9SL HE | 2 | 2 | 85.6
Potterton | Performa System | 12e GC No. 41-590-88 | 2 | 1 | 80.9
Potterton | Performa System | 12 HE | 2 | 2 | 86.4
Potterton | Performa System | 12 HE GC No. 41-591-24 | 2 | 2 | 86.3
Potterton | Performa System | 18e GC No. 41-590-89 | 2 | 1 | 80.8
Potterton | Performa System | 18e GC No. 41-590-89 | 2 | 1 | #REF!
Potterton | Performa System | 18 HE | 2 | 2 | 86.9
Potterton | Performa System | 18 HE GC No. 41-591-25 | 2 | 2 | 86.7
Potterton | Performa System | 24e GC No. 41-590-90 | 2 | 1 | 80.8
Potterton | Performa System | 24e GC No. 41-590-90 | 2 | 1 | #REF!
Potterton | Performa System | 24 HE | 2 | 2 | 86.9
Potterton | Performa System | 24 HE GC No. 41-591-26 | 2 | 2 | 86.5
Potterton | Performa System | 28e GC No. 41-590-91 | 2 | 1 | 80.4
Potterton | Performa System | 28e GC No. 41-590-91 | 2 | 1 | #REF!
Potterton | Performa System | 28 HE | 2 | 2 | 87
Potterton | Performa System | 28 HE GC No. 41-591-27 | 2 | 2 | 86.4
Potterton | Powermax HE | 115CP | 2 | 2 | 89.5
Potterton | Powermax HE | 115CP IH | 2 | 2 | 89.5
Potterton | Powermax HE | 150CP | 2 | 2 | 89.6
Potterton | Powermax HE | 150CP IH | 2 | 2 | 89.6
Potterton | Powermax HE | 85CP | 2 | 2 | 89.5
Potterton | Powermax HE | 85CP IH | 2 | 2 | 89.5
Potterton | Profile | 100e | 2 | 1 | 73.9
Potterton | Profile | 40e | 2 | 1 | 71.8
Potterton | Profile | 40eL | 2 | 1 | 78
Potterton | Profile | 50e | 2 | 1 | 75.4
Potterton | Profile | 50eL | 2 | 1 | 78.3
Potterton | Profile | 60e | 2 | 1 | 75.1
Potterton | Profile | 60eL | 2 | 1 | 78.2
Potterton | Profile | 80e | 2 | 1 | 74.4
Potterton | Profile | 80eL | 2 | 1 | 78.4
Potterton | Promax | 12 HE Plus | 2 | 2 | 88.7
Potterton | Promax | 152 HE Plus | 2 | 2 | 89.4
Potterton | Promax | 18 HE Plus | 2 | 2 | 88.7
Potterton | Promax | 242 HE Plus | 2 | 2 | 89.6
Potterton | Promax | 30 HE Plus | 2 | 2 | 88.8
Potterton | Promax Combi | 24 HE Plus | 2 | 2 | 88.6
Potterton | Promax Combi | 24 HE Plus A | 2 | 2 | 89
Potterton | Promax Combi | 24 HE Plus LPG | 2 | 2 | 91
Potterton | Promax Combi | 28 HE Plus | 2 | 2 | 88.6
Potterton | Promax Combi | 28 HE Plus A | 2 | 2 | 89
Potterton | Promax Combi | 33 HE Plus | 2 | 2 | 88.5
Potterton | Promax Combi | 33 HE Plus A | 2 | 2 | 88.9
Potterton | Promax FSB | 30 HE | 2 | 2 | 88.8
Potterton | Promax HE Store | 115Litre | 2 | 2 | 89.1
Potterton | Promax HE Store | 150Litre | 2 | 2 | 89.2
Potterton | Promax HE Store | 90Litre | 2 | 2 | 89.1
Potterton | Promax SL | 12 | 2 | 2 | 88.7
Potterton | Promax SL | 15 | 2 | 2 | 89
Potterton | Promax SL | 18 | 2 | 2 | 88.7
Potterton | Promax SL | 24 | 2 | 2 | 88.8
Potterton | Promax SL | 30 | 2 | 2 | 88.8
Potterton | Promax System | 12 HE Plus | 2 | 2 | 88.6
Potterton | Promax System | 12 HE Plus A | 2 | 2 | 89
Potterton | Promax System | 15 HE Plus | 2 | 2 | 88.7
Potterton | Promax System | 15 HE Plus A | 2 | 2 | 89
Potterton | Promax System | 18 HE Plus | 2 | 2 | 88.7
Potterton | Promax System | 18 HE Plus A | 2 | 2 | 89
Potterton | Promax System | 24 HE Plus | 2 | 2 | 88.7
Potterton | Promax System | 24 HE Plus A | 2 | 2 | 89
Potterton | Promax System | 24 HE Plus LPG | 2 | 2 | 91.1
Potterton | Promax System | 32 HE Plus | 2 | 2 | 88.6
Potterton | Promax System | 32 HE Plus A | 2 | 2 | 89
Potterton | Scottish Gas Potterton Precision |  | 2 | 2 | 88.8
Potterton | Statesman | 45/50L | 2 | 1 | 85.1
Potterton | Statesman | 50/70L | 2 | 1 | 85.4
Potterton | Statesman | 70/90L | 2 | 1 | 84.9
Potterton | Statesman | 90/110L | 2 | 1 | 84.7
Potterton | Statesman Flowsure | 70/90L | 2 | 1 | 82.9
Potterton | Statesman Flowsure Plus | 70/90L | 2 | 1 | 83
Potterton | Statesman System | 70/90L | 2 | 1 | 84.9
Potterton | Statesman Utility | 110/130L | 2 | 1 | 84.3
Potterton | Statesman Utility | 130/150L | 2 | 1 | 85.3
Potterton | Statesman Utility | 50/70L | 2 | 1 | 85.4
Potterton | Statesman Utility | 70/90L | 2 | 1 | 84.9
Potterton | Statesman Utility | 90/110L | 2 | 1 | 84.7
Potterton | Suprima | 100L | 2 | 1 | 78
Potterton | Suprima | 120L | 2 | 1 | 78.7
Potterton | Suprima | 30HE | 2 | 2 | 85.6
Potterton | Suprima | 30L | 2 | 1 | 78
Potterton | Suprima | 40HE | 2 | 2 | 85.8
Potterton | Suprima | 40L | 2 | 1 | 78.5
Potterton | Suprima | 50HE | 2 | 2 | 85.6
Potterton | Suprima | 50L | 2 | 1 | 78.1
Potterton | Suprima | 60HE | 2 | 2 | 85.6
Potterton | Suprima | 60L | 2 | 1 | 78.1
Potterton | Suprima | 70HE | 2 | 2 | 85.6
Potterton | Suprima | 70L | 2 | 1 | 78.6
Potterton | Suprima | 80HE | 2 | 2 | 85.6
Potterton | Suprima | 80L | 2 | 1 | 78.8
Potterton | Titanium | 24 | 2 | 2 | 89
Potterton | Titanium | 28 | 2 | 2 | 89
Potterton | Titanium | 33 | 2 | 2 | 88.9
Potterton | Titanium | 40 | 2 | 2 | 88.9
Powermatic | Sgm | 3gb | 2 | 1 | 65
Powermatic | Sgm | 4gb | 2 | 1 | 65
Powermax | 140 |  | 2 | 1 | 82.1
Powermax | 155 |  | 2 | 1 | 80.9
Powermax | 155x |  | 2 | 1 | 82
Powermax | 185 |  | 2 | 1 | 81.8
Pro | A28 |  | 2 | 2 | 88.8
Pro | A32 |  | 2 | 2 | 88.8
Pro | A36 |  | 2 | 2 | 88.7
Pro | Pro-Combi | 100HE | 2 | 2 | 86.2
Pro | Pro-Combi | 120HE | 2 | 2 | 85.6
Pro | Pro-Combi | 85HE | 2 | 2 | 86
Pro | Procombi CT | 25 | 2 | 2 | 89
Pro | Procombi CT | 29 | 2 | 2 | 88.9
Pro | Procombi Exclusive | 24 | 2 | 2 | 88.9
Pro | Procombi Exclusive | 30 | 2 | 2 | 89
Pro | Procombi Exclusive | 35 | 2 | 2 | 89
Protherm | 100EC |  | 2 | 1 | 79.3
Protherm | 80 E |  | 2 | 1 | 78.7
Protherm | 80 EC |  | 2 | 1 | 78.7
Protherm | Protherm 40-50 CI |  | 2 | 1 | 78.9
Protherm | Protherm 60-80 CI |  | 2 | 1 | 78.3
Quantum | DB |  | 2 | 2 | 88.6
Quantum | DB |  | 2 | 2 | 88.6
Quantum | DB | System Boiler | 2 | 2 | 88.6
Quantum | Q 100 LPG |  | 2 | 2 | 87.2
Quantum | Q50 |  | 2 | 2 | 87.2
Quantum | Q 60 LPG |  | 2 | 2 | 86.9
Quantum | Q 80 LPG |  | 2 | 2 | 86.6
Radiant | B-condense | RH28 | 2 | 2 | 85.9
Radiant | B-Condense | RHA28 | 2 | 2 | 86.3
Radiant | B-Condense | RHA28/100 | 2 | 2 | 86.8
Radiant | B-condense | RHR28 | 2 | 2 | 85.8
Radiant | Radiant | RBS24 | 2 | 1 | 79
Radiant | Radiant | RK50 | 2 | 2 | 88.9
Radiant | RBA/CS 100 E |  | 2 | 1 | 78.6
Radiant | RBA/CS 24 E |  | 2 | 1 | 78.3
Radiant | RBA CS 30 |  | 2 | 1 | 80.8
Radiant | RBA CS 30/100 |  | 2 | 1 | 81.1
Radiant | RBC 20 E |  | 2 | 1 | 76.7
Radiant | RBS 20 E |  | 2 | 1 | 77.5
Radiant | RBS 20 E | Midy | 2 | 1 | 79.6
Radiant | RH 25 |  | 2 | 2 | 85.9
Radiant | RH 25/B |  | 2 | 2 | 85.9
Radiant | RH 29 |  | 2 | 2 | 85.6
Radiant | RH 29/B |  | 2 | 2 | 85.6
Radiant | RH 34 |  | 2 | 2 | 85.6
Radiant | RH 34/B |  | 2 | 2 | 85.6
Radiant | RHA 25 |  | 2 | 2 | 86.3
Radiant | RHA 25/100 |  | 2 | 2 | 86.8
Radiant | RHA 29 |  | 2 | 2 | 86
Radiant | RHA 29/100 |  | 2 | 2 | 86.5
Radiant | RHA 34 |  | 2 | 2 | 86
Radiant | RHA 34/100 |  | 2 | 2 | 86.5
Radiant | RHR 25 |  | 2 | 2 | 85.8
Radiant | RHR 29 |  | 2 | 2 | 85.5
Radiant | RHR 34 |  | 2 | 2 | 85.5
Radiant | RK 18 |  | 2 | 2 | 89
Radiant | RK 18/B |  | 2 | 2 | 89
Radiant | RK 25 |  | 2 | 2 | 88.4
Radiant | RK 29 |  | 2 | 2 | 88.8
Radiant | RK 29/B |  | 2 | 2 | 88.8
Radiant | RK 34 |  | 2 | 2 | 89
Radiant | RK 34/B |  | 2 | 2 | 89
Radiant | RKA 100 |  | 2 | 2 | 89.3
Radiant | RKA 18 |  | 2 | 2 | 89.4
Radiant | RKA 18/100 |  | 2 | 2 | 89.9
Radiant | RKA 18/8 |  | 2 | 2 | 88.9
Radiant | RKA 25 |  | 2 | 2 | 88.9
Radiant | RKA 25/100 |  | 2 | 2 | 89.3
Radiant | RKA 25/8 |  | 2 | 2 | 88.3
Radiant | RKA 29 |  | 2 | 2 | 89.2
Radiant | RKA 29/100 |  | 2 | 2 | 89.7
Radiant | RKA 34 |  | 2 | 2 | 89.4
Radiant | RKA 34/100 |  | 2 | 2 | 89.8
Radiant | RKR 18 |  | 2 | 2 | 88.9
Radiant | RKR 25 |  | 2 | 2 | 88.3
Radiant | RKR 29 |  | 2 | 2 | 88.7
Radiant | RKR 34 |  | 2 | 2 | 88.9
Radiant | RMAS 20 |  | 2 | 1 | 79.1
Radiant | RMAS 21 E/3S |  | 2 | 1 | 80.9
Radiant | RMAS 21 E NOx |  | 2 | 1 | 80.3
Radiant | RMAS 24 E |  | 2 | 1 | 78.1
Radiant | RMAS 30 E |  | 2 | 1 | 80.7
Radiant | RS 20 E |  | 2 | 1 | 78.5
Radiant | RS 21 E/3S |  | 2 | 1 | 80.4
Radiant | RS 21 E NOx |  | 2 | 1 | 79.8
Radiant | RS 24 E |  | 2 | 1 | 77.7
Radiant | RS 24 E | Midy | 2 | 1 | 79.4
Radiant | RS 30 E |  | 2 | 1 | 80.2
Radiant | RSF 20 E |  | 2 | 1 | 78.4
Radiant | RSF 21 E/3S |  | 2 | 1 | 80.3
Radiant | RSF 21 E NOx |  | 2 | 1 | 79.7
Radiant | RSF 24 E |  | 2 | 1 | 77.6
Radiant | RSF 24 E | Slim | 2 | 1 | 79.3
Radiant | RSF 30 E |  | 2 | 1 | 80.1
Ravenheat | Combiplus 32 | LPG | 2 | 2 | 90.4
Ravenheat | Combiplus 32 | Natural Gas | 2 | 2 | 89.4
Ravenheat | Combiplus 32 (T) | LPG | 2 | 2 | 90.4
Ravenheat | Combiplus 32 (T) | Natural Gas | 2 | 2 | 89.4
Ravenheat | Combistore 32 | LPG | 2 | 2 | 90.4
Ravenheat | Combistore 32 | Natural Gas | 2 | 2 | 89.4
Ravenheat | Combistore 32 (T) | LPG | 2 | 2 | 90.4
Ravenheat | Combistore 32 (T) | Natural Gas | 2 | 2 | 89.4
Ravenheat | CSI 120 Low Nox | Natural Gas | 2 | 2 | 89.4
Ravenheat | CSI 120T Low Nox | Timeclock Natural Gas | 2 | 2 | 89.4
Ravenheat | CSI 150 System T Low Nox |  | 2 | 2 | 89
Ravenheat | CSI 150 System T Low Nox |  | 2 | 2 | 89
Ravenheat | CSI 150 T Low Nox |  | 2 | 2 | 88.9
Ravenheat | CSI 150 T Low Nox |  | 2 | 2 | 88.9
Ravenheat | CSI 85 |  | 2 | 2 | 86.9
Ravenheat | CSI 85 A |  | 2 | 2 | 90
Ravenheat | CSI 85 A |  | 2 | 2 | 90
Ravenheat | CSI 85 AAA |  | 2 | 2 | 88.2
Ravenheat | CSI 85 AAA |  | 2 | 2 | 88.2
Ravenheat | CSI 85 AAAT |  | 2 | 2 | 88.2
Ravenheat | CSI 85 AAAT |  | 2 | 2 | 88.2
Ravenheat | CSI 85 A T |  | 2 | 2 | 90
Ravenheat | CSI 85 A T |  | 2 | 2 | 90
Ravenheat | CSI 85 LPG |  | 2 | 2 | 88.9
Ravenheat | CSI 85T |  | 2 | 2 | 86.9
Ravenheat | CSI 85T LPG |  | 2 | 2 | 88.9
Ravenheat | CSI Primary |  | 2 | 2 | 86.5
Ravenheat | CSI Primary 150 Low Nox |  | 2 | 2 | 89
Ravenheat | CSI Primary 150 Low Nox |  | 2 | 2 | 89
Ravenheat | CSI Primary A |  | 2 | 2 | 88.8
Ravenheat | CSI Primary A |  | 2 | 2 | 88.8
Ravenheat | CSI Primary AAA |  | 2 | 2 | 88.3
Ravenheat | CSI Primary AAA |  | 2 | 2 | 88.3
Ravenheat | CSI primary Low Nox | Natural Gas | 2 | 2 | 89.5
Ravenheat | CSI Primary LPG |  | 2 | 2 | 88.5
Ravenheat | CSI System |  | 2 | 2 | 87
Ravenheat | CSI System |  | 2 | 2 | 87
Ravenheat | CSI System A |  | 2 | 2 | 90.1
Ravenheat | CSI System A |  | 2 | 2 | 90.1
Ravenheat | CSI System AAA |  | 2 | 2 | 88.3
Ravenheat | CSI System AAA |  | 2 | 2 | 88.3
Ravenheat | CSI System AAA T |  | 2 | 2 | 88.3
Ravenheat | CSI System A T |  | 2 | 2 | 90.1
Ravenheat | CSI System A T |  | 2 | 2 | 90.1
Ravenheat | CSI system Low Nox | Natural Gas | 2 | 2 | 89.5
Ravenheat | CSI System T |  | 2 | 2 | 89
Ravenheat | CSI System T |  | 2 | 2 | 89
Ravenheat | CSI systemT Low Nox | Timeclock Natural Gas | 2 | 2 | 89.5
Ravenheat | HE 85 A |  | 2 | 2 | 90
Ravenheat | HE 85 AAA |  | 2 | 2 | 88.2
Ravenheat | HE 85 AAA |  | 2 | 2 | 88.2
Ravenheat | HE 85 AAAT |  | 2 | 2 | 88.2
Ravenheat | HE 85 AAAT |  | 2 | 2 | 88.2
Ravenheat | HE 85 A LPG |  | 2 | 2 | 91.2
Ravenheat | HE 85A T |  | 2 | 2 | 90
Ravenheat | HE 85A T LPG |  | 2 | 2 | 91.2
Ravenheat | HE Primary A |  | 2 | 2 | 88.8
Ravenheat | HE Primary AAA |  | 2 | 2 | 88.3
Ravenheat | HE Primary AAA |  | 2 | 2 | 88.3
Ravenheat | HE Primary A LPG |  | 2 | 2 | 90.8
Ravenheat | HE System A |  | 2 | 2 | 90.1
Ravenheat | HE System AAA |  | 2 | 2 | 88.3
Ravenheat | HE System AAA |  | 2 | 2 | 88.3
Ravenheat | HE System AAA T |  | 2 | 2 | 88.3
Ravenheat | HE System AAA T |  | 2 | 2 | 88.3
Ravenheat | HE System A LPG |  | 2 | 2 | 91.3
Ravenheat | HE System A T |  | 2 | 2 | 90.1
Ravenheat | HE System A T LPG |  | 2 | 2 | 91.3
Ravenheat | Little Star LS 100 |  | 2 | 1 | 79.6
Ravenheat | Little Star LS 100 T |  | 2 | 1 | 79.6
Ravenheat | Little Star LS 100 T |  | 2 | 1 | 79.6
Ravenheat | Little Star LS 80 |  | 2 | 1 | 79.6
Ravenheat | Little Star LS 80 (T) |  | 2 | 1 | 79.6
Ravenheat | RSF 100E |  | 2 | 1 | 76.6
Ravenheat | RSF 100E* |  | 2 | 1 | 78.9
Ravenheat | RSF 100E LPG |  | 2 | 1 | 78.3
Ravenheat | RSF 100ET |  | 2 | 1 | 76.6
Ravenheat | RSF 100ET* |  | 2 | 1 | 78.9
Ravenheat | RSF 100ET* |  | 2 | 1 | 78.9
Ravenheat | RSF 100ET LPG |  | 2 | 1 | 78.3
Ravenheat | RSF 20/20E |  | 2 | 1 | 77.1
Ravenheat | RSF 20/20E LPG |  | 2 | 1 | 78.9
Ravenheat | RSF 20/20ET |  | 2 | 1 | 77.1
Ravenheat | RSF 20/20ET LPG |  | 2 | 1 | 78.9
Ravenheat | RSF 25/20E |  | 2 | 1 | 76.5
Ravenheat | RSF 25/20E LPG |  | 2 | 1 | 78.2
Ravenheat | RSF 25/20ET |  | 2 | 1 | 76.5
Ravenheat | RSF 25/20ET LPG |  | 2 | 1 | 78.2
Ravenheat | RSF 25/25E |  | 2 | 1 | 76.6
Ravenheat | RSF 25/25E LPG |  | 2 | 1 | 78.3
Ravenheat | RSF 25/25ET |  | 2 | 1 | 76.6
Ravenheat | RSF 25/25ET LPG |  | 2 | 1 | 78.3
Ravenheat | RSF 820/20 |  | 2 | 1 | 74.5
Ravenheat | RSF 820/20T |  | 2 | 1 | 74.5
Ravenheat | RSF 82 E |  | 2 | 1 | 78.5
Ravenheat | RSF 82 ET |  | 2 | 1 | 78.5
Ravenheat | RSF 84E |  | 2 | 1 | 77.1
Ravenheat | RSF 84E* |  | 4 | 1 | 78.8
Ravenheat | RSF 84E* |  | 4 | 1 | 78.8
Ravenheat | RSF 84E LPG |  | 4 | 1 | 78.9
Ravenheat | RSF 84 ET |  | 2 | 1 | 77.1
Ravenheat | RSF 84ET* |  | 4 | 1 | 80.6
Ravenheat | RSF 84ET LPG |  | 4 | 1 | 78.9
Ravenheat | Silver Star 24 |  | 4 | 1 | 79.6
Ravenheat | Silver Star 24 LPG |  | 4 | 1 | 81.4
Ravenheat | Silver Star 24T |  | 4 | 1 | 79.6
Ravenheat | Silver Star 24T LPG |  | 4 | 1 | 81.4
Ravenheat | Silver Star 29 |  | 4 | 1 | 79.6
Ravenheat | Silver Star 29 LPG |  | 4 | 1 | 81.4
Ravenheat | Silver Star 29T |  | 4 | 1 | 79.6
Ravenheat | Silver Star 29T LPG |  | 4 | 1 | 81.4
Ravenheat | White Star 24 |  | 4 | 1 | 79.6
Ravenheat | White Star 24 LPG |  | 4 | 1 | 81.4
Ravenheat | White Star 24T |  | 4 | 1 | 79.6
Ravenheat | White Star 24T LPG |  | 4 | 1 | 81.4
Ravenheat | White Star 29 |  | 4 | 1 | 79.6
Ravenheat | White Star 29 LPG |  | 4 | 1 | 81.4
Ravenheat | White Star 29T |  | 4 | 1 | 79.6
Ravenheat | White Star 29T LPG |  | 4 | 1 | 81.4
Remeha | Avanta | 12V | 4 | 2 | 88.8
Remeha | Avanta | 15v | 4 | 2 | 88.9
Remeha | Avanta | 18V | 4 | 2 | 89.2
Remeha | Avanta | 24V | 4 | 2 | 88.9
Remeha | Avanta | 28 ECO | 4 | 2 | 89.1
Remeha | Avanta | 30V | 4 | 2 | 88.9
Remeha | Avanta Exclusive | 28c | 4 | 2 | 89.1
Remeha | Avanta Exclusive | 35c | 4 | 2 | 89.5
Remeha | Avanta Exclusive | 39c | 4 | 2 | 89.7
Remeha | Avanta Plus | 18S | 4 | 2 | 88.8
Remeha | Avanta Plus | 24C | 4 | 2 | 88.7
Remeha | Avanta Plus | 30S | 4 | 2 | 88.9
Remeha | Quinta Pro 30 |  | 4 | 2 | 88.8
Remeha | Quinta Pro 45 |  | 4 | 2 | 88.7
Remeha | Quinta Pro 65 |  | 4 | 2 | 89.3
R H Ingham | Ingham Danesmoor | 42 | 2 | 1 | 65
R H Ingham | Ingham Danesmoor | 60 | 2 | 1 | 65
R H Ingham | Ingham Danesmoor | 80 | 2 | 1 | 65
R H Ingham | Ingham Danesmoor | ABK 60/100 | 2 | 1 | 65
R H Ingham | Ingham Danesmoor | PJ 20/30 | 2 | 1 | 65
R H Ingham | Ingham Danesmoor | PJ 20/30 | 2 | 1 | 65
R H Ingham | Ingham Danesmoor | PJ 30/45 | 2 | 1 | 65
Rhino Savannah | R15/20 Kitchen |  | 4 | 2 | 92
Rhino Savannah | R20/26 Kitchen |  | 4 | 2 | 92
Rhino Savannah | R26/35 Kitchen |  | 4 | 2 | 91
Rhino Savannah | RB 15/20 Boilerhouse |  | 4 | 2 | 92
Rhino Savannah | RB20/26 Boilerhouse |  | 4 | 2 | 92
Rhino Savannah | RB26/35 Boilerhouse |  | 4 | 2 | 91
Rhino Savannah | RC15/20 Combi Boiler |  | 4 | 2 | 90.3
Rhino Savannah | RC20/26 Combi Boiler |  | 4 | 2 | 90.3
Rhino Savannah | RC26/35 Combi Boiler |  | 4 | 2 | 89.3
Rhino Savannah | RH15/20 Heatpac |  | 4 | 2 | 92
Rhino Savannah | RH20/26 Heatpac |  | 4 | 2 | 92
Rhino Savannah | RH26/35 Heatpac |  | 4 | 2 | 91
Rhino Savannah | RP15/20 Combipac |  | 4 | 2 | 90.3
Rhino Savannah | RP20/26 Combipac |  | 4 | 2 | 90.3
Rhino Savannah | RP26/35 Combipac |  | 4 | 2 | 89.3
Rinnai UK | E32S |  | 4 | 2 | 89.5
Rotex | A1 BO 35i |  | 4 | 2 | 90.3
Rotex | GCU 25 |  | 4 | 2 | 89.1
Rotex | GCU 25 F |  | 4 | 2 | 90.2
Rotex | GCU 35 |  | 4 | 2 | 88.7
Rotex | GCU 35 F |  | 4 | 2 | 89.5
Rotex | GSU 25 |  | 4 | 2 | 89.1
Rotex | GSU 25 F |  | 4 | 2 | 90.2
Rotex | GSU 320-e |  | 4 | 2 | 89.7
Rotex | GSU 320F-e |  | 4 | 2 | 90.7
Rotex | GSU 35 |  | 4 | 2 | 88.7
Rotex | GSU 35 F |  | 4 | 2 | 89.5
Rotex | GSU 520 S-e |  | 4 | 2 | 89.9
Rotex | GSU 520SF-e |  | 4 | 2 | 90.9
Rotex | GSU 530S-e |  | 4 | 2 | 89.1
Rotex | GSU 530SF-e |  | 4 | 2 | 90.1
Rotex | GSU 535-e |  | 4 | 2 | 89.7
Rotex | GSU 535F-e |  | 4 | 2 | 90.7
Sabre | 24 |  | 4 | 1 | 80.3
Sabre | 24 | LPG | 4 | 1 | 82.2
Sabre | 25HE |  | 4 | 2 | 86
Sabre | 25HE Plus |  | 4 | 2 | 88.5
Sabre | 28 |  | 4 | 1 | 80.3
Sabre | 28 | LPG | 4 | 1 | 81.8
Sabre | 29HE |  | 4 | 2 | 86.2
Sabre | 29HE | System | 4 | 2 | 86.3
Sabre | 29HE Plus |  | 4 | 2 | 88.9
SARIgas | EcoTop | ETF 28A | 4 | 2 | 86.2
SARIgas | EcoTop | ETF 28A MA | 4 | 2 | 86.2
Sarigas | Max | MF 25A | 4 | 1 | 79.9
Sarigas | Zoom | ZF 420A | 4 | 1 | 78.3
Saturn | NHC | 25B | 4 | 2 | 89.4
Saturn | NHC | 30B | 4 | 2 | 89.3
Saturn | NHC | 41B | 4 | 2 | 89.3
Saunier Duval | 500 | 30b | 4 | 1 | 65
Saunier Duval | 500 | 30c | 4 | 1 | 65
Saunier Duval | 500 | 30f | 4 | 1 | 68
Saunier Duval | 500 | 40b | 4 | 1 | 65
Saunier Duval | 500 | 40c | 4 | 1 | 65
Saunier Duval | 500 | 40f | 4 | 1 | 68
Saunier Duval | 500 | 50b | 4 | 1 | 65
Saunier Duval | 500 | 50c | 4 | 1 | 65
Saunier Duval | 500 | 50f | 4 | 1 | 68
Saunier Duval | 500 | 60b | 4 | 1 | 65
Saunier Duval | 500 | 60c | 4 | 1 | 65
Saunier Duval | 500 | 60f | 4 | 1 | 68
Saunier Duval | 500 | 80b | 4 | 1 | 65
Saunier Duval | 50ff/LP |  | 4 | 1 | 80.1
Saunier Duval | Ecosy 24E |  | 4 | 2 | 89.4
Saunier Duval | Ecosy 28E |  | 4 | 2 | 89.2
Saunier Duval | Ecosy SB24E |  | 4 | 2 | 89.5
Saunier Duval | Ecosy SB28E |  | 4 | 2 | 89.3
Saunier Duval | EnviroPlus F28E |  | 4 | 2 | 89.5
Saunier Duval | EnviroPlus F28E SB |  | 4 | 2 | 89.6
Saunier Duval | Envirotek F28E |  | 4 | 2 | 89.5
Saunier Duval | Envirotek F28E SB |  | 4 | 2 | 89.6
Saunier Duval | Isofast Condens F35e |  | 4 | 2 | 88.8
Saunier Duval | Isofast F28E |  | 4 | 1 | 79.4
Saunier Duval | Isofast F35E |  | 4 | 1 | 78.6
Saunier Duval | Isomax F28E | A | 4 | 1 | 78.9
Saunier Duval | Saunier Duval F30E |  | 4 | 1 | 79.6
Saunier Duval | Sd | 623 | 4 | 1 | 70
Saunier Duval | Sd | 235C | 4 | 1 | 65
Saunier Duval | SD Isotwin Condens F35 E |  | 4 | 2 | 90.2
Saunier Duval | SD Isotwin Condens F35 E |  | 4 | 2 | 90.2
Saunier Duval | SD Thema Condens F 18 E SB |  | 4 | 2 | 89.8
Saunier Duval | SD Thema Condens F 18 E SB |  | 4 | 2 | 89.8
Saunier Duval | SD Thema Condens F 24 E |  | 4 | 2 | 89.7
Saunier Duval | SD Thema Condens F 30 E |  | 4 | 2 | 89.8
Saunier Duval | SD Thema Condens F 30 E |  | 4 | 2 | 89.8
Saunier Duval | SD Themaplus Condens F 30 E |  | 4 | 2 | 89.8
Saunier Duval | Semia Condens F24E |  | 4 | 2 | 86.1
Saunier Duval | Semia Condens F30E |  | 4 | 2 | 86.1
Saunier Duval | System 400 | 30 | 4 | 1 | 68
Saunier Duval | System 400 | 40 | 4 | 1 | 68
Saunier Duval | System 400 | 55 | 4 | 1 | 68
Saunier Duval | System 400 | 65 | 4 | 1 | 68
Saunier Duval | System 400 | 80 | 4 | 1 | 68
Saunier Duval | Thelia | 23 | 4 | 1 | 70
Saunier Duval | Thelia | 30 | 4 | 1 | 70
Saunier Duval | Thelia | 23E | 4 | 1 | 70
Saunier Duval | Thelia | SB23 | 4 | 1 | 70
Saunier Duval | Thelia | Twin28e | 4 | 1 | 70
Saunier Duval | Thema Classic F24E |  | 4 | 1 | 78.3
Saunier Duval | Thema Classic F24E Plus |  | 4 | 1 | 78.3
Saunier Duval | Thema Classic F30E Plus |  | 4 | 1 | 79.6
Saunier Duval | Thema Classic F30E SB |  | 4 | 1 | 79.7
Saunier Duval | Thema Classic F35E |  | 4 | 1 | 78.6
Saunier Duval | Themis | 23 | 4 | 1 | 65
Saunier Duval | Xeon 18 HE |  | 4 | 2 | 88.6
Saunier Duval | Xeon 30ff |  | 4 | 1 | 79.7
Saunier Duval | Xeon 30ff/LP |  | 4 | 1 | 78
Saunier Duval | Xeon 30 HE |  | 4 | 2 | 88.7
Saunier Duval | Xeon 30HE LPG |  | 4 | 2 | 90.7
Saunier Duval | Xeon 40ff |  | 4 | 1 | 75.4
Saunier Duval | Xeon40ff |  | 4 | 1 | 75.4
Saunier Duval | Xeon 40ff/LP |  | 4 | 1 | 78
Saunier Duval | Xeon 50ff |  | 4 | 1 | 78.8
Saunier Duval | Xeon 60ff |  | 4 | 1 | 79.4
Saunier Duval | Xeon 60ff/LP |  | 4 | 1 | 77.5
Saunier Duval | Xeon 80 ff |  | 4 | 1 | 76.3
Saunier Duval | Xeon 80ff |  | 4 | 1 | 76.3
Saunier Duval | Xeon 80ff/LP |  | 4 | 1 | 79.8
Saunier Duval | Xeon Condens 18 |  | 4 | 2 | 88.6
Saunier Duval | Xeon Condens 30 |  | 4 | 2 | 88.8
Saunier Duval | Xeon Condens 30 LPG |  | 4 | 2 | 90.7
Scottish Gas | 330+ |  | 4 | 2 | 88.7
Servowarm | Elite 21 |  | 4 | 2 | 85.6
Servowarm | Elite 21 Condensing Combination |  | 4 | 2 | 86.2
Servowarm | Elite 21 Condensing Combination |  | 4 | 2 | 86.2
Servowarm | Elite 21 Plus |  | 4 | 2 | 86.3
Servowarm | Elite HE 30 |  | 4 | 2 | 83.8
Servowarm | Elite HE 40 |  | 4 | 2 | 84.2
Servowarm | Elite HE 50 |  | 4 | 2 | 84.8
Servowarm | Elite HE 70/80 |  | 4 | 2 | 84.5
Servowarm | Elite HE Combi |  | 4 | 2 | 85.2
Sile SpA | Condensa 23 BI |  | 4 | 2 | 89.2
Sile SpA | Condensa 23 N |  | 4 | 2 | 88.9
Sile SpA | Condensa 23 R |  | 4 | 2 | 88.8
Sile SpA | Condensa 32 BI |  | 4 | 2 | 88.7
Sile SpA | Condensa 32 Maxi |  | 4 | 2 | 88.7
Sile SpA | Condensa 32 N |  | 4 | 2 | 88.4
Sile SpA | Condensa 32 NN |  | 4 | 2 | 89.1
Sile SpA | Condensa 32 R |  | 4 | 2 | 89
Sile SpA | Condensa 50 Maxi |  | 4 | 2 | 89.5
Sile SpA | Condensa 50 N |  | 4 | 2 | 89.1
Sile SpA | Condensa 50 N3V |  | 4 | 2 | 89.2
Sile SpA | Condensa 50 R |  | 4 | 2 | 89
Sile SpA | SuperRapida 22 |  | 4 | 1 | 79.7
Sile SpA | SuperRapida 26 |  | 4 | 1 | 79.8
Sile SpA | SuperRapida 26 |  | 4 | 1 | 79.8
Sile SpA | SuperRapida 31 |  | 4 | 1 | 79.6
Sile SpA | SuperRapida 31 |  | 4 | 1 | 79.6
Sile SpA | Turbinox 21 BI |  | 4 | 1 | 79.7
Sile SpA | Turbinox 21 BI |  | 4 | 1 | 79.7
Sile SpA | Turbinox 21 N |  | 4 | 1 | 79.4
Sile SpA | Turbinox 21 N |  | 4 | 1 | 79.4
Sile SpA | Turbinox 25 BI |  | 4 | 1 | 80.2
Sile SpA | Turbinox 25 BI |  | 4 | 1 | 80.2
Sile SpA | Turbinox 25 N |  | 4 | 1 | 79.9
Sile SpA | Turbinox 25 N |  | 4 | 1 | 79.9
Sile SpA | Turbinox 30 |  | 4 | 1 | 79.3
Sile SpA | Turbinox 30 |  | 4 | 1 | 79.3
Sime | Brava DGT HE | 25 | 4 | 2 | 89.1
Sime | Brava DGT HE | 25 | 4 | 2 | 89.1
Sime | Brava DGT HE | 30 | 4 | 2 | 88.9
Sime | Brava DGT HE | 30 | 4 | 2 | 88.9
Sime | Brava DGT HE | 35 | 4 | 2 | 90.1
Sime | Brava DGT HE | 35 47-283-40 | 4 | 2 | 89.1
Sime | Ecomfort | 25HE | 4 | 2 | 86.9
Sime | Ecomfort | 25HE | 4 | 2 | 86.9
Sime | Ecomfort | 35HE | 4 | 2 | 86.4
Sime | Ecomfort | 35HE | 4 | 2 | 86.4
Sime | Ecomfort | Plus 25HE | 4 | 2 | 88.5
Sime | Ecomfort | Plus 25HE | 4 | 2 | 88.5
Sime | Ecomfort | Plus 30HE | 4 | 2 | 88.6
Sime | Ecomfort | Plus 30HE | 4 | 2 | 88.6
Sime | Ecomfort | System 25HE | 4 | 2 | 87
Sime | Ecomfort | System 25HE | 4 | 2 | 87
Sime | Ecomfort | System Plus 25HE | 4 | 2 | 88.6
Sime | Ecomfort | System Plus 25HE | 4 | 2 | 88.6
Sime | Estelle HE | 4 | 4 | 2 | 91.3
Sime | Estelle HE | 5 | 4 | 2 | 91.3
Sime | Estelle HE | B4 INOX | 4 | 2 | 89.6
Sime | Format | 100B | 4 | 1 | 80.3
Sime | Format | 100B | 4 | 1 | 80.3
Sime | Format | 80B | 4 | 1 | 80.3
Sime | Format | 80B | 4 | 1 | 80.3
Sime | Format DGT HE | 25 | 4 | 2 | 88.6
Sime | Format DGT HE | 25 | 4 | 2 | 88.6
Sime | Format DGT HE | 30 | 4 | 2 | 88.8
Sime | Format DGT HE | 30 | 4 | 2 | 88.8
Sime | Format DGT HE | 35 | 4 | 2 | 89.1
Sime | Format DGT HE | 35 | 4 | 2 | 89.1
Sime | Format DGT HE | 2515 | 4 | 2 | 88.6
Sime | Format DGT HE | 2515 | 4 | 2 | 88.6
Sime | Format DGT HE | 12 System | 4 | 2 | 89.2
Sime | Format DGT HE | 12 System | 4 | 2 | 89.2
Sime | Format DGT HE | 20 System | 4 | 2 | 88.7
Sime | Format DGT HE | 20 System | 4 | 2 | 88.7
Sime Heating Products (UK) | Format | Friendly | 4 | 1 | 79.3
Sime Heating Products (UK) | Format | Friendly e | 4 | 1 | 79.3
Sime Heating Products (UK) | Format | super 100 | 4 | 1 | 78.6
Sime Heating Products (UK) | Friendly | 11010 | 4 | 1 | 70
Sime Heating Products (UK) | Friendly | E | 4 | 1 | 70
Sime Heating Products (UK) | Murrelle |  | 4 | 1 | 75.3
Sime Heating Products (UK) | Sime | Super 4 | 4 | 1 | 78.3
Sime Heating Products (UK) | Super 102 Deluxe | 11006 | 4 | 1 | 70
Sime | Murelle Equipe | 50 BOX | 4 | 2 | 89
Sime | Murelle Equipe | 50 BOX | 4 | 2 | 89
Sime | Murelle EV HE | 25 | 4 | 2 | 88.8
Sime | Murelle EV HE | 25 | 4 | 2 | 88.8
Sime | Murelle EV HE | 30 | 4 | 2 | 88.8
Sime | Murelle EV HE | 30 | 4 | 2 | 88.8
Sime | Murelle EV HE | 35 | 4 | 2 | 88.6
Sime | Murelle EV HE | 35 | 4 | 2 | 88.6
Sime | Murelle EV HE | 25/55 | 4 | 2 | 89
Sime | Murelle EV HE | 25/55 | 4 | 2 | 89
Sime | Murelle EV HE | 30/55 | 4 | 2 | 89.1
Sime | Murelle EV HE | 30/55 | 4 | 2 | 89.1
Sime | Murelle EV HE | 12 System | 4 | 2 | 88.7
Sime | Murelle EV HE | 12 System | 4 | 2 | 88.7
Sime | Murelle EV HE | 12T | 4 | 2 | 88.7
Sime | Murelle EV HE | 20 System | 4 | 2 | 88.7
Sime | Murelle EV HE | 20 System | 4 | 2 | 88.7
Sime | Murelle EV HE | 20T | 4 | 2 | 88.7
Sime | Murelle EV HE | 20T | 4 | 2 | 88.7
Sime | Murelle EV HE | 25 System | 4 | 2 | 88.9
Sime | Murelle EV HE | 25 System | 4 | 2 | 88.9
Sime | Murelle EV HE | 25T | 4 | 2 | 88.9
Sime | Murelle EV HE | 25T | 4 | 2 | 88.9
Sime | Murelle EV HE | 30 System | 4 | 2 | 88.9
Sime | Murelle EV HE | 30 System | 4 | 2 | 88.9
Sime | Murelle EV HE | 30T | 4 | 2 | 88.9
Sime | Murelle EV HE | 30T | 4 | 2 | 88.9
Sime | Murelle EV HE | 35 System | 4 | 2 | 88.7
Sime | Murelle EV HE | 35 System | 4 | 2 | 88.7
Sime | Murelle EV HE | 35T | 4 | 2 | 88.7
Sime | Murelle HE | 12BFT | 4 | 2 | 88.7
Sime | Murelle HE | 12BFT | 4 | 2 | 88.7
Sime | Murelle HE | 12 System | 4 | 2 | 88.7
Sime | Murelle HE | 20BFT | 4 | 2 | 88.7
Sime | Murelle HE | 20BFT | 4 | 2 | 88.7
Sime | Murelle HE | 20 System | 4 | 2 | 88.7
Sime | Murelle HE | 20 System | 4 | 2 | 88.7
Sime | Murelle HE | 25/55BF | 4 | 2 | 89
Sime | Murelle HE | 25/55BF | 4 | 2 | 89
Sime | Murelle HE | 25BF | 4 | 2 | 88.8
Sime | Murelle HE | 25BF | 4 | 2 | 88.8
Sime | Murelle HE | 25BFT | 4 | 2 | 88.9
Sime | Murelle HE | 25 System | 4 | 2 | 88.9
Sime | Murelle HE | 25 System | 4 | 2 | 88.9
Sime | Murelle HE | 30/55BF | 4 | 2 | 89.1
Sime | Murelle HE | 30/55BF | 4 | 2 | 89.1
Sime | Murelle HE | 30BF | 4 | 2 | 88.8
Sime | Murelle HE | 30BF | 4 | 2 | 88.8
Sime | Murelle HE | 30BFT | 4 | 2 | 88.9
Sime | Murelle HE | 30BFT | 4 | 2 | 88.9
Sime | Murelle HE | 30 System | 4 | 2 | 88.9
Sime | Murelle HE | 35BF | 4 | 2 | 88.6
Sime | Murelle HE | 35BF | 4 | 2 | 88.6
Sime | Murelle HE | 35BFT | 4 | 2 | 88.7
Sime | Murelle HE | 35BFT | 4 | 2 | 88.7
Sime | Murelle HE | 35R | 4 | 2 | 89.2
Sime | Murelle HE | 35R | 4 | 2 | 89.2
Sime | Murelle HE | 35RM | 4 | 2 | 89.2
Sime | Murelle HE | 35RM | 4 | 2 | 89.2
Sime | Murelle HE | 35 System | 4 | 2 | 88.7
Sime | Murelle HE | 50R | 4 | 2 | 89.1
Sime | Murelle HE | 50R | 4 | 2 | 89.1
Sime | Murelle HE | 50RM | 4 | 2 | 89.1
Sime | Murelle HE 50R M |  | 4 | 2 | 89.1
Sime | Murelle HM | 25 | 4 | 2 | 89
Sime | Murelle HM | 25 | 4 | 2 | 89
Sime | Murelle HM | 30 | 4 | 2 | 88.5
Sime | Murelle HM | 30 | 4 | 2 | 88.5
Sime | Murelle HM | 35 | 4 | 2 | 89.3
Sime | Murelle HM | 35 | 4 | 2 | 89.3
Sime | Murelle HM | 25T | 4 | 2 | 89.1
Sime | Murelle HM | 25T | 4 | 2 | 89.1
Sime | Murelle HM | 35T | 4 | 2 | 89.4
Sime | Murelle HM | 35T | 4 | 2 | 89.4
Solarcombi | EC-Compact | EC25H | 4 | 2 | 89.5
Solarcombi | EC-Compact | EC25HS | 4 | 2 | 89.5
Solarcombi | EC-Compact | EC25S | 4 | 2 | 89.4
Strebel | SC 30 B |  | 4 | 2 | 89.4
Strebel | SC 30 C |  | 4 | 2 | 89.4
Strebel | SC 30 K |  | 4 | 2 | 89.3
Termet | Ecocondens Plus | 25 | 4 | 2 | 88.8
Termet | Ecocondens Plus | 30 | 4 | 2 | 88.7
Termet | Ecocondens Plus | 50 | 4 | 2 | 88.8
Termet | Ecocondens Plus | 25 combi | 4 | 2 | 88.7
Termet | Ecocondens Plus | 30 combi | 4 | 2 | 88.6
Termet | Windsor Plus | 25 | 4 | 2 | 88.8
Termet | Windsor Plus | 30 | 4 | 2 | 88.7
Termet | Windsor Plus | 50 | 4 | 2 | 88.8
Termet | Windsor Plus | 25 combi | 4 | 2 | 88.7
Termet | Windsor Plus | 30 combi | 4 | 2 | 88.6
Thermeco | 12-20 Slimline | 12/20 BFILC | 4 | 2 | 90.6
Thermeco | BFEC 12/24 |  | 4 | 2 | 90.4
Thermeco | BFESC 12/24 |  | 4 | 2 | 90.4
Thermeco | BFIC 12/24 |  | 4 | 2 | 90.4
Thermeco | BFISC 12/24 |  | 4 | 2 | 90.4
Thermeco | BWEC 12/16 |  | 4 | 2 | 88.9
Thermeco | BWESC 12/16 |  | 4 | 2 | 88.9
Thermeco | BWIC 12/16 |  | 4 | 2 | 88.9
Thermeco | BWISC 12/16 |  | 4 | 2 | 88.9
The White Boiler Company | CSE30 (T) |  | 4 | 2 | 88.9
The White Boiler Company | WH100 (T) |  | 4 | 2 | 88.9
The White Boiler Company | WH100 (T) |  | 4 | 2 | 88.9
The White Boiler Company | WH130 (T) |  | 4 | 2 | 88.9
The White Boiler Company | WH130 (T) |  | 4 | 2 | 88.9
The White Boiler Company | WH Regular 6-24 (T) |  | 4 | 2 | 89
The White Boiler Company | WH Regular 9-32 (T) |  | 4 | 2 | 89
The White Boiler Company | WH System 6-24 (T) |  | 4 | 2 | 89
The White Boiler Company | WH System 9-32 (T) |  | 4 | 2 | 89
Thorn EMI Heating | Apollo | 15/30b | 4 | 1 | 65
Thorn EMI Heating | Apollo | 15/30c | 4 | 1 | 65
Thorn EMI Heating | Apollo | 30/50b | 4 | 1 | 65
Thorn EMI Heating | Apollo | 30/50s | 4 | 1 | 72
Thorn EMI Heating | Apollo | 30b | 4 | 1 | 65
Thorn EMI Heating | Apollo | 30c | 4 | 1 | 65
Thorn EMI Heating | Apollo | 30s | 4 | 1 | 72
Thorn EMI Heating | Apollo | 30si | 4 | 1 | 72
Thorn EMI Heating | Apollo | 40b | 4 | 1 | 65
Thorn EMI Heating | Apollo | 40c | 4 | 1 | 65
Thorn EMI Heating | Apollo | 40s | 4 | 1 | 72
Thorn EMI Heating | Apollo | 40si | 4 | 1 | 72
Thorn EMI Heating | Apollo | 50/65b | 4 | 1 | 65
Thorn EMI Heating | Apollo | 50/65c | 4 | 1 | 65
Thorn EMI Heating | Apollo | 50/80b | 4 | 1 | 65
Thorn EMI Heating | Apollo | 50/80c | 4 | 1 | 65
Thorn EMI Heating | Apollo | 50b | 4 | 1 | 65
Thorn EMI Heating | Apollo | 50c | 4 | 1 | 65
Thorn EMI Heating | Apollo | 50s | 4 | 1 | 72
Thorn EMI Heating | Apollo | 50si | 4 | 1 | 72
Thorn EMI Heating | Apollo | 60b | 4 | 1 | 65
Thorn EMI Heating | Apollo | 60c | 4 | 1 | 65
Thorn EMI Heating | Apollo | 60si | 4 | 1 | 72
Thorn EMI Heating | Apollo | 65/80b | 4 | 1 | 65
Thorn EMI Heating | Apollo | 65/80c | 4 | 1 | 65
Thorn EMI Heating | Apollo | 80b | 4 | 1 | 65
Thorn EMI Heating | Apollo | 80c | 4 | 1 | 65
Thorn EMI Heating | Apollo | 80si | 4 | 1 | 72
Thorn EMI Heating | Apollo Fanfare | 15/30s | 4 | 1 | 72
Thorn EMI Heating | Apollo Fanfare | 15/30si | 4 | 1 | 72
Thorn EMI Heating | Apollo Fanfare | 30/50si | 4 | 1 | 72
Thorn EMI Heating | Apollo Fanfare | 40si | 4 | 1 | 72
Thorn EMI Heating | Apollo Fanfare | 50/65si | 4 | 1 | 72
Thorn EMI Heating | Apollo Fanfare | 65/80si | 4 | 1 | 72
Thorn EMI Heating | Gemini | wm | 4 | 1 | 65
Thorn EMI Heating | Harcal | 260 | 4 | 1 | 65
Thorn EMI Heating | Housewarmer | 45 | 4 | 1 | 65
Thorn EMI Heating | Housewarmer | 55 | 4 | 1 | 65
Thorn EMI Heating | Housewarmer | 30/45 economy | 4 | 1 | 65
Thorn EMI Heating | Housewarmer | 30/45 elegant | 4 | 1 | 65
Thorn EMI Heating | Housewarmer | 30/45 epic | 4 | 1 | 65
Thorn EMI Heating | Housewarmer | 30/45 epictc | 4 | 1 | 65
Thorn EMI Heating | Housewarmer | 30/45 extratc | 4 | 1 | 65
Thorn EMI Heating | Housewarmer | 30/45 sable | 4 | 1 | 65
Thorn EMI Heating | Housewarmer | 30/45 snug | 4 | 1 | 65
Thorn EMI Heating | Housewarmer | 30/45 spectacular | 4 | 1 | 65
Thorn EMI Heating | Housewarmer | 30/45 superior | 4 | 1 | 65
Thorn EMI Heating | Housewarmer | 30/45 supreme | 4 | 1 | 65
Thorn EMI Heating | Housewarmer | deluxe | 4 | 1 | 65
Thorn EMI Heating | Housewarmer | elite | 4 | 1 | 65
Thorn EMI Heating | Housewarmer | e model | 4 | 1 | 65
Thorn EMI Heating | Housewarmer | s model | 4 | 1 | 65
Thorn EMI Heating | Housewarmer | spectacular deluxe | 4 | 1 | 65
Thorn EMI Heating | Housewarmer | spectacular s | 4 | 1 | 65
Thorn EMI Heating | Housewarmer | super | 4 | 1 | 65
Thorn EMI Heating | Housewarmer 2 | 30/45 deluxe | 4 | 1 | 65
Thorn EMI Heating | Housewarmer 2 | 30/45 e | 4 | 1 | 65
Thorn EMI Heating | Housewarmer 2 | 30/45 e plus | 4 | 1 | 65
Thorn EMI Heating | Housewarmer 2 | 30/45 s | 4 | 1 | 65
Thorn EMI Heating | Housewarmer 2 | 30/45 super | 4 | 1 | 65
Thorn EMI Heating | Housewarmer Mk2 | 30/45 extra | 4 | 1 | 65
Thorn EMI Heating | International | 40 deluxe | 4 | 1 | 65
Thorn EMI Heating | International | m42bf | 4 | 1 | 55
Thorn EMI Heating | International | m42cf | 4 | 1 | 55
Thorn EMI Heating | International | m54bf | 4 | 1 | 55
Thorn EMI Heating | International | m54cf | 4 | 1 | 55
Thorn EMI Heating | Marathon | 1000b | 4 | 1 | 65
Thorn EMI Heating | Marathon | 1000c | 4 | 1 | 65
Thorn EMI Heating | Marathon | 1500c | 4 | 1 | 65
Thorn EMI Heating | Marathon | 30/42b | 4 | 1 | 65
Thorn EMI Heating | Marathon | 30/42c | 4 | 1 | 65
Thorn EMI Heating | Marathon | 400b | 4 | 1 | 65
Thorn EMI Heating | Marathon | 400c | 4 | 1 | 65
Thorn EMI Heating | Marathon | 44/54b | 4 | 1 | 65
Thorn EMI Heating | Marathon | 44/54c | 4 | 1 | 65
Thorn EMI Heating | Marathon | 500b | 4 | 1 | 65
Thorn EMI Heating | Marathon | 500c | 4 | 1 | 65
Thorn EMI Heating | Marathon | 56/76b | 4 | 1 | 65
Thorn EMI Heating | Marathon | 56/76c | 4 | 1 | 65
Thorn EMI Heating | Marathon | 600b | 4 | 1 | 65
Thorn EMI Heating | Marathon | 600c | 4 | 1 | 65
Thorn EMI Heating | Marathon | 700b | 4 | 1 | 65
Thorn EMI Heating | Marathon | 700c | 4 | 1 | 65
Thorn EMI Heating | Marathon | 800b | 4 | 1 | 65
Thorn EMI Heating | Marathon | 800c | 4 | 1 | 65
Thorn EMI Heating | Marathon | 80/100b | 4 | 1 | 65
Thorn EMI Heating | Marathon | 80/100c | 4 | 1 | 65
Thorn EMI Heating | Orion | 30b | 4 | 1 | 65
Thorn EMI Heating | Orion | 40b | 4 | 1 | 65
Thorn EMI Heating | Orion | 50b | 4 | 1 | 65
Thorn EMI Heating | Orion | 60b | 4 | 1 | 65
Thorn EMI Heating | Orion | 75si | 4 | 1 | 68
Thorn EMI Heating | Orion Fanfare | 30si | 4 | 1 | 68
Thorn EMI Heating | Orion Fanfare | 40si | 4 | 1 | 68
Thorn EMI Heating | Orion Fanfare | 50si | 4 | 1 | 68
Thorn EMI Heating | Orion Fanfare | 60si | 4 | 1 | 68
Thorn EMI Heating | Thorn Harcal | 200 | 4 | 1 | 65
Thorn EMI Heating | Thorn Harcal Havana |  | 4 | 1 | 65
Thorn EMI Heating | Thorn Janitor | ODY3 | 4 | 1 | 65
Thorn EMI Heating | Thorn Janitor | OV45 | 4 | 1 | 65
Trianco | Centrajet | 1828 | 4 | 1 | 65
Trianco | Centrajet | 13/17WM | 4 | 1 | 70
Trianco | Centramatic | 40 | 4 | 1 | 65
Trianco | Centramatic | 55 | 4 | 1 | 65
Trianco | Centramatic | 80 | 4 | 1 | 65
Trianco | Centramatic M |  | 4 | 1 | 65
Trianco | Contractor | 50/70 WM HE | 4 | 2 | 88.8
Trianco | Contractor | 50/70 WM HE EXT | 4 | 2 | 88.8
Trianco | Contractor 100/125 |  | 4 | 1 | 85.6
Trianco | Contractor 100/125 External |  | 4 | 1 | 84.6
Trianco | Contractor 100/125 External HE |  | 4 | 2 | 87.4
Trianco | Contractor 110 HE EXT Combi |  | 4 | 2 | 87.5
Trianco | Contractor 50/70 WM |  | 4 | 1 | 84.5
Trianco | Contractor 50/90 |  | 4 | 1 | 85.5
Trianco | Contractor Combi | 110HE | 4 | 2 | 87.5
Trianco | Contractor Combi 110 |  | 4 | 1 | 83.8
Trianco | Contractor Combi 110 External |  | 4 | 1 | 83.8
Trianco | Contractor HE | 50/90 | 4 | 2 | 88
Trianco | Contractor HE External | 50/90 | 4 | 2 | 87.8
Trianco | Contractor HE System | 50/90 | 4 | 2 | 88
Trianco | Contractor Trader HE | 50/90 | 4 | 2 | 88
Trianco | Contractor Utility | 100/125 | 4 | 1 | 84.6
Trianco | Contractor Utility | 130/180 | 4 | 1 | 85.4
Trianco | Contractor Utility | 190/220 | 4 | 1 | 85.2
Trianco | Contractor Utility HE | 100/125 | 4 | 2 | 87.6
Trianco | Contractor Utility HE | 130/180 | 4 | 2 | 88.3
Trianco | Contractor Utility HE | 190/220 | 4 | 2 | 87.3
Trianco | Eurostar | 2000.76923076923 | 4 | 1 | 84.9
Trianco | Eurostar | 2000.77777777778 | 4 | 1 | 85.4
Trianco | Eurostar | 50/65 | 4 | 1 | 76.5
Trianco | Eurostar | 70/90 | 4 | 1 | 85.4
Trianco | Eurostar | 100/125 | 4 | 1 | 85.6
Trianco | Eurostar | 130/150 | 4 | 1 | 81.7
Trianco | Eurostar | 160/180 | 4 | 1 | 85.2
Trianco | Eurostar | 190/240 | 4 | 1 | 85.1
Trianco | Eurostar | 50/65 I.T.W. | 4 | 1 | 85.4
Trianco | Eurostar | 50/65 System | 4 | 1 | 81.1
Trianco | Eurostar | 50/70 W.M | 4 | 1 | 83.4
Trianco | Eurostar | 65 Combi | 4 | 1 | 79.4
Trianco | Eurostar | 70/90 System | 4 | 1 | 85.4
Trianco | Eurostar | 70/90 Utility | 4 | 1 | 85.4
Trianco | Eurostar | 90 Combi | 4 | 1 | 83.7
Trianco | Eurostar | Combi 50 | 4 | 1 | 83.2
Trianco | Eurostar | Combi 65 | 4 | 1 | 83.2
Trianco | Eurostar | Combi 90 | 4 | 1 | 83.7
Trianco | Eurostar | External 50/90 | 4 | 1 | 85.4
Trianco | Eurostar | External 65 wm | 4 | 1 | 85.5
Trianco | Eurostar | External 95/115 | 4 | 1 | 84.5
Trianco | Eurostar | Internal 50/70 wm | 4 | 1 | 84.5
Trianco | Eurostar | Utility 100/125 | 4 | 1 | 85.6
Trianco | Eurostar | Utility 130/150 | 4 | 1 | 84.5
Trianco | Eurostar | Utility 160/180 | 4 | 1 | 85.2
Trianco | Eurostar | Utility 190/240 | 4 | 1 | 85.2
Trianco | Eurostar | Utility 50/65 C16496/1 | 4 | 1 | 84.9
Trianco | Eurostar | Utility 70/90 | 4 | 1 | 85.4
Trianco | Eurostar | Utility System 50/90 | 4 | 1 | 85.4
Trianco | Eurostar Premier | 50/90 Condensing System Boiler | 4 | 2 | 90.8
Trianco | Eurostar Premier 50/90 | 50/90 Condensing Boiler | 4 | 2 | 90.8
Trianco | Eurostar Premier External 100/125 |  | 4 | 2 | 90.2
Trianco | Eurostar Premier External 50/90 |  | 4 | 2 | 90.8
Trianco | Eurostar Premier Kitchen 100/125 |  | 4 | 2 | 90.2
Trianco | Eurostar Utility | 50/65 13961/1 | 4 | 1 | 81.1
Trianco | Eurotrader | 50/90 | 4 | 1 | 85.4
Trianco | Eurotrader | 100/125 | 4 | 1 | 85.6
Trianco | Eurotrader Premier 100/125 |  | 4 | 2 | 90.2
Trianco | Eurotrader Premier 50/90 |  | 4 | 2 | 90.8
Trianco | Iona | 50/90 | 4 | 1 | 85.4
Trianco | Iona | 100/125 | 4 | 1 | 85.6
Trianco | Iona | 110 HE Combi | 4 | 2 | 87.5
Trianco | Iona | 50/70 wm | 4 | 1 | 84.5
Trianco | Iona | 50/70 WM HE | 4 | 2 | 88.8
Trianco | Iona | 50/70 WM HE External | 4 | 2 | 88.8
Trianco | Iona | HE 50/90 | 4 | 2 | 88
Trianco | Iona 100/125 HE |  | 4 | 2 | 87.4
Trianco | Iona 110 HE External Combi |  | 4 | 2 | 87.5
Trianco | Iona Combi 110 |  | 4 | 1 | 83.8
Trianco | Iona Combi 110 External |  | 4 | 1 | 83.8
Trianco | Iona External 100/125 HE |  | 4 | 2 | 87.4
Trianco | Iona HE | 130/180 | 4 | 2 | 88.3
Trianco | Iona HE | 190/220 | 4 | 2 | 87.3
Trianco | Trianco | firelite | 4 | 1 | 65
Trianco | Triancogas | 25/40 | 4 | 1 | 65
Trianco | Triancogas | 35/50 | 4 | 1 | 65
Trianco | Tristar | 35f | 4 | 1 | 72
Trianco | Tristar | 45f | 4 | 1 | 72
Trianco | Tristar | 52f | 4 | 1 | 72
Trianco | Tristar | 60f | 4 | 1 | 72
Trianco | Tristar | 80f | 4 | 1 | 72
Trianco | Tristar Optima | Combi 28CB | 4 | 2 | 88.5
Trianco | Tristar Optima | Combi 28CB LPG | 4 | 2 | 89.5
Trianco | Tristar Optima | Junior K Combi 24CB | 4 | 2 | 88.7
Trianco | Tristar Optima | Junior K System 24SB | 4 | 2 | 88.8
Trianco | Tristar Optima | System 28SB | 4 | 2 | 88.6
Trianco | Tristar Optima | System 28SB LPG | 4 | 2 | 89.6
Trianco | TRO | 110 Combi F SC.F. | 4 | 1 | 70
Trianco | TRO | 12/14 BF RoomS ealed | 4 | 1 | 70
Trianco | TRO | 12/14 Mk3 CF | 4 | 1 | 70
Trianco | TRO | 15/19 BF Room Sealed | 4 | 1 | 70
Trianco | TRO | 15/19 Mk3 CF | 4 | 1 | 70
Trianco | TRO | 20/25 Mk3 CF | 4 | 1 | 70
Trianco | TRO | 28/32 BF Room Sealed | 4 | 1 | 70
Trianco | TRO | 28/32 Mk3 CF | 4 | 1 | 70
Trianco | TRO | 37/45 Mk3 CF | 4 | 1 | 70
Trianco | TRO | 80 Combi WM C.F. | 4 | 1 | 70
Trianco | TSB | 12/14 BF Sealed System | 4 | 1 | 70
Trianco | TSB | 15/19 BF Sealed System | 4 | 1 | 70
Trianco | TSB | 20/25 BF Sealed System | 4 | 1 | 70
Trianco | TSO | 15/17 | 4 | 1 | 65
Trianco | TSO | 65/85 | 4 | 1 | 65
Trianco | TSO | 95/110 | 4 | 1 | 65
Trianco | TSV | 45 | 4 | 1 | 65
Trianco | TSV | 60 | 4 | 1 | 65
Trianco | TSV | 80 | 4 | 1 | 65
Trianco | Valor | Homeflame Super | 4 | 1 | 65
Trianco | Valor | Majestic | 4 | 1 | 65
Trianco | Wm | 20/30rs | 4 | 1 | 65
Trianco | Wm | 20/35f | 4 | 1 | 72
Trianco | Wm | 25/45rs | 4 | 1 | 65
Trianco | Wm | 30/40rs | 4 | 1 | 65
Trianco | Wm | 30/50f | 4 | 1 | 72
Trianco | Wm | 35/50f | 4 | 1 | 72
Trianco | Wm | 40/50rs | 4 | 1 | 65
Trianco | Wm | 45/60rs | 4 | 1 | 65
Trianco | Wm | 50/60rs | 4 | 1 | 65
Trianco | Wm | 50/65f | 4 | 1 | 72
Trianco | Wm | 60/75rs | 4 | 1 | 65
Trianco | Wm | 65/80f | 4 | 1 | 72
Trisave | Fs | 60 | 4 | 2 | 83
Trisave | Fs | 80 | 4 | 2 | 83
Trisave | Fs | 18/24 | 4 | 2 | 83
Trisave | Fs | 43435 | 4 | 2 | 83
Trisave | Turbo | 22 | 4 | 2 | 83
Trisave | Turbo | 30 | 4 | 2 | 83
Trisave | Turbo | 45 | 4 | 2 | 83
Trisave | Turbo | 60 | 4 | 2 | 83
Turco | Ambassador | 15/21 Kitchen | 4 | 2 | 92
Turco | Ambassador | 21/27 Kitchen | 4 | 2 | 91.6
Turco | Ambassador | 27/38 Kitchen | 4 | 2 | 91.6
Turco | Consul | 15/21 Boilerhouse | 4 | 2 | 92
Turco | Countryman | 15/21 Outdoor Combi | 4 | 2 | 90.3
Turco | Countryman | 15/21 Slimline Outdoor | 4 | 2 | 92
Turco | Countryman | 21/27 Outdoor Combi | 4 | 2 | 89.9
Turco | Countryman | 21/27 Slimline Outdoor | 4 | 2 | 91.6
Turco | Countryman | 27/38 Outdoor Combi | 4 | 2 | 89.9
Turco | Countryman | 27/38 Slimline Outdoor | 4 | 2 | 91.6
Turco | Senator | 15/21 Combi | 4 | 2 | 90.3
Turco | Senator | 21/27 Combi | 4 | 2 | 89.9
Turco | Senator | 27/38 Combi | 4 | 2 | 89.9
Turkington Engineering | Eurocal Boiler House | 70/90 | 4 | 1 | 85.6
Turkington Engineering | Eurocal Boiler House | 50/70/2 | 4 | 1 | 85.6
Turkington Engineering | Eurocal Boiler House | 90/115/2 | 4 | 1 | 85.6
Turkington Engineering | Eurocal Boiler House | 115/140/2 | 4 | 1 | 85.6
Turkington Engineering | Eurocal Boiler House | 140/170/2 | 4 | 1 | 85.6
Turkington Engineering | Eurocal Outdoor | 50/70 | 4 | 1 | 85.6
Turkington Engineering | Eurocal Outdoor | 70/90 | 4 | 1 | 85.6
Turkington Engineering | Eurocal Outdoor | 90/115 | 4 | 1 | 85.6
Turkington Engineering | Eurocal Outdoor Combi | 50/70 | 4 | 1 | 83.9
Turkington Engineering | Eurocal Outdoor Combi | 70/90 | 4 | 1 | 83.9
Turkington Engineering | Eurocal Outdoor Combi | 90/115 | 4 | 1 | 83.9
Turkington Engineering | Eurocal Outdoor System | 50/70 | 4 | 1 | 85.6
Turkington Engineering | Eurocal Outdoor System | 70/90 | 4 | 1 | 85.6
Turkington Engineering | Eurocal Outdoor System | 90/115 | 4 | 1 | 85.6
Turkington Engineering | Eurocal White Cased Combi | 50/70 | 4 | 1 | 83.9
Turkington Engineering | Eurocal white Cased Combi | 70/90 | 4 | 1 | 83.9
Turkington Engineering | Eurocal White Cased Combi | 90/115 | 4 | 1 | 83.9
Turkington Engineering | Eurocal White Cased Kitchen | 50/70 | 4 | 1 | 85.6
Turkington Engineering | Eurocal White Cased Kitchen | 70/90 | 4 | 1 | 85.6
Turkington Engineering | Eurocal White Cased Kitchen | 90/115 | 4 | 1 | 85.6
Turkington Engineering | Eurocal White Cased Kitchen | 115/140 | 4 | 1 | 85.6
Turkington Engineering | Eurocal White Cased Kitchen | 140/170 | 4 | 1 | 85.6
Turkington Engineering | Eurocal White Cased System | 50/70 | 4 | 1 | 85.6
Turkington Engineering | Eurocal White Cased System | 70/90 | 4 | 1 | 85.6
Turkington Engineering | Eurocal White Cased System | 90/115 | 4 | 1 | 85.6
Turkington Engineering | Eurocal White Cased Utility | 50/70 | 4 | 1 | 85.3
Turkington Engineering | Eurocal White Cased Utility | 70/90 | 4 | 1 | 85.3
Turkington Engineering | Turco 2000 Boiler House | 50/70 | 4 | 1 | 85.6
Turkington Engineering | Turco 2000 Boiler House | 70/90 | 4 | 1 | 85.6
Turkington Engineering | Turco 2000 Boiler House | 90/115 | 4 | 1 | 85.6
Turkington Engineering | Turco 2000 Boiler House | 115/140 | 4 | 1 | 85.6
Turkington Engineering | Turco 2000 Boiler House | 140/170 | 4 | 1 | 85.6
Turkington Engineering | Turco 2000 Outdoor | 50/70 | 4 | 1 | 85.6
Turkington Engineering | Turco 2000 Outdoor | 70/90 | 4 | 1 | 85.6
Turkington Engineering | Turco 2000 Outdoor | 90/115 | 4 | 1 | 85.6
Turkington Engineering | Turco 2000 Outdoor Combi | 50/70 | 4 | 1 | 83.9
Turkington Engineering | Turco 2000 Outdoor Combi | 70/90 | 4 | 1 | 83.9
Turkington Engineering | Turco 2000 Outdoor Combi | 90/115 | 4 | 1 | 83.9
Turkington Engineering | Turco 2000 Outdoor System | 50/70 | 4 | 1 | 85.6
Turkington Engineering | Turco 2000 Outdoor System | 70/90 | 4 | 1 | 85.6
Turkington Engineering | Turco 2000 Outdoor System | 90/115 | 4 | 1 | 85.6
Turkington Engineering | Turco 2000 White Cased | 50/70 | 4 | 1 | 85.6
Turkington Engineering | Turco 2000 White Cased | 70/90 | 4 | 1 | 85.6
Turkington Engineering | Turco 2000 White Cased | 90/115 | 4 | 1 | 85.6
Turkington Engineering | Turco 2000 White Cased | 115/140 | 4 | 1 | 85.6
Turkington Engineering | Turco 2000 White Cased | 140/170 | 4 | 1 | 85.6
Turkington Engineering | Turco 2000 White Cased Combi | 70/90 | 4 | 1 | 83.9
Turkington Engineering | Turco 2000 White Cased System | 70/90 | 4 | 1 | 85.6
Turkington Engineering | Turco 2000 White Combi | 50/70 | 4 | 1 | 83.9
Turkington Engineering | Turco 2000 White Combi | 90/115 | 4 | 1 | 83.9
Turkington Engineering | Turco 2000 White System | 50/70 | 4 | 1 | 85.6
Turkington Engineering | Turco 2000 White System | 90/115 | 4 | 1 | 85.6
Turkington Engineering | Turco Trojan | 50/90 | 4 | 1 | 85.3
Turkington Engineering | Turco Trojan Boiler House | 50/70 | 4 | 1 | 85.3
Turkington Engineering | Turco Trojan Boiler House | 50/90 | 4 | 1 | 85.3
Turkington Engineering | Turco Trojan Outdoor | 50/90 | 4 | 1 | 85.3
Turkington Engineering | Turco Trojan White Cased | 50/90 | 4 | 1 | 85.3
Unical | Alkon 28 SC HE |  | 4 | 2 | 88.5
Unical | Alkon 28 SR HE |  | 4 | 2 | 88.6
Unical | Alkon 35 SC HE |  | 4 | 2 | 88.5
Unical | Alkon 35 SR HE |  | 4 | 2 | 88.6
Unical | Alkon C 18 HE |  | 4 | 2 | 88.3
Unical | Alkon C 24 HE |  | 4 | 2 | 88.4
Unical | Alkon C 28 HE |  | 4 | 2 | 89.3
Unical | Alkon C 35 HE |  | 4 | 2 | 89.4
Unical | Alkon R 18 HE |  | 4 | 2 | 88.4
Unical | Alkon R 24 HE |  | 4 | 2 | 88.5
Unical | Alkon R 28 HE |  | 4 | 2 | 89.4
Unical | Alkon R 35 HE |  | 4 | 2 | 89.5
Unical | Alkon Slim 28 HE |  | 4 | 2 | 88.8
Unical | Alkon Slim 35 HE |  | 4 | 2 | 88.7
Vaillant | Aquaplus |  | 4 | 1 | 79.8
Vaillant | Combicompact | vcw221h | 4 | 1 | 65
Vaillant | Combicompact | vcw240h | 4 | 1 | 65
Vaillant | Combicompact | vcw242eh | 4 | 1 | 70
Vaillant | Combicompact | vcw280h | 4 | 1 | 65
Vaillant | Combicompact | vcw282eh | 4 | 1 | 70
Vaillant | Ecomax | 613/2E VU GB 126/2E | 4 | 2 | 88.9
Vaillant | Ecomax | 613/2E VU GBV126/2 E-C | 4 | 2 | 90
Vaillant | Ecomax | 613E | 4 | 2 | 88.7
Vaillant | Ecomax | 618/2E VU GB 196/2E | 4 | 2 | 89
Vaillant | Ecomax | 618/2E VU GB 196/2E-C | 4 | 2 | 90
Vaillant | Ecomax | 618E | 4 | 2 | 88.7
Vaillant | Ecomax | 622/2E VU GB 246/2E-C | 4 | 2 | 89.9
Vaillant | Ecomax | 622/2E VU GB 246/2E-C | 4 | 2 | #REF!
Vaillant | Ecomax | 622E | 4 | 2 | 88.7
Vaillant | Ecomax | 635E | 4 | 2 | 89.2
Vaillant | Ecomax | 824/1E | 4 | 2 | 88.6
Vaillant | Ecomax | 824/2E VUW 246/2E-C | 4 | 2 | 89.9
Vaillant | Ecomax | 824/2E VUW 246/2E-C | 4 | 2 | #N/A
Vaillant | Ecomax | 824E | 4 | 2 | 87.4
Vaillant | Ecomax | 828/1E | 4 | 2 | 88.6
Vaillant | Ecomax | 828/2E VUW 286/2E-C | 4 | 2 | 89.9
Vaillant | Ecomax | 828E | 4 | 2 | 87.6
Vaillant | Ecomax | 835/2 E | 4 | 2 | 89.1
Vaillant | Ecomax | 835/2E | 4 | 2 | 89.1
Vaillant | Ecomax | pro 18 E | 4 | 2 | 88.6
Vaillant | Ecomax | pro 28 E | 4 | 2 | 88.7
Vaillant | Ecomax | VU 186 EH | 4 | 2 | 87.7
Vaillant | Ecomax | VU 226 EH | 4 | 2 | 87.7
Vaillant | ecoTEC exclusive 832 |  | 4 | 2 | 89.8
Vaillant | ecoTEC exclusive 832 |  | 4 | 2 | 89.8
Vaillant | ecoTEC exclusive 838 |  | 4 | 2 | 89.9
Vaillant | ecoTEC exclusive 838 |  | 4 | 2 | 89.9
Vaillant | Ecotec Plus | 612 | 4 | 2 | 89
Vaillant | Ecotec Plus | 615 | 4 | 2 | 89
Vaillant | Ecotec Plus | 618 | 4 | 2 | 89
Vaillant | Ecotec Plus | 624 | 4 | 2 | 88.9
Vaillant | Ecotec Plus | 630 | 4 | 2 | 89
Vaillant | Ecotec Plus | 824 | 4 | 2 | 88.9
Vaillant | Ecotec Plus | 831 | 4 | 2 | 88.9
Vaillant | Ecotec Plus | 618 LPG | 4 | 2 | 90
Vaillant | Ecotec Plus | 630 LPG | 4 | 2 | 90
Vaillant | Ecotec Plus | 831 LPG | 4 | 2 | 89.9
Vaillant | Ecotec plus 415 |  | 4 | 2 | 89.7
Vaillant | Ecotec plus 415 |  | 4 | 2 | 89.7
Vaillant | Ecotec plus 418 |  | 4 | 2 | 89.9
Vaillant | Ecotec plus 418 |  | 4 | 2 | 89.9
Vaillant | Ecotec plus 428 |  | 4 | 2 | 90.7
Vaillant | Ecotec plus 428 |  | 4 | 2 | 90.7
Vaillant | Ecotec plus 438 |  | 4 | 2 | 90.2
Vaillant | Ecotec plus 438 |  | 4 | 2 | 90.2
Vaillant | ecoTEC plus 612 | VU GB 126/5-5 | 4 | 2 | 89
Vaillant | ecoTEC plus 615 | VU GB 156/5-5 | 4 | 2 | 89.1
Vaillant | ecoTEC plus 618 | VU GB 186/5-5 GC 41-044-62 | 4 | 2 | 89.3
Vaillant | ecoTEC plus 618 | VU GB 186/5-5 GC 41-044-66 | 4 | 2 | 90.3
Vaillant | ecoTEC plus 624 | VU GB 246/5-5 | 4 | 2 | 89.4
Vaillant | ecoTEC plus 630 | VU GB 306/5-5 GC 41-044-64 | 4 | 2 | 89.4
Vaillant | ecoTEC plus 630 | VU GB 306/5-5 GC 47-044-67 | 4 | 2 | 90.4
Vaillant | ecoTEC plus 637 |  | 4 | 2 | 89.9
Vaillant | ecoTEC plus 637 | VU GB 376/5-5 | 4 | 2 | 89.2
Vaillant | ecoTEC plus 824 | VUW GB 246/5-5 | 4 | 2 | 89.1
Vaillant | ecoTEC plus 831 | VUW GB 316/5-5 GC 47-044-41 | 4 | 2 | 90.3
Vaillant | ecoTEC plus 837 |  | 4 | 2 | 89.8
Vaillant | ecoTEC plus 837 |  | 4 | 2 | 89.8
Vaillant | ecoTEC plus 837 | VUW GB 376/5-5 | 4 | 2 | 89.3
Vaillant | ecoTEC plus 937 |  | 4 | 2 | 90.2
Vaillant | ecoTEC plus 937 |  | 4 | 2 | 90.2
Vaillant | ecoTEC plus 937 | VUI GB 376/5-5 | 4 | 2 | 89.3
Vaillant | Ecotec Pro | 28 | 4 | 2 | 88.8
Vaillant | ecoTEC pro 24 |  | 4 | 2 | 89.9
Vaillant | ecoTEC pro 24 |  | 4 | 2 | 89.9
Vaillant | ecoTEC pro 24 | VUW GB 246/5-3 | 4 | 2 | 89.1
Vaillant | ecoTEC pro 28 | VUW GB 286/5-3 GC 47-044-45 | 4 | 2 | 89.3
Vaillant | ecoTEC pro 28 | VUW GB 286/5-3 GC 47-044-47 | 4 | 2 | 90.3
Vaillant | ecoTEC VU GB 466/4-5 |  | 4 | 2 | 89.1
Vaillant | ecoTEC VU GB 656/4-5-H |  | 4 | 2 | 88.7
Vaillant | T3Wcombi | vcw20/1t3w | 4 | 1 | 65
Vaillant | T3Wcombi | vcw25/1t3w | 4 | 1 | 65
Vaillant | T3Wcombi | vcwsine18t3w | 4 | 1 | 65
Vaillant | Thermocompact | 615E VU GB 152-5 | 4 | 1 | 79
Vaillant | Thermocompact | 615E VU GB 152-5E | 4 | 1 | 80.8
Vaillant | Thermocompact | 620E VU GB 202-5 | 4 | 1 | 79.7
Vaillant | Thermocompact | 620E VU GB 202-5E | 4 | 1 | 81.5
Vaillant | Thermocompact | 624E | 4 | 1 | 81.5
Vaillant | Thermocompact | 624E | 4 | 1 | 81.5
Vaillant | Thermocompact | 628E VU GB 282-5 | 4 | 1 | 79.8
Vaillant | Thermocompact | 628E VU GB 282-5E | 4 | 1 | 81.6
Vaillant | Thermocompact | 637E | 4 | 1 | 79.9
Vaillant | Thermocompact | vc110h | 4 | 1 | 65
Vaillant | Thermocompact | vc180h | 4 | 1 | 65
Vaillant | Thermocompact | vc182eh | 4 | 1 | 72
Vaillant | Thermocompact | vc221h | 4 | 1 | 65
Vaillant | Thermocompact | vc240h | 4 | 1 | 65
Vaillant | Thermocompact | vc242eh | 4 | 1 | 72
Vaillant | Thermocompact | vc282eh | 4 | 1 | 72
Vaillant | Thermocompact | VU142EH | 4 | 1 | 75.8
Vaillant | Thermocompact | VU182EH | 4 | 1 | 78.1
Vaillant | Thermocompact | VU242EH | 4 | 1 | 78.6
Vaillant | Thermocompact | VU282EH | 4 | 1 | 78.8
Vaillant | Turbomax | VUW242EH | 4 | 1 | 78.5
Vaillant | Turbomax | VUW282EH | 4 | 1 | 78.7
Vaillant | Turbomax Plus | 28E | 4 | 1 | 81.5
Vaillant | Turbomax Plus | 824E VUW GB 242 - 5E | 4 | 1 | 81.4
Vaillant | Turbomax Plus | 824E VUW GB 242-5E | 4 | 1 | #REF!
Vaillant | Turbomax Plus | 828E VUW GB 282 - 5E | 4 | 1 | 81.5
Vaillant | Turbomax Plus | 828E VUW GB 282-5E | 4 | 1 | #REF!
Vaillant | Turbomax Plus | 837E | 4 | 1 | 79.8
Vaillant | Turbomax Pro | 24E | 4 | 1 | 79.6
Vaillant | Turbomax Pro | 28E | 4 | 1 | 79.7
Vaillant | Vkboiler | vk35 | 4 | 1 | 65
Vaillant | Vkboiler | vk41 | 4 | 1 | 65
Vaillant | Vkboiler | vk48 | 4 | 1 | 65
Vaillant | Vkboiler | vk58 | 4 | 1 | 65
Viessmann | Vitodens 100 | WB10 | 4 | 2 | 89.5
Viessmann | Vitodens 100 | WB14 | 4 | 2 | 89.4
Viessmann | Vitodens 100 | WB1A - 24kW | 4 | 2 | 89.1
Viessmann | Vitodens 100 Combi | WB1A - 24kW | 4 | 2 | 89
Viessmann | Vitodens 100 Combi | WB1A - 30kW | 4 | 2 | 89.2
Viessmann | Vitodens 100 Compact | WB1A 8-18kW | 4 | 2 | 89.1
Viessmann | Vitodens 100 Compact | WB1A 8-24kW | 4 | 2 | 89.2
Viessmann | Vitodens 100-W | BPJA21kWP25 | 4 | 2 | 89.1
Viessmann | Vitodens 100-W | BPJA21kWP25 | 4 | 2 | 89.1
Viessmann | Vitodens 100-W | BPJA25kWP29 | 4 | 2 | 89.1
Viessmann | Vitodens 100-W | BPJA25kWP29 | 4 | 2 | 89.1
Viessmann | Vitodens 100-W | WB1C19kWSystemBoiler | 4 | 2 | 89.2
Viessmann | Vitodens 100-W | WB1C19kWSystemBoiler | 4 | 2 | 89.2
Viessmann | Vitodens 100-W | WB1C26kWCombiBoiler | 4 | 2 | 89.1
Viessmann | Vitodens 100-W | WB1C26kWCombiBoiler | 4 | 2 | 89.1
Viessmann | Vitodens 100-W | WB1C26kWSystemBoiler | 4 | 2 | 89.2
Viessmann | Vitodens 100-W | WB1C26kWSystemBoiler | 4 | 2 | 89.2
Viessmann | Vitodens 100-W | WB1C30kWCombiBoiler | 4 | 2 | 88.9
Viessmann | Vitodens 100-W | WB1C30kWCombiBoiler | 4 | 2 | 88.9
Viessmann | Vitodens 100-W | WB1C30kWSystemBoiler | 4 | 2 | 89
Viessmann | Vitodens 100-W | WB1C35kWCombi | 4 | 2 | 89.3
Viessmann | Vitodens 100-W | WB1C35kWCombiBoiler | 4 | 2 | 90.3
Viessmann | Vitodens 100-W | WB1C35kWSystemBoiler | 4 | 2 | 89.4
Viessmann | Vitodens 100-W | WB1C35kWSystemBoiler | 4 | 2 | 89.4
Viessmann | Vitodens 100-w wb1a | 13kW | 4 | 2 | 89.4
Viessmann | Vitodens 100 W WB1B | 13kW Regular Boiler open vent | 4 | 2 | 90.1
Viessmann | Vitodens 100 W WB1B | 13kW Regular Boiler open vent 41-819-21 | 4 | 2 | 89
Viessmann | Vitodens 100 W WB1B | 16kW Regular Boiler open vent | 4 | 2 | 90.1
Viessmann | Vitodens 100 W WB1B | 16kW Regular Boiler open vent 41-819-22 | 4 | 2 | 89.1
Viessmann | Vitodens 100 W WB1B | 19kW Regular Boiler open vent | 4 | 2 | 90.1
Viessmann | Vitodens 100 W WB1B | 19kW Regular Boiler open vent 41-819-23 | 4 | 2 | 89
Viessmann | Vitodens 100 W WB1B | 26kw Combi Boiler | 4 | 2 | 90
Viessmann | Vitodens 100 W WB1B | 26kW Combi Boiler GC No 47-819-18 | 4 | 2 | 89
Viessmann | Vitodens 100 W WB1B | 26kW Regular Boiler open vent | 4 | 2 | 90.3
Viessmann | Vitodens 100 W WB1B | 26kW Regular Boiler open vent 41-819-24 | 4 | 2 | 89.3
Viessmann | Vitodens 100 W WB1B | 26kW System Boiler | 4 | 2 | 89.6
Viessmann | Vitodens 100 W WB1B | 26kW System Boiler GC No 41-819-12 | 4 | 2 | 88.6
Viessmann | Vitodens 100 W WB1B | 30kW Combi Boiler | 4 | 2 | 90.3
Viessmann | Vitodens 100 W WB1B | 30kW Combi Boiler | 4 | 2 | 90.3
Viessmann | Vitodens 100 W WB1B | 30kW System Boiler | 4 | 2 | 90.4
Viessmann | Vitodens 100 W WB1B | 30kW System Boiler GC No. 41-819-13 | 4 | 2 | 89.4
Viessmann | Vitodens 100 W WB1B | 35kW Combi Boiler | 4 | 2 | 90.3
Viessmann | Vitodens 100 W WB1B | 35kW Combi Boiler GC No 47-819-20 | 4 | 2 | 89.3
Viessmann | Vitodens 100W WB1B | 35kW Regular Boiler Open Vent | 4 | 2 | 88.7
Viessmann | Vitodens 100-W WB1B | 35kW Regular Boiler Open Vent | 4 | 2 | 88.7
Viessmann | Vitodens 100 W WB1B | 35kW System Boiler | 4 | 2 | 90.5
Viessmann | Vitodens 100 W WB1B | 35kW System Boiler GC No. 41-819-14 | 4 | 2 | 89.5
Viessmann | Vitodens 111-W | B1LA 26kW | 4 | 2 | 89.5
Viessmann | Vitodens 111-W | B1LA 26kW | 4 | 2 | 89.5
Viessmann | Vitodens 111-W | B1LA 35kW | 4 | 2 | 89.7
Viessmann | Vitodens 111-W | B1LA 35kW | 4 | 2 | 89.7
Viessmann | Vitodens 200 | WB2-11kW | 4 | 2 | 89.1
Viessmann | Vitodens 200 | WB2-24kW | 4 | 2 | 89.4
Viessmann | Vitodens 200 | WB2-32kW | 4 | 2 | 89.4
Viessmann | Vitodens 200 | WB2-44kW | 4 | 2 | 89.2
Viessmann | Vitodens 200 | WB2-66kW | 4 | 2 | 89.2
Viessmann | Vitodens 200 | WB2A | 4 | 2 | 89.2
Viessmann | Vitodens 200 Combi | WB2-24kW | 4 | 2 | 89.3
Viessmann | Vitodens 200 Combi | WB2A | 4 | 2 | 89.1
Viessmann | Vitodens 200-W WB2B | 19kW System boiler | 4 | 2 | 89
Viessmann | Vitodens 200-W WB2B | 26 kW Combi Boiler | 4 | 2 | 89.2
Viessmann | Vitodens 200-W WB2B | 26 kW System boiler | 4 | 2 | 89.3
Viessmann | Vitodens 200-W WB2B | 26 kW System boiler | 4 | 2 | 89.3
Viessmann | Vitodens 200-W WB2B | 30kW Combi boiler | 4 | 2 | 89.2
Viessmann | Vitodens 200-W WB2B | 30kW Combi boiler | 4 | 2 | 89.2
Viessmann | Vitodens 200-W WB2B | 30 kW System Boiler | 4 | 2 | 89.3
Viessmann | Vitodens 200-W WB2B | 30 kW System Boiler | 4 | 2 | 89.3
Viessmann | Vitodens 200-W WB2B | 35kW Combi boiler | 4 | 2 | 89.1
Viessmann | Vitodens 200-W WB2B | 35kW Combi boiler | 4 | 2 | 89.1
Viessmann | Vitodens 200-W WB2B | 35kW System Boiler | 4 | 2 | 89.2
Viessmann | Vitodens 200-W WB2B | 35kW System Boiler | 4 | 2 | 89.2
Viessmann | Vitodens 200W WB2C | 19kW System | 4 | 2 | 90.1
Viessmann | Vitodens 200W WB2C | 19kW System 41-819-14 | 4 | 2 | 89
Viessmann | Vitodens 200W WB2C | 26kW Combi | 4 | 2 | 90.2
Viessmann | Vitodens 200W WB2C | 26kW Combi 47-819-09 | 4 | 2 | 89.2
Viessmann | Vitodens 200W WB2C | 26kW System | 4 | 2 | 90.3
Viessmann | Vitodens 200W WB2C | 26kW System 41-819-15 | 4 | 2 | 89.3
Viessmann | Vitodens 200W WB2C | 30kW Combi | 4 | 2 | 90.2
Viessmann | Vitodens 200W WB2C | 30kW Combi 47-819-10 | 4 | 2 | 89.2
Viessmann | Vitodens 200W WB2C | 30kW System | 4 | 2 | 90.3
Viessmann | Vitodens 200W WB2C | 30kW System 41-819-16 | 4 | 2 | 89.3
Viessmann | Vitodens 200W WB2C | 35kW Combi | 4 | 2 | 90.1
Viessmann | Vitodens 200W WB2C | 35kW Combi 47-819-11 | 4 | 2 | 89.1
Viessmann | Vitodens 200W WB2C | 35kW System | 4 | 2 | 90.2
Viessmann | Vitodens 200W WB2C | 35kW System 41-819-17 | 4 | 2 | 89.2
Viessmann | Vitodens 222F FS2B | 19kW Combi with Store | 4 | 2 | 90.4
Viessmann | Vitodens 222F FS2B | 19kW Combi with Store 47-819-15 | 4 | 2 | 89.3
Viessmann | Vitodens 222F FS2B | 26kW Combi with Store | 4 | 2 | 90.6
Viessmann | Vitodens 222F FS2B | 26kW Combi with Store 47-819-16 | 4 | 2 | 89.6
Viessmann | Vitodens 222F FS2B | 35kW Combi with Store | 4 | 2 | 90.5
Viessmann | Vitodens 222F FS2B | 35kW Combi with Store 47-819-17 | 4 | 2 | 89.5
Viessmann | Vitodens 242F FB2B | 19kW Combi with Store | 4 | 2 | 90.4
Viessmann | Vitodens 242F FB2B | 19kW Combi with Store 47-819-18 | 4 | 2 | 89.3
Viessmann | Vitodens 242F FB2B | 26kW Combi with Store | 4 | 2 | 90.6
Viessmann | Vitodens 242F FB2B | 26kW Combi with Store 47-819-19 | 4 | 2 | 89.6
Viessmann | Vitodens 300 | WB3A - 24kW | 4 | 2 | 89.4
Viessmann | Vitodens 300 | WB3A - 32kW | 4 | 2 | 89.4
Viessmann | Vitodens 300 | WB3A - 44kW | 4 | 2 | 89.2
Viessmann | Vitodens 300 | WB3A - 66kW | 4 | 2 | 89.2
Viessmann | Vitodens 300 Combi | WB3A - 24kW | 4 | 2 | 89.3
Viessmann | Vitodens 333 |  | 4 | 2 | 90.4
Viessmann | Vitodens 333 | WS3A | 4 | 2 | 89.3
Viessmann | Vitodens 343F |  | 4 | 2 | 89.4
Viessmann | Vitopend 100 Combi | WH1-24kW | 4 | 1 | 75.3
Vokera | Compact | 24 | 4 | 1 | 80.3
Vokera | Compact | 25 | 4 | 2 | 89
Vokera | Compact | 28 | 4 | 1 | 80.3
Vokera | Compact | 29 | 4 | 2 | 88.9
Vokera | Compact | 24 LPG | 4 | 1 | 82.2
Vokera | Compact | 25 HE | 4 | 2 | 86
Vokera | Compact | 28 LPG | 4 | 1 | 81.8
Vokera | Compact | 29 HE | 4 | 2 | 86.2
Vokera | Eclipse ESC | 226 | 4 | 2 | 89
Vokera | Eclipse ESC |  | 4 | 2 | 85.5
Vokera | Eclipse ESS | 216 | 4 | 2 | 88.9
Vokera | Eclipse ESS | 226 | 4 | 2 | 89.1
Vokera | Eclipse ESS |  | 4 | 2 | 85.6
Vokera | Excell | 80E | 4 | 1 | 73
Vokera | Excell | 96E | 4 | 1 | 73
Vokera | Hydra | Hydra 26 | 4 | 2 | 89
Vokera | Hydra | Hydra 26 LPG | 4 | 2 | 91
Vokera | Linea | 726 | 4 | 1 | 80.3
Vokera | Linea | 730 | 4 | 1 | 80.3
Vokera | Linea | 735 | 4 | 1 | 80.3
Vokera | Linea | 28HE | 4 | 2 | 88.5
Vokera | Linea | 32HE | 4 | 2 | 89.2
Vokera | Linea | 36HE | 4 | 2 | 89
Vokera | Linea | 726 LPG | 4 | 1 | 82.2
Vokera | Linea | 730 LPG | 4 | 1 | 82.2
Vokera | Linea | 735 LPG | 4 | 1 | 82.2
Vokera | Linea | Linea 24 | 4 | 1 | 80.3
Vokera | Linea | Linea 28 | 4 | 1 | 80.6
Vokera | Linea | One | 4 | 2 | 89.2
Vokera | Linea | Plus AG | 4 | 1 | 80.1
Vokera | Linea 24 |  | 4 | 1 | 77.5
Vokera | Linea 24 | e | 4 | 1 | 78.2
Vokera | Linea 28 |  | 4 | 1 | 77.6
Vokera | Linea 28 | e | 4 | 1 | 78
Vokera | Linea HE | 25HE | 4 | 2 | 88.5
Vokera | Linea HE | 25HE LPG | 4 | 2 | 89.7
Vokera | Linea HE | 30HE | 4 | 2 | 88.7
Vokera | Linea HE | 30HE LPG | 4 | 2 | 90
Vokera | Linea HE | 35HE | 4 | 2 | 89
Vokera | Linea HE | 35HE LPG | 4 | 2 | 89.5
Vokera | Lineamax |  | 4 | 1 | 78.1
Vokera | Linea Plus |  | 4 | 1 | 80.1
Vokera | Linea Plus AG |  | 4 | 1 | 80.1
Vokera | Meteor | S90 | 4 | 1 | 68
Vokera | Meteor | V90 | 4 | 1 | 68
Vokera | Mynute | 12HE | 4 | 2 | 88.8
Vokera | Mynute | 15HE | 4 | 2 | 88.8
Vokera | Mynute | 15VHE 41-094-68 | 4 | 2 | 89.3
Vokera | Mynute | 15VHE 41-094-69 | 4 | 2 | 90.8
Vokera | Mynute | 20HE | 4 | 2 | 88.8
Vokera | Mynute | 20VHE | 4 | 2 | 88.8
Vokera | Mynute | 24M | 4 | 1 | 80.1
Vokera | Mynute | 25A | 4 | 2 | 89
Vokera | Mynute | 25EHE | 4 | 2 | 86.1
Vokera | Mynute | 25HE | 4 | 2 | 88.8
Vokera | Mynute | 28e | 4 | 1 | 78.1
Vokera | Mynute | 28e 41-094-18 | 4 | 1 | 80.7
Vokera | Mynute | 29EHE | 4 | 2 | 85.9
Vokera | Mynute | 30HE | 4 | 2 | 88.8
Vokera | Mynute | 35e | 4 | 1 | 80.4
Vokera | Mynute | 35e LPG | 4 | 1 | 82.3
Vokera | Mynute | 35HE | 4 | 2 | 88.8
Vokera | Mynute | HE | 4 | 2 | 88.8
Vokera | Mynute | Mynute 12e LPG | 4 | 1 | 81.4
Vokera | Mynute | Mynute 16e LPG | 4 | 1 | 81.2
Vokera | Mynute | Mynute 20e LPG | 4 | 1 | 81.3
Vokera | Mynute 10e |  | 4 | 1 | 77
Vokera | Mynute 12e |  | 4 | 1 | 79.2
Vokera | Mynute 14e |  | 4 | 1 | 79.1
Vokera | Mynute 16e |  | 4 | 1 | 79.6
Vokera | Mynute 20e |  | 4 | 1 | 78
Vokera | Option 24 |  | 4 | 1 | 78.4
Vokera | Pinnacle | Pinnacle 16 | 4 | 2 | 88.9
Vokera | Pinnacle | Pinnacle 16 LPG | 4 | 2 | 90.8
Vokera | Pinnacle | Pinnacle 26 | 4 | 2 | 89.1
Vokera | Pinnacle | Pinnacle 26 LPG | 4 | 2 | 91.1
Vokera | Synergy | 29 | 4 | 2 | 86.7
Vokera | Synergy | 25e | 4 | 2 | 88.6
Vokera | Synergy | 29e | 4 | 2 | 89
Vokera | Synergy | 29 LPG | 4 | 2 | 87.8
Vokera | Syntesi | 25 | 4 | 2 | 86.6
Vokera | Syntesi | 29 | 4 | 2 | 86.6
Vokera | Syntesi | 35 | 4 | 2 | 87
Vokera | Syntesi | 25e | 4 | 2 | 88.5
Vokera | Syntesi | 25 LPG | 4 | 2 | 88.9
Vokera | Syntesi | 29e | 4 | 2 | 88.9
Vokera | Syntesi | 29 LPG | 4 | 2 | 87.7
Vokera | Syntesi | 35 LPG | 4 | 2 | 88.5
Vokera | Unica | 28HE | 4 | 2 | 88.8
Vokera | Unica | 32HE | 4 | 2 | 88.8
Vokera | Unica | 36HE | 4 | 2 | 88.7
Vokera | Unica | HE | 4 | 2 | 88.7
Vokera | Verve |  | 4 | 2 | 88.9
Vokera | Vision | 20S | 4 | 2 | 89.2
Vokera | Vision | 25C | 4 | 2 | 89.1
Vokera | Vision | 25S | 4 | 2 | 89.1
Vokera | Vision | 30C | 4 | 2 | 89
Warmflow | 120/150 Bluebird |  | 4 | 1 | 85.4
Warmflow | 50/70 Bluebird |  | 4 | 1 | 85.4
Warmflow | 70/90 Bluebird |  | 4 | 1 | 81.9
Warmflow | 90/120 Bluebird |  | 4 | 1 | 84.3
Warmflow | Bluebird | 120/150 BB | 4 | 1 | 85.4
Warmflow | Bluebird | 150/200BB | 4 | 1 | 84.7
Warmflow | Bluebird | 50/70 BB | 4 | 1 | 84.1
Warmflow | Bluebird | 70/90 BB | 4 | 1 | 84.7
Warmflow | Bluebird | 90/120 BB | 4 | 1 | 85.1
Warmflow | Boilerhouse | B1 | 4 | 1 | 85.5
Warmflow | Boilerhouse | B120HE | 4 | 2 | 90.8
Warmflow | Boilerhouse | B70HE | 4 | 2 | 90.7
Warmflow | Boilerhouse | B90HE | 4 | 2 | 90.7
Warmflow | Combi | 70/90 Combi | 4 | 1 | 83
Warmflow | Combi | 70/90 Kabin Pak | 4 | 1 | 83
Warmflow | Combi | C90HE | 4 | 2 | 89.1
Warmflow | Goldbird | 120/150 GB | 4 | 1 | 85.4
Warmflow | Goldbird | 150/200GB | 4 | 1 | 84.7
Warmflow | Goldbird | 50/70 GB | 4 | 1 | 84.1
Warmflow | Goldbird | 70/90 GB | 4 | 1 | 84.7
Warmflow | Goldbird | 90/120 GB | 4 | 1 | 85.1
Warmflow | G-Series | GC29A | 4 | 2 | 88.7
Warmflow | G-Series | GC29B | 4 | 2 | 85.5
Warmflow | G-Series | GS25A | 4 | 2 | 88.4
Warmflow | G-Series | GS25B | 4 | 2 | 85.9
Warmflow | Kabin Pak | 50/70 KP | 4 | 1 | 84.1
Warmflow | Kabin Pak | 70/90 KP | 4 | 1 | 84.7
Warmflow | Kabin Pak | 90/120 KP | 4 | 1 | 85.1
Warmflow | Kabin Pak | K120HE | 4 | 2 | 90.7
Warmflow | Kabin Pak | K150HE | 4 | 2 | 90.3
Warmflow | Kabin Pak | K70HE | 4 | 2 | 90.7
Warmflow | Kabin Pak | K90 | 4 | 1 | 85.5
Warmflow | Kabin Pak | K90HE | 4 | 2 | 90.8
Warmflow | Kabin Pak | KC90 | 4 | 1 | 83.8
Warmflow | Kabin Pak | KC90HE | 4 | 2 | 89.1
Warmflow | Kabin Pak | KP150HE | 4 | 2 | 90.3
Warmflow | Kabin Pak | KP70HE | 4 | 2 | 90.7
Warmflow | Kabin Pak | KP90 | 4 | 1 | 85.5
Warmflow | Kabin Pak | KP90HE | 4 | 2 | 90.8
Warmflow | System | S70HE | 4 | 2 | 90.7
Warmflow | System | S90HE | 4 | 2 | 90.8
Warmflow | System Whitebird | 50/70 SWB | 4 | 1 | 84.1
Warmflow | System Whitebird | 70/90 SWB | 4 | 1 | 84.7
Warmflow | Utility | U120HE | 4 | 2 | 90.7
Warmflow | Utility | U70HE | 4 | 2 | 90.7
Warmflow | Utility | U90 | 4 | 1 | 85.5
Warmflow | Utility | U90HE | 4 | 2 | 90.8
Warmflow | Utility | UC90 | 4 | 1 | 83.8
Warmflow | Utility | UC90HE | 4 | 2 | 89.1
Warmflow | Utility | UP150HE | 4 | 2 | 90.3
Warmflow | Utility | UP70HE | 4 | 2 | 90.7
Warmflow | Utility | UP90 | 4 | 1 | 85.5
Warmflow | Utility | UP90HE | 4 | 2 | 90.8
Warmflow | Wall Mounted | 50/70 External | 4 | 1 | 84.8
Warmflow | Wall Mounted | 50/70 Internal | 4 | 1 | 84.8
Warmflow | Whitebird | 120/150 WB | 4 | 1 | 85.4
Warmflow | Whitebird | 150/200WB | 4 | 1 | 84.7
Warmflow | Whitebird | 50/70 WB | 4 | 1 | 84.1
Warmflow | Whitebird | 70/90 WB | 4 | 1 | 84.7
Warmflow | Whitebird | 90/120 WB | 4 | 1 | 85.1
Warmworld | FFC 30/60 |  | 4 | 2 | 86.3
Warmworld | FFC 65/80 |  | 4 | 2 | 85.6
Warmworld | FFC Combi |  | 4 | 2 | 86.2
Warmworld | FFC Combi |  | 4 | 2 | 86.2
Warmworld | Warmworld Combi |  | 4 | 2 | 85.2
Warmworld | Warmworld HE 30 |  | 4 | 2 | 83.8
Warmworld | Warmworld HE 40 |  | 4 | 2 | 84.2
Warmworld | Warmworld HE 50 |  | 4 | 2 | 84.8
Warmworld | Warmworld HE 70/80 |  | 4 | 2 | 84.5
Wickes | Wickes | 40bf | 4 | 1 | 65
Wickes | Wickes | 45f | 4 | 1 | 72
Wickes | Wickes | 50bf | 4 | 1 | 65
Wickes | Wickes | 65f | 4 | 1 | 72
Wickes | Wickes | combi | 4 | 1 | 70
Wolf | CGB-11 |  | 4 | 2 | 88.9
Wolf | CGB-20 |  | 4 | 2 | 88.9
Wolf | CGB-24 |  | 4 | 2 | 88.8
Wolf | CGB-35 |  | 4 | 2 | 89.3
Wolf | CGB-50 |  | 4 | 2 | 89.2
Wolf | CGB-50 |  | 4 | 2 | 89.2
Wolf | CGB-K-20 |  | 4 | 2 | 88.8
Wolf | CGB-K-24 |  | 4 | 2 | 88.7
Wolf | COB-20 |  | 4 | 2 | 91.4
Wolf | COB-29 |  | 4 | 2 | 91.4
Wolf | TGG-18 | Topline Boiler 8602755 | 4 | 1 | 80.4
Wolf | TGG-18 | Topline Boiler 8602756 | 4 | 1 | 82.3
Wolf | TGG-24 | Topline Boiler 8602759 | 4 | 1 | 80.4
Wolf | TGG-24 | Topline Boiler 8602760 | 4 | 1 | 82.3
Wolf | TGG-K-18 | Topline Combi Boiler 8602753 | 4 | 1 | 80.3
Wolf | TGG-K-18 | Topline Combi Boiler 8602754 | 4 | 1 | 82.2
Wolf | TGG-K-24 | Topline Combi Boiler 8602757 | 4 | 1 | 80.3
Wolf | TGG-K-24 | Topline Combi Boiler 8602760 | 4 | 1 | 82.2
Worcester | 14/19 CBi | RSF 41-311-52 | 4 | 1 | 79.4
Worcester | 14/19 CBi | RSF 41-311-53 | 4 | 1 | 81.3
Worcester | 15 CBi | RSF | 4 | 1 | 76.6
Worcester | 15 Sbi | RSF 41 311 43 | 4 | 1 | 79.1
Worcester | 15 SBi | RSF 41 311 45 | 4 | 1 | 80.9
Worcester | 19/24 CBi | RSF 41-311-54 | 4 | 1 | 78.4
Worcester | 19/24 CBi | RSF 41-311-55 | 4 | 1 | 80.4
Worcester | 240 | CF | 4 | 1 | 65
Worcester | 240bf |  | 4 | 1 | 65
Worcester | 240of |  | 4 | 1 | 65
Worcester | 240rsf |  | 4 | 1 | 70
Worcester | 24 CBi | RSF | 4 | 1 | 76.9
Worcester | 24 Cdi | BF | 4 | 1 | 79.4
Worcester | 24 Cdi | OF | 4 | 1 | 76.2
Worcester | 24 Cdi | RSF | 4 | 1 | 76
Worcester | 24 CDi | RSF-L 47 311 30 | 4 | 1 | 78.1
Worcester | 24 CDi | RSF-L 47 311 31 | 4 | 1 | 80.5
Worcester | 24CDi | RSF Serial ASB | 4 | 1 | 78.1
Worcester | 24CDi | RSF Serial ASC | 4 | 1 | 80.5
Worcester | 24 CDi - L | OF 47 311 32 | 4 | 1 | 78.1
Worcester | 24 CDi - L | OF 47 311 33 | 4 | 1 | 79.6
Worcester | 24 I | RSF | 4 | 1 | 76.1
Worcester | 24i Junior |  | 4 | 1 | 78
Worcester | 24i Junior |  | 4 | 1 | 78
Worcester | 24i - L | RSF | 4 | 1 | 78.3
Worcester | 24 LE | RSF | 4 | 1 | 76
Worcester | 24 Sbi | RSF 41-311-44 | 4 | 1 | 78.3
Worcester | 24 SBi | RSF 41-311-46 | 4 | 1 | 80.1
Worcester | 24 SI II | RSF 47-311-65 | 4 | 1 | 78.1
Worcester | 24 SI II | RSF 47-311-66 | 4 | 1 | 80.5
Worcester | 25 Si | RSF 47-311-49 | 4 | 1 | 77.7
Worcester | 25 Si | RSF 47-311-50 | 4 | 1 | 81.1
Worcester | 25 Si - L | RSF 47-311-49 | 4 | 1 | 78
Worcester | 25 Si - L | RSF 47-311-50 | 4 | 1 | 81.1
Worcester | 25Si - LL | RSF 47-311-49 | 4 | 1 | 78
Worcester | 25Si - LL | RSF 47-311-50 | 4 | 1 | 81.1
Worcester | 26 Cdi | Xtra | 4 | 2 | 85.4
Worcester | 26 CDi Xtra | RSF | 4 | 2 | 86.5
Worcester | 26 CDi Xtra | RSFL | 4 | 2 | 86.4
Worcester | 280rsf |  | 4 | 1 | 70
Worcester | 28 Cdi | RSF 47-311-34 | 4 | 1 | 78.9
Worcester | 28 CDi | RSF 47-311-35 | 4 | 1 | 79.9
Worcester | 28 CDi - L | RSF | 4 | 1 | 80.7
Worcester | 28i | RSF | 4 | 1 | 78
Worcester | 28i Junior |  | 4 | 1 | 78.9
Worcester | 28i Junior |  | 4 | 1 | 78.9
Worcester | 28 LE | RSF | 4 | 1 | 78.9
Worcester | 28 Si | RSF 47-311-51 | 4 | 1 | 78.2
Worcester | 28 Si | RSF 47-311-52 | 4 | 1 | 81.4
Worcester | 28 SI II | RSF 47-311-67 | 4 | 1 | 78.4
Worcester | 28 SI II | RSF 47-311-68 | 4 | 1 | 80
Worcester | 35 Cdi | RSF | 4 | 1 | 78.9
Worcester | 35 CDi II | RSF 47-311-58 | 4 | 1 | 78.5
Worcester | 35 CDi II | RSF 47-311-59 | 4 | 1 | 80.4
Worcester | 80 ic | RSF | 4 | 1 | 75.2
Worcester | 9.24electronicrsf |  | 4 | 1 | 70
Worcester | 9.24electronicrsfe |  | 4 | 1 | 70
Worcester | 9/14 CBi | RSF 41-311-50 | 4 | 1 | 78.5
Worcester | 9/14 CBi | RSF 41-311-51 | 4 | 1 | 80.5
Worcester | Bosch | 50/70.000 | 4 | 1 | 85.3
Worcester | Bosch | 70/90.000 | 4 | 1 | 83.9
Worcester | Bosch | 90/110.000 | 4 | 1 | 85.1
Worcester | Bosch | 70/90-000-NI-L | 4 | 1 | 84.2
Worcester | Bosch/British Gas CC1 | ZWB 7-29A | 4 | 2 | 88.7
Worcester | Bosch/British Gas CS1 | ZB 7-28A | 4 | 2 | 88.8
Worcester | Bosch/British Gas ICC2 | ZWBR 11-37A | 4 | 2 | 89.5
Worcester | Bosch/British Gas ICC2 | ZWBR 8-30A | 4 | 2 | 89.5
Worcester | Bosch/British Gas ICS1 | ZBR 8-35A | 4 | 2 | 89.6
Worcester | Bosch/British Gas ICS1 | ZSBR 7-28A | 4 | 2 | 88.8
Worcester | Bosch/British Gas RD529 | ZWB 7-29 A | 4 | 2 | 88.7
Worcester | Bosch Greenstar ZWBR | 7-25A | 4 | 2 | 89.4
Worcester | Bosch RX-2 | RSF | 4 | 2 | 85.4
Worcester | Danesmoor | 32/50.000 | 4 | 1 | 83.1
Worcester | Danesmoor | 50/70.000 | 4 | 1 | 84.6
Worcester | Danesmoor | 12/14.OOO | 4 | 1 | 84.3
Worcester | Danesmoor | 12/14-000-GB-L | 4 | 1 | 84.4
Worcester | Danesmoor | 12/14-000-GB-L | 4 | 1 | 84.4
Worcester | Danesmoor | 15/19.OOO | 4 | 1 | 85.3
Worcester | Danesmoor | 15/19.ROO | 4 | 1 | 85.3
Worcester | Danesmoor | 20/25.OOO | 4 | 1 | 83.9
Worcester | Danesmoor | 20/25.ROO | 4 | 1 | 83.9
Worcester | Danesmoor | 20/25 - R00-GB-L | 4 | 1 | 84.2
Worcester | Danesmoor | 20/25 - R00-GB-L | 4 | 1 | 84.2
Worcester | Danesmoor | 26/32.OOO | 4 | 1 | 85.1
Worcester | Danesmoor | 26/32.ROO | 4 | 1 | 85.1
Worcester | Danesmoor | 32/50 - 000 -GB - L | 4 | 1 | 84.3
Worcester | Danesmoor | 50/70 - 000 - GB - L | 4 | 1 | 84.1
Worcester | Danesmoor FS | 18-25 | 4 | 1 | 85.6
Worcester | Danesmoor FS | 43435 | 4 | 1 | 84.7
Worcester | Danesmoor System | 12/14.OSO | 4 | 1 | 84.3
Worcester | Danesmoor System | 12/14.RSO | 4 | 1 | 84.3
Worcester | Danesmoor System | 12/14-0S0-GB-L System | 4 | 1 | 84.4
Worcester | Danesmoor System | 12/14-RS0-GB-L System | 4 | 1 | 84.4
Worcester | Danesmoor System | 15.19.OSO | 4 | 1 | 85.3
Worcester | Danesmoor System | 15/19.RSO | 4 | 1 | 85.3
Worcester | Danesmoor System | 20/25.OSO | 4 | 1 | 83.9
Worcester | Danesmoor System | 20/25.RSO | 4 | 1 | 83.9
Worcester | Danesmoor System | 20/25-0S0-GB-L System | 4 | 1 | 84.2
Worcester | Danesmoor System | 20/25-RS0-GB-L System | 4 | 1 | 84.2
Worcester | Danesmoor Utility | 12/14.OOO | 4 | 1 | 84.3
Worcester | Danesmoor Utility | 12/14.ROO | 4 | 1 | 84.3
Worcester | Danesmoor Utility | 12/14-000-GB-L Utility | 4 | 1 | 84.4
Worcester | Danesmoor Utility | 12/14-R00-GB-L Utility | 4 | 1 | 84.4
Worcester | Danesmoor Utility | 15/19.OOO | 4 | 1 | 85.3
Worcester | Danesmoor Utility | 15/19.ROO | 4 | 1 | 85.3
Worcester | Danesmoor Utility | 20/25.OOO | 4 | 1 | 83.9
Worcester | Danesmoor Utility | 20/25.ROO | 4 | 1 | 83.9
Worcester | Danesmoor Utility | 20/25-000-GB-L Utility | 4 | 1 | 84.2
Worcester | Danesmoor Utility | 20/25-R00-GB-L Utility | 4 | 1 | 84.2
Worcester | Danesmoor Utility | 32/50 - 000 - GB - Utility - L | 4 | 1 | 84.3
Worcester | Danesmoor Utility | 50/70 - 000 - GB - Utility - L | 4 | 1 | 84.1
Worcester | Danesmoor Wall Mounted | 12/19 - R00 - GB - L | 4 | 1 | 84.4
Worcester | Danesmoor WM 12/19 | RS | 4 | 1 | 84.1
Worcester | Delglo | 2bf | 4 | 1 | 65
Worcester | Delglo | 2of | 4 | 1 | 65
Worcester | Delglo | 3bf | 4 | 1 | 65
Worcester | Delglo | 3of | 4 | 1 | 65
Worcester | Firefly | PJ90-120 | 4 | 1 | 65
Worcester | Firefly HD II | 40 | 4 | 1 | 65
Worcester | Firefly HD II | 50 | 4 | 1 | 65
Worcester | Firefly HD II | 70 | 4 | 1 | 65
Worcester | Firefly HD II | 80 | 4 | 1 | 65
Worcester | Firefly HD II | 100 | 4 | 1 | 65
Worcester | Firefly HD II | 40 D type | 4 | 1 | 65
Worcester | Firefly HD II | 50 D type | 4 | 1 | 65
Worcester | Firefly HD II | 60 D type | 4 | 1 | 65
Worcester | GB162-65kW |  | 4 | 2 | 88.9
Worcester | Greenstar | 24 | 4 | 2 | 88.6
Worcester | Greenstar | 28 | 4 | 2 | 88.6
Worcester | Greenstar | 12 Ri 41-311-63 | 4 | 2 | 88.8
Worcester | Greenstar | 12 Ri 41-311-64 | 4 | 2 | 89.8
Worcester | Greenstar | 12i System 41-311-67 | 4 | 2 | 88.8
Worcester | Greenstar | 12i System 41-311-69 | 4 | 2 | 89.8
Worcester | Greenstar | 15 i System 41-311-84 | 4 | 2 | 88.8
Worcester | Greenstar | 15 i System | 4 | 2 | 89.8
Worcester | Greenstar | 15Ri 41-311-75 | 4 | 2 | 88.8
Worcester | Greenstar | 15Ri 41-311-76 | 4 | 2 | 89.8
Worcester | Greenstar | 18 i System 41-311-86 | 4 | 2 | 88.8
Worcester | Greenstar | 18 i System | 4 | 2 | 89.8
Worcester | Greenstar | 18Ri 41-311-77 | 4 | 2 | 88.8
Worcester | Greenstar | 18Ri 41-311-78 | 4 | 2 | 89.8
Worcester | Greenstar | 24 Ri 41-311-65 | 4 | 2 | 89.2
Worcester | Greenstar | 24 Ri 41-311-66 | 4 | 2 | 90.2
Worcester | Greenstar | 24i junior 47-311-86 | 4 | 2 | 89.1
Worcester | Greenstar | 24i junior 47-311-90 | 4 | 2 | 90.1
Worcester | Greenstar | 24i System 41-311-68 | 4 | 2 | 89.2
Worcester | Greenstar | 24i System 41-311-70 | 4 | 2 | 90.2
Worcester | Greenstar | 25 Si 47-311-84 | 4 | 2 | 89.1
Worcester | Greenstar | 25 Si 47-311-88 | 4 | 2 | 90.1
Worcester | Greenstar | 28 CDi Compact 47-406-44 | 4 | 2 | 89.8
Worcester | Greenstar | 28 CDi Compact 47-406-45 | 4 | 2 | 90.9
Worcester | Greenstar | 28i junior 47-311-87 | 4 | 2 | 89.1
Worcester | Greenstar | 28i junior 47-311-91 | 4 | 2 | 90.1
Worcester | Greenstar | 29CDi Classic 47-406-34 | 4 | 2 | 89.1
Worcester | Greenstar | 29CDi Classic 47-406-35 | 4 | 2 | 90.1
Worcester | Greenstar | 29CDi Combi 47-406-34 | 4 | 2 | 89.1
Worcester | Greenstar | 29CDi Combi 47-406-35 | 4 | 2 | 90.1
Worcester | Greenstar | 30 LXi System | 4 | 2 | 89
Worcester | Greenstar | 30 Si 47-311-85 | 4 | 2 | 89.1
Worcester | Greenstar | 30 Si 47-311-89 | 4 | 2 | 90.1
Worcester | Greenstar | 32 CDi Compact 47-406-46 | 4 | 2 | 89.8
Worcester | Greenstar | 32 CDi Compact 47-406-47 | 4 | 2 | 90.9
Worcester | Greenstar | 34 CDi Combi | 4 | 2 | 89.1
Worcester | Greenstar | 34CDi Classic | 4 | 2 | 89.1
Worcester | Greenstar | 34CDi Combi | 4 | 2 | 89.1
Worcester | Greenstar | 36 CDi Compact 47-406-48 | 4 | 2 | 89.8
Worcester | Greenstar | 36 CDi Compact 47-406-49 | 4 | 2 | 90.9
Worcester | Greenstar | 36LXi | 4 | 2 | 89.8
Worcester | Greenstar | 37 CDi 47-406-08 | 4 | 2 | 89.4
Worcester | Greenstar | 37 CDi 47-406-09 | 4 | 2 | 90.4
Worcester | Greenstar | 38CDi Classic 47-406-38 | 4 | 2 | 89
Worcester | Greenstar | 38CDi Classic 47-406-39 | 4 | 2 | 90
Worcester | Greenstar | 38CDi Combi 47-406-38 | 4 | 2 | 89
Worcester | Greenstar | 38CDi Combi 47-406-39 | 4 | 2 | 90
Worcester | Greenstar | 42 CDi 47-406-10 | 4 | 2 | 89.4
Worcester | Greenstar | 42 CDi 47-406-11 | 4 | 2 | 90.4
Worcester | Greenstar | 42CDi Classic 47-406-10 | 4 | 2 | 89.4
Worcester | Greenstar | 42CDi Classic 47-406-11 | 4 | 2 | 90.4
Worcester | Greenstar | FS 30 CDi Regular 41 406 03 | 4 | 2 | 88.9
Worcester | Greenstar | FS 30 CDi Regular 41 406 05 | 4 | 2 | 89.9
Worcester | Greenstar | FS 42 CDi Regular 41 406 04 | 4 | 2 | 88.8
Worcester | Greenstar | FS 42 CDi Regular 41 406 06 | 4 | 2 | 89.8
Worcester | Greenstar | ZB 7-28 HE | 4 | 2 | 88.8
Worcester | Greenstar | ZWB 7-25 HE Combi | 4 | 2 | 88.7
Worcester | Greenstar | ZWB 7-30 HE Combi | 4 | 2 | 88.7
Worcester | Greenstar | ZWBR 11-35 HE Plus | 4 | 2 | 89.5
Worcester | Greenstar | ZWBR 7-30 HE Plus | 4 | 2 | 88.7
Worcester | Greenstar 29HE Conventional | ZB 7-29 | 4 | 2 | 88.7
Worcester | Greenstar Camray | 18/25 | 4 | 2 | 91.2
Worcester | Greenstar Camray | 25/32 | 4 | 2 | 91.7
Worcester | Greenstar Camray | 43435 | 4 | 2 | 90.9
Worcester | Greenstar Camray External | 18/25 | 4 | 2 | 91.2
Worcester | Greenstar Camray External | 25/32 | 4 | 2 | 91.7
Worcester | Greenstar Camray External | 43435 | 4 | 2 | 90.9
Worcester | Greenstar Camray External System | 18/25 | 4 | 2 | 91.2
Worcester | Greenstar Camray External System | 25/32 | 4 | 2 | 91.7
Worcester | Greenstar Camray External System | 43435 | 4 | 2 | 90.9
Worcester | Greenstar Camray System | 1825 | 4 | 2 | 91.2
Worcester | Greenstar Camray System | 2532 | 4 | 2 | 91.7
Worcester | Greenstar Camray System | 43435 | 4 | 2 | 90.9
Worcester | Greenstar Camray Utility | 18/25 | 4 | 2 | 91.2
Worcester | Greenstar Camray Utility | 25/32 | 4 | 2 | 91.7
Worcester | Greenstar Camray Utility | 43435 | 4 | 2 | 90.9
Worcester | Greenstar Camray Utility System | 18/25 | 4 | 2 | 91.2
Worcester | Greenstar Camray Utility System | 25/32 | 4 | 2 | 91.7
Worcester | Greenstar Camray Utility System | 43435 | 4 | 2 | 90.9
Worcester | Greenstar CDi | 25Cdi | 4 | 2 | 91.1
Worcester | Greenstar CDi | 25 Cdi 47-311-92 | 4 | 2 | 90
Worcester | Greenstar CDi | 27 CDi 47-406-12 | 4 | 2 | 89.4
Worcester | Greenstar CDi | 27 CDi 47-406-13 | 4 | 2 | 90.4
Worcester | Greenstar CDi | 30Cdi | 4 | 2 | 90.4
Worcester | Greenstar CDi | 30 CDi 47-311-93 | 4 | 2 | 89.4
Worcester | Greenstar Cdi | 30 Cdi Conventional 41-311-71 | 4 | 2 | 89.5
Worcester | Greenstar Cdi | 30 Cdi Conventional 41-311-73 | 4 | 2 | 90.5
Worcester | Greenstar Cdi | 30 Cdi System 41-311-93 | 4 | 2 | 89.5
Worcester | Greenstar Cdi | 30 Cdi System 41-311-97 | 4 | 2 | 90.5
Worcester | Greenstar CDi | 31 CDi 47-406-14 | 4 | 2 | 89.4
Worcester | Greenstar CDi | 31 CDi 47-406-15 | 4 | 2 | 90.4
Worcester | Greenstar CDi | 35Cdi | 4 | 2 | 90.4
Worcester | Greenstar CDi | 35 CDi 47-311-94 | 4 | 2 | 89.4
Worcester | Greenstar Cdi | 40 Cdi 47-311-95 | 4 | 2 | 89.4
Worcester | Greenstar Cdi | 40 Cdi 47-406-01 | 4 | 2 | 90.4
Worcester | Greenstar Cdi | 40 Cdi Conventional 41-311-72 | 4 | 2 | 89.1
Worcester | Greenstar Cdi | 40 Cdi Conventional 41-311-74 | 4 | 2 | 90.2
Worcester | Greenstar Danesmoor | 18/25-OOO-GB | 4 | 2 | 90.8
Worcester | Greenstar Danesmoor Wall Mounted | 18/25 | 4 | 2 | 90.7
Worcester | Greenstar Danesmoor Wall-Mounted | 43435 | 4 | 2 | 90.7
Worcester | Greenstar HE | ZB 7-27A | 4 | 2 | 88.8
Worcester | Greenstar HE | ZWB 7-27A | 4 | 2 | 88.7
Worcester | Greenstar HE 12/22 | RS | 4 | 2 | 89.5
Worcester | Greenstar Heatslave | 25/32 | 4 | 2 | 89.1
Worcester | Greenstar Heatslave | 43435 | 4 | 2 | 89.3
Worcester | Greenstar Heatslave | 18/25-OSO-GB | 4 | 2 | 89.1
Worcester | Greenstar Heatslave External | 18/25 | 4 | 2 | 89.1
Worcester | Greenstar Heatslave External | 25/32 | 4 | 2 | 89.1
Worcester | Greenstar Heatslave External | 43435 | 4 | 2 | 89.3
Worcester | Greenstar HE Plus | ZWBR 11-35A | 4 | 2 | 89.5
Worcester | Greenstar HE Plus | ZWBR 7-28A | 4 | 2 | 88.7
Worcester | Greenstar Highflow | 440 47 311 82 | 4 | 2 | 89.1
Worcester | Greenstar Highflow | 440 47 311 83 | 4 | 2 | 90.1
Worcester | Greenstar Highflow | 440 CDi 47 406 24 | 4 | 2 | 89.2
Worcester | Greenstar Highflow | 440 CDi 47 406 26 | 4 | 2 | 90.2
Worcester | Greenstar Highflow | 550 CDi 47 406 25 | 4 | 2 | 89.2
Worcester | Greenstar Highflow | 550 CDi 47 406 27 | 4 | 2 | 90.2
Worcester | Greenstar R | 25 HE Combi 47 311 77 | 4 | 2 | 88.7
Worcester | Greenstar R | 25 HE Combi ZWB 11-25 HE | 4 | 2 | 89.6
Worcester | Greenstar R | 28 HE System 41 311 62 | 4 | 2 | 88.8
Worcester | Greenstar R | 28 HE System ZB 11-28 HE | 4 | 2 | 89.8
Worcester | Greenstar R | 29 HE Conventional 41 311 60 | 4 | 2 | 88.8
Worcester | Greenstar R | 29 HE Conventional ZB 11-28 HE | 4 | 2 | 89.8
Worcester | Greenstar R | 30 HE Combi 47 311 78 | 4 | 2 | 88.7
Worcester | Greenstar R | 30 HE Combi ZWB 11-30 HE | 4 | 2 | 89.7
Worcester | Greenstar R | 30HE Plus Combi | 4 | 2 | 88.7
Worcester | Greenstar R | 35 HE Plus Combi 47 311 80 | 4 | 2 | 89.5
Worcester | Greenstar R | 35 HE plus Combi ZWBR 14-35 HE | 4 | 2 | 90.5
Worcester | Greenstar R | 40 HE Conventional 41 311 61 | 4 | 2 | 89
Worcester | Greenstar R | 40 HE Conventional ZB 14-40 HE | 4 | 2 | 90
Worcester | Greenstar R | 40 HE Plus Combi 47 311 81 | 4 | 2 | 88.9
Worcester | Greenstar R | 40 HE Plus Combi ZB 14-40 HE | 4 | 2 | 89.6
Worcester | Greenstar Utility | 18/25-OOO-GB | 4 | 2 | 90.8
Worcester | Greenstar Utility | 32/50-000-GB | 4 | 2 | 90.7
Worcester | Greenstar Utility | 50/70-000-GB | 4 | 2 | 90.5
Worcester | Greentar | 34CDi Classic | 4 | 2 | 90.1
Worcester | Heat Slave | 12/14.OSO | 4 | 1 | 82.8
Worcester | Heat Slave | 12/14.RSO | 4 | 1 | 82.8
Worcester | Heatslave | 12/14-OSO-GB-L Oil Combi | 4 | 1 | 82.7
Worcester | Heatslave | 12/14RS | 4 | 1 | 70
Worcester | Heatslave | 12/14-RSO-GB-L Oil Combi | 4 | 1 | 82.7
Worcester | Heat Slave | 15/19.OSO | 4 | 1 | 83.7
Worcester | Heat Slave | 15/19.RSO | 4 | 1 | 83.7
Worcester | Heat Slave | 20/25.OSO | 4 | 1 | 82.4
Worcester | Heat Slave | 20/25.RSO | 4 | 1 | 83.7
Worcester | Heatslave | 20/25-OSO-GB-L Oil Combi | 4 | 1 | 82.5
Worcester | Heatslave | 20/25RS | 4 | 1 | 70
Worcester | Heatslave | 20/25-RSO-GB-L Oil Combi | 4 | 1 | 82.5
Worcester | Heatslave | 26/32-OSO-GB Oil Combi | 4 | 1 | 83.4
Worcester | Heatslave | 26/32-RSO-GB Oil Combi | 4 | 1 | 83.4
Worcester | Heatslave | 9.24bf | 4 | 1 | 65
Worcester | Heatslave | 9.24of | 4 | 1 | 65
Worcester | Heatslave | 9.24rsf | 4 | 1 | 70
Worcester | Heatslave | highflow3.5rsf | 4 | 1 | 72
Worcester | Heatslave | highflow4.5bf | 4 | 1 | 65
Worcester | Heatslave | highflow4.5of | 4 | 1 | 65
Worcester | Heatslave | highflowbf | 4 | 1 | 65
Worcester | Heatslave | highflowof | 4 | 1 | 65
Worcester | Heatslave | juniorbf | 4 | 1 | 65
Worcester | Heatslave | juniorof | 4 | 1 | 65
Worcester | Heatslave | senior12bf | 4 | 1 | 65
Worcester | Heatslave | senior12of | 4 | 1 | 65
Worcester | Heatslave | senior15bf | 4 | 1 | 65
Worcester | Heatslave | senior15of | 4 | 1 | 65
Worcester | Heatslave | senior6bf | 4 | 1 | 65
Worcester | Heatslave | senior6of | 4 | 1 | 65
Worcester | Heatslave 2 | g40bf | 4 | 1 | 65
Worcester | Heatslave 2 | g40of | 4 | 1 | 65
Worcester | Heatslave 2 | g50bf | 4 | 1 | 65
Worcester | Heatslave 2 | g50of | 4 | 1 | 65
Worcester | HighFlow 400 | BF | 4 | 1 | 75.9
Worcester | Highflow 400 | OF | 4 | 1 | 75.2
Worcester | Highflow 400 | RSF | 4 | 1 | 79.2
Worcester | Highflow 400 Electronic BF | BF | 4 | 1 | 80
Worcester | Highflow 400 Electronic OF | OF | 4 | 1 | 78.5
Worcester | Highflow 400 Electronic RSF | RSF 47 311 61 | 4 | 1 | 78.8
Worcester | Highflow 400 Electronic RSF | RSF 47 311 64 | 4 | 1 | 80.3
Yorkpark | Microstar | 25 | 4 | 2 | 88.4
Yorkpark | Microstar | 40 | 4 | 2 | 88.7
Yorkpark | Microstar | 25 Combi | 4 | 2 | 88.1
Yorkpark | Microstar | THR 25 | 4 | 2 | 88.2
Yorkpark | Microstar | THR 50 | 4 | 2 | 87.2
Yorkpark | Yorkstar | 20 | 4 | 2 | 88.9

## Measures (hidden)
Measure Type HHCRO | Measure Type CERO/CSCO | Insulation
Heating | Heating | Cavity Wall Insulation
Insulation | Insulation | Hard To Treat Cavity Wall Insulation
Micro generation |  | Loft Insulation
Other Insulation
HHCROHeating | CERO/CSCOHeating | Park Home External Wall Insulation
Boiler | District Heating System | Solid Wall Insulation
Other Heating
District Heating System
HHCRO Micro-generation
Micro gen

## Measures Lookup Tables (hidden)
Cavity Wall Insulation |  |  |  | Boiler
Standard CWI | Standard CWI | 42 | 35% | Boiler: Replacement qualifying boiler | QB Replacement | 12 | N/A
Hard To Treat Cavity Wall Insulation |  |  |  | District Heating System
HTTC: Cavity wall insulation solution | HTTC CWI solution | 42 | 35% | DHS: Biomass boiler upgrades | DHS biomass upgrade | 30 | 10%
HTTC: Solid wall insulation solution | HTTC SWI solution | 36 | 35% | DHS: Biomass boiler new connections | DHS biomass new connection | 30 | 10%
|  |  |  | DHS: Gas/Oil boiler upgrades | DHS gas/oil upgrade | 25 | 10%
Loft Insulation |  |  |  | DHS: Gas/Oil boiler new connections | DHS gas/oil new connection | 25 | 10%
Loft Insulation Ceiling Level Topup | LI ceiling level topup | 42 | 35% | DHS: CHP upgrades | DHS CHP upgrade | 15 | 10%
Loft Insulation Ceiling Level Virgin | LI ceiling level virgin | 42 | 35% | DHS: CHP new connections | DHS CHP new connection | 15 | 10%
Loft Insulation Rafter | LI rafter | 42 | 35% | DHS: heat meters | DHS heat meters | 15 | 10%
Room in Roof Insulation | RIRI | 42 | 25%
Other Heating
Park Home External Wall Insulation |  |  |  | Electric Storage Heaters | Electric storage heaters | 20 | N/A
Park Home External Wall Insulation | EWI Parkhomes | 30 | 25% | Flue Gas Heat Recovery Devices | Heat recovery flue gas | 12 | N/A
|  |  |  | Heat Recovery Ventilation | Heat recovery ventilation | 10 | N/A
Solid Wall Insulation |  |  |  | Heating Controls | Heating controls | 12 | N/A
EWI (solid): from 1967 E&W, from 1965 Scotland | EWI solid from1967 E&W from1965 S | 36 | 25% | Radiator Panels | Radiator panels | 10 | N/A
EWI (solid): pre 1967 E&W, pre 1965 Scotland | EWI solid pre1967 E&W pre1965 S | 36 | 33% | Warm Air Units | Warm air units | 20 | N/A
External non-solid Brick Wall Insulation | EWI non solid | 36 | 25%
Internal non-solid Brick Wall Insulation | IWI non solid | 36 | 25% | Micro gen
IWI (solid): from 1967 E&W, from 1965 Scotland | IWI solid from1967 E&W from1965 S | 36 | 25% | Air Source Heat Pumps | ASHP | 15 | N/A
IWI (solid): pre 1967 England & Wales, pre 1965 Scotland | IWI solid pre1967 E&W pre1965 S | 36 | 33% | Biomass Boilers | Biomass boilers | 20 | N/A
|  |  |  | Ground Source Heat Pumps | GSHP | 20 | N/A
Other Insulation |  |  |  | Micro CHP | Micro CHP | 15 | N/A
Draught Proofing | DP | 10 | 15% | Micro hydro | Micro hydro | 20 | N/A
Flat Roof Insulation | FRI | 20 | 15% | Micro wind | Micro wind | 10 | N/A
Hot Water Cylinder Insulation | HWCI | 10 | 15% | Photovoltaics | Solar PV | 25 | N/A
Under Floor Insulation | UFI | 42 | 15%

## Variables (hidden)
Title | Primary Heating | Purpose | CERO/CSCO Tenure | PropertyType | Reasons why not 100%
Miss | Coal | New Notification | Owner Occupied | House | Technical reason
Mr | DHS | Edited Notification | Private Rented Sector | Bungalow | Access/physical restriction
Mr & Miss | Electric | Extended Notification | Social Housing (RSL) | Flat | Customer refusal
Mr & Mrs | Gas |  |  | Maisonette | Measure does not cover 100% of home e.g. 50% of home is solid walls and 50% cavity walls
Mr & Ms | LPG | Recommended | HHCRO Tenure | Mobile Home | Planning reasons
Mrs | Oil | GDAR | Owner Occupied |  | Other
Ms | Other | CSR | Private Rented Sector |  | N/A
Baron | Renewable | N/A
Baroness |  |  |  |  | Evidence of Lifetime for Wall Insulation
Brigadier | Percent Filled | AWG Evidence |  |  | CIGA
Canon | 5% | ESAS |  |  | CIGA Equivalent
Captain | 10% | WHD Core Group |  |  | SWIGA
Colonel | 15% | Sighted Document |  |  | SWIGA Equivalent
Commander | 20% | Other |  |  | Building Control & Clerk of Works
Count | 25% | N/A
Countess | 30% |  |  |  | HTTC Evidence
Dame | 35% |  |  |  | Yes - a(i) Storeys
Doctor | 40% |  |  |  | Yes - a(ii) Non Standard materials or techniques
Doctor & Mrs | 45% |  |  |  | Yes - a(iii) Remedial work
Doctors | 50% |  |  |  | Yes - b. Narrow cavity
Duchess | 55% |  |  |  | Yes - c. Prefab/metal frame
Duke | 60% |  |  |  | Yes - d. Natural stone
Duke & Duchess | 65% |  |  |  | N/A
Earl | 70%
Her Royal Highness | 75%
His Royal Highness | 80%
Judge | 85%
Lady | 90%
Lieutenant | 95%
Lieutenant Colonel | 100%
Lieutenant Commander | N/A
Lord
Lord & Lady
Major
Mr & Doctor
Prince
Princess
Professor
Reverend
Sir
The Honourable
The Right Honourable
Viscount
Viscountess
Wing Commander

## Warnings (hidden)
PrimaryMeasureWarning
This measure is no longer deemed a 'Primary Measure' so no additional 'Secondary Measures' can be claimed in this property
MicroWarning
Please Note: If you have selected micro_generation as the Measure Type then the Primary Heating Source for the Property MUST be Electric in order to qualify.
CEROWarning
For CERO a Primary wall measure must also be claimed on this property.
CSCOWarning
For CSCO this property must be fully insulated to be eligible.
HHCROWarning
HHCRO works must be delivered to a 'Householder'. That is someone who is a tenant or homeowner who is in receipt of qualifying benefits, or a tenant or homeowner who lives with someone who is in receipt of qualifying benefits. Either select 'Yes' or change the category to CERO and claim carbon rather than cost savings.
ReductionWarning
The savings associated for this measure will be reduced to reflect the fact that only a percentage of the home was treated - please call us if you need advice with this question
BoilerEfficiencyWarning
This boiler is not eligible for replacement under HHCRO as it has an efficiency greater than 86%
CondenserBoilerWarning
This boiler is not eligible as it is a non-condensing boiler
SolidWallWarning
For internal and external wall insulation where the walls are made of stone select the ‘built after 1967’ option for higher ECO savings.